3RV2021-4FA10 |  | 3RV2021-4FA10 | 1 | UN | 1 | 1 | A | D | N | N | 85362090 | 1 | 4011209716278 | 0.384 | KG | 170.05 | 165.3 | CP28 | CP28 | Circuit breaker size S0 for motor protection, CLASS 10 A-release 34...40 A N-release 480 A screw terminal Standard switching capacity | Lista Papel 2020 SI | 0 | 0
3RV2021-4FA10-0BA0 |  | 3RV2021-4FA10-0BA0 | 1 | UN | 1 | 0 | A | D | N | N | 85362010 | 1 | 4047621008035 | 0.385 | KG | 201.4 | 201.4 | CP28 | CP28 | Special type Circuit breaker size S0 for motor protection, CLASS 10 A-release 34...40 A N-release 480 A screw terminal Standard switching capacity Ambient temperature -50 Â°C 500 switching cycles | - | 0 | 0
3RV2021-4FA10-Z | W96 | 3RV2021-4FA10-ZW96 | 1 | UN | 1 | 5 | B | D | N | N | 85362090 | 24 |  | 0.193 | KG | 170.05 | 170.05 | CP28 | CP28 | Circuit breaker size S0 for motor protection, Class 10 A-release 34...40 A N-release 480 A Screw terminal Standard switching capacity Multi-unit packaging Pack = 24 units | - | 0 | 0
3RV2021-4FA10-Z | X95 | 3RV2021-4FA10-ZX95 | 1 | UN | 1 | 5 | B | D | N | N | 85362090 | 43 | 4011209718463 | 0.367 | KG | 170.05 | 170.05 | CP28 | CP28 | Circuit breaker size S0 for motor protection, Class 10 A-release 34...40 A N-release 480 A Screw terminal Standard switching capacity Reusable packaging Pack = 43 units | - | 0 | 0
3RV2021-4FA15 |  | 3RV2021-4FA15 | 1 | UN | 1 | 1 | A | D | N | N | 85362090 | 1 | 4011209841345 | 0.387 | KG | 186.2 | 180.5 | CP28 | CP28 | Circuit breaker size S0 for motor protection, CLASS 10 A-release 34...40 A N-release 480 A screw terminal Standard switching capacity with transverse auxiliary switches 1 NO+1 NC | Lista Papel 2020 SI | 0 | 0
3RV2021-4FA15-Z | X95 | 3RV2021-4FA15-ZX95 | 1 | UN | 1 | 0 | A | D | N | N | 85362010 | 43 | 4011209919853 | 0.396 | KG | 186.2 | 186.2 | CP28 | CP28 | Circuit breaker size S0 for motor protection, CLASS 10 A-release 34...40 A N-release 480 A screw terminal Standard switching capacity with transverse auxiliary switches 1 NO+1 NC Reusable packaging Pack = 43 units | - | 0 | 0
3RV2021-4NA10 |  | 3RV2021-4NA10 | 1 | UN | 1 | 1 | A | D | N | N | 85362090 | 1 | 4011209716247 | 0.375 | KG | 131.1 | 127.3 | CP28 | CP28 | Circuit breaker size S0 for motor protection, CLASS 10 A-release 23...28 A N-release 364 A screw terminal Standard switching capacity | Lista Papel 2020 SI | 0 | 0
3RV2021-4NA10-Z | W96 | 3RV2021-4NA10-ZW96 | 1 | UN | 1 | 5 | B | D | N | N | 85362090 | 24 |  | 0.193 | KG | 131.1 | 131.1 | CP28 | CP28 | Circuit breaker size S0 for motor protection, Class 10 A-release 23...28 A N-release 364 A Screw terminal Standard switching capacity Multi-unit packaging Pack = 24 units | - | 0 | 0
3RV2021-4NA10-Z | X95 | 3RV2021-4NA10-ZX95 | 1 | UN | 1 | 5 | B | D | N | N | 85362090 | 43 | 4011209718432 | 0.377 | KG | 131.1 | 131.1 | CP28 | CP28 | Circuit breaker size S0 for motor protection, Class 10 A-release 23...28 A N-release 364 A Screw terminal Standard switching capacity Reusable packaging Pack = 43 units | - | 0 | 0
3RV2021-4NA15 |  | 3RV2021-4NA15 | 1 | UN | 1 | 1 | A | D | N | N | 85362090 | 1 | 4011209841352 | 0.395 | KG | 147.25 | 143.45 | CP28 | CP28 | Circuit breaker size S0 for motor protection, CLASS 10 A-release 23...28 A N-release 364 A screw terminal Standard switching capacity with transverse auxiliary switches 1 NO+1 NC | Lista Papel 2020 SI | 0 | 0
3RV2021-4NA20 |  | 3RV2021-4NA20 | 1 | UN | 1 | 1 | A | D | N | N | 85362090 | 1 | 4011209724501 | 0.429 | KG | 131.1 | 127.3 | CP28 | CP28 | Circuit breaker size S0 for motor protection, CLASS 10 A-release 23...28 A N-release 364 A Spring-type terminal Standard switching capacity | Lista Papel 2020 SI | 0 | 0
3RV2021-4NA20-0BA0 |  | 3RV2021-4NA20-0BA0 | 1 | UN | 1 | 10 | C | D | EAR99 | N | 85362010 | 1 | 4047621013619 | 0.429 | KG | 162.45 | 162.45 | CP28 | CP28 | Special type Circuit breaker size S0 for motor protection, CLASS 10 A-release 23...28 A N-release 364 A Spring-type terminal Standard switching capacity Ambient temperature -50 Â°C 500 switching cycles | - | 0 | 0
3RV2021-4NA20-Z | X95 | 3RV2021-4NA20-ZX95 | 1 | UN | 1 | 5 | B | D | N | N | 85362090 | 35 | 4011209724518 | 0.428 | KG | 131.1 | 131.1 | CP28 | CP28 | Circuit breaker size S0 for motor protection, CLASS 10 A-release 23...28 A N-release 364 A Spring-type terminal Standard switching capacity Reusable packaging Pack = 35 units | - | 0 | 0
3RV2021-4NA25 |  | 3RV2021-4NA25 | 1 | UN | 1 | 1 | A | D | N | N | 85362090 | 1 | 4011209841369 | 0.445 | KG | 147.25 | 143.45 | CP28 | CP28 | Circuit breaker size S0 for motor protection, CLASS 10 A-release 23...28 A N-release 364 A Spring-type terminal Standard switching capacity with transverse auxiliary switches 1 NO+1 NC | Lista Papel 2020 SI | 0 | 0
3RV2021-4NA40 |  | 3RV2021-4NA40 | 1 | UN | 1 | 5 | B | D | N | N | 85362090 | 1 | 4011209767164 | 0.368 | KG | 131.1 | 131.1 | CP28 | CP28 | Circuit breaker size S0 for motor protection, CLASS 10 A-release 23...28 A N-release 364 A ring cable lug connection Standard switching capacity | - | 0 | 0
3RV2021-4PA10 |  | 3RV2021-4PA10 | 1 | UN | 1 | 1 | A | D | N | N | 85362090 | 1 | 4011209716261 | 0.388 | KG | 156.75 | 152 | CP28 | CP28 | Circuit breaker size S0 for motor protection, CLASS 10 A-release 30...36 A N-release 432 A screw terminal Standard switching capacity | Lista Papel 2020 SI | 0 | 0
3RV2021-4PA10-Z | W96 | 3RV2021-4PA10-ZW96 | 1 | UN | 1 | 5 | B | D | N | N | 85362090 | 24 |  | 0.193 | KG | 156.75 | 156.75 | CP28 | CP28 | Circuit breaker size S0 for motor protection, Class 10 A-release 30...36 A N-release 432 A Screw terminal Standard switching capacity Multi-unit packaging Pack = 24 units | - | 0 | 0
3RV2021-4PA10-Z | X95 | 3RV2021-4PA10-ZX95 | 1 | UN | 1 | 5 | B | D | N | N | 85362090 | 43 | 4011209718456 | 0.472 | KG | 156.75 | 156.75 | CP28 | CP28 | Circuit breaker size S0 for motor protection, Class 10 A-release 30...36 A N-release 432 A Screw terminal Standard switching capacity Reusable packaging Pack = 43 units | - | 0 | 0
3RV2021-4PA15 |  | 3RV2021-4PA15 | 1 | UN | 1 | 1 | A | D | N | N | 85362090 | 1 | 4011209841376 | 0.399 | KG | 172.9 | 168.15 | CP28 | CP28 | Circuit breaker size S0 for motor protection, CLASS 10 A-release 30...36 A N-release 432 A screw terminal Standard switching capacity with transverse auxiliary switches 1 NO+1 NC | Lista Papel 2020 SI | 0 | 0
3RV2021-4PA15-Z | X95 | 3RV2021-4PA15-ZX95 | 1 | UN | 1 | 0 | A | D | N | N | 85362010 | 43 | 4011209919877 | 0.395 | KG | 172.9 | 172.9 | CP28 | CP28 | Circuit breaker size S0 for motor protection, CLASS 10 A-release 30...36 A N-release 432 A screw terminal Standard switching capacity with transverse auxiliary switches 1 NO+1 NC Reusable packaging Pack = 43 units | - | 0 | 0
3RV2023-1KA10 |  | 3RV2023-1KA10 | 1 | UN | 1 | 5 | B | D | N | N | 85362090 | 1 | 4011209909700 | 0.356 | KG | 81.61 | 79.33 | CP28 | CP28 | Circuit breaker size S0 for motor protection, CLASS 10 A-release 9...12 A N-release 163 A screw terminal Switching capacity 30 kA at 600 V according to UL/CSA | Lista Papel 2020 SI | 0 | 0
3RV2023-1KA20 |  | 3RV2023-1KA20 | 1 | UN | 1 | 5 | B | D | N | N | 85362010 | 1 | 4011209909717 | 0.409 | KG | 81.61 | 79.33 | CP28 | CP28 | Circuit breaker size S0 for motor protection, CLASS 10 A-release 9...12 A N-release 163 A Spring-type terminal switching capacity 30 kA at 600 V according to UL/CSA | Lista Papel 2020 SI | 0 | 0
3RV2023-4AA10 |  | 3RV2023-4AA10 | 1 | UN | 1 | 5 | B | D | N | N | 85362090 | 1 | 4011209909755 | 0.36 | KG | 85.03 | 79.33 | CP28 | CP28 | Circuit breaker size S0 for motor protection, CLASS 10 A-release 11...16 A N-release 208 A screw terminal Switching capacity 30 kA at 600 V according to UL/CSA | Lista Papel 2020 SI | 0 | 0
3RV2023-4AA20 |  | 3RV2023-4AA20 | 1 | UN | 1 | 5 | B | D | N | N | 85362010 | 1 | 4011209909762 | 0.415 | KG | 85.03 | 79.33 | CP28 | CP28 | Circuit breaker size S0 for motor protection, CLASS 10 A-release 11...16 A N-release 208 A Spring-type terminal switching capacity 30 kA at 600 V according to UL/CSA | Lista Papel 2020 SI | 0 | 0
3RV2023-4BA10 |  | 3RV2023-4BA10 | 1 | UN | 1 | 5 | B | D | N | N | 85362090 | 1 | 4011209909786 | 0.38 | KG | 85.03 | 82.65 | CP28 | CP28 | Circuit breaker size S0 for motor protection, CLASS 10 A-release 14...20 A N-release 260 A screw terminal Switching capacity 30 kA at 600 V according to UL/CSA | Lista Papel 2020 SI | 0 | 0
3RV2023-4BA20 |  | 3RV2023-4BA20 | 1 | UN | 1 | 5 | B | D | N | N | 85362010 | 1 | 4011209909779 | 0.412 | KG | 85.03 | 82.65 | CP28 | CP28 | Circuit breaker size S0 for motor protection, CLASS 10 A-release 14...20 A N-release 260 A Spring-type terminal Standard switching capacity 30 kA at 600 V according to UL/CSA | Lista Papel 2020 SI | 0 | 0
3RV2023-4CA10 |  | 3RV2023-4CA10 | 1 | UN | 1 | 5 | B | D | N | N | 85362090 | 1 | 4011209909809 | 0.363 | KG | 90.63 | 88.07 | CP28 | CP28 | Circuit breaker size S0 for motor protection, CLASS 10 A-release 17...22 A N-release 286 A screw terminal Switching capacity 30 kA at 600 V according to UL/CSA | Lista Papel 2020 SI | 0 | 0
3RV2023-4CA20 |  | 3RV2023-4CA20 | 1 | UN | 1 | 5 | B | D | N | N | 85362010 | 1 | 4011209909793 | 0.414 | KG | 90.63 | 88.07 | CP28 | CP28 | Circuit breaker size S0 for motor protection, CLASS 10 A-release 17...22 A N-release 286 A Spring-type terminal switching capacity 30 kA at 600 V according to UL/CSA | Lista Papel 2020 SI | 0 | 0
3RV2023-4DA10 |  | 3RV2023-4DA10 | 1 | UN | 1 | 5 | B | D | N | N | 85362090 | 1 | 4011209909816 | 0.371 | KG | 103.55 | 100.7 | CP28 | CP28 | Circuit breaker size S0 for motor protection, CLASS 10 A-release 20...25 A N-release 325 A screw terminal Switching capacity 30 kA at 600 V according to UL/CSA | Lista Papel 2020 SI | 0 | 0
3RV2023-4DA20 |  | 3RV2023-4DA20 | 1 | UN | 1 | 5 | B | D | N | N | 85362010 | 1 | 4011209909823 | 0.419 | KG | 103.55 | 100.7 | CP28 | CP28 | Circuit breaker size S0 for motor protection, CLASS 10 A-release 20...25 A N-release 325 A Spring-type terminal switching capacity 30 kA at 600 V according to UL/CSA | Lista Papel 2020 SI | 0 | 0
3RV2031-4BA10 |  | 3RV2031-4BA10 | 1 | UN | 1 | 1 | A | D | N | N | 85362090 | 1 | 4011209930315 | 1.067 | KG | 147.25 | 143.45 | CP28 | CP28 | Circuit breaker size S2 for motor protection, CLASS 10 A-release 14...20 A N-release 260 A screw terminal Standard switching capacity | Lista Papel 2020 SI | 0 | 0
3RV2031-4BA15 |  | 3RV2031-4BA15 | 1 | UN | 1 | 5 | B | D | N | N | 85362090 | 1 | 4047621001524 | 1.075 | KG | 164.35 | 159.6 | CP28 | CP28 | Circuit breaker size S2 for motor protection, CLASS 10 A-release 14...20 A N-release 260 A screw terminal Standard switching capacity with transverse auxiliary switches 1 NO+1 NC | Lista Papel 2020 SI | 0 | 0
3RV2031-4BA15-0BA0 |  | 3RV2031-4BA15-0BA0 | 1 | UN | 1 | 5 | B | D | EAR99 | N | 85362090 | 1 | 4047621073989 | 1.082 | KG | 196.65 | 196.65 | CP28 | CP28 | Special type Circuit breaker size S2 for motor protection, Class 10 A-release 14...20 A Short-circuit release 260 A Screw terminal Standard switching capacity with transverse auxiliary switches 1 NO+1 NC Ambient temperature -50 Â°C 250 switching cycles | - | 0 | 0
3RV2031-4BB10 |  | 3RV2031-4BB10 | 1 | UN | 1 | 1 | A | D | N | N | 85362090 | 1 | 4011209930353 | 1.082 | KG | 193.8 | 188.1 | CP28 | CP28 | Circuit breaker size S2 for motor protection, Class 20 A-release 14...20 A N-release 260 A screw terminal Standard switching capacity | Lista Papel 2020 SI | 0 | 0
3RV2031-4BB15 |  | 3RV2031-4BB15 | 1 | UN | 1 | 5 | B | D | N | N | 85362090 | 1 | 4047621021249 | 1.097 | KG | 210.9 | 210.9 | CP28 | CP28 | Circuit breaker size S2 for motor protection class 20 A-release 14...20 A N-release 260 A screw terminal Standard switching capacity with transverse auxiliary switch 1 NO+1 NC | - | 0 | 0
3RV2031-4DA10 |  | 3RV2031-4DA10 | 1 | UN | 1 | 1 | A | D | N | N | 85362090 | 1 | 4011209930483 | 1.054 | KG | 169.1 | 164.35 | CP28 | CP28 | Circuit breaker size S2 for motor protection, CLASS 10 A-release 18...25 A N-release 325 A Screw terminal Standard switching capacity | Lista Papel 2020 SI | 0 | 0
3RV2031-4DA10-0BA0 |  | 3RV2031-4DA10-0BA0 | 1 | UN | 1 | 0 | A | D | EAR99 | N | 85362090 | 1 |  | 1.054 | KG | 202.35 | 202.35 | CP28 | CP28 | Special type Circuit breaker size S2 for motor protection, CLASS 10 A-release 18...25 A N-release 325 A Screw terminal Standard switching capacity Ambient temperature -50 Â°C 250 switching cycles | - | 0 | 0
3RV2031-4DA15 |  | 3RV2031-4DA15 | 1 | UN | 1 | 5 | B | D | N | N | 85362090 | 1 | 4047621001562 | 1.072 | KG | 186.2 | 180.5 | CP28 | CP28 | Circuit breaker size S2 for motor protection, CLASS 10 A-release 18...25 A N-release 325 A Screw terminal Standard switching capacity with transverse auxiliary switches 1 NO+1 NC | Lista Papel 2020 SI | 0 | 0
3RV2031-4DB10 |  | 3RV2031-4DB10 | 1 | UN | 1 | 1 | A | D | N | N | 85362090 | 1 | 4011209930445 | 1.08 | KG | 212.8 | 207.1 | CP28 | CP28 | Circuit breaker size S2 for motor protection, Class 20 A-release 18...25 A N-release 325 A Screw terminal Standard switching capacity | Lista Papel 2020 SI | 0 | 0
3RV2031-4DB15 |  | 3RV2031-4DB15 | 1 | UN | 1 | 5 | B | D | N | N | 85362090 | 1 | 4047621001579 | 1.088 | KG | 230.85 | 230.85 | CP28 | CP28 | Circuit breaker size S2 for motor protection, Class 20 A-release 18...25 A N-release 325 A Screw terminal Standard switching capacity with transverse auxiliary switches 1 NO+1 NC | - | 0 | 0
3RV2031-4EA10 |  | 3RV2031-4EA10 | 1 | UN | 1 | 1 | A | D | N | N | 85362090 | 1 | 4011209930322 | 1.056 | KG | 181.45 | 176.7 | CP28 | CP28 | Circuit breaker size S2 for motor protection, CLASS 10 A-release 22...32 A N-release 416 A screw terminal Standard switching capacity | Lista Papel 2020 SI | 0 | 0
3RV2031-4EA10-0BA0 |  | 3RV2031-4EA10-0BA0 | 1 | UN | 1 | 0 | A | D | EAR99 | N | 85362090 | 1 | 4047621063218 | 1.045 | KG | 214.7 | 214.7 | CP28 | CP28 | Special type Circuit breaker size S2 for motor protection, CLASS 10 A-release 22...32 A N-release 416 A screw terminal Standard switching capacity Ambient temperature -50 Â°C 250 switching cycles | - | 0 | 0
3RV2031-4EA10-Z | W96 | 3RV2031-4EA10-ZW96 | 1 | UN | 1 | 0 | A | D | N | N | 85362010 | 12 | 4047621001616 | 1.031 | KG | 181.45 | 181.45 | CP28 | CP28 | Circuit breaker size S2 for motor protection CLASS 10 A-release 22...32 A N-release 416 A screw terminal Standard switching capacity Multi-unit packaging = 12 units | - | 0 | 0
3RV2031-4EA10-Z | W97 | 3RV2031-4EA10-ZW97 | 1 | UN | 1 | 0 | A | D | N | N | 85362010 | 5 | 4047621001623 | 1.031 | KG | 181.45 | 181.45 | CP28 | CP28 | Circuit breaker size S2 for motor protection CLASS 10 A-release 22...32 A N-release 416 A screw terminal Standard switching capacity Multi-unit packaging = 5 units | - | 0 | 0
3RV2031-4EA15 |  | 3RV2031-4EA15 | 1 | UN | 1 | 1 | A | D | N | N | 85362090 | 1 | 4047621001630 | 1.065 | KG | 199.5 | 193.8 | CP28 | CP28 | Circuit breaker size S2 for motor protection, CLASS 10 A-release 22...32 A N-release 416 A screw terminal Standard switching capacity with transverse auxiliary switches 1 NO+1 NC | Lista Papel 2020 SI | 0 | 0
3RV2031-4EA15-0BA0 |  | 3RV2031-4EA15-0BA0 | 1 | UN | 1 | 10 | C | D | N | N | 85362090 | 1 | 4047621021997 | 1.068 | KG | 231.8 | 231.8 | CP28 | CP28 | Special type Circuit breaker size S2 for motor protection, CLASS 10 A-release 22...32 A N-release 416 A screw terminal Standard switching capacity with transverse auxiliary switches 1 NO+1 NC Ambient temperature -50 Â°C 250 switching cycles | - | 0 | 0
3RV2031-4EA15-Z | W96 | 3RV2031-4EA15-ZW96 | 1 | UN | 1 | 5 | B | D | N | N | 85362010 | 12 | 4047621001654 | 1.065 | KG | 199.5 | 199.5 | CP28 | CP28 | Circuit breaker size S2 for motor protection CLASS 10 A-release 22...32 A N-release 416 A screw terminal Standard switching capacity with transverse auxiliary switch 1 NO+1 NC Multi-unit packaging = XXX units | - | 0 | 0
3RV2031-4EB10 |  | 3RV2031-4EB10 | 1 | UN | 1 | 1 | A | D | N | N | 85362090 | 1 | 4011209930254 | 1.084 | KG | 228.95 | 222.3 | CP28 | CP28 | Circuit breaker size S2 for motor protection, Class 20 A-release 22...32 A N-release 416 A screw terminal Standard switching capacity | Lista Papel 2020 SI | 0 | 0
3RV2031-4EB10-0BA0 |  | 3RV2031-4EB10-0BA0 | 1 | UN | 1 | 5 | B | D | EAR99 | N | 85362090 | 1 | 4047621058184 | 1.084 | KG | 262.2 | 262.2 | CP28 | CP28 | Special type Circuit breaker size S2 for motor protection, Class 20 A-release 22...32 A N-release 416 A screw terminal Standard switching capacity Ambient temperature -50 Â°C 250 switching cycles | - | 0 | 0
3RV2031-4EB15 |  | 3RV2031-4EB15 | 1 | UN | 1 | 5 | B | D | N | N | 85362090 | 1 | 4047621001661 | 1.099 | KG | 244.15 | 244.15 | CP28 | CP28 | Circuit breaker size S2 for motor protection, Class 20 A-release 22...32 A N-release 416 A screw terminal Standard switching capacity with transverse auxiliary switches 1 NO+1 NC | - | 0 | 0
3RV2031-4JA10 |  | 3RV2031-4JA10 | 1 | UN | 1 | 1 | A | D | N | N | 85362090 | 1 | 4011209945555 | 1.178 | KG | 240.35 | 233.7 | CP28 | CP28 | Circuit breaker size S2 for motor protection, CLASS 10 A-release 54...65 A N-release 845 A screw terminal Standard switching capacity | Lista Papel 2020 SI | 0 | 0
3RV2031-4JA10-0BA0 |  | 3RV2031-4JA10-0BA0 | 1 | UN | 1 | 10 | C | D | N | N | 85362090 | 1 | 4047621010625 | 1.166 | KG | 271.7 | 271.7 | CP28 | CP28 | Special type Circuit breaker size S2 for motor protection, CLASS 10 A-release 54...65 A N-release 845 A screw terminal Standard switching capacity Ambient temperature -50 Â°C 250 switching cycles | - | 0 | 0
3RV2031-4JA10-Z | W96 | 3RV2031-4JA10-ZW96 | 1 | UN | 1 | 0 | A | D | EAR99 | N | 85362090 | 12 | 4047621001708 | 1.031 | KG | 240.35 | 240.35 | CP28 | CP28 | Circuit breaker size S2 for motor protection CLASS 10 A-release 54...65 A N-release 845 A screw terminal Standard switching capacity Multi-unit packaging = 12 units | - | 0 | 0
3RV2031-4JA10-Z | W97 | 3RV2031-4JA10-ZW97 | 1 | UN | 1 | 0 | A | D | N | N | 85362090 | 5 | 4047621001715 | 1.031 | KG | 240.35 | 240.35 | CP28 | CP28 | Circuit breaker size S2 for motor protection CLASS 10 A-release 54...65 A N-release 845 A screw terminal Standard switching capacity Multi-unit packaging = 5 units | - | 0 | 0
3RV2031-4JA15 |  | 3RV2031-4JA15 | 1 | UN | 1 | 1 | A | D | N | N | 85362090 | 1 | 4047621001722 | 1.207 | KG | 258.4 | 258.4 | CP28 | CP28 | Circuit breaker size S2 for motor protection, CLASS 10 A-release 54...65 A N-release 845 A screw terminal Standard switching capacity with transverse auxiliary switches 1 NO+1 NC | - | 0 | 0
3RV2031-4JB10 |  | 3RV2031-4JB10 | 1 | UN | 1 | 1 | A | D | N | N | 85362090 | 1 | 4011209945562 | 1.22 | KG | 285 | 277.4 | CP28 | CP28 | Circuit breaker size S2 for motor protection, Class 20 A-release 54...65 A N-release 845 A screw terminal Standard switching capacity | Lista Papel 2020 SI | 0 | 0
3RV2031-4JB15 |  | 3RV2031-4JB15 | 1 | UN | 1 | 1 | A | D | N | N | 85362090 | 1 | 4047621021256 | 1.238 | KG | 302.1 | 302.1 | CP28 | CP28 | Circuit breaker size S2 for motor protection class 20 A-release 54...65 A N-release 845 A screw terminal Standard switching capacity with transverse auxiliary switches 1 NO+1 NC | - | 0 | 0
3RV2031-4KA10 |  | 3RV2031-4KA10 | 1 | UN | 1 | 1 | A | D | N | N | 85362090 | 1 | 4011209945579 | 1.172 | KG | 269.8 | 262.2 | CP28 | CP28 | Circuit breaker size S2 for motor protection, CLASS 10 A-release 62...73 A N-release 949 A screw terminal Standard switching capacity | Lista Papel 2020 SI | 0 | 0
3RV2031-4KA15 |  | 3RV2031-4KA15 | 1 | UN | 1 | 1 | A | D | N | N | 85362090 | 1 | 4047621001760 | 1.147 | KG | 288.8 | 288.8 | CP28 | CP28 | Circuit breaker size S2 for motor protection, CLASS 10 A-release 62...73 A N-release 949 A screw terminal Standard switching capacity with transverse auxiliary switches 1 NO+1 NC | - | 0 | 0
3RV2031-4PA10 |  | 3RV2031-4PA10 | 1 | UN | 1 | 1 | A | D | N | N | 85362090 | 1 | 4011209945616 | 1.08 | KG | 197.6 | 191.9 | CP28 | CP28 | Circuit breaker size S2 for motor protection, CLASS 10 A-release 28...36 A N-release 520 A screw terminal Standard switching capacity | Lista Papel 2020 SI | 0 | 0
3RV2031-4PA15 |  | 3RV2031-4PA15 | 1 | UN | 1 | 1 | A | D | N | N | 85362090 | 1 | 4047621001777 | 1.08 | KG | 212.8 | 207.1 | CP28 | CP28 | Circuit breaker size S2 for motor protection, CLASS 10 A-release 28...36 A N-release 520 A screw terminal Standard switching capacity with transverse auxiliary switches 1 NO+1 NC | Lista Papel 2020 SI | 0 | 0
3RV2031-4PB10 |  | 3RV2031-4PB10 | 1 | UN | 1 | 1 | A | D | N | N | 85362090 | 1 | 4011209945623 | 1.105 | KG | 240.35 | 233.7 | CP28 | CP28 | Circuit breaker size S2 for motor protection, Class 20 A-release 28...36 A N-release 520 A screw terminal Standard switching capacity | Lista Papel 2020 SI | 0 | 0
3RV2031-4PB10-0BA0 |  | 3RV2031-4PB10-0BA0 | 1 | UN | 1 | 5 | B | D | EAR99 | N | 85362090 | 1 | 4047621071794 | 1.105 | KG | 273.6 | 273.6 | CP28 | CP28 | Special type Circuit breaker size S2 for motor protection, Class 20 A-release 28...36 A N-release 520 A Screw terminal Standard switching capacity Ambient temperature -50 Â°C 250 switching cycles | - | 0 | 0
3RV2031-4PB15 |  | 3RV2031-4PB15 | 1 | UN | 1 | 5 | B | D | N | N | 85362090 | 1 | 4047621021263 | 1.133 | KG | 259.35 | 259.35 | CP28 | CP28 | Circuit breaker size S2 for motor protection class 20 A-release 28...36 A N-release 520 A screw terminal Standard switching capacity with transverse auxiliary switch 1 NO+1 NC | - | 0 | 0
3RV2031-4RA10 |  | 3RV2031-4RA10 | 1 | UN | 1 | 1 | A | D | N | N | 85362090 | 1 | 4011209945609 | 1.18 | KG | 288.8 | 280.25 | CP28 | CP28 | Circuit breaker size S2 for motor protection, CLASS 10 A-release 70...80 A N-release 1040 A screw terminal Standard switching capacity | Lista Papel 2020 SI | 0 | 0
3RV2031-4RA15 |  | 3RV2031-4RA15 | 1 | UN | 1 | 1 | A | D | N | N | 85362090 | 1 | 4047621001821 | 1.19 | KG | 303.05 | 303.05 | CP28 | CP28 | Circuit breaker size S2 for motor protection, CLASS 10 A-release 70...80 A N-release 1040 A screw terminal Standard switching capacity with transverse auxiliary switches 1 NO+1 NC | - | 0 | 0
3RV2031-4SA10 |  | 3RV2031-4SA10 | 1 | UN | 1 | 1 | A | D | N | N | 85362090 | 1 | 4011209945630 | 1.092 | KG | 147.25 | 143.45 | CP28 | CP28 | Circuit breaker size S2 for motor protection, CLASS 10 A-release 9.5...14 A N-release 208 A screw terminal Standard switching capacity | Lista Papel 2020 SI | 0 | 0
3RV2031-4SA15 |  | 3RV2031-4SA15 | 1 | UN | 1 | 5 | B | D | N | N | 85362090 | 1 | 4047621001838 | 1.081 | KG | 164.35 | 159.6 | CP28 | CP28 | Circuit breaker size S2 for motor protection, CLASS 10 A-release 9.5...14 A N-release 208 A screw terminal Standard switching capacity with transverse auxiliary switches 1 NO+1 NC | Lista Papel 2020 SI | 0 | 0
3RV2031-4SA15-0BA0 |  | 3RV2031-4SA15-0BA0 | 1 | UN | 1 | 0 | A | D | EAR99 | N | 85362090 | 1 | 4047621073972 | 1.088 | KG | 197.6 | 197.6 | CP28 | CP28 | Circuit breaker size S2 for motor protection, CLASS 10 A-release 9.5...14 A N-release 208 A screw terminal Standard switching capacity with transverse auxiliary switches 1 NO+1 NC | novo jan 2018 | 0 | 0
3RV2031-4SB10 |  | 3RV2031-4SB10 | 1 | UN | 1 | 2 | A | D | N | N | 85362090 | 1 | 4011209945647 | 1.088 | KG | 193.8 | 188.1 | CP28 | CP28 | Circuit breaker size S2 for motor protection, Class 20 A-release 9.5...14 A N-release 208 A screw terminal Standard switching capacity | Lista Papel 2020 SI | 0 | 0
3RV2031-4SB15 |  | 3RV2031-4SB15 | 1 | UN | 1 | 5 | B | D | N | N | 85362090 | 1 | 4047621021225 | 1.091 | KG | 210.9 | 210.9 | CP28 | CP28 | Circuit breaker size S2 for motor protection class 20 A-release 9.5...14 A N-release 208 A screw terminal Standard switching capacity with transverse auxiliary switch 1 NO+1 NC | - | 0 | 0
3RV2031-4TA10 |  | 3RV2031-4TA10 | 1 | UN | 1 | 1 | A | D | N | N | 85362090 | 1 | 4011209945654 | 1.081 | KG | 147.25 | 143.45 | CP28 | CP28 | Circuit breaker size S2 for motor protection, CLASS 10 A-release 12...17 A N-release 260 A screw terminal Standard switching capacity | Lista Papel 2020 SI | 0 | 0
3RV2031-4TA15 |  | 3RV2031-4TA15 | 1 | UN | 1 | 5 | B | D | N | N | 85362090 | 1 | 4047621001845 | 1.085 | KG | 164.35 | 159.6 | CP28 | CP28 | Circuit breaker size S2 for motor protection, CLASS 10 A-release 12...17 A N-release 260 A screw terminal Standard switching capacity with transverse auxiliary switches 1 NO+1 NC | Lista Papel 2020 SI | 0 | 0
3RV2031-4TB10 |  | 3RV2031-4TB10 | 1 | UN | 1 | 2 | A | D | N | N | 85362090 | 1 | 4011209945661 | 1.108 | KG | 193.8 | 188.1 | CP28 | CP28 | Circuit breaker size S2 for motor protection, Class 20 A-release 12...17 A N-release 260 A screw terminal Standard switching capacity | Lista Papel 2020 SI | 0 | 0
3RV2031-4TB15 |  | 3RV2031-4TB15 | 1 | UN | 1 | 5 | B | D | N | N | 85362090 | 1 | 4047621021232 | 1.114 | KG | 210.9 | 210.9 | CP28 | CP28 | Circuit breaker size S2 for motor protection class 20 A-release 12...17 A N-release 260 A screw terminal Standard switching capacity with transverse auxiliary switch 1 NO+1 NC | - | 0 | 0
3RV2031-4UA10 |  | 3RV2031-4UA10 | 1 | UN | 1 | 1 | A | D | N | N | 85362090 | 1 | 4011209945678 | 1.074 | KG | 211.85 | 206.15 | CP28 | CP28 | Circuit breaker size S2 for motor protection, CLASS 10 A-release 32...40 A N-release 585 A screw terminal Standard switching capacity | Lista Papel 2020 SI | 0 | 0
3RV2031-4UA15 |  | 3RV2031-4UA15 | 1 | UN | 1 | 1 | A | D | N | N | 85362090 | 1 | 4047621001876 | 1.071 | KG | 229.9 | 223.25 | CP28 | CP28 | Circuit breaker size S2 for motor protection, CLASS 10 A-release 32...40 A N-release 585 A screw terminal Standard switching capacity with transverse auxiliary switches 1 NO+1 NC | Lista Papel 2020 SI | 0 | 0
3RV2031-4UB10 |  | 3RV2031-4UB10 | 1 | UN | 1 | 1 | A | D | N | N | 85362090 | 1 | 4011209945685 | 1.114 | KG | 253.65 | 246.05 | CP28 | CP28 | Circuit breaker size S2 for motor protection, Class 20 A-release 32...40 A N-release 585 A screw terminal Standard switching capacity | Lista Papel 2020 SI | 0 | 0
3RV2031-4UB10-0BA0 |  | 3RV2031-4UB10-0BA0 | 1 | UN | 1 | 0 | A | D | EAR99 | N | 85362090 | 1 |  | 1.114 | KG | 285.95 | 285.95 | CP28 | CP28 | Special type Circuit breaker size S2 for motor protection, Class 20 A-release 32...40 A N-release 585 A Screw terminal Standard switching capacity Ambient temperature -50 Â°C 250 switching cycles | - | 0 | 0
3RV2031-4UB15 |  | 3RV2031-4UB15 | 1 | UN | 1 | 5 | B | D | N | N | 85362090 | 1 | 4047621021270 | 1.129 | KG | 270.75 | 270.75 | CP28 | CP28 | Circuit breaker size S2 for motor protection class 20 A-release 32...40 A N-release 585 A screw terminal Standard switching capacity with transverse auxiliary switch 1 NO+1 NC | - | 0 | 0
3RV2031-4VA10 |  | 3RV2031-4VA10 | 1 | UN | 1 | 1 | A | D | N | N | 85362090 | 1 | 4011209945692 | 1.071 | KG | 233.7 | 227.05 | CP28 | CP28 | Circuit breaker size S2 for motor protection, CLASS 10 A-release 35...45 A N-release 650 A screw terminal Standard switching capacity | Lista Papel 2020 SI | 0 | 0
3RV2031-4VA10-Z | W96 | 3RV2031-4VA10-ZW96 | 1 | UN | 1 | 5 | B | D | N | N | 85362010 | 12 | 4047621017921 | 1.071 | KG | 233.7 | 233.7 | CP28 | CP28 | Circuit breaker size S2 for motor protection CLASS 10 A-release 35...45 A N-release 650 A screw terminal Standard switching capacity Multi-unit packaging = 12 units | - | 0 | 0
3RV2031-4VA10-Z | W97 | 3RV2031-4VA10-ZW97 | 1 | UN | 1 | 5 | B | D | N | N | 85362010 | 5 | 4047621017969 | 1.071 | KG | 233.7 | 233.7 | CP28 | CP28 | Circuit breaker size S2 for motor protection CLASS 10 A-release 35...45 A N-release 650 A screw terminal Standard switching capacity Multi-unit packaging = 5 units | - | 0 | 0
3RV2031-4VA10-Z | X95 | 3RV2031-4VA10-ZX95 | 1 | UN | 1 | 5 | B | D | N | N | 85362090 | 24 | 4047621017914 | 1.026 | KG | 233.7 | 233.7 | CP28 | CP28 | Circuit breaker size S2 for motor protection CLASS 10 A-release 35...45 A N-release 650 A Screw terminal Standard switching capacity Reusable packaging = 24 units | - | 0 | 0
3RV2031-4VA15 |  | 3RV2031-4VA15 | 1 | UN | 1 | 1 | A | D | N | N | 85362090 | 1 | 4047621001883 | 1.068 | KG | 250.8 | 244.15 | CP28 | CP28 | Circuit breaker size S2 for motor protection, CLASS 10 A-release 35...45 A N-release 650 A screw terminal Standard switching capacity with transverse auxiliary switches 1 NO+1 NC | Lista Papel 2020 SI | 0 | 0
3RV2031-4VA15-0BA0 |  | 3RV2031-4VA15-0BA0 | 1 | UN | 1 | 10 | C | D | N | N | 85362090 | 1 | 4047621021447 | 1.079 | KG | 285 | 285 | CP28 | CP28 | Special type Circuit breaker size S2 for motor protection, CLASS 10 A-release 35...45 A N-release 650 A screw terminal Standard switching capacity with transverse auxiliary switches 1 NO+1 NC Ambient temperature -50 Â°C 250 switching cycles | - | 0 | 0
3RV2031-4VB10 |  | 3RV2031-4VB10 | 1 | UN | 1 | 1 | A | D | N | N | 85362090 | 1 | 4011209945708 | 1.112 | KG | 276.45 | 268.85 | CP28 | CP28 | Circuit breaker size S2 for motor protection, Class 20 A-release 35...45 A N-release 650 A screw terminal Standard switching capacity | Lista Papel 2020 SI | 0 | 0
3RV2031-4VB15 |  | 3RV2031-4VB15 | 1 | UN | 1 | 5 | B | D | N | N | 85362090 | 1 | 4047621021287 | 1.122 | KG | 295.45 | 295.45 | CP28 | CP28 | Circuit breaker size S2 for motor protection class 20 A-release 35...45 A N-release 650 A screw terminal Standard switching capacity with transverse auxiliary switch 1 NO+1 NC | - | 0 | 0
3RV2031-4WA10 |  | 3RV2031-4WA10 | 1 | UN | 1 | 1 | A | D | N | N | 85362010 | 1 | 4011209945715 | 1.166 | KG | 238.45 | 231.8 | CP28 | CP28 | Circuit breaker size S2 for motor protection, CLASS 10 A-release 42...52 A N-release 741 A screw terminal Standard switching capacity | Lista Papel 2020 SI | 0 | 0
3RV2031-4WA10-Z | W96 | 3RV2031-4WA10-ZW96 | 1 | UN | 1 | 5 | B | D | EAR99 | N | 85362010 | 12 | 4047621017945 | 1.166 | KG | 238.45 | 238.45 | CP28 | CP28 | Circuit breaker size S2 for motor protection CLASS 10 A-release 42...52 A N-release 741 A screw terminal Standard switching capacity Multi-unit packaging = 12 units | - | 0 | 0
3RV2031-4WA10-Z | W97 | 3RV2031-4WA10-ZW97 | 1 | UN | 1 | 5 | B | D | N | N | 85362010 | 5 | 4047621017952 | 1.166 | KG | 238.45 | 238.45 | CP28 | CP28 | Circuit breaker size S2 for motor protection CLASS 10 A-release 42...52 A N-release 741 A screw terminal Standard switching capacity Multi-unit packaging = 5 units | - | 0 | 0
3RV2031-4WA15 |  | 3RV2031-4WA15 | 1 | UN | 1 | 1 | A | D | N | N | 85362010 | 1 | 4047621001890 | 1.169 | KG | 257.45 | 249.85 | CP28 | CP28 | Circuit breaker size S2 for motor protection, CLASS 10 A-release 42...52 A N-release 741 A screw terminal Standard switching capacity with transverse auxiliary switches 1 NO+1 NC | Lista Papel 2020 SI | 0 | 0
3RV2031-4WB10 |  | 3RV2031-4WB10 | 1 | UN | 1 | 1 | A | D | N | N | 85362010 | 1 | 4011209945722 | 1.212 | KG | 281.2 | 273.6 | CP28 | CP28 | Circuit breaker size S2 for motor protection, Class 20 A-release 42...52 A N-release 741 A screw terminal Standard switching capacity | Lista Papel 2020 SI | 0 | 0
3RV2031-4WB15 |  | 3RV2031-4WB15 | 1 | UN | 1 | 5 | B | D | N | N | 85362010 | 1 | 4047621001937 | 1.22 | KG | 299.25 | 299.25 | CP28 | CP28 | Circuit breaker size S2 for motor protection, Class 20 A-release 42...52 A N-release 741 A screw terminal Standard switching capacity with transverse auxiliary switches 1 NO+1 NC | - | 0 | 0
3RV2031-4XA10 |  | 3RV2031-4XA10 | 1 | UN | 1 | 1 | A | D | N | N | 85362010 | 1 | 4011209945739 | 1.193 | KG | 240.35 | 233.7 | CP28 | CP28 | Circuit breaker size S2 for motor protection, CLASS 10 A-release 49...59 A N-release 845 A screw terminal Standard switching capacity | Lista Papel 2020 SI | 0 | 0
3RV2031-4XA15 |  | 3RV2031-4XA15 | 1 | UN | 1 | 1 | A | D | N | N | 85362010 | 1 | 4047621001968 | 1.19 | KG | 258.4 | 258.4 | CP28 | CP28 | Circuit breaker size S2 for motor protection, CLASS 10 A-release 49...59 A N-release 845 A screw terminal Standard switching capacity with transverse auxiliary switches 1 NO+1 NC | - | 0 | 0
3RV2031-4XB10 |  | 3RV2031-4XB10 | 1 | UN | 1 | 1 | A | D | N | N | 85362010 | 1 | 4011209945746 | 1.214 | KG | 285 | 277.4 | CP28 | CP28 | Circuit breaker size S2 for motor protection, Class 20 A-release 49...59 A N-release 845 A screw terminal Standard switching capacity | Lista Papel 2020 SI | 0 | 0
3RV2031-4XB15 |  | 3RV2031-4XB15 | 1 | UN | 1 | 5 | B | D | N | N | 85362010 | 1 | 4047621021294 | 1.233 | KG | 302.1 | 302.1 | CP28 | CP28 | Circuit breaker size S2 for motor protection class 20 A-release 49...59 A N-release 845 A screw terminal Standard switching capacity with transverse auxiliary switch 1 NO+1 NC | - | 0 | 0
3RV2032-4BA10 |  | 3RV2032-4BA10 | 1 | UN | 1 | 1 | A | D | N | N | 85362010 | 1 | 4011209944503 | 1.134 | KG | 222.3 | 215.65 | CP28 | CP28 | Circuit breaker size S2 for motor protection, CLASS 10 A-release 14...20 A N-release 260 A screw terminal increased switching capacity | Lista Papel 2020 SI | 0 | 0
3RV2032-4BA15 |  | 3RV2032-4BA15 | 1 | UN | 1 | 5 | B | D | N | N | 85362010 | 1 | 4047621002217 | 1.141 | KG | 238.45 | 231.8 | CP28 | CP28 | Circuit breaker size S2 for motor protection, CLASS 10 A-release 14...20 A N-release 260 A screw terminal increased switching capacity with transverse auxiliary switches 1 NO+1 NC | Lista Papel 2020 SI | 0 | 0
3RV2032-4DA10 |  | 3RV2032-4DA10 | 1 | UN | 1 | 1 | A | D | N | N | 85362010 | 1 | 4011209944527 | 1.114 | KG | 256.5 | 248.9 | CP28 | CP28 | Circuit breaker size S2 for motor protection, CLASS 10 A-release 18...25 A N-release 325 A screw terminal increased switching capacity | Lista Papel 2020 SI | 0 | 0
3RV2032-4DA15 |  | 3RV2032-4DA15 | 1 | UN | 1 | 5 | B | D | N | N | 85362010 | 1 | 4047621002224 | 1.117 | KG | 270.75 | 263.15 | CP28 | CP28 | Circuit breaker size S2 for motor protection, CLASS 10 A-release 18...25 A N-release 325 A screw terminal increased switching capacity with transverse auxiliary switches 1 NO+1 NC | Lista Papel 2020 SI | 0 | 0
3RV2032-4EA10 |  | 3RV2032-4EA10 | 1 | UN | 1 | 1 | A | D | N | N | 85362010 | 1 | 4011209944541 | 1.114 | KG | 271.7 | 264.1 | CP28 | CP28 | Circuit breaker size S2 for motor protection, CLASS 10 A-release 22...32 A N-release 416 A screw terminal increased switching capacity | Lista Papel 2020 SI | 0 | 0
3RV2032-4EA15 |  | 3RV2032-4EA15 | 1 | UN | 1 | 5 | B | D | N | N | 85362010 | 1 | 4047621002231 | 1.13 | KG | 290.7 | 282.15 | CP28 | CP28 | Circuit breaker size S2 for motor protection, CLASS 10 A-release 22...32 A N-release 416 A screw terminal increased switching capacity with transverse auxiliary switches 1 NO+1 NC | Lista Papel 2020 SI | 0 | 0
3RV2032-4JA10 |  | 3RV2032-4JA10 | 1 | UN | 1 | 1 | A | D | N | N | 85362090 | 1 | 4011209945456 | 1.179 | KG | 360.05 | 349.6 | CP28 | CP28 | Circuit breaker size S2 for motor protection, CLASS 10 A-release 54...65 A N-release 845 A screw terminal increased switching capacity | Lista Papel 2020 SI | 0 | 0
3RV2032-4JA15 |  | 3RV2032-4JA15 | 1 | UN | 1 | 5 | B | D | N | N | 85362090 | 1 | 4047621002279 | 1.186 | KG | 378.1 | 378.1 | CP28 | CP28 | Circuit breaker size S2 for motor protection, CLASS 10 A-release 54...65 A N-release 845 A screw terminal increased switching capacity with transverse auxiliary switches 1 NO+1 NC | - | 0 | 0
3RV2032-4KA10 |  | 3RV2032-4KA10 | 1 | UN | 1 | 1 | A | D | N | N | 85362090 | 1 | 4011209945463 | 1.17 | KG | 406.6 | 395.2 | CP28 | CP28 | Circuit breaker size S2 for motor protection, CLASS 10 A-release 62...73 A N-release 949 A screw terminal increased switching capacity | Lista Papel 2020 SI | 0 | 0
3RV2032-4KA15 |  | 3RV2032-4KA15 | 1 | UN | 1 | 5 | B | D | N | N | 85362090 | 1 | 4047621002286 | 1.183 | KG | 423.7 | 423.7 | CP28 | CP28 | Circuit breaker size S2 for motor protection, CLASS 10 A-release 62...73 A N-release 949 A screw terminal increased switching capacity with transverse auxiliary switches 1 NO+1 NC | - | 0 | 0
3RV2032-4PA10 |  | 3RV2032-4PA10 | 1 | UN | 1 | 1 | A | D | N | N | 85362010 | 1 | 4011209945753 | 1.133 | KG | 296.4 | 287.85 | CP28 | CP28 | Circuit breaker size S2 for motor protection, CLASS 10 A-release 28...36 A N-release 520 A screw terminal increased switching capacity | Lista Papel 2020 SI | 0 | 0
3RV2032-4PA15 |  | 3RV2032-4PA15 | 1 | UN | 1 | 5 | B | D | N | N | 85362010 | 1 | 4047621002293 | 1.149 | KG | 311.6 | 303.05 | CP28 | CP28 | Circuit breaker size S2 for motor protection, CLASS 10 A-release 28...36 A N-release 520 A screw terminal increased switching capacity with transverse auxiliary switches 1 NO+1 NC | Lista Papel 2020 SI | 0 | 0
3RV2032-4RA10 |  | 3RV2032-4RA10 | 1 | UN | 1 | 1 | A | D | N | N | 85362090 | 1 | 4011209945470 | 1.18 | KG | 425.6 | 413.25 | CP28 | CP28 | Circuit breaker size S2 for motor protection, CLASS 10 A-release 70...80 A N-release 1040 A screw terminal increased switching capacity | Lista Papel 2020 SI | 0 | 0
3RV2032-4RA15 |  | 3RV2032-4RA15 | 1 | UN | 1 | 5 | B | D | N | N | 85362090 | 1 | 4047621002316 | 1.186 | KG | 441.75 | 441.75 | CP28 | CP28 | Circuit breaker size S2 for motor protection, CLASS 10 A-release 70...80 A N-release 1040 A screw terminal increased switching capacity with transverse auxiliary switches 1 NO+1 NC | - | 0 | 0
3RV2032-4SA10 |  | 3RV2032-4SA10 | 1 | UN | 1 | 1 | A | D | N | N | 85362010 | 1 | 4011209945777 | 1.134 | KG | 222.3 | 215.65 | CP28 | CP28 | Circuit breaker size S2 for motor protection, CLASS 10 A-release 9.5...14 A N-release 208 A screw terminal increased switching capacity | Lista Papel 2020 SI | 0 | 0
3RV2032-4SA15 |  | 3RV2032-4SA15 | 1 | UN | 1 | 5 | B | D | N | N | 85362010 | 1 | 4047621002323 | 1.145 | KG | 238.45 | 231.8 | CP28 | CP28 | Circuit breaker size S2 for motor protection, CLASS 10 A-release 9.5...14 A N-release 208 A screw terminal increased switching capacity with transverse auxiliary switches 1 NO+1 NC | Lista Papel 2020 SI | 0 | 0
3RV2032-4TA10 |  | 3RV2032-4TA10 | 1 | UN | 1 | 1 | A | D | N | N | 85362010 | 1 | 4011209945791 | 1.139 | KG | 222.3 | 215.65 | CP28 | CP28 | Circuit breaker size S2 for motor protection, CLASS 10 A-release 12...17 A N-release 260 A screw terminal increased switching capacity | Lista Papel 2020 SI | 0 | 0
3RV2032-4TA15 |  | 3RV2032-4TA15 | 1 | UN | 1 | 5 | B | D | N | N | 85362010 | 1 | 4047621002330 | 1.152 | KG | 238.45 | 231.8 | CP28 | CP28 | Circuit breaker size S2 for motor protection, CLASS 10 A-release 12...17 A N-release 260 A screw terminal increased switching capacity with transverse auxiliary switches 1 NO+1 NC | Lista Papel 2020 SI | 0 | 0
3RV2032-4UA10 |  | 3RV2032-4UA10 | 1 | UN | 1 | 1 | A | D | N | N | 85362010 | 1 | 4011209945814 | 1.149 | KG | 318.25 | 309.7 | CP28 | CP28 | Circuit breaker size S2 for motor protection, CLASS 10 A-release 32...40 A N-release 585 A screw terminal increased switching capacity | Lista Papel 2020 SI | 0 | 0
3RV2032-4UA15 |  | 3RV2032-4UA15 | 1 | UN | 1 | 5 | B | D | N | N | 85362010 | 1 | 4047621001449 | 1.159 | KG | 337.25 | 327.75 | CP28 | CP28 | Circuit breaker size S2 for motor protection, CLASS 10 A-release 32...40 A N-release 585 A screw terminal increased switching capacity with transverse auxiliary switches 1 NO+1 NC | Lista Papel 2020 SI | 0 | 0
3RV2032-4VA10 |  | 3RV2032-4VA10 | 1 | UN | 1 | 1 | A | D | N | N | 85362010 | 1 | 4011209945838 | 1.157 | KG | 350.55 | 341.05 | CP28 | CP28 | Circuit breaker size S2 for motor protection, CLASS 10 A-release 35...45 A N-release 650 A screw terminal increased switching capacity | Lista Papel 2020 SI | 0 | 0
3RV2032-4VA15 |  | 3RV2032-4VA15 | 1 | UN | 1 | 5 | B | D | N | N | 85362010 | 1 | 4047621001425 | 1.162 | KG | 368.6 | 358.15 | CP28 | CP28 | Circuit breaker size S2 for motor protection, CLASS 10 A-release 35...45 A N-release 650 A screw terminal increased switching capacity with transverse auxiliary switches 1 NO+1 NC | Lista Papel 2020 SI | 0 | 0
3RV2032-4WA10 |  | 3RV2032-4WA10 | 1 | UN | 1 | 1 | A | D | N | N | 85362010 | 1 | 4011209945852 | 1.167 | KG | 357.2 | 346.75 | CP28 | CP28 | Circuit breaker size S2 for motor protection, CLASS 10 A-release 42...52 A N-release 741 A screw terminal increased switching capacity | Lista Papel 2020 SI | 0 | 0
3RV2032-4WA15 |  | 3RV2032-4WA15 | 1 | UN | 1 | 5 | B | D | N | N | 85362010 | 1 | 4047621001432 | 1.177 | KG | 376.2 | 365.75 | CP28 | CP28 | Circuit breaker size S2 for motor protection, CLASS 10 A-release 42...52 A N-release 741 A screw terminal increased switching capacity with transverse auxiliary switches 1 NO+1 NC | Lista Papel 2020 SI | 0 | 0
3RV2032-4XA10 |  | 3RV2032-4XA10 | 1 | UN | 1 | 1 | A | D | N | N | 85362010 | 1 | 4011209945876 | 1.181 | KG | 360.05 | 349.6 | CP28 | CP28 | Circuit breaker size S2 for motor protection, CLASS 10 A-release 49...59 A N-release 845 A screw terminal increased switching capacity | Lista Papel 2020 SI | 0 | 0
3RV2032-4XA15 |  | 3RV2032-4XA15 | 1 | UN | 1 | 5 | B | D | N | N | 85362090 | 1 | 4047621002347 | 1.189 | KG | 378.1 | 378.1 | CP28 | CP28 | Circuit breaker size S2 for motor protection, CLASS 10 A-release 49...59 A N-release 845 A screw terminal increased switching capacity with transverse auxiliary switches 1 NO+1 NC | - | 0 | 0
3RV2041-4FA10 |  | 3RV2041-4FA10 | 1 | UN | 1 | 1 | A | D | N | N | 85362090 | 1 | 4047621013831 | 2.19 | KG | 257.45 | 249.85 | CP28 | CP28 | Circuit breaker size S3 for motor protection, CLASS 10 A-release 28...40 A N-release 520 A screw terminal Standard switching capacity | Lista Papel 2020 SI | 0 | 0
3RV2041-4FA15 |  | 3RV2041-4FA15 | 1 | UN | 1 | 5 | B | D | N | N | 85362090 | 1 | 4047621013909 | 2.2 | KG | 275.5 | 275.5 | CP28 | CP28 | Circuit breaker size S3 for motor protection, CLASS 10 A-release 28...40 A N-release 520 A screw terminal Standard switching capacity with transverse auxiliary switches 1 NO+1 NC | novo jan 2018 | 0 | 0
3RV2041-4HA10 |  | 3RV2041-4HA10 | 1 | UN | 1 | 1 | A | D | N | N | 85362090 | 1 | 4047621013916 | 2.229 | KG | 257.45 | 249.85 | CP28 | CP28 | Circuit breaker size S3 for motor protection, CLASS 10 A-release 36...50 A N-release 650 A screw terminal Standard switching capacity | Lista Papel 2020 SI | 0 | 0
3RV2041-4HA10-0DA0 |  | 3RV2041-4HA10-0DA0 | 1 | UN | 1 | 10 | C | D | EAR99 | N | 85362090 | 1 | 4047621071886 | 2.225 | KG | 288.8 | 288.8 | CP28 | CP28 | Circuit breaker size S3 For plant protection Without phase failure protection A-release 36...50 A Short-circuit release 650 A Screw terminal Standard switching capacity | novo jan 2018 | 0 | 7
3RV2041-4HA15 |  | 3RV2041-4HA15 | 1 | UN | 1 | 5 | B | D | N | N | 85362090 | 1 | 4047621013923 | 2.225 | KG | 275.5 | 275.5 | CP28 | CP28 | Circuit breaker size S3 for motor protection, CLASS 10 A-release 36...50 A N-release 650 A screw terminal Standard switching capacity with transverse auxiliary switches 1 NO+1 NC | novo jan 2018 | 0 | 0
3RV2041-4JA10 |  | 3RV2041-4JA10 | 1 | UN | 1 | 1 | A | D | N | N | 85362090 | 1 | 4047621013930 | 2.234 | KG | 257.45 | 249.85 | CP28 | CP28 | Circuit breaker size S3 for motor protection, CLASS 10 A-release 45...63 A N-release 819 A screw terminal Standard switching capacity | Lista Papel 2020 SI | 0 | 0
3RV2041-4JA15 |  | 3RV2041-4JA15 | 1 | UN | 1 | 2 | A | D | N | N | 85362090 | 1 | 4047621013947 | 2.251 | KG | 275.5 | 275.5 | CP28 | CP28 | Circuit breaker size S3 for motor protection, CLASS 10 A-release 45...63 A N-release 819 A screw terminal Standard switching capacity with transverse auxiliary switches 1 NO+1 NC | novo jan 2018 | 0 | 0
3RV2041-4KA10 |  | 3RV2041-4KA10 | 1 | UN | 1 | 1 | A | D | N | N | 85362090 | 1 | 4047621013954 | 2.235 | KG | 287.85 | 279.3 | CP28 | CP28 | Circuit breaker size S3 for motor protection, CLASS 10 A-release 57...75 A N-release 975 A screw terminal Standard switching capacity | Lista Papel 2020 SI | 0 | 0
3RV2041-4KA15 |  | 3RV2041-4KA15 | 1 | UN | 1 | 5 | B | D | N | N | 85362090 | 1 | 4047621013961 | 2.258 | KG | 300.2 | 300.2 | CP28 | CP28 | Circuit breaker size S3 for motor protection, CLASS 10 A-release 57...75 A N-release 975 A screw terminal Standard switching capacity with transverse auxiliary switches 1 NO+1 NC | novo jan 2018 | 0 | 0
3RV2041-4MA10 |  | 3RV2041-4MA10 | 1 | UN | 1 | 1 | A | D | N | N | 85362090 | 1 | 4047621013978 | 2.268 | KG | 338.2 | 328.7 | CP28 | CP28 | Circuit breaker size S3 for motor protection, CLASS 10 A-release 80...100 A N-release 1300 A screw terminal Standard switching capacity | Lista Papel 2020 SI | 0 | 0
3RV2041-4MA15 |  | 3RV2041-4MA15 | 1 | UN | 1 | 5 | B | D | N | N | 85362090 | 1 | 4047621013985 | 2.292 | KG | 355.3 | 355.3 | CP28 | CP28 | Circuit breaker size S3 for motor protection, CLASS 10 A-release 80...100 A N-release 1300 A screw terminal Standard switching capacity with transverse auxiliary switches 1 NO+1 NC | novo jan 2018 | 0 | 0
3RV2041-4RA10 |  | 3RV2041-4RA10 | 1 | UN | 1 | 1 | A | D | N | N | 85362090 | 1 | 4047621013992 | 2.272 | KG | 305.9 | 297.35 | CP28 | CP28 | Circuit breaker size S3 for motor protection, CLASS 10 A-release 65...84 A N-release 1170 A screw terminal Standard switching capacity | Lista Papel 2020 SI | 0 | 0
3RV2041-4RA10-0DA0 |  | 3RV2041-4RA10-0DA0 | 1 | UN | 1 | 10 | C | D | EAR99 | N | 85362090 | 1 | 4047621071879 | 2.265 | KG | 337.25 | 337.25 | CP28 | CP28 | Circuit breaker size S3 For plant protection Without phase failure protection A-release 65...84 A Short-circuit release 1170 A Screw terminal Standard switching capacity | novo jan 2018 | 0 | 7
3RV2041-4RA15 |  | 3RV2041-4RA15 | 1 | UN | 1 | 0 | A | D | N | N | 85362090 | 1 | 4047621014142 | 2.273 | KG | 326.8 | 326.8 | CP28 | CP28 | Circuit breaker size S3 for motor protection, CLASS 10 A-release 65...84 A N-release 1170 A screw terminal Standard switching capacity with transverse auxiliary switches 1 NO+1 NC | novo jan 2018 | 0 | 0
3RV2041-4YA10 |  | 3RV2041-4YA10 | 1 | UN | 1 | 1 | A | D | N | N | 85362090 | 1 | 4047621014005 | 2.28 | KG | 305.9 | 297.35 | CP28 | CP28 | Circuit breaker size S3 for motor protection, CLASS 10 A-release 75...93 A N-release 1300 A screw terminal Standard switching capacity | Lista Papel 2020 SI | 0 | 0
3RV2041-4YA15 |  | 3RV2041-4YA15 | 1 | UN | 1 | 2 | A | D | N | N | 85362090 | 1 | 4047621014159 | 2.295 | KG | 326.8 | 326.8 | CP28 | CP28 | Circuit breaker size S3 for motor protection, CLASS 10 A-release 75...93 A N-release 1300 A screw terminal Standard switching capacity with transverse auxiliary switches 1 NO+1 NC | novo jan 2018 | 0 | 0
3RV2042-4FA10 |  | 3RV2042-4FA10 | 1 | UN | 1 | 1 | A | D | N | N | 85362090 | 1 | 4047621014166 | 2.193 | KG | 393.3 | 381.9 | CP28 | CP28 | Circuit breaker size S3 for motor protection, CLASS 10 A-release 28...40 A N-release 520 A screw terminal Increased switching capacity 100 kA | Lista Papel 2020 SI | 0 | 0
3RV2042-4FB10 |  | 3RV2042-4FB10 | 1 | UN | 1 | 2 | A | D | N | N | 85362090 | 1 | 4047621014173 | 2.2 | KG | 435.1 | 422.75 | CP28 | CP28 | Circuit breaker size S3 for motor protection, Class 20 A-release 28...40 A N-release 520 A screw terminal Increased switching capacity 100 kA | Lista Papel 2020 SI | 0 | 0
3RV2042-4HA10 |  | 3RV2042-4HA10 | 1 | UN | 1 | 1 | A | D | N | N | 85362090 | 1 | 4047621014180 | 2.219 | KG | 393.3 | 381.9 | CP28 | CP28 | Circuit breaker size S3 for motor protection, CLASS 10 A-release 36...50 A N-release 650 A screw terminal Increased switching capacity 100 kA | Lista Papel 2020 SI | 0 | 0
3RV2042-4HB10 |  | 3RV2042-4HB10 | 1 | UN | 1 | 2 | A | D | N | N | 85362090 | 1 | 4047621014197 | 2.229 | KG | 435.1 | 422.75 | CP28 | CP28 | Circuit breaker size S3 for motor protection, Class 20 A-release 36...50 A N-release 650 A screw terminal Increased switching capacity 100 kA | Lista Papel 2020 SI | 0 | 0
3RV2042-4JA10 |  | 3RV2042-4JA10 | 1 | UN | 1 | 1 | A | D | N | N | 85362090 | 1 | 4047621014203 | 2.243 | KG | 393.3 | 381.9 | CP28 | CP28 | Circuit breaker size S3 for motor protection, CLASS 10 A-release 45...63 A N-release 819 A screw terminal Increased switching capacity 100 kA | Lista Papel 2020 SI | 0 | 0
3RV2042-4JB10 |  | 3RV2042-4JB10 | 1 | UN | 1 | 2 | A | D | N | N | 85362090 | 1 | 4047621014210 | 2.246 | KG | 435.1 | 422.75 | CP28 | CP28 | Circuit breaker size S3 for motor protection, Class 20 A-release 45...63 A N-release 819 A screw terminal Increased switching capacity 100 kA | Lista Papel 2020 SI | 0 | 0
3RV2042-4KA10 |  | 3RV2042-4KA10 | 1 | UN | 1 | 1 | A | D | N | N | 85362090 | 1 | 4047621014227 | 2.256 | KG | 428.45 | 416.1 | CP28 | CP28 | Circuit breaker size S3 for motor protection, CLASS 10 A-release 57...75 A N-release 975 A screw terminal Increased switching capacity 100 kA | Lista Papel 2020 SI | 0 | 0
3RV2042-4KB10 |  | 3RV2042-4KB10 | 1 | UN | 1 | 2 | A | D | N | N | 85362090 | 1 | 4047621014234 | 2.268 | KG | 458.85 | 445.55 | CP28 | CP28 | Circuit breaker size S3 for motor protection, Class 20 A-release 57...75 A N-release 975 A screw terminal Increased switching capacity 100 kA | Lista Papel 2020 SI | 0 | 0
3RV2042-4MA10 |  | 3RV2042-4MA10 | 1 | UN | 1 | 1 | A | D | N | N | 85362090 | 1 | 4047621014241 | 2.266 | KG | 468.35 | 455.05 | CP28 | CP28 | Circuit breaker size S3 for motor protection, CLASS 10 A-release 80...100 A N-release 1300 A screw terminal Increased switching capacity 100 kA | Lista Papel 2020 SI | 0 | 0
3RV2042-4MB10 |  | 3RV2042-4MB10 | 1 | UN | 1 | 2 | A | D | N | N | 85362090 | 1 | 4047621014258 | 2.281 | KG | 492.1 | 477.85 | CP28 | CP28 | Circuit breaker size S3 for motor protection, Class 20 A-release 80...100 A N-release 1300 A screw terminal Increased switching capacity 100 kA | Lista Papel 2020 SI | 0 | 0
3RV2042-4RA10 |  | 3RV2042-4RA10 | 1 | UN | 1 | 1 | A | D | N | N | 85362090 | 1 | 4047621014265 | 2.263 | KG | 448.4 | 436.05 | CP28 | CP28 | Circuit breaker size S3 for motor protection, CLASS 10 A-release 65...84 A N-release 1170 A screw terminal Increased switching capacity 100 kA | Lista Papel 2020 SI | 0 | 0
3RV2042-4RB10 |  | 3RV2042-4RB10 | 1 | UN | 1 | 2 | A | D | N | N | 85362090 | 1 | 4047621014272 | 2.3 | KG | 472.15 | 458.85 | CP28 | CP28 | Circuit breaker size S3 for motor protection, Class 20 A-release 65...84 A N-release 1170 A screw terminal Increased switching capacity 100 kA | Lista Papel 2020 SI | 0 | 0
3RV2042-4YA10 |  | 3RV2042-4YA10 | 1 | UN | 1 | 1 | A | D | N | N | 85362090 | 1 | 4047621014289 | 2.279 | KG | 448.4 | 436.05 | CP28 | CP28 | Circuit breaker size S3 for motor protection, CLASS 10 A-release 75...93 A N-release 1300 A screw terminal Increased switching capacity 100 kA | Lista Papel 2020 SI | 0 | 0
3RV2042-4YB10 |  | 3RV2042-4YB10 | 1 | UN | 1 | 2 | A | D | N | N | 85362090 | 1 | 4047621014296 | 2.307 | KG | 472.15 | 458.85 | CP28 | CP28 | Circuit breaker size S3 for motor protection, Class 20 A-release 75...93 A N-release 1300 A screw terminal Increased switching capacity 100 kA | Lista Papel 2020 SI | 0 | 0
3RV2111-0AA10 |  | 3RV2111-0AA10 | 1 | UN | 1 | 2 | A | D | N | N | 85362010 | 1 | 4011209713222 | 0.335 | KG | 108.3 | 105.45 | CP28 | CP28 | Circuit breaker size S00 for motor protection, CLASS 10 with overload relay function A-release 0.11...0.16 A N-release 2.1 A screw terminal Standard switching capacity | Lista Papel 2020 SI | 0 | 0
3RV2111-0BA10 |  | 3RV2111-0BA10 | 1 | UN | 1 | 2 | A | D | N | N | 85362010 | 1 | 4011209713239 | 0.337 | KG | 108.3 | 105.45 | CP28 | CP28 | Circuit breaker size S00 for motor protection, CLASS 10 with overload relay function A-release 0.14...0.2 A N-release 2.6 A screw terminal Standard switching capacity | Lista Papel 2020 SI | 0 | 0
3RV2111-0CA10 |  | 3RV2111-0CA10 | 1 | UN | 1 | 2 | A | D | N | N | 85362010 | 1 | 4011209713246 | 0.334 | KG | 108.3 | 105.45 | CP28 | CP28 | Circuit breaker size S00 for motor protection, CLASS 10 with overload relay function A-release 0.18...0.25 A N-release 3.3 A screw terminal Standard switching capacity | Lista Papel 2020 SI | 0 | 0
3RV2111-0DA10 |  | 3RV2111-0DA10 | 1 | UN | 1 | 2 | A | D | N | N | 85362010 | 1 | 4011209713253 | 0.34 | KG | 108.3 | 105.45 | CP28 | CP28 | Circuit breaker size S00 for motor protection, CLASS 10 with overload relay function A-release 0.22...0.32 A N-release 4.2 A screw terminal Standard switching capacity | Lista Papel 2020 SI | 0 | 0
3RV2111-0EA10 |  | 3RV2111-0EA10 | 1 | UN | 1 | 2 | A | D | N | N | 85362010 | 1 | 4011209713260 | 0.339 | KG | 108.3 | 105.45 | CP28 | CP28 | Circuit breaker size S00 for motor protection, CLASS 10 with overload relay function A-release 0.28...0.4 A N-release 5.2 A screw terminal Standard switching capacity | Lista Papel 2020 SI | 0 | 0
3RV2111-0FA10 |  | 3RV2111-0FA10 | 1 | UN | 1 | 2 | A | D | N | N | 85362010 | 1 | 4011209713277 | 0.341 | KG | 108.3 | 105.45 | CP28 | CP28 | Circuit breaker size S00 for motor protection, CLASS 10 with overload relay function A-release 0.35...0.5 A N-release 6.5 A screw terminal Standard switching capacity | Lista Papel 2020 SI | 0 | 0
3RV2111-0GA10 |  | 3RV2111-0GA10 | 1 | UN | 1 | 2 | A | D | N | N | 85362010 | 1 | 4011209713284 | 0.338 | KG | 108.3 | 105.45 | CP28 | CP28 | Circuit breaker size S00 for motor protection, CLASS 10 with overload relay function A-release 0.45...0.63 A N-release 8.2 A screw terminal Standard switching capacity | Lista Papel 2020 SI | 0 | 0
3RV2111-0HA10 |  | 3RV2111-0HA10 | 1 | UN | 1 | 2 | A | D | N | N | 85362010 | 1 | 4011209713291 | 0.338 | KG | 108.3 | 105.45 | CP28 | CP28 | Circuit breaker size S00 for motor protection, CLASS 10 with overload relay function A-release 0.55...0.8 A N-release 10 A screw terminal Standard switching capacity | Lista Papel 2020 SI | 0 | 0
3RV2111-0JA10 |  | 3RV2111-0JA10 | 1 | UN | 1 | 2 | A | D | N | N | 85362010 | 1 | 4011209713307 | 0.401 | KG | 112.1 | 109.25 | CP28 | CP28 | Circuit breaker size S00 for motor protection, CLASS 10 with overload relay function A-release 0.7...1 A N-release 13 A screw terminal Standard switching capacity | Lista Papel 2020 SI | 0 | 0
3RV2111-0KA10 |  | 3RV2111-0KA10 | 1 | UN | 1 | 2 | A | D | N | N | 85362010 | 1 | 4011209713314 | 0.404 | KG | 112.1 | 109.25 | CP28 | CP28 | Circuit breaker size S00 for motor protection, CLASS 10 with overload relay function A-release 0.9...1.25 A N-release 16 A screw terminal Standard switching capacity | Lista Papel 2020 SI | 0 | 0
3RV2111-1AA10 |  | 3RV2111-1AA10 | 1 | UN | 1 | 2 | A | D | N | N | 85362010 | 1 | 4011209713321 | 0.407 | KG | 112.1 | 109.25 | CP28 | CP28 | Circuit breaker size S00 for motor protection, CLASS 10 with overload relay function A-release 1.1...1.6 A N-release 21 A screw terminal Standard switching capacity | Lista Papel 2020 SI | 0 | 0
3RV2111-1BA10 |  | 3RV2111-1BA10 | 1 | UN | 1 | 2 | A | D | N | N | 85362010 | 1 | 4011209713338 | 0.407 | KG | 115.9 | 113.05 | CP28 | CP28 | Circuit breaker size S00 for motor protection, CLASS 10 with overload relay function A-release 1.4...2 A N-release 26 A screw terminal Standard switching capacity | Lista Papel 2020 SI | 0 | 0
3RV2111-1CA10 |  | 3RV2111-1CA10 | 1 | UN | 1 | 2 | A | D | N | N | 85362010 | 1 | 4011209713345 | 0.406 | KG | 115.9 | 113.05 | CP28 | CP28 | Circuit breaker size S00 for motor protection, CLASS 10 with overload relay function A-release 1.8...2.5 A N-release 33 A screw terminal Standard switching capacity | Lista Papel 2020 SI | 0 | 0
3RV2111-1DA10 |  | 3RV2111-1DA10 | 1 | UN | 1 | 2 | A | D | N | N | 85362010 | 1 | 4011209713352 | 0.407 | KG | 115.9 | 113.05 | CP28 | CP28 | Circuit breaker size S00 for motor protection, CLASS 10 with overload relay function A-release 2.2...3.2 A N release 42 A screw terminal Standard switching capacity | Lista Papel 2020 SI | 0 | 0
3RV2111-1EA10 |  | 3RV2111-1EA10 | 1 | UN | 1 | 2 | A | D | N | N | 85362010 | 1 | 4011209713369 | 0.406 | KG | 115.9 | 113.05 | CP28 | CP28 | Circuit breaker size S00 for motor protection, CLASS 10 with overload relay function A-release 2.8...4 A N release 52 A screw terminal Standard switching capacity | Lista Papel 2020 SI | 0 | 0
3RV2111-1FA10 |  | 3RV2111-1FA10 | 1 | UN | 1 | 2 | A | D | N | N | 85362090 | 1 | 4011209713376 | 0.411 | KG | 115.9 | 113.05 | CP28 | CP28 | Circuit breaker size S00 for motor protection, CLASS 10 with overload relay function A-release 3.5...5 A N release 65 A screw terminal Standard switching capacity | Lista Papel 2020 SI | 0 | 0
3RV2111-1GA10 |  | 3RV2111-1GA10 | 1 | UN | 1 | 2 | A | D | N | N | 85362090 | 1 | 4011209713383 | 0.411 | KG | 115.9 | 113.05 | CP28 | CP28 | Circuit breaker size S00 for motor protection, CLASS 10 with overload relay function A-release 4.5...6.3 A N-release 82 A screw terminal Standard switching capacity | Lista Papel 2020 SI | 0 | 0
3RV2111-1HA10 |  | 3RV2111-1HA10 | 1 | UN | 1 | 2 | A | D | N | N | 85362090 | 1 | 4011209713390 | 0.41 | KG | 115.9 | 113.05 | CP28 | CP28 | Circuit breaker size S00 for motor protection, CLASS 10 with overload relay function A-release 5.5...8 A N-release 104 A screw terminal Standard switching capacity | Lista Papel 2020 SI | 0 | 0
3RV2111-1JA10 |  | 3RV2111-1JA10 | 1 | UN | 1 | 2 | A | D | N | N | 85362090 | 1 | 4011209713406 | 0.412 | KG | 126.35 | 122.55 | CP28 | CP28 | Circuit breaker size S00 for motor protection, CLASS 10 with overload relay function A-release 7...10 A N release 130 A screw terminal Standard switching capacity | Lista Papel 2020 SI | 0 | 0
3RV2111-1KA10 |  | 3RV2111-1KA10 | 1 | UN | 1 | 2 | A | D | N | N | 85362090 | 1 | 4011209713413 | 0.409 | KG | 126.35 | 122.55 | CP28 | CP28 | Circuit breaker size S00 for motor protection, CLASS 10 with overload relay function A-release 9...12.5 A N-release 163 A screw terminal Standard switching capacity | Lista Papel 2020 SI | 0 | 0
3RV2111-4AA10 |  | 3RV2111-4AA10 | 1 | UN | 1 | 2 | A | D | N | N | 85362090 | 1 | 4011209713420 | 0.414 | KG | 126.35 | 122.55 | CP28 | CP28 | Circuit breaker size S00 for motor protection, CLASS 10 with overload relay function A-release 10...16 A N-release 208 A screw terminal Standard switching capacity | Lista Papel 2020 SI | 0 | 0
3RV2121-4AA10 |  | 3RV2121-4AA10 | 1 | UN | 1 | 2 | A | D | N | N | 85362090 | 1 | 4011209716414 | 0.424 | KG | 132.05 | 122.55 | CP28 | CP28 | Circuit breaker size S0 for motor protection, CLASS 10 with overload relay function A-release 10...16 A N-release 208 A screw terminal Standard switching capacity | Lista Papel 2020 SI | 0 | 0
3RV2121-4BA10 |  | 3RV2121-4BA10 | 1 | UN | 1 | 2 | A | D | N | N | 85362090 | 1 | 4011209716421 | 0.42 | KG | 132.05 | 128.25 | CP28 | CP28 | Circuit breaker size S0 for motor protection, CLASS 10 with overload relay function A-release 13...20 A N-release 260 A screw terminal Standard switching capacity | Lista Papel 2020 SI | 0 | 0
3RV2121-4CA10 |  | 3RV2121-4CA10 | 1 | UN | 1 | 2 | A | D | N | N | 85362090 | 1 | 4011209716438 | 0.422 | KG | 139.65 | 135.85 | CP28 | CP28 | Circuit breaker size S0 for motor protection, CLASS 10 with overload relay function A-release 16...22 A N-release 286 A screw terminal Standard switching capacity | Lista Papel 2020 SI | 0 | 0
3RV2121-4DA10 |  | 3RV2121-4DA10 | 1 | UN | 1 | 2 | A | D | N | N | 85362090 | 1 | 4011209716445 | 0.429 | KG | 153.9 | 149.15 | CP28 | CP28 | Circuit breaker size S0 for motor protection, CLASS 10 with overload relay function A-release 18...25 A N-release 325 A Screw terminal Standard switching capacity | Lista Papel 2020 SI | 0 | 0
3RV2121-4EA10 |  | 3RV2121-4EA10 | 1 | UN | 1 | 2 | A | D | N | N | 85362090 | 1 | 4011209716452 | 0.436 | KG | 197.6 | 191.9 | CP28 | CP28 | Circuit breaker size S0 for motor protection, CLASS 10 with overload relay function A-release 27...32 A N-release 400 A screw terminal Standard switching capacity | Lista Papel 2020 SI | 0 | 0
3RV2121-4NA10 |  | 3RV2121-4NA10 | 1 | UN | 1 | 2 | A | D | N | N | 85362090 | 1 | 4011209766495 | 0.47 | KG | 197.6 | 191.9 | CP28 | CP28 | Circuit breaker size S0 for motor protection, CLASS 10 with overload relay function A-release 23...28 A N-release 364 A screw terminal Standard switching capacity | Lista Papel 2020 SI | 0 | 0
3RV2131-4BA10 |  | 3RV2131-4BA10 | 1 | UN | 1 | 2 | A | D | N | N | 85362010 | 1 | 4011209930407 | 1.135 | KG | 200.45 | 194.75 | CP28 | CP28 | Circuit breaker size S2 for motor protection, CLASS 10 with overload relay function A-release 14...20 A N-release 260 A screw terminal Standard switching capacity | Lista Papel 2020 SI | 0 | 0
3RV2131-4DA10 |  | 3RV2131-4DA10 | 1 | UN | 1 | 2 | A | D | N | N | 85362010 | 1 | 4011209930544 | 1.122 | KG | 223.25 | 216.6 | CP28 | CP28 | Circuit breaker size S2 for motor protection, CLASS 10 with overload relay function A-release 18...25 A N-release 325 A Screw terminal Standard switching capacity | Lista Papel 2020 SI | 0 | 0
3RV2131-4EA10 |  | 3RV2131-4EA10 | 1 | UN | 1 | 2 | A | D | N | N | 85362010 | 1 | 4011209930414 | 1.122 | KG | 239.4 | 232.75 | CP28 | CP28 | Circuit breaker size S2 for motor protection, CLASS 10 with overload relay function A-release 22...32 A N-release 416 A screw terminal Standard switching capacity | Lista Papel 2020 SI | 0 | 0
3RV2131-4JA10 |  | 3RV2131-4JA10 | 1 | UN | 1 | 2 | A | D | N | N | 85362010 | 1 | 4011209946170 | 1.241 | KG | 305.9 | 297.35 | CP28 | CP28 | Circuit breaker size S2 for motor protection, CLASS 10 with overload relay function A-release 54...65 A N-release 845 A screw terminal Standard switching capacity | Lista Papel 2020 SI | 0 | 0
3RV2131-4KA10 |  | 3RV2131-4KA10 | 1 | UN | 1 | 2 | A | D | N | N | 85362090 | 1 | 4011209945890 | 1.235 | KG | 334.4 | 324.9 | CP28 | CP28 | Circuit breaker size S2 for motor protection, CLASS 10 with overload relay function A-release 62...73 A N-release 949 A screw terminal Standard switching capacity | Lista Papel 2020 SI | 0 | 0
3RV2131-4PA10 |  | 3RV2131-4PA10 | 1 | UN | 1 | 2 | A | D | N | N | 85362010 | 1 | 4011209945906 | 1.131 | KG | 256.5 | 248.9 | CP28 | CP28 | Circuit breaker size S2 for motor protection, CLASS 10 with overload relay function A-release 28...36 A N-release 520 A Standard switching capacity | Lista Papel 2020 SI | 0 | 0
3RV2131-4RA10 |  | 3RV2131-4RA10 | 1 | UN | 1 | 2 | A | D | N | N | 85362090 | 1 | 4011209945531 | 1.245 | KG | 345.8 | 336.3 | CP28 | CP28 | Circuit breaker size S2 for motor protection, CLASS 10 with overload relay function A-release 70...80 A N-release 1040 A screw terminal Standard switching capacity | Lista Papel 2020 SI | 0 | 0
3RV2131-4SA10 |  | 3RV2131-4SA10 | 1 | UN | 1 | 2 | A | D | N | N | 85362010 | 1 | 4011209945913 | 1.143 | KG | 198.55 | 192.85 | CP28 | CP28 | Circuit breaker size S2 for motor protection, CLASS 10 with overload relay function A-release 9.5...14 A N-release 208 A Standard switching capacity | Lista Papel 2020 SI | 0 | 0
3RV2131-4TA10 |  | 3RV2131-4TA10 | 1 | UN | 1 | 2 | A | D | N | N | 85362010 | 1 | 4011209945920 | 1.142 | KG | 198.55 | 192.85 | CP28 | CP28 | Circuit breaker size S2 for motor protection, CLASS 10 with overload relay function A-release 12...17 A N-release 260 A Standard switching capacity | Lista Papel 2020 SI | 0 | 0
3RV2131-4UA10 |  | 3RV2131-4UA10 | 1 | UN | 1 | 2 | A | D | N | N | 85362010 | 1 | 4011209945937 | 1.129 | KG | 268.85 | 261.25 | CP28 | CP28 | Circuit breaker size S2 for motor protection, CLASS 10 with overload relay function A-release 32...40 A N-release 585 A Standard switching capacity | Lista Papel 2020 SI | 0 | 0
3RV2131-4VA10 |  | 3RV2131-4VA10 | 1 | UN | 1 | 2 | A | D | N | N | 85362010 | 1 | 4011209945944 | 1.124 | KG | 291.65 | 283.1 | CP28 | CP28 | Circuit breaker size S2 for motor protection, CLASS 10 with overload relay function A-release 35...45 A N-release 650 A Standard switching capacity | Lista Papel 2020 SI | 0 | 0
3RV2131-4WA10 |  | 3RV2131-4WA10 | 1 | UN | 1 | 2 | A | D | N | N | 85362010 | 1 | 4011209945951 | 1.22 | KG | 297.35 | 288.8 | CP28 | CP28 | Circuit breaker size S2 for motor protection, CLASS 10 with overload relay function A-release 42...52 A N-release 741 A Standard switching capacity | Lista Papel 2020 SI | 0 | 0
3RV2131-4XA10 |  | 3RV2131-4XA10 | 1 | UN | 1 | 2 | A | D | N | N | 85362010 | 1 | 4011209945968 | 1.247 | KG | 305.9 | 297.35 | CP28 | CP28 | Circuit breaker size S2 for motor protection, CLASS 10 with overload relay function A-release 49...59 A N-release 845 A Standard switching capacity | Lista Papel 2020 SI | 0 | 0
3RV2142-4FA10 |  | 3RV2142-4FA10 | 1 | UN | 1 | 2 | A | D | N | N | 85362090 | 1 | 4047621014302 | 2.26 | KG | 437 | 424.65 | CP28 | CP28 | Circuit breaker size S3 for motor protection CLASS 10 with overload relay function A-release 28...40 A N-release 520 A screw terminal Increased switching capacity 100 kA | Lista Papel 2020 SI | 0 | 0
3RV2142-4HA10 |  | 3RV2142-4HA10 | 1 | UN | 1 | 2 | A | D | N | N | 85362090 | 1 | 4047621014319 | 2.301 | KG | 437 | 424.65 | CP28 | CP28 | Circuit breaker size S3 for motor protection CLASS 10 with overload relay function A-release 36...50 A N-release 650 A screw terminal Increased switching capacity 100 kA | Lista Papel 2020 SI | 0 | 0
3RV2142-4JA10 |  | 3RV2142-4JA10 | 1 | UN | 1 | 2 | A | D | N | N | 85362090 | 1 | 4047621014326 | 2.293 | KG | 458.85 | 445.55 | CP28 | CP28 | Circuit breaker size S3 for motor protection CLASS 10 with overload relay function A-release 45...63 A N-release 819 A screw terminal Increased switching capacity 100 kA | Lista Papel 2020 SI | 0 | 0
3RV2142-4KA10 |  | 3RV2142-4KA10 | 1 | UN | 1 | 2 | A | D | N | N | 85362090 | 1 | 4047621014333 | 2.301 | KG | 480.7 | 467.4 | CP28 | CP28 | Circuit breaker size S3 for motor protection CLASS 10 with overload relay function A-release 57...75 A N-release 975 A screw terminal Increased switching capacity 100 kA | Lista Papel 2020 SI | 0 | 0
3RV2142-4MA10 |  | 3RV2142-4MA10 | 1 | UN | 1 | 2 | A | D | N | N | 85362090 | 1 | 4047621014340 | 2.325 | KG | 514.9 | 500.65 | CP28 | CP28 | Circuit breaker size S3 for motor protection CLASS 10 with overload relay function A-release 80...100 A N-release 1300 A screw terminal Increased switching capacity 100 kA | Lista Papel 2020 SI | 0 | 0
3RV2142-4RA10 |  | 3RV2142-4RA10 | 1 | UN | 1 | 2 | A | D | N | N | 85362090 | 1 | 4047621014357 | 2.339 | KG | 498.75 | 484.5 | CP28 | CP28 | Circuit breaker size S3 for motor protection CLASS 10 with overload relay function A-release 65...84 A N-release 1170 A screw terminal Increased switching capacity 100 kA | Lista Papel 2020 SI | 0 | 0
3RV2142-4YA10 |  | 3RV2142-4YA10 | 1 | UN | 1 | 2 | A | D | N | N | 85362090 | 1 | 4047621014364 | 2.341 | KG | 498.75 | 484.5 | CP28 | CP28 | Circuit breaker size S3 for motor protection CLASS 10 with overload relay function A-release 75...93 A N-release 1300 A screw terminal Increased switching capacity 100 kA | Lista Papel 2020 SI | 0 | 0
3RV2311-0AC10 |  | 3RV2311-0AC10 | 1 | UN | 1 | 5 | B | D | N | N | 85362010 | 1 | 4011209713840 | 0.271 | KG | 64.79 | 62.99 | CP28 | CP28 | Circuit breaker size S00 for starter combination Rated current 0.16 A N-release 2.1 A screw terminal Standard switching capacity | Lista Papel 2020 SI | 0 | 0
3RV2311-0AC20 |  | 3RV2311-0AC20 | 1 | UN | 1 | 5 | B | D | N | N | 85362010 | 1 | 4011209766563 | 0.34 | KG | 64.79 | 62.99 | CP28 | CP28 | Circuit breaker size S00 for starter combination Rated current 0.16 A N-release 2.1 A Spring-type terminal Standard switching capacity | Lista Papel 2020 SI | 0 | 0
3RV2311-0BC10 |  | 3RV2311-0BC10 | 1 | UN | 1 | 5 | B | D | N | N | 85362010 | 1 | 4011209713864 | 0.273 | KG | 64.79 | 62.99 | CP28 | CP28 | Circuit breaker size S00 for starter combination Rated current 0.2 A N-release 2.6 A screw terminal Standard switching capacity | Lista Papel 2020 SI | 0 | 0
3RV2311-0BC20 |  | 3RV2311-0BC20 | 1 | UN | 1 | 5 | B | D | N | N | 85362010 | 1 | 4011209766570 | 0.293 | KG | 64.79 | 62.99 | CP28 | CP28 | Circuit breaker size S00 for starter combination Rated current 0.2 A N-release 2.6 A Spring-type terminal Standard switching capacity | Lista Papel 2020 SI | 0 | 0
3RV2311-0CC10 |  | 3RV2311-0CC10 | 1 | UN | 1 | 5 | B | D | N | N | 85362010 | 1 | 4011209714052 | 0.27 | KG | 64.79 | 62.99 | CP28 | CP28 | Circuit breaker size S00 for starter combination Rated current 0.25 A N-release 3.3 A screw terminal Standard switching capacity | Lista Papel 2020 SI | 0 | 0
3RV2311-0CC20 |  | 3RV2311-0CC20 | 1 | UN | 1 | 5 | B | D | N | N | 85362010 | 1 | 4011209766587 | 0.3 | KG | 64.79 | 62.99 | CP28 | CP28 | Circuit breaker size S00 for starter combination Rated current 0.25 A N-release 3.3 A Spring-type terminal Standard switching capacity | Lista Papel 2020 SI | 0 | 0
3RV2311-0DC10 |  | 3RV2311-0DC10 | 1 | UN | 1 | 5 | B | D | N | N | 85362010 | 1 | 4011209714076 | 0.276 | KG | 65.55 | 63.75 | CP28 | CP28 | Circuit breaker size S00 for starter combination Rated current 0.32 A N-release 4.2 A screw terminal Standard switching capacity | Lista Papel 2020 SI | 0 | 0
3RV2311-0DC20 |  | 3RV2311-0DC20 | 1 | UN | 1 | 5 | B | D | N | N | 85362010 | 1 | 4011209766594 | 0.293 | KG | 65.55 | 63.75 | CP28 | CP28 | Circuit breaker size S00 for starter combination Rated current 0.32 A N-release 4.2 A Spring-type terminal Standard switching capacity | Lista Papel 2020 SI | 0 | 0
3RV2311-0EC10 |  | 3RV2311-0EC10 | 1 | UN | 1 | 5 | B | D | N | N | 85362010 | 1 | 4011209714090 | 0.274 | KG | 65.55 | 63.75 | CP28 | CP28 | Circuit breaker size S00 for starter combination Rated current 0.4 A N-release 5.2 A screw terminal Standard switching capacity | Lista Papel 2020 SI | 0 | 0
3RV2311-0EC20 |  | 3RV2311-0EC20 | 1 | UN | 1 | 5 | B | D | N | N | 85362010 | 1 | 4011209766600 | 0.292 | KG | 65.55 | 63.75 | CP28 | CP28 | Circuit breaker size S00 for starter combination Rated current 0.4 A N-release 5.2 A Spring-type terminal Standard switching capacity | Lista Papel 2020 SI | 0 | 0
3RV2311-0FC10 |  | 3RV2311-0FC10 | 1 | UN | 1 | 5 | B | D | N | N | 85362010 | 1 | 4011209714175 | 0.275 | KG | 65.55 | 63.75 | CP28 | CP28 | Circuit breaker size S00 for starter combination Rated current 0.5 A N-release 6.5 A screw terminal Standard switching capacity | Lista Papel 2020 SI | 0 | 0
3RV2311-0FC20 |  | 3RV2311-0FC20 | 1 | UN | 1 | 5 | B | D | N | N | 85362010 | 1 | 4011209766617 | 0.293 | KG | 65.55 | 63.75 | CP28 | CP28 | Circuit breaker size S00 for starter combination Rated current 0.5 A N-release 6.5 A Spring-type terminal Standard switching capacity | Lista Papel 2020 SI | 0 | 0
3RV2311-0GC10 |  | 3RV2311-0GC10 | 1 | UN | 1 | 5 | B | D | N | N | 85362010 | 1 | 4011209714182 | 0.274 | KG | 65.55 | 63.75 | CP28 | CP28 | Circuit breaker size S00 for starter combination Rated current 0.63 A N-release 8.2 A screw terminal Standard switching capacity | Lista Papel 2020 SI | 0 | 0
3RV2311-0GC20 |  | 3RV2311-0GC20 | 1 | UN | 1 | 5 | B | D | N | N | 85362010 | 1 | 4011209766624 | 0.292 | KG | 65.55 | 63.75 | CP28 | CP28 | Circuit breaker size S00 for starter combination Rated current 0.63 A N-release 8.2 A Spring-type terminal Standard switching capacity | Lista Papel 2020 SI | 0 | 0
3RV2311-0HC10 |  | 3RV2311-0HC10 | 1 | UN | 1 | 5 | B | D | N | N | 85362010 | 1 | 4011209714199 | 0.273 | KG | 65.55 | 63.75 | CP28 | CP28 | Circuit breaker size S00 for starter combination Rated current 0.8 A N-release 10 A screw terminal Standard switching capacity | Lista Papel 2020 SI | 0 | 0
3RV2311-0HC20 |  | 3RV2311-0HC20 | 1 | UN | 1 | 5 | B | D | N | N | 85362010 | 1 | 4011209766631 | 0.293 | KG | 65.55 | 63.75 | CP28 | CP28 | Circuit breaker size S00 for starter combination Rated current 0.8 A N-release 10 A Spring-type terminal Standard switching capacity | Lista Papel 2020 SI | 0 | 0
3RV2311-0JC10 |  | 3RV2311-0JC10 | 1 | UN | 1 | 2 | A | D | N | N | 85362010 | 1 | 4011209714205 | 0.338 | KG | 69.73 | 67.74 | CP28 | CP28 | Circuit breaker size S00 for starter combination Rated current 1 A N-release 13 A screw terminal Standard switching capacity | Lista Papel 2020 SI | 0 | 0
3RV2311-0JC20 |  | 3RV2311-0JC20 | 1 | UN | 1 | 5 | B | D | N | N | 85362010 | 1 | 4011209766648 | 0.36 | KG | 69.73 | 67.74 | CP28 | CP28 | Circuit breaker size S00 for starter combination Rated current 1 A N-release 13 A Spring-type terminal Standard switching capacity | Lista Papel 2020 SI | 0 | 0
3RV2311-0KC10 |  | 3RV2311-0KC10 | 1 | UN | 1 | 2 | A | D | N | N | 85362010 | 1 | 4011209714212 | 0.339 | KG | 69.73 | 67.74 | CP28 | CP28 | Circuit breaker size S00 for starter combination Rated current 1.25 A N-release 16 A screw terminal Standard switching capacity | Lista Papel 2020 SI | 0 | 0
3RV2311-0KC20 |  | 3RV2311-0KC20 | 1 | UN | 1 | 5 | B | D | N | N | 85362010 | 1 | 4011209766655 | 0.362 | KG | 69.73 | 67.74 | CP28 | CP28 | Circuit breaker size S00 for starter combination Rated current 1.25 A N-release 16 A Spring-type terminal Standard switching capacity | Lista Papel 2020 SI | 0 | 0
3RV2311-1AC10 |  | 3RV2311-1AC10 | 1 | UN | 1 | 2 | A | D | N | N | 85362010 | 1 | 4011209714236 | 0.342 | KG | 69.73 | 67.74 | CP28 | CP28 | Circuit breaker size S00 for starter combination Rated current 1.6 A N-release 21 A screw terminal Standard switching capacity | Lista Papel 2020 SI | 0 | 0
3RV2311-1AC20 |  | 3RV2311-1AC20 | 1 | UN | 1 | 5 | B | D | N | N | 85362010 | 1 | 4011209766662 | 0.364 | KG | 69.73 | 67.74 | CP28 | CP28 | Circuit breaker size S00 for starter combination Rated current 1.6 A N-release 21 A Spring-type terminal Standard switching capacity | Lista Papel 2020 SI | 0 | 0
3RV2311-1BC10 |  | 3RV2311-1BC10 | 1 | UN | 1 | 2 | A | D | N | N | 85362010 | 1 | 4011209714267 | 0.342 | KG | 71.16 | 69.16 | CP28 | CP28 | Circuit breaker size S00 for starter combination Rated current 2 A N-release 26 A screw terminal Standard switching capacity | Lista Papel 2020 SI | 0 | 0
3RV2311-1BC20 |  | 3RV2311-1BC20 | 1 | UN | 1 | 5 | B | D | N | N | 85362010 | 1 | 4011209766679 | 0.363 | KG | 71.16 | 69.16 | CP28 | CP28 | Circuit breaker size S00 for starter combination Rated current 2 A N-release 26 A Spring-type terminal Standard switching capacity | Lista Papel 2020 SI | 0 | 0
3RV2311-1CC10 |  | 3RV2311-1CC10 | 1 | UN | 1 | 2 | A | D | N | N | 85362010 | 1 | 4011209714274 | 0.34 | KG | 71.16 | 69.16 | CP28 | CP28 | Circuit breaker size S00 for starter combination Rated current 2.5 A N-release 33 A screw terminal Standard switching capacity | Lista Papel 2020 SI | 0 | 0
3RV2311-1CC20 |  | 3RV2311-1CC20 | 1 | UN | 1 | 5 | B | D | N | N | 85362010 | 1 | 4011209766686 | 0.364 | KG | 71.16 | 69.16 | CP28 | CP28 | Circuit breaker size S00 for starter combination Rated current 2.5 A N-release 33 A Spring-type terminal Standard switching capacity | Lista Papel 2020 SI | 0 | 0
3RV2311-1DC10 |  | 3RV2311-1DC10 | 1 | UN | 1 | 2 | A | D | N | N | 85362010 | 1 | 4011209714281 | 0.343 | KG | 71.16 | 69.16 | CP28 | CP28 | Circuit breaker size S00 for starter combination Rated current 3.2 A N release 42 A screw terminal Standard switching capacity | Lista Papel 2020 SI | 0 | 0
3RV2311-1DC20 |  | 3RV2311-1DC20 | 1 | UN | 1 | 5 | B | D | N | N | 85362010 | 1 | 4011209766693 | 0.364 | KG | 71.16 | 69.16 | CP28 | CP28 | Circuit breaker size S00 for starter combination Rated current 3.2 A N release 42 A Spring-type terminal Standard switching capacity | Lista Papel 2020 SI | 0 | 0
3RV2311-1EC10 |  | 3RV2311-1EC10 | 1 | UN | 1 | 2 | A | D | N | N | 85362010 | 1 | 4011209714342 | 0.34 | KG | 71.16 | 69.16 | CP28 | CP28 | Circuit breaker size S00 for starter combination Rated current 4 A N release 52 A screw terminal Standard switching capacity | Lista Papel 2020 SI | 0 | 0
3RV2311-1EC20 |  | 3RV2311-1EC20 | 1 | UN | 1 | 5 | B | D | N | N | 85362010 | 1 | 4011209766709 | 0.361 | KG | 71.16 | 69.16 | CP28 | CP28 | Circuit breaker size S00 for starter combination Rated current 4 A N release 52 A Spring-type terminal Standard switching capacity | Lista Papel 2020 SI | 0 | 0
3RV2311-1FC10 |  | 3RV2311-1FC10 | 1 | UN | 1 | 2 | A | D | N | N | 85362090 | 1 | 4011209714410 | 0.347 | KG | 71.16 | 69.16 | CP28 | CP28 | Circuit breaker size S00 for starter combination Rated current 5 A N release 65 A screw terminal Standard switching capacity | Lista Papel 2020 SI | 0 | 0
3RV2311-1FC20 |  | 3RV2311-1FC20 | 1 | UN | 1 | 5 | B | D | N | N | 85362090 | 1 | 4011209766716 | 0.367 | KG | 71.16 | 69.16 | CP28 | CP28 | Circuit breaker size S00 for starter combination Rated current 5 A N release 65 A Spring-type terminal Standard switching capacity | Lista Papel 2020 SI | 0 | 0
3RV2311-1GC10 |  | 3RV2311-1GC10 | 1 | UN | 1 | 2 | A | D | N | N | 85362090 | 1 | 4011209714441 | 0.348 | KG | 71.16 | 69.16 | CP28 | CP28 | Circuit breaker size S00 for starter combination Rated current 6.3 A N-release 82 A screw terminal Standard switching capacity | Lista Papel 2020 SI | 0 | 0
3RV2311-1GC20 |  | 3RV2311-1GC20 | 1 | UN | 1 | 5 | B | D | N | N | 85362090 | 1 | 4011209766723 | 0.375 | KG | 71.16 | 69.16 | CP28 | CP28 | Circuit breaker size S00 for starter combination Rated current 6.3 A N-release 82 A Spring-type terminal Standard switching capacity | Lista Papel 2020 SI | 0 | 0
3RV2311-1HC10 |  | 3RV2311-1HC10 | 1 | UN | 1 | 2 | A | D | N | N | 85362090 | 1 | 4011209714465 | 0.347 | KG | 71.16 | 69.16 | CP28 | CP28 | Circuit breaker size S00 for starter combination Rated current 8 A N-release 104 A screw terminal Standard switching capacity | Lista Papel 2020 SI | 0 | 0
3RV2311-1HC20 |  | 3RV2311-1HC20 | 1 | UN | 1 | 2 | A | D | N | N | 85362090 | 1 | 4011209766730 | 0.368 | KG | 71.16 | 69.16 | CP28 | CP28 | Circuit breaker size S00 for starter combination Rated current 8 A N-release 104 A Spring-type terminal Standard switching capacity | Lista Papel 2020 SI | 0 | 0
3RV2311-1JC10 |  | 3RV2311-1JC10 | 1 | UN | 1 | 2 | A | D | N | N | 85362090 | 1 | 4011209714489 | 0.349 | KG | 78.76 | 76.57 | CP28 | CP28 | Circuit breaker size S00 for starter combination Rated current 10 A N release 130 A screw terminal Standard switching capacity | Lista Papel 2020 SI | 0 | 0
3RV2311-1JC20 |  | 3RV2311-1JC20 | 1 | UN | 1 | 2 | A | D | N | N | 85362090 | 1 | 4011209766747 | 0.371 | KG | 78.76 | 76.57 | CP28 | CP28 | Circuit breaker size S00 for starter combination Rated current 10 A N release 130 A Spring-type terminal Standard switching capacity | Lista Papel 2020 SI | 0 | 0
3RV2311-1KC10 |  | 3RV2311-1KC10 | 1 | UN | 1 | 2 | A | D | N | N | 85362090 | 1 | 4011209714502 | 0.345 | KG | 78.76 | 76.57 | CP28 | CP28 | Circuit breaker size S00 for starter combination Rated current 12.5 A N-release 163 A screw terminal Standard switching capacity | Lista Papel 2020 SI | 0 | 0
3RV2311-1KC20 |  | 3RV2311-1KC20 | 1 | UN | 1 | 2 | A | D | N | N | 85362090 | 1 | 4011209766754 | 0.38 | KG | 78.76 | 76.57 | CP28 | CP28 | Circuit breaker size S00 for starter combination Rated current 12.5 A N-release 163 A Spring-type terminal Standard switching capacity | Lista Papel 2020 SI | 0 | 0
3RV2311-4AC10 |  | 3RV2311-4AC10 | 1 | UN | 1 | 2 | A | D | N | N | 85362090 | 1 | 4011209714533 | 0.37 | KG | 78.76 | 76.57 | CP28 | CP28 | Circuit breaker size S00 for starter combination rated current 16 A N-release 208 A screw terminal Standard switching capacity | Lista Papel 2020 SI | 0 | 0
3RV2311-4AC10-Z | X95 | 3RV2311-4AC10-ZX95 | 1 | UN | 1 | 0 | A | D | N | N | 85362090 | 43 |  | 0.351 | KG | 78.76 | 78.76 | CP28 | CP28 | Circuit breaker size S00 for starter combination rated current 16 A N-release 208 A screw terminal Standard switching capacity |  | 0 | 7
3RV2311-4AC20 |  | 3RV2311-4AC20 | 1 | UN | 1 | 2 | A | D | N | N | 85362090 | 1 | 4011209766761 | 0.42 | KG | 78.76 | 76.57 | CP28 | CP28 | Circuit breaker size S00 for starter combination rated current 16 A N-release 208 A Spring-type terminal Standard switching capacity | Lista Papel 2020 SI | 0 | 0
3RV2311-4AC20-0BA0 |  | 3RV2311-4AC20-0BA0 | 1 | UN | 1 | 0 | A | D | EAR99 | N | 85362090 | 1 |  | 0.375 | KG | 111.15 | 111.15 | CP28 | CP28 | Special type Circuit breaker size S00 for starter combination rated current 16 A N-release 208 A Spring-type terminal Standard switching capacity Ambient temperature -50 Â°C 500 switching cycles | - | 0 | 0
3RV2321-1AC10 |  | 3RV2321-1AC10 | 1 | UN | 1 | 5 | B | D | N | N | 85362010 | 1 | 4011209903074 | 0.349 | KG | 72.68 | 72.68 | CP28 | CP28 | Circuit breaker size S0 for starter combination Rated current 1.6 A N-release 21 A screw terminal Standard switching capacity | - | 0 | 0
3RV2321-1AC20 |  | 3RV2321-1AC20 | 1 | UN | 1 | 5 | B | D | N | N | 85362010 | 1 | 4011209903258 | 0.408 | KG | 72.68 | 72.68 | CP28 | CP28 | Circuit breaker size S0 for starter combination Rated current 1.6 A N-release 21 A Spring-type terminal Standard switching capacity | - | 0 | 0
3RV2321-1BC10 |  | 3RV2321-1BC10 | 1 | UN | 1 | 5 | B | D | N | N | 85362010 | 1 | 4011209903098 | 0.349 | KG | 73.91 | 73.91 | CP28 | CP28 | Circuit breaker size S0 for starter combination Rated current 2 A N-release 26 A screw terminal Standard switching capacity | - | 0 | 0
3RV2321-1BC20 |  | 3RV2321-1BC20 | 1 | UN | 1 | 5 | B | D | N | N | 85362010 | 1 | 4011209903265 | 0.401 | KG | 73.91 | 73.91 | CP28 | CP28 | Circuit breaker size S0 for starter combination Rated current 2 A N-release 26 A Spring-type terminal Standard switching capacity | - | 0 | 0
3RV2321-1CC10 |  | 3RV2321-1CC10 | 1 | UN | 1 | 5 | B | D | N | N | 85362010 | 1 | 4011209903104 | 0.349 | KG | 73.91 | 73.91 | CP28 | CP28 | Circuit breaker size S0 for starter combination Rated current 2.5 A N-release 33 A screw terminal Standard switching capacity | - | 0 | 0
3RV2321-1CC20 |  | 3RV2321-1CC20 | 1 | UN | 1 | 5 | B | D | N | N | 85362010 | 1 | 4011209903173 | 0.399 | KG | 73.91 | 73.91 | CP28 | CP28 | Circuit breaker size S0 for starter combination Rated current 2.5 A N-release 33 A Spring-type terminal Standard switching capacity | - | 0 | 0
3RV2321-1DC10 |  | 3RV2321-1DC10 | 1 | UN | 1 | 5 | B | D | N | N | 85362010 | 1 | 4011209903081 | 0.35 | KG | 73.91 | 73.91 | CP28 | CP28 | Circuit breaker size S0 for starter combination Rated current 3.2 A N release 42 A screw terminal Standard switching capacity | - | 0 | 0
3RV2321-1DC20 |  | 3RV2321-1DC20 | 1 | UN | 1 | 5 | B | D | N | N | 85362010 | 1 | 4011209903180 | 0.403 | KG | 73.91 | 73.91 | CP28 | CP28 | Circuit breaker size S0 for starter combination Rated current 3.2 A N release 42 A Spring-type terminal Standard switching capacity | - | 0 | 0
3RV2321-1EC10 |  | 3RV2321-1EC10 | 1 | UN | 1 | 5 | B | D | N | N | 85362010 | 1 | 4011209903111 | 0.348 | KG | 73.91 | 73.91 | CP28 | CP28 | Circuit breaker size S0 for starter combination Rated current 4 A N release 52 A screw terminal Standard switching capacity | - | 0 | 0
3RV2321-1EC20 |  | 3RV2321-1EC20 | 1 | UN | 1 | 5 | B | D | N | N | 85362010 | 1 | 4011209903197 | 0.396 | KG | 73.91 | 73.91 | CP28 | CP28 | Circuit breaker size S0 for starter combination Rated current 4 A N release 52 A Spring-type terminal Standard switching capacity | - | 0 | 0
3RV2321-1FC10 |  | 3RV2321-1FC10 | 1 | UN | 1 | 5 | B | D | N | N | 85362090 | 1 | 4011209903128 | 0.353 | KG | 73.91 | 73.91 | CP28 | CP28 | Circuit breaker size S0 for starter combination Rated current 5 A N release 65 A screw terminal Standard switching capacity | - | 0 | 0
3RV2321-1FC20 |  | 3RV2321-1FC20 | 1 | UN | 1 | 5 | B | D | N | N | 85362010 | 1 | 4011209903203 | 0.404 | KG | 73.91 | 73.91 | CP28 | CP28 | Circuit breaker size S0 for starter combination Rated current 5 A N release 65 A Spring-type terminal Standard switching capacity | - | 0 | 0
3RV2321-1GC10 |  | 3RV2321-1GC10 | 1 | UN | 1 | 2 | A | D | N | N | 85362090 | 1 | 4011209903135 | 0.352 | KG | 73.91 | 73.91 | CP28 | CP28 | Circuit breaker size S0 for starter combination Rated current 6.3 A N-release 82 A screw terminal Standard switching capacity | - | 0 | 0
3RV2321-1GC20 |  | 3RV2321-1GC20 | 1 | UN | 1 | 5 | B | D | N | N | 85362010 | 1 | 4011209903210 | 0.407 | KG | 73.91 | 73.91 | CP28 | CP28 | Circuit breaker size S0 for starter combination Rated current 6.3 A N-release 82 A Spring-type terminal Standard switching capacity | - | 0 | 0
3RV2321-1HC10 |  | 3RV2321-1HC10 | 1 | UN | 1 | 2 | A | D | N | N | 85362090 | 1 | 4011209903142 | 0.352 | KG | 73.91 | 73.91 | CP28 | CP28 | Circuit breaker size S0 for starter combination Rated current 8 A N-release 104 A screw terminal Standard switching capacity | - | 0 | 0
3RV2321-1HC20 |  | 3RV2321-1HC20 | 1 | UN | 1 | 5 | B | D | N | N | 85362010 | 1 | 4011209903227 | 0.41 | KG | 73.91 | 73.91 | CP28 | CP28 | Circuit breaker size S0 for starter combination Rated current 8 A N-release 104 A Spring-type terminal Standard switching capacity | - | 0 | 0
3RV2321-1JC10 |  | 3RV2321-1JC10 | 1 | UN | 1 | 2 | A | D | N | N | 85362090 | 1 | 4011209903159 | 0.355 | KG | 81.99 | 81.99 | CP28 | CP28 | Circuit breaker size S0 for starter combination Rated current 10 A N release 130 A screw terminal Standard switching capacity | - | 0 | 0
3RV2321-1JC20 |  | 3RV2321-1JC20 | 1 | UN | 1 | 5 | B | D | N | N | 85362010 | 1 | 4011209903234 | 0.407 | KG | 81.99 | 81.99 | CP28 | CP28 | Circuit breaker size S0 for starter combination Rated current 10 A N release 130 A Spring-type terminal Standard switching capacity | - | 0 | 0
3RV2321-1KC10 |  | 3RV2321-1KC10 | 1 | UN | 1 | 2 | A | D | N | N | 85362090 | 1 | 4011209903166 | 0.351 | KG | 81.99 | 81.99 | CP28 | CP28 | Circuit breaker size S0 for starter combination Rated current 12.5 A N-release 163 A screw terminal Standard switching capacity | - | 0 | 0
3RV2321-1KC20 |  | 3RV2321-1KC20 | 1 | UN | 1 | 5 | B | D | N | N | 85362010 | 1 | 4011209903241 | 0.407 | KG | 81.99 | 81.99 | CP28 | CP28 | Circuit breaker size S0 for starter combination Rated current 12.5 A N-release 163 A Spring-type terminal Standard switching capacity | - | 0 | 0
3RV2321-4AC10 |  | 3RV2321-4AC10 | 1 | UN | 1 | 2 | A | D | N | N | 85362090 | 1 | 4011209716292 | 0.362 | KG | 82.65 | 76.57 | CP28 | CP28 | Circuit breaker size S0 for starter combination rated current 16 A N-release 208 A screw terminal Standard switching capacity | Lista Papel 2020 SI | 0 | 0
3RV2321-4AC20 |  | 3RV2321-4AC20 | 1 | UN | 1 | 2 | A | D | N | N | 85362090 | 1 | 4011209766778 | 0.412 | KG | 82.65 | 76.57 | CP28 | CP28 | Circuit breaker size S0 for starter combination rated current 16 A N-release 208 A Spring-type terminal Standard switching capacity | Lista Papel 2020 SI | 0 | 0
3RV2321-4AC20-0BA0 |  | 3RV2321-4AC20-0BA0 | 1 | UN | 1 | 0 | A | D | EAR99 | N | 85362090 | 1 |  | 0.412 | KG | 114.95 | 114.95 | CP28 | CP28 | Special type Circuit breaker size S0 for starter combination rated current 16 A N-release 208 A Spring-type terminal Standard switching capacity Ambient temperature -50 Â°C 500 switching cycles | - | 0 | 0
3RV2321-4BC10 |  | 3RV2321-4BC10 | 1 | UN | 1 | 2 | A | D | N | N | 85362090 | 1 | 4011209716308 | 0.356 | KG | 82.65 | 80.28 | CP28 | CP28 | Circuit breaker size S0 for starter combination Rated current 20 A N-release 260 A screw terminal Standard switching capacity | Lista Papel 2020 SI | 0 | 0
3RV2321-4BC20 |  | 3RV2321-4BC20 | 1 | UN | 1 | 2 | A | D | N | N | 85362090 | 1 | 4011209766785 | 0.409 | KG | 82.65 | 80.28 | CP28 | CP28 | Circuit breaker size S0 for starter combination Rated current 20 A N-release 260 A Spring-type terminal Standard switching capacity | Lista Papel 2020 SI | 0 | 0
3RV2321-4CC10 |  | 3RV2321-4CC10 | 1 | UN | 1 | 2 | A | D | N | N | 85362090 | 1 | 4011209716315 | 0.357 | KG | 87.21 | 84.74 | CP28 | CP28 | Circuit breaker size S0 for starter combination Rated current 22 A N-release 286 A screw terminal Standard switching capacity | Lista Papel 2020 SI | 0 | 0
3RV2321-4CC20 |  | 3RV2321-4CC20 | 1 | UN | 1 | 5 | B | D | N | N | 85362090 | 1 | 4011209766792 | 0.41 | KG | 87.21 | 84.74 | CP28 | CP28 | Circuit breaker size S0 for starter combination Rated current 22 A N-release 286 A Spring-type terminal Standard switching capacity | Lista Papel 2020 SI | 0 | 0
3RV2321-4DC10 |  | 3RV2321-4DC10 | 1 | UN | 1 | 2 | A | D | N | N | 85362090 | 1 | 4011209716322 | 0.365 | KG | 99.75 | 96.9 | CP28 | CP28 | Circuit breaker size S0 for starter combination Rated current 25 A N-release 325 A Screw terminal Standard switching capacity | Lista Papel 2020 SI | 0 | 0
3RV2321-4DC10-Z | X95 | 3RV2321-4DC10-ZX95 | 1 | UN | 1 | 0 | A | D | EAR99 | N | 85362090 | 43 | 4047621057392 | 0.36 | KG | 99.75 | 99.75 | CP28 | CP28 | CIRCUIT-BREAKER SZ S0, FOR STARTER COMBINATION, RATED CURRENT 25A, N-RELEASE 325A, SCREW CONNECTION, STANDARD SW. CAPACITY | - | 0 | 0
3RV2321-4DC20 |  | 3RV2321-4DC20 | 1 | UN | 1 | 2 | A | D | N | N | 85362090 | 1 | 4011209766808 | 0.414 | KG | 99.75 | 96.9 | CP28 | CP28 | Circuit breaker size S0 for starter combination Rated current 25 A N-release 325 A Spring-type terminal Standard switching capacity | Lista Papel 2020 SI | 0 | 0
3RV2321-4EC10 |  | 3RV2321-4EC10 | 1 | UN | 1 | 2 | A | D | N | N | 85362090 | 1 | 4011209716339 | 0.371 | KG | 127.3 | 123.5 | CP28 | CP28 | Circuit breaker size S0 for starter combination Rated current 32 A N-release 400 A screw terminal Standard switching capacity | Lista Papel 2020 SI | 0 | 0
3RV2321-4EC20 |  | 3RV2321-4EC20 | 1 | UN | 1 | 2 | A | D | N | N | 85362090 | 1 | 4011209766822 | 0.41 | KG | 127.3 | 123.5 | CP28 | CP28 | Circuit breaker size S0 for starter combination Rated current 32 A N-release 400 A Spring-type terminal Standard switching capacity | Lista Papel 2020 SI | 0 | 0
3RV2321-4FC10 |  | 3RV2321-4FC10 | 1 | UN | 1 | 2 | A | D | N | N | 85362090 | 1 | 4011209716360 | 0.37 | KG | 166.25 | 161.5 | CP28 | CP28 | Circuit breaker size S0 for starter combination Rated current 40 A N-release 480 A screw terminal Standard switching capacity | Lista Papel 2020 SI | 0 | 0
3RV2321-4NC10 |  | 3RV2321-4NC10 | 1 | UN | 1 | 5 | B | D | N | N | 85362090 | 1 | 4011209716346 | 0.374 | KG | 127.3 | 123.5 | CP28 | CP28 | Circuit breaker size S0 for starter combination Rated current 28 A N-release 364 A screw terminal Standard switching capacity | Lista Papel 2020 SI | 0 | 0
3RV2321-4NC20 |  | 3RV2321-4NC20 | 1 | UN | 1 | 5 | B | D | N | N | 85362090 | 1 | 4011209766815 | 0.45 | KG | 127.3 | 123.5 | CP28 | CP28 | Circuit breaker size S0 for starter combination Rated current 28 A N-release 364 A Spring-type terminal Standard switching capacity | Lista Papel 2020 SI | 0 | 0
3RV2321-4PC10 |  | 3RV2321-4PC10 | 1 | UN | 1 | 2 | A | D | N | N | 85362090 | 1 | 4011209716353 | 0.4 | KG | 151.05 | 147.25 | CP28 | CP28 | Circuit breaker size S0 for starter combination Rated current 36 A N-release 432 A screw terminal Standard switching capacity | Lista Papel 2020 SI | 0 | 0
3RV2331-4BC10 |  | 3RV2331-4BC10 | 1 | UN | 1 | 2 | A | D | N | N | 85362010 | 1 | 4011209930285 | 1.061 | KG | 141.55 | 137.75 | CP28 | CP28 | Circuit breaker size S2 for starter combination Rated current 20 A N-release 260 A screw terminal Standard switching capacity | Lista Papel 2020 SI | 0 | 0
3RV2331-4DC10 |  | 3RV2331-4DC10 | 1 | UN | 1 | 2 | A | D | N | N | 85362010 | 1 | 4011209930292 | 1.044 | KG | 166.25 | 161.5 | CP28 | CP28 | Circuit breaker size S2 for starter combination Rated current 25 A N-release 325 A Screw terminal Standard switching capacity | Lista Papel 2020 SI | 0 | 0
3RV2331-4EC10 |  | 3RV2331-4EC10 | 1 | UN | 1 | 1 | A | D | N | N | 85362010 | 1 | 4011209930308 | 1.04 | KG | 176.7 | 171.95 | CP28 | CP28 | Circuit breaker size S2 for starter combination Rated current 32 A N-release 416 A screw terminal Standard switching capacity | Lista Papel 2020 SI | 0 | 0
3RV2331-4JC10 |  | 3RV2331-4JC10 | 1 | UN | 1 | 1 | A | D | N | N | 85362090 | 1 | 4011209945975 | 1.165 | KG | 233.7 | 227.05 | CP28 | CP28 | Circuit breaker size S2 for starter combination Rated current 65 A N-release 845 A screw terminal Standard switching capacity | Lista Papel 2020 SI | 0 | 0
3RV2331-4KC10 |  | 3RV2331-4KC10 | 1 | UN | 1 | 2 | A | D | N | N | 85362090 | 1 | 4011209945982 | 1.162 | KG | 264.1 | 256.5 | CP28 | CP28 | Circuit breaker size S2 for starter combination Rated current 73 A N-release 949 A screw terminal Standard switching capacity | Lista Papel 2020 SI | 0 | 0
3RV2331-4PC10 |  | 3RV2331-4PC10 | 1 | UN | 1 | 2 | A | D | N | N | 85362010 | 1 | 4011209945999 | 1.052 | KG | 190 | 184.3 | CP28 | CP28 | Circuit breaker size S2 for starter combination Rated current 36 A N-release 520 A screw terminal Standard switching capacity | Lista Papel 2020 SI | 0 | 0
3RV2331-4RC10 |  | 3RV2331-4RC10 | 1 | UN | 1 | 2 | A | D | N | N | 85362090 | 1 | 4011209946019 | 1.168 | KG | 280.25 | 272.65 | CP28 | CP28 | Circuit breaker size S2 for starter combination Rated current 80 A N-release 1040 A screw terminal Standard switching capacity | Lista Papel 2020 SI | 0 | 0
3RV2331-4SC10 |  | 3RV2331-4SC10 | 1 | UN | 1 | 2 | A | D | N | N | 85362010 | 1 | 4011209946026 | 1.056 | KG | 141.55 | 137.75 | CP28 | CP28 | Circuit breaker size S2 for starter combination Rated current 14 A N-release 208 A screw terminal Standard switching capacity | Lista Papel 2020 SI | 0 | 0
3RV2331-4TC10 |  | 3RV2331-4TC10 | 1 | UN | 1 | 2 | A | D | N | N | 85362010 | 1 | 4011209946033 | 1.07 | KG | 141.55 | 137.75 | CP28 | CP28 | Circuit breaker size S2 for starter combination Rated current 17 A N-release 260 A screw terminal Standard switching capacity | Lista Papel 2020 SI | 0 | 0
3RV2331-4UC10 |  | 3RV2331-4UC10 | 1 | UN | 1 | 1 | A | D | N | N | 85362090 | 1 | 4011209946040 | 1.052 | KG | 203.3 | 197.6 | CP28 | CP28 | Circuit breaker size S2 for starter combination Rated current 40 A N-release 585 A screw terminal Standard switching capacity | Lista Papel 2020 SI | 0 | 0
3RV2331-4UC10-Z | X95 | 3RV2331-4UC10-ZX95 | 1 | UN | 1 | 0 | A | D | N | N | 85362090 | 24 |  | 1.052 | KG | 203.3 | 203.3 | CP28 | CP28 | Circuit breaker size S2 for starter combination Rated current 40 A N-release 585 A screw terminal Standard switching capacity |  | 0 | 7
3RV2331-4VC10 |  | 3RV2331-4VC10 | 1 | UN | 1 | 1 | A | D | N | N | 85362010 | 1 | 4011209946057 | 1.05 | KG | 228.95 | 222.3 | CP28 | CP28 | Circuit breaker size S2 for starter combination Rated current 45 A N-release 650 A screw terminal Standard switching capacity | Lista Papel 2020 SI | 0 | 0
3RV2331-4WC10 |  | 3RV2331-4WC10 | 1 | UN | 1 | 1 | A | D | N | N | 85362010 | 1 | 4011209946064 | 1.152 | KG | 233.7 | 227.05 | CP28 | CP28 | Circuit breaker size S2 for starter combination Rated current 52 A N-release 741 A screw terminal Standard switching capacity | Lista Papel 2020 SI | 0 | 0
3RV2331-4XC10 |  | 3RV2331-4XC10 | 1 | UN | 1 | 2 | A | D | N | N | 85362010 | 1 | 4011209946071 | 1.173 | KG | 233.7 | 227.05 | CP28 | CP28 | Circuit breaker size S2 for starter combination Rated current 59 A N-release 845 A screw terminal Standard switching capacity | Lista Papel 2020 SI | 0 | 0
3RV2332-4BC10 |  | 3RV2332-4BC10 | 1 | UN | 1 | 2 | A | D | N | N | 85362090 | 1 | 4011209944633 | 1.121 | KG | 213.75 | 208.05 | CP28 | CP28 | Circuit breaker size S2 for starter combination Rated current 20 A N-release 260 A screw terminal increased switching capacity | Lista Papel 2020 SI | 0 | 0
3RV2332-4DC10 |  | 3RV2332-4DC10 | 1 | UN | 1 | 2 | A | D | N | N | 85362090 | 1 | 4011209944640 | 1.103 | KG | 247 | 240.35 | CP28 | CP28 | Circuit breaker size S2 for starter combination Rated current 25 A N-release 325 A screw terminal increased switching capacity | Lista Papel 2020 SI | 0 | 0
3RV2332-4EC10 |  | 3RV2332-4EC10 | 1 | UN | 1 | 2 | A | D | N | N | 85362090 | 1 | 4011209944657 | 1.111 | KG | 266 | 258.4 | CP28 | CP28 | Circuit breaker size S2 for starter combination Rated current 32 A N-release 416 A screw terminal increased switching capacity | Lista Papel 2020 SI | 0 | 0
3RV2332-4JC10 |  | 3RV2332-4JC10 | 1 | UN | 1 | 2 | A | D | N | N | 85362090 | 1 | 4011209946088 | 1.167 | KG | 353.4 | 343.9 | CP28 | CP28 | Circuit breaker size S2 for starter combination Rated current 65 A N-release 845 A screw terminal increased switching capacity | Lista Papel 2020 SI | 0 | 0
3RV2332-4KC10 |  | 3RV2332-4KC10 | 1 | UN | 1 | 2 | A | D | N | N | 85362090 | 1 | 4011209945517 | 1.163 | KG | 395.2 | 383.8 | CP28 | CP28 | Circuit breaker size S2 for starter combination Rated current 73 A N-release 949 A screw terminal increased switching capacity | Lista Papel 2020 SI | 0 | 0
3RV2332-4PC10 |  | 3RV2332-4PC10 | 1 | UN | 1 | 2 | A | D | N | N | 85362090 | 1 | 4011209946095 | 1.131 | KG | 289.75 | 281.2 | CP28 | CP28 | Circuit breaker size S2 for starter combination Rated current 36 A N-release 520 A screw terminal increased switching capacity | Lista Papel 2020 SI | 0 | 0
3RV2332-4RC10 |  | 3RV2332-4RC10 | 1 | UN | 1 | 2 | A | D | N | N | 85362090 | 1 | 4011209946101 | 1.167 | KG | 411.35 | 399.95 | CP28 | CP28 | Circuit breaker size S2 for starter combination Rated current 80 A N-release 1040 A screw terminal increased switching capacity | Lista Papel 2020 SI | 0 | 0
3RV2332-4SC10 |  | 3RV2332-4SC10 | 1 | UN | 1 | 2 | A | D | N | N | 85362090 | 1 | 4011209946118 | 1.132 | KG | 213.75 | 208.05 | CP28 | CP28 | Circuit breaker size S2 for starter combination Rated current 14 A N-release 208 A screw terminal increased switching capacity | Lista Papel 2020 SI | 0 | 0
3RV2332-4TC10 |  | 3RV2332-4TC10 | 1 | UN | 1 | 2 | A | D | N | N | 85362090 | 1 | 4011209946125 | 1.13 | KG | 213.75 | 208.05 | CP28 | CP28 | Circuit breaker size S2 for starter combination Rated current 17 A N-release 260 A screw terminal increased switching capacity | Lista Papel 2020 SI | 0 | 0
3RV2332-4UC10 |  | 3RV2332-4UC10 | 1 | UN | 1 | 2 | A | D | N | N | 85362090 | 1 | 4011209946132 | 1.138 | KG | 311.6 | 303.05 | CP28 | CP28 | Circuit breaker size S2 for starter combination Rated current 40 A N-release 585 A screw terminal increased switching capacity | Lista Papel 2020 SI | 0 | 0
3RV2332-4VC10 |  | 3RV2332-4VC10 | 1 | UN | 1 | 2 | A | D | N | N | 85362090 | 1 | 4011209946149 | 1.148 | KG | 344.85 | 335.35 | CP28 | CP28 | Circuit breaker size S2 for starter combination Rated current 45 A N-release 650 A screw terminal increased switching capacity | Lista Papel 2020 SI | 0 | 0
3RV2332-4WC10 |  | 3RV2332-4WC10 | 1 | UN | 1 | 2 | A | D | N | N | 85362090 | 1 | 4011209946156 | 1.149 | KG | 350.55 | 341.05 | CP28 | CP28 | Circuit breaker size S2 for starter combination Rated current 52 A N-release 741 A screw terminal increased switching capacity | Lista Papel 2020 SI | 0 | 0
3RV2332-4XC10 |  | 3RV2332-4XC10 | 1 | UN | 1 | 2 | A | D | N | N | 85362090 | 1 | 4011209946163 | 1.169 | KG | 353.4 | 343.9 | CP28 | CP28 | Circuit breaker size S2 for starter combination Rated current 59 A N-release 845 A screw terminal increased switching capacity | Lista Papel 2020 SI | 0 | 0
3RV2341-4FC10 |  | 3RV2341-4FC10 | 1 | UN | 1 | 2 | A | D | N | N | 85362090 | 1 | 4047621014012 | 2.175 | KG | 249.85 | 243.2 | CP28 | CP28 | Circuit breaker size S3 for starter combination Rated current 40 A N-release 520 A screw terminal Standard switching capacity | Lista Papel 2020 SI | 0 | 0
3RV2341-4HC10 |  | 3RV2341-4HC10 | 1 | UN | 1 | 2 | A | D | N | N | 85362090 | 1 | 4047621014029 | 2.214 | KG | 249.85 | 243.2 | CP28 | CP28 | Circuit breaker size S3 for starter combination Rated current 50 A N-release 650 A screw terminal Standard switching capacity | Lista Papel 2020 SI | 0 | 0
3RV2341-4JC10 |  | 3RV2341-4JC10 | 1 | UN | 1 | 2 | A | D | N | N | 85362090 | 1 | 4047621014036 | 2.208 | KG | 249.85 | 243.2 | CP28 | CP28 | Circuit breaker size S3 for starter combination Rated current 63 A N-release 819 A screw terminal Standard switching capacity | Lista Papel 2020 SI | 0 | 0
3RV2341-4KC10 |  | 3RV2341-4KC10 | 1 | UN | 1 | 2 | A | D | N | N | 85362090 | 1 | 4047621014043 | 2.236 | KG | 276.45 | 268.85 | CP28 | CP28 | Circuit breaker size S3 for starter combination Rated current 75 A N-release 975 A screw terminal Standard switching capacity | Lista Papel 2020 SI | 0 | 0
3RV2341-4MC10 |  | 3RV2341-4MC10 | 1 | UN | 1 | 2 | A | D | N | N | 85362090 | 1 | 4047621014067 | 2.251 | KG | 326.8 | 317.3 | CP28 | CP28 | Circuit breaker size S3 for starter combination Rated current 100 A N-release 1300 A screw terminal Standard switching capacity | Lista Papel 2020 SI | 0 | 0
3RV2341-4RC10 |  | 3RV2341-4RC10 | 1 | UN | 1 | 2 | A | D | N | N | 85362090 | 1 | 4047621014074 | 2.248 | KG | 294.5 | 285.95 | CP28 | CP28 | Circuit breaker size S3 for starter combination Rated current 84 A N-release 1170 A screw terminal Standard switching capacity | Lista Papel 2020 SI | 0 | 0
3RV2341-4YC10 |  | 3RV2341-4YC10 | 1 | UN | 1 | 2 | A | D | N | N | 85362090 | 1 | 4047621014081 | 2.269 | KG | 294.5 | 285.95 | CP28 | CP28 | Circuit breaker size S3 for starter combination Rated current 93 A N-release 1300 A screw terminal Standard switching capacity | Lista Papel 2020 SI | 0 | 0
3RV2342-4FC10 |  | 3RV2342-4FC10 | 1 | UN | 1 | 2 | A | D | N | N | 85362090 | 1 | 4047621014371 | 2.175 | KG | 382.85 | 372.4 | CP28 | CP28 | Circuit breaker size S3 for starter combination Rated current 40 A N-release 520 A screw terminal Increased switching capacity 100 kA | Lista Papel 2020 SI | 0 | 0
3RV2342-4HC10 |  | 3RV2342-4HC10 | 1 | UN | 1 | 2 | A | D | N | N | 85362090 | 1 | 4047621014388 | 2.208 | KG | 382.85 | 372.4 | CP28 | CP28 | Circuit breaker size S3 for starter combination Rated current 50 A N-release 650 A screw terminal Increased switching capacity 100 kA | Lista Papel 2020 SI | 0 | 0
3RV2342-4JC10 |  | 3RV2342-4JC10 | 1 | UN | 1 | 2 | A | D | N | N | 85362090 | 1 | 4047621014395 | 2.216 | KG | 382.85 | 372.4 | CP28 | CP28 | Circuit breaker size S3 for starter combination Rated current 63 A N-release 819 A screw terminal Increased switching capacity 100 kA | Lista Papel 2020 SI | 0 | 0
3RV2342-4KC10 |  | 3RV2342-4KC10 | 1 | UN | 1 | 2 | A | D | N | N | 85362090 | 1 | 4047621014401 | 2.234 | KG | 418 | 406.6 | CP28 | CP28 | Circuit breaker size S3 for starter combination Rated current 75 A N-release 975 A screw terminal Increased switching capacity 100 kA | Lista Papel 2020 SI | 0 | 0
3RV2342-4MC10 |  | 3RV2342-4MC10 | 1 | UN | 1 | 2 | A | D | N | N | 85362090 | 1 | 4047621014418 | 2.252 | KG | 456 | 442.7 | CP28 | CP28 | Circuit breaker size S3 for starter combination Rated current 100 A N-release 1300 A screw terminal Increased switching capacity 100 kA | Lista Papel 2020 SI | 0 | 0
3RV2342-4RC10 |  | 3RV2342-4RC10 | 1 | UN | 1 | 2 | A | D | N | N | 85362090 | 1 | 4047621014425 | 2.24 | KG | 432.25 | 419.9 | CP28 | CP28 | Circuit breaker size S3 for starter combination Rated current 84 A N-release 1170 A screw terminal Increased switching capacity 100 kA | Lista Papel 2020 SI | 0 | 0
3RV2342-4YC10 |  | 3RV2342-4YC10 | 1 | UN | 1 | 2 | A | D | N | N | 85362090 | 1 | 4047621014432 | 2.259 | KG | 432.25 | 419.9 | CP28 | CP28 | Circuit breaker size S3 for starter combination Rated current 93 A N-release 1300 A screw terminal Increased switching capacity 100 kA | Lista Papel 2020 SI | 0 | 0
3RV2411-0AA10 |  | 3RV2411-0AA10 | 1 | UN | 1 | 1 | A | D | N | N | 85362010 | 1 | 4011209712560 | 0.278 | KG | 73.25 | 71.16 | CP28 | CP28 | Circuit breaker size S00 for transformer protection A-release 0.11...0.16 A N-release 3.3 A screw terminal Standard switching capacity | Lista Papel 2020 SI | 0 | 0
3RV2411-0AA15 |  | 3RV2411-0AA15 | 1 | UN | 1 | 5 | B | D | N | N | 85362010 | 1 | 4011209841383 | 0.292 | KG | 89.4 | 89.4 | CP28 | CP28 | Circuit breaker size S00 for transformer protection A-release 0.11...0.16 A N-release 3.3 A screw terminal Standard switching capacity with transverse auxiliary switches 1 NO+1 NC | - | 0 | 0
3RV2411-0AA20 |  | 3RV2411-0AA20 | 1 | UN | 1 | 2 | A | D | N | N | 85362010 | 1 | 4011209767201 | 0.297 | KG | 73.25 | 71.16 | CP28 | CP28 | Circuit breaker size S00 for transformer protection A-release 0.11...0.16 A N-release 3.3 A Spring-type terminal Standard switching capacity | Lista Papel 2020 SI | 0 | 0
3RV2411-0BA10 |  | 3RV2411-0BA10 | 1 | UN | 1 | 2 | A | D | N | N | 85362010 | 1 | 4011209712577 | 0.275 | KG | 73.25 | 71.16 | CP28 | CP28 | Circuit breaker size S00 for transformer protection A-release 0.14...0.2 A N-release 4.2 A screw terminal Standard switching capacity | Lista Papel 2020 SI | 0 | 0
3RV2411-0BA15 |  | 3RV2411-0BA15 | 1 | UN | 1 | 5 | B | D | N | N | 85362010 | 1 | 4011209841390 | 0.293 | KG | 89.4 | 89.4 | CP28 | CP28 | Circuit breaker size S00 for transformer protection A-release 0.14...0.2 A N-release 4.2 A screw terminal Standard switching capacity with transverse auxiliary switches 1 NO+1 NC | - | 0 | 0
3RV2411-0BA20 |  | 3RV2411-0BA20 | 1 | UN | 1 | 2 | A | D | N | N | 85362010 | 1 | 4011209767218 | 0.301 | KG | 73.25 | 71.16 | CP28 | CP28 | Circuit breaker size S00 for transformer protection A-release 0.14...0.2 A N-release 4.2 A Spring-type terminal Standard switching capacity | Lista Papel 2020 SI | 0 | 0
3RV2411-0CA10 |  | 3RV2411-0CA10 | 1 | UN | 1 | 2 | A | D | N | N | 85362010 | 1 | 4011209712584 | 0.275 | KG | 73.25 | 71.16 | CP28 | CP28 | Circuit breaker size S00 for transformer protection A-release 0.18...0.25 A N-release 5.2 A screw terminal Standard switching capacity | Lista Papel 2020 SI | 0 | 0
3RV2411-0CA15 |  | 3RV2411-0CA15 | 1 | UN | 1 | 5 | B | D | N | N | 85362010 | 1 | 4011209841406 | 0.291 | KG | 89.4 | 89.4 | CP28 | CP28 | Circuit breaker size S00 for transformer protection A-release 0.18...0.25 A N-release 5.2 A screw terminal Standard switching capacity with transverse auxiliary switches 1 NO+1 NC | - | 0 | 0
3RV2411-0CA20 |  | 3RV2411-0CA20 | 1 | UN | 1 | 2 | A | D | N | N | 85362010 | 1 | 4011209767225 | 0.298 | KG | 73.25 | 71.16 | CP28 | CP28 | Circuit breaker size S00 for transformer protection A-release 0.18...0.25 A N-release 5.2 A Spring-type terminal Standard switching capacity | Lista Papel 2020 SI | 0 | 0
3RV2411-0DA10 |  | 3RV2411-0DA10 | 1 | UN | 1 | 1 | A | D | N | N | 85362010 | 1 | 4011209712591 | 0.277 | KG | 73.25 | 71.16 | CP28 | CP28 | Circuit breaker size S00 for transformer protection A-release 0.22...0.32 A N-release 6.5 A screw terminal Standard switching capacity | Lista Papel 2020 SI | 0 | 0
3RV2411-0DA15 |  | 3RV2411-0DA15 | 1 | UN | 1 | 5 | B | D | N | N | 85362010 | 1 | 4011209841413 | 0.295 | KG | 89.4 | 89.4 | CP28 | CP28 | Circuit breaker size S00 for transformer protection A-release 0.22...0.32 A N-release 6.5 A screw terminal Standard switching capacity with transverse auxiliary switches 1 NO+1 NC | - | 0 | 0
3RV2411-0DA20 |  | 3RV2411-0DA20 | 1 | UN | 1 | 2 | A | D | N | N | 85362010 | 1 | 4011209767232 | 0.297 | KG | 73.25 | 71.16 | CP28 | CP28 | Circuit breaker size S00 for transformer protection A-release 0.22...0.32 A N-release 6.5 A Spring-type terminal Standard switching capacity | Lista Papel 2020 SI | 0 | 0
3RV2411-0EA10 |  | 3RV2411-0EA10 | 1 | UN | 1 | 1 | A | D | N | N | 85362010 | 1 | 4011209712607 | 0.277 | KG | 73.25 | 71.16 | CP28 | CP28 | Circuit breaker size S00 for transformer protection A-release 0.28...0.4 A N-release 8.2 A screw terminal Standard switching capacity | Lista Papel 2020 SI | 0 | 0
3RV2411-0EA15 |  | 3RV2411-0EA15 | 1 | UN | 1 | 5 | B | D | N | N | 85362010 | 1 | 4011209841420 | 0.28 | KG | 89.4 | 89.4 | CP28 | CP28 | Circuit breaker size S00 for transformer protection A-release 0.28...0.4 A N-release 8.2 A screw terminal Standard switching capacity with transverse auxiliary switches 1 NO+1 NC | - | 0 | 0
3RV2411-0EA20 |  | 3RV2411-0EA20 | 1 | UN | 1 | 2 | A | D | N | N | 85362010 | 1 | 4011209767249 | 0.299 | KG | 73.25 | 71.16 | CP28 | CP28 | Circuit breaker size S00 for transformer protection A-release 0.28...0.4 A N-release 8.2 A Spring-type terminal Standard switching capacity | Lista Papel 2020 SI | 0 | 0
3RV2411-0FA10 |  | 3RV2411-0FA10 | 1 | UN | 1 | 1 | A | D | N | N | 85362010 | 1 | 4011209712614 | 0.273 | KG | 73.25 | 71.16 | CP28 | CP28 | Circuit breaker size S00 for transformer protection A-release 0.35...0.5 A N-release 10 A screw terminal Standard switching capacity | Lista Papel 2020 SI | 0 | 0
3RV2411-0FA10-Z | X95 | 3RV2411-0FA10-ZX95 | 1 | UN | 1 | 5 | B | D | N | N | 85362010 | 43 | 4011209864481 | 0.277 | KG | 73.25 | 73.25 | CP28 | CP28 | Circuit breaker size S00 for transformer protection A-release 0.35...0.5 A N-release 10 A Screw terminal Standard switching capacity Multi-unit packaging 43 units | - | 0 | 0
3RV2411-0FA15 |  | 3RV2411-0FA15 | 1 | UN | 1 | 5 | B | D | N | N | 85362010 | 1 | 4011209841437 | 0.305 | KG | 89.4 | 89.4 | CP28 | CP28 | Circuit breaker size S00 for transformer protection A-release 0.35...0.5 A N-release 10 A screw terminal Standard switching capacity with transverse auxiliary switches 1 NO+1 NC | - | 0 | 0
3RV2411-0FA20 |  | 3RV2411-0FA20 | 1 | UN | 1 | 2 | A | D | N | N | 85362010 | 1 | 4011209767256 | 0.298 | KG | 73.25 | 71.16 | CP28 | CP28 | Circuit breaker size S00 for transformer protection A-release 0.35...0.5 A N-release 10 A Spring-type terminal Standard switching capacity | Lista Papel 2020 SI | 0 | 0
3RV2411-0GA10 |  | 3RV2411-0GA10 | 1 | UN | 1 | 1 | A | D | N | N | 85362010 | 1 | 4011209712621 | 0.34 | KG | 73.25 | 71.16 | CP28 | CP28 | Circuit breaker size S00 for transformer protection A-release 0.45...0.63 A N-release 13 A screw terminal Standard switching capacity | Lista Papel 2020 SI | 0 | 0
3RV2411-0GA15 |  | 3RV2411-0GA15 | 1 | UN | 1 | 5 | B | D | N | N | 85362010 | 1 | 4011209841444 | 0.357 | KG | 89.4 | 89.4 | CP28 | CP28 | Circuit breaker size S00 for transformer protection A-release 0.45...0.63 A N-release 13 A screw terminal Standard switching capacity with transverse auxiliary switches 1 NO+1 NC | - | 0 | 0
3RV2411-0GA20 |  | 3RV2411-0GA20 | 1 | UN | 1 | 2 | A | D | N | N | 85362010 | 1 | 4011209767263 | 0.363 | KG | 73.25 | 71.16 | CP28 | CP28 | Circuit breaker size S00 for transformer protection A-release 0.45...0.63 A N-release 13 A Spring-type terminal Standard switching capacity | Lista Papel 2020 SI | 0 | 0
3RV2411-0HA10 |  | 3RV2411-0HA10 | 1 | UN | 1 | 1 | A | D | N | N | 85362010 | 1 | 4011209712638 | 0.341 | KG | 73.25 | 71.16 | CP28 | CP28 | Circuit breaker size S00 for transformer protection A-release 0.55...0.8 A N-release 16 A screw terminal Standard switching capacity | Lista Papel 2020 SI | 0 | 0
3RV2411-0HA15 |  | 3RV2411-0HA15 | 1 | UN | 1 | 5 | B | D | N | N | 85362010 | 1 | 4011209841451 | 0.36 | KG | 89.4 | 89.4 | CP28 | CP28 | Circuit breaker size S00 for transformer protection A-release 0.55...0.8 A N-release 16 A screw terminal Standard switching capacity with transverse auxiliary switches 1 NO+1 NC | - | 0 | 0
3RV2411-0HA20 |  | 3RV2411-0HA20 | 1 | UN | 1 | 2 | A | D | N | N | 85362010 | 1 | 4011209767270 | 0.364 | KG | 73.25 | 71.16 | CP28 | CP28 | Circuit breaker size S00 for transformer protection A-release 0.55...0.8 A N-release 16 A Spring-type terminal Standard switching capacity | Lista Papel 2020 SI | 0 | 0
3RV2411-0JA10 |  | 3RV2411-0JA10 | 1 | UN | 1 | 1 | A | D | N | N | 85362010 | 1 | 4011209712645 | 0.339 | KG | 77.71 | 75.53 | CP28 | CP28 | Circuit breaker size S00 for transformer protection A-release 0.7...1 A N-release 21 A screw terminal Standard switching capacity | Lista Papel 2020 SI | 0 | 0
3RV2411-0JA15 |  | 3RV2411-0JA15 | 1 | UN | 1 | 5 | B | D | N | N | 85362010 | 1 | 4011209841468 | 0.358 | KG | 93.67 | 93.67 | CP28 | CP28 | Circuit breaker size S00 for transformer protection A-release 0.7...1 A N-release 21 A screw terminal Standard switching capacity with transverse auxiliary switches 1 NO+1 NC | - | 0 | 0
3RV2411-0JA20 |  | 3RV2411-0JA20 | 1 | UN | 1 | 2 | A | D | N | N | 85362010 | 1 | 4011209767287 | 0.366 | KG | 77.71 | 75.53 | CP28 | CP28 | Circuit breaker size S00 for transformer protection A-release 0.7...1 A N-release 21 A Spring-type terminal Standard switching capacity | Lista Papel 2020 SI | 0 | 0
3RV2411-0KA10 |  | 3RV2411-0KA10 | 1 | UN | 1 | 1 | A | D | N | N | 85362010 | 1 | 4011209712652 | 0.345 | KG | 77.71 | 75.53 | CP28 | CP28 | Circuit breaker size S00 for transformer protection A-release 0.9...1.25 A N-release 26 A screw terminal Standard switching capacity | Lista Papel 2020 SI | 0 | 0
3RV2411-0KA15 |  | 3RV2411-0KA15 | 1 | UN | 1 | 5 | B | D | N | N | 85362010 | 1 | 4011209841475 | 0.36 | KG | 93.67 | 93.67 | CP28 | CP28 | Circuit breaker size S00 for transformer protection A-release 0.9...1.25 A N-release 26 A screw terminal Standard switching capacity with transverse auxiliary switches 1 NO+1 NC | - | 0 | 0
3RV2411-0KA20 |  | 3RV2411-0KA20 | 1 | UN | 1 | 2 | A | D | N | N | 85362010 | 1 | 4011209767294 | 0.365 | KG | 77.71 | 75.53 | CP28 | CP28 | Circuit breaker size S00 for transformer protection A-release 0.9...1.25 A N-release 26 A Spring-type terminal Standard switching capacity | Lista Papel 2020 SI | 0 | 0
3RV2411-1AA10 |  | 3RV2411-1AA10 | 1 | UN | 1 | 1 | A | D | N | N | 85362010 | 1 | 4011209712669 | 0.346 | KG | 77.71 | 75.53 | CP28 | CP28 | Circuit breaker size S00 for transformer protection A-release 1.1...1.6 A N-release 33 A screw terminal Standard switching capacity | Lista Papel 2020 SI | 0 | 0
3RV2411-1AA15 |  | 3RV2411-1AA15 | 1 | UN | 1 | 2 | A | D | N | N | 85362010 | 1 | 4011209841482 | 0.362 | KG | 93.67 | 93.67 | CP28 | CP28 | Circuit breaker size S00 for transformer protection A-release 1.1...1.6 A N-release 33 A screw terminal Standard switching capacity with transverse auxiliary switches 1 NO+1 NC | - | 0 | 0
3RV2411-1AA20 |  | 3RV2411-1AA20 | 1 | UN | 1 | 2 | A | D | N | N | 85362010 | 1 | 4011209767300 | 0.366 | KG | 77.71 | 75.53 | CP28 | CP28 | Circuit breaker size S00 for transformer protection A-release 1.1...1.6 A N-release 33 A Spring-type terminal Standard switching capacity | Lista Papel 2020 SI | 0 | 0
3RV2411-1BA10 |  | 3RV2411-1BA10 | 1 | UN | 1 | 1 | A | D | N | N | 85362010 | 1 | 4011209712676 | 0.343 | KG | 77.71 | 75.53 | CP28 | CP28 | Circuit breaker size S00 for transformer protection A-release 1.4...2 A N release 42 A screw terminal Standard switching capacity | Lista Papel 2020 SI | 0 | 0
3RV2411-1BA15 |  | 3RV2411-1BA15 | 1 | UN | 1 | 2 | A | D | N | N | 85362010 | 1 | 4011209841499 | 0.355 | KG | 93.67 | 93.67 | CP28 | CP28 | Circuit breaker size S00 for transformer protection A-release 1.4...2 A N release 42 A screw terminal Standard switching capacity with transverse auxiliary switches 1 NO+1 NC | - | 0 | 0
3RV2411-1BA20 |  | 3RV2411-1BA20 | 1 | UN | 1 | 2 | A | D | N | N | 85362010 | 1 | 4011209767317 | 0.37 | KG | 77.71 | 75.53 | CP28 | CP28 | Circuit breaker size S00 for transformer protection A-release 1.4...2 A N release 42 A Spring-type terminal Standard switching capacity | Lista Papel 2020 SI | 0 | 0
3RV2411-1CA10 |  | 3RV2411-1CA10 | 1 | UN | 1 | 1 | A | D | N | N | 85362010 | 1 | 4011209712683 | 0.345 | KG | 77.71 | 75.53 | CP28 | CP28 | Circuit breaker size S00 for transformer protection A-release 1.8...2.5 A N release 52 A screw terminal Standard switching capacity | Lista Papel 2020 SI | 0 | 0
3RV2411-1CA10-0BA0 |  | 3RV2411-1CA10-0BA0 | 1 | UN | 1 | 0 | A | D | EAR99 | N | 85362010 | 1 |  | 0.345 | KG | 108.3 | 108.3 | CP28 | CP28 | CIRCUIT-BREAKER SZ S00, FOR TRANSFORMER PROT. A-RELEASE 1.8...2.5A, N-RELEASE 52A SCREW CONNECTION, STANDARD SW. CAPACITY . | - | 0 | 0
3RV2411-1CA15 |  | 3RV2411-1CA15 | 1 | UN | 1 | 2 | A | D | N | N | 85362010 | 1 | 4011209841505 | 0.35 | KG | 93.67 | 93.67 | CP28 | CP28 | Circuit breaker size S00 for transformer protection A-release 1.8...2.5 A N release 52 A screw terminal Standard switching capacity with transverse auxiliary switches 1 NO+1 NC | - | 0 | 0
3RV2411-1CA20 |  | 3RV2411-1CA20 | 1 | UN | 1 | 2 | A | D | N | N | 85362010 | 1 | 4011209767324 | 0.364 | KG | 77.71 | 75.53 | CP28 | CP28 | Circuit breaker size S00 for transformer protection A-release 1.8...2.5 A N release 52 A Spring-type terminal Standard switching capacity | Lista Papel 2020 SI | 0 | 0
3RV2411-1DA10 |  | 3RV2411-1DA10 | 1 | UN | 1 | 1 | A | D | N | N | 85362090 | 1 | 4011209712690 | 0.348 | KG | 77.71 | 75.53 | CP28 | CP28 | Circuit breaker size S00 for transformer protection A-release 2.2...3.2 A N release 65 A screw terminal Standard switching capacity | Lista Papel 2020 SI | 0 | 0
3RV2411-1DA15 |  | 3RV2411-1DA15 | 1 | UN | 1 | 2 | A | D | N | N | 85362090 | 1 | 4011209841512 | 0.366 | KG | 93.67 | 93.67 | CP28 | CP28 | Circuit breaker size S00 for transformer protection A-release 2.2...3.2 A N release 65 A screw terminal Standard switching capacity with transverse auxiliary switches 1 NO+1 NC | - | 0 | 0
3RV2411-1DA20 |  | 3RV2411-1DA20 | 1 | UN | 1 | 2 | A | D | N | N | 85362090 | 1 | 4011209767331 | 0.371 | KG | 77.71 | 75.53 | CP28 | CP28 | Circuit breaker size S00 for transformer protection A-release 2.2...3.2 A N release 65 A Spring-type terminal Standard switching capacity | Lista Papel 2020 SI | 0 | 0
3RV2411-1EA10 |  | 3RV2411-1EA10 | 1 | UN | 1 | 1 | A | D | N | N | 85362090 | 1 | 4011209712706 | 0.344 | KG | 77.71 | 75.53 | CP28 | CP28 | Circuit breaker size S00 for transformer protection A-release 2.8...4 A N-release 82 A screw terminal Standard switching capacity | Lista Papel 2020 SI | 0 | 0
3RV2411-1EA15 |  | 3RV2411-1EA15 | 1 | UN | 1 | 2 | A | D | N | N | 85362090 | 1 | 4011209841529 | 0.355 | KG | 93.67 | 93.67 | CP28 | CP28 | Circuit breaker size S00 for transformer protection A-release 2.8...4 A N-release 82 A screw terminal Standard switching capacity with transverse auxiliary switches 1 NO+1 NC | - | 0 | 0
3RV2411-1EA20 |  | 3RV2411-1EA20 | 1 | UN | 1 | 2 | A | D | N | N | 85362090 | 1 | 4011209767348 | 0.366 | KG | 77.71 | 75.53 | CP28 | CP28 | Circuit breaker size S00 for transformer protection A-release 2.8...4 A N-release 82 A Spring-type terminal Standard switching capacity | Lista Papel 2020 SI | 0 | 0
3RV2411-1FA10 |  | 3RV2411-1FA10 | 1 | UN | 1 | 1 | A | D | N | N | 85362090 | 1 | 4011209712713 | 0.349 | KG | 77.71 | 75.53 | CP28 | CP28 | Circuit breaker size S00 for transformer protection A-release 3.5...5 A N-release 104 A screw terminal Standard switching capacity | Lista Papel 2020 SI | 0 | 0
3RV2411-1FA15 |  | 3RV2411-1FA15 | 1 | UN | 1 | 2 | A | D | N | N | 85362090 | 1 | 4011209841536 | 0.36 | KG | 93.67 | 93.67 | CP28 | CP28 | Circuit breaker size S00 for transformer protection A-release 3.5...5 A N-release 104 A screw terminal Standard switching capacity with transverse auxiliary switches 1 NO+1 NC | - | 0 | 0
3RV2411-1FA20 |  | 3RV2411-1FA20 | 1 | UN | 1 | 2 | A | D | N | N | 85362090 | 1 | 4011209767355 | 0.369 | KG | 77.71 | 75.53 | CP28 | CP28 | Circuit breaker size S00 for transformer protection A-release 3.5...5 A N-release 104 A Spring-type terminal Standard switching capacity | Lista Papel 2020 SI | 0 | 0
3RV2411-1GA10 |  | 3RV2411-1GA10 | 1 | UN | 1 | 1 | A | D | N | N | 85362090 | 1 | 4011209713161 | 0.345 | KG | 77.71 | 75.53 | CP28 | CP28 | Circuit breaker size S00 for transformer protection A-release 4.5...6.3 A N release 130 A screw terminal Standard switching capacity | Lista Papel 2020 SI | 0 | 0
3RV2411-1GA10-0BA0 |  | 3RV2411-1GA10-0BA0 | 1 | UN | 1 | 0 | A | D | EAR99 | N | 85362090 | 1 | 4047621074214 | 0.351 | KG | 108.3 | 108.3 | CP28 | CP28 | CIRCUIT-BREAKER SZ S00, FOR . TRANSFORMER PROT. A-RELEASE4.5...6.3A, N-RELEASE130A, SCREW CONNECTION, STANDARD SW. CAPACITY . | - | 0 | 0
3RV2411-1GA15 |  | 3RV2411-1GA15 | 1 | UN | 1 | 1 | A | D | N | N | 85362090 | 1 | 4011209841543 | 0.36 | KG | 93.67 | 93.67 | CP28 | CP28 | Circuit breaker size S00 for transformer protection A-release 4.5...6.3 A N release 130 A screw terminal Standard switching capacity with transverse auxiliary switches 1 NO+1 NC | - | 0 | 0
3RV2411-1GA20 |  | 3RV2411-1GA20 | 1 | UN | 1 | 2 | A | D | N | N | 85362090 | 1 | 4011209767362 | 0.373 | KG | 77.71 | 75.53 | CP28 | CP28 | Circuit breaker size S00 for transformer protection A-release 4.5...6.3 A N release 130 A Spring-type terminal Standard switching capacity | Lista Papel 2020 SI | 0 | 0
3RV2411-1HA10 |  | 3RV2411-1HA10 | 1 | UN | 1 | 1 | A | D | N | N | 85362090 | 1 | 4011209713178 | 0.351 | KG | 77.71 | 75.53 | CP28 | CP28 | Circuit breaker size S00 for transformer protection A-release 5.5...8 A N-release 163 A screw terminal Standard switching capacity | Lista Papel 2020 SI | 0 | 0
3RV2411-1HA10-0BA0 |  | 3RV2411-1HA10-0BA0 | 1 | UN | 1 | 10 | C | D | N | N | 85362090 | 1 | 4011209903395 | 0.349 | KG | 109.25 | 109.25 | CP28 | CP28 | Special type Circuit breaker size S00 for transformer protection A-release 5.8...8 A N-release 163 A screw terminal Standard switching capacity Ambient temperature -50 Â°C 500 switching cycles | - | 0 | 0
3RV2411-1HA10-Z | X95 | 3RV2411-1HA10-ZX95 | 1 | UN | 1 | 0 | A | D | N | N | 85362090 | 43 | 4047621058283 | 0.341 | KG | 77.71 | 77.71 | CP28 | CP28 | CIRCUIT-BREAKER SZ S00, FOR TRANSFORMER PROT. A-RELEASE 5.5...8A, N-RELEASE 163A, SCREW CONNECTION, STANDARD SW. CAPACITY | - | 0 | 0
3RV2411-1HA15 |  | 3RV2411-1HA15 | 1 | UN | 1 | 1 | A | D | N | N | 85362090 | 1 | 4011209841550 | 0.366 | KG | 93.67 | 93.67 | CP28 | CP28 | Circuit breaker size S00 for transformer protection A-release 5.5...8 A N-release 163 A screw terminal Standard switching capacity with transverse auxiliary switches 1 NO+1 NC | - | 0 | 0
3RV2411-1HA20 |  | 3RV2411-1HA20 | 1 | UN | 1 | 2 | A | D | N | N | 85362090 | 1 | 4011209767379 | 0.375 | KG | 77.71 | 75.53 | CP28 | CP28 | Circuit breaker size S00 for transformer protection A-release 5.5...8 A N-release 163 A Spring-type terminal Standard switching capacity | Lista Papel 2020 SI | 0 | 0
3RV2411-1JA10 |  | 3RV2411-1JA10 | 1 | UN | 1 | 1 | A | D | N | N | 85362090 | 1 | 4011209713185 | 0.355 | KG | 85.88 | 83.51 | CP28 | CP28 | Circuit breaker size S00 for transformer protection A-release 7...10 A N-release 208 A screw terminal Standard switching capacity | Lista Papel 2020 SI | 0 | 0
3RV2411-1JA10-0BA0 |  | 3RV2411-1JA10-0BA0 | 1 | UN | 1 | 10 | C | D | N | N | 85362090 | 1 | 4011209900080 | 0.355 | KG | 115.9 | 115.9 | CP28 | CP28 | Special type Circuit breaker size S00 for transformer protection A-release 7...10 A N-release 208 A screw terminal Standard switching capacity Ambient temperature -50 Â°C 500 switching cycles | - | 0 | 0
3RV2411-1JA15 |  | 3RV2411-1JA15 | 1 | UN | 1 | 1 | A | D | N | N | 85362090 | 1 | 4011209841567 | 0.374 | KG | 102.6 | 102.6 | CP28 | CP28 | Circuit breaker size S00 for transformer protection A-release 7...10 A N-release 208 A screw terminal Standard switching capacity with transverse auxiliary switches 1 NO+1 NC | - | 0 | 0
3RV2411-1JA20 |  | 3RV2411-1JA20 | 1 | UN | 1 | 2 | A | D | N | N | 85362090 | 1 | 4011209767386 | 0.378 | KG | 85.88 | 83.51 | CP28 | CP28 | Circuit breaker size S00 for transformer protection A-release 7...10 A N-release 208 A Spring-type terminal Standard switching capacity | Lista Papel 2020 SI | 0 | 0
3RV2411-1KA10 |  | 3RV2411-1KA10 | 1 | UN | 1 | 1 | A | D | N | N | 85362090 | 1 | 4011209713192 | 0.351 | KG | 85.88 | 83.51 | CP28 | CP28 | Circuit breaker size S00 for transformer protection A-release 9...12.5 A N-release 260 A screw terminal Standard switching capacity | Lista Papel 2020 SI | 0 | 0
3RV2411-1KA15 |  | 3RV2411-1KA15 | 1 | UN | 1 | 1 | A | D | N | N | 85362090 | 1 | 4011209841574 | 0.42 | KG | 102.6 | 102.6 | CP28 | CP28 | Circuit breaker size S00 for transformer protection A-release 9...12.5 A N-release 260 A screw terminal Standard switching capacity with transverse auxiliary switches 1 NO+1 NC | - | 0 | 0
3RV2411-1KA20 |  | 3RV2411-1KA20 | 1 | UN | 1 | 2 | A | D | N | N | 85362090 | 1 | 4011209767393 | 0.371 | KG | 85.88 | 83.51 | CP28 | CP28 | Circuit breaker size S00 for transformer protection A-release 9...12.5 A N-release 260 A Spring-type terminal Standard switching capacity | Lista Papel 2020 SI | 0 | 0
3RV2411-4AA10 |  | 3RV2411-4AA10 | 1 | UN | 1 | 1 | A | D | N | N | 85362090 | 1 | 4011209713208 | 0.358 | KG | 85.88 | 83.51 | CP28 | CP28 | Circuit breaker size S00 for transformer protection A-release 10...16 A N-release 286 A screw terminal Standard switching capacity | Lista Papel 2020 SI | 0 | 0
3RV2411-4AA10-0BA0 |  | 3RV2411-4AA10-0BA0 | 1 | UN | 1 | 5 | B | D | N | N | 85362090 | 1 | 4011209936065 | 0.355 | KG | 115.9 | 115.9 | CP28 | CP28 | Special type Circuit breaker size S00 for transformer protection A-release 10...16 A N-release 286 A screw terminal Standard switching capacity Ambient temperature -50 Â°C 500 switching cycles | - | 0 | 0
3RV2411-4AA15 |  | 3RV2411-4AA15 | 1 | UN | 1 | 5 | B | D | N | N | 85362090 | 1 | 4011209841581 | 0.367 | KG | 102.6 | 102.6 | CP28 | CP28 | Circuit breaker size S00 for transformer protection A-release 10...16 A N-release 286 A screw terminal Standard switching capacity with transverse auxiliary switches 1 NO+1 NC | - | 0 | 0
3RV2411-4AA20 |  | 3RV2411-4AA20 | 1 | UN | 1 | 2 | A | D | N | N | 85362090 | 1 | 4011209767409 | 0.377 | KG | 85.88 | 83.51 | CP28 | CP28 | Circuit breaker size S00 for transformer protection A-release 10...16 A N-release 286 A Spring-type terminal Standard switching capacity | Lista Papel 2020 SI | 0 | 0
3RV2421-0AA10 |  | 3RV2421-0AA10 | 1 | UN | 1 | 6 | C | D | EAR99 | N | 85362010 | 1 | 4047621062525 | 0.291 | KG | 76.29 | 76.29 | CP28 | CP28 | Circuit breaker size S0 For transformer protection A-release 0.11...0.16 A Short-circuit release 3.3 A Screw terminal Standard switching capacity | - | 0 | 0
3RV2421-0BA10 |  | 3RV2421-0BA10 | 1 | UN | 1 | 6 | C | D | EAR99 | N | 85362010 | 1 | 4047621062532 | 0.291 | KG | 76.29 | 76.29 | CP28 | CP28 | Circuit breaker size S0 For transformer protection A-release 0.14...0.2 A Short-circuit release 4.2 A Screw terminal Standard switching capacity | - | 0 | 0
3RV2421-0CA10 |  | 3RV2421-0CA10 | 1 | UN | 1 | 6 | C | D | EAR99 | N | 85362010 | 1 | 4047621062549 | 0.32 | KG | 76.29 | 76.29 | CP28 | CP28 | Circuit breaker size S0 For transformer protection A-release 0.18...0.25 A Short-circuit release 5.2 A Screw terminal Standard switching capacity | - | 0 | 0
3RV2421-0DA10 |  | 3RV2421-0DA10 | 1 | UN | 1 | 6 | C | D | EAR99 | N | 85362010 | 1 | 4047621062556 | 0.285 | KG | 76.29 | 76.29 | CP28 | CP28 | Circuit breaker size S0 For transformer protection A-release 0.22...0.32 A Short-circuit release 6.5 A Screw terminal Standard switching capacity | - | 0 | 0
3RV2421-0EA10 |  | 3RV2421-0EA10 | 1 | UN | 1 | 6 | C | D | EAR99 | N | 85362010 | 1 | 4047621062563 | 0.284 | KG | 76.29 | 76.29 | CP28 | CP28 | Circuit breaker size S0 For transformer protection A-release 0.28...0.4 A Short-circuit release 8.2 A Screw terminal Standard switching capacity | - | 0 | 0
3RV2421-0FA10 |  | 3RV2421-0FA10 | 1 | UN | 1 | 6 | C | D | EAR99 | N | 85362010 | 1 | 4047621062570 | 0.285 | KG | 76.29 | 76.29 | CP28 | CP28 | Circuit breaker size S0 For transformer protection A-release 0.35...0.5 A Short-circuit release 10 A Screw terminal Standard switching capacity | - | 0 | 0
3RV2421-0GA10 |  | 3RV2421-0GA10 | 1 | UN | 1 | 6 | C | D | EAR99 | N | 85362010 | 1 | 4047621062587 | 0.345 | KG | 76.29 | 76.29 | CP28 | CP28 | Circuit breaker size S0 For transformer protection A-release 0.45...0.63 A Short-circuit release 13 A Screw terminal Standard switching capacity | - | 0 | 0
3RV2421-0HA10 |  | 3RV2421-0HA10 | 1 | UN | 1 | 6 | C | D | EAR99 | N | 85362010 | 1 | 4047621062594 | 0.35 | KG | 76.29 | 76.29 | CP28 | CP28 | Circuit breaker size S0 For transformer protection A-release 0.55...0.8 A Short-circuit release 16 A Screw terminal Standard switching capacity | - | 0 | 0
3RV2421-0JA10 |  | 3RV2421-0JA10 | 1 | UN | 1 | 6 | C | D | EAR99 | N | 85362010 | 1 | 4047621062600 | 0.353 | KG | 80.75 | 80.75 | CP28 | CP28 | Circuit breaker size S0 For transformer protection A-release 0.7...1 A Short-circuit release 21 A Screw terminal Standard switching capacity | - | 0 | 0
3RV2421-0KA10 |  | 3RV2421-0KA10 | 1 | UN | 1 | 6 | C | D | EAR99 | N | 85362010 | 1 | 4047621062617 | 0.36 | KG | 80.75 | 80.75 | CP28 | CP28 | Circuit breaker size S0 For transformer protection A-release 0.9...1.25 A Short-circuit release 26 A Screw terminal Standard switching capacity | - | 0 | 0
3RV2421-1AA10 |  | 3RV2421-1AA10 | 1 | UN | 1 | 6 | C | D | EAR99 | N | 85362010 | 1 | 4047621062624 | 0.355 | KG | 80.75 | 80.75 | CP28 | CP28 | Circuit breaker size S0 For transformer protection A-release 1.1...1.6 A Short-circuit release 33 A Screw terminal Standard switching capacity | - | 0 | 0
3RV2421-1BA10 |  | 3RV2421-1BA10 | 1 | UN | 1 | 6 | C | D | EAR99 | N | 85362010 | 1 | 4047621062631 | 0.357 | KG | 80.75 | 80.75 | CP28 | CP28 | Circuit breaker size S0 For transformer protection A-release 1.4...2 A Short-circuit release 42 A Screw terminal Standard switching capacity | - | 0 | 0
3RV2421-1CA10 |  | 3RV2421-1CA10 | 1 | UN | 1 | 6 | C | D | EAR99 | N | 85362010 | 1 | 4047621062648 | 0.35 | KG | 80.75 | 80.75 | CP28 | CP28 | Circuit breaker size S0 For transformer protection A-release 1.8...2.5 A Short-circuit release 52 A Screw terminal Standard switching capacity | - | 0 | 0
3RV2421-1DA10 |  | 3RV2421-1DA10 | 1 | UN | 1 | 6 | C | D | EAR99 | N | 85362010 | 1 | 4047621062655 | 0.359 | KG | 80.75 | 80.75 | CP28 | CP28 | Circuit breaker size S0 For transformer protection A-release 2.2...3.2 A Short-circuit release 65 A Screw terminal Standard switching capacity | - | 0 | 0
3RV2421-1EA10 |  | 3RV2421-1EA10 | 1 | UN | 1 | 6 | C | D | EAR99 | N | 85362090 | 1 | 4047621062662 | 0.35 | KG | 80.75 | 80.75 | CP28 | CP28 | Circuit breaker size S0 For transformer protection A-release 2.8...4 A Short-circuit release 82 A Screw terminal Standard switching capacity | - | 0 | 0
3RV2421-1FA10 |  | 3RV2421-1FA10 | 1 | UN | 1 | 6 | C | D | EAR99 | N | 85362090 | 1 | 4047621062679 | 0.355 | KG | 80.75 | 80.75 | CP28 | CP28 | Circuit breaker size S0 For transformer protection A-release 3.5...5 A Short-circuit release 104 A Screw terminal Standard switching capacity | - | 0 | 0
3RV2421-1GA10 |  | 3RV2421-1GA10 | 1 | UN | 1 | 6 | C | D | EAR99 | N | 85362090 | 1 | 4047621062686 | 0.355 | KG | 80.75 | 80.75 | CP28 | CP28 | Circuit breaker size S0 For transformer protection A-release 4.5...6.3 A Short-circuit release 130 A Screw terminal Standard switching capacity | - | 0 | 0
3RV2421-1HA10 |  | 3RV2421-1HA10 | 1 | UN | 1 | 6 | C | D | EAR99 | N | 85362090 | 1 | 4047621062693 | 0.355 | KG | 80.75 | 80.75 | CP28 | CP28 | Circuit breaker size S0 For transformer protection A-release 5.5...8 A Short-circuit release 163 A Screw terminal Standard switching capacity | - | 0 | 0
3RV2421-1JA10 |  | 3RV2421-1JA10 | 1 | UN | 1 | 6 | C | D | EAR99 | N | 85362090 | 1 | 4047621062709 | 0.363 | KG | 88.92 | 88.92 | CP28 | CP28 | Circuit breaker size S0 For transformer protection A-release 7...10 A Short-circuit release 208 A Screw terminal Standard switching capacity | - | 0 | 0
3RV2421-1KA10 |  | 3RV2421-1KA10 | 1 | UN | 1 | 6 | C | D | EAR99 | N | 85362090 | 1 | 4047621062716 | 0.37 | KG | 88.92 | 88.92 | CP28 | CP28 | Circuit breaker size S0 For transformer protection A-release 9...12.5 A Short-circuit release 260 A Screw terminal Standard switching capacity | - | 0 | 0
3RV2421-4AA10 |  | 3RV2421-4AA10 | 1 | UN | 1 | 1 | A | D | N | N | 85362090 | 1 | 4011209716377 | 0.362 | KG | 90.06 | 83.51 | CP28 | CP28 | Circuit breaker size S0 for transformer protection A-release 10...16 A N-release 286 A screw terminal Standard switching capacity | Lista Papel 2020 SI | 0 | 0
3RV2421-4AA10-Z | X95 | 3RV2421-4AA10-ZX95 | 1 | UN | 1 | 0 | A | D | EAR99 | N | 85362090 | 43 |  | 0.362 | KG | 90.06 | 90.06 | CP28 | CP28 | CIRCUIT-BREAKER SZ S0, FOR TRANSFORMER PROT. A-RELEASE 10...16A, N-RELEASE 286A, SCREW CONNECTION, STANDARD SW. CAPACITY | - | 0 | 0
3RV2421-4AA15 |  | 3RV2421-4AA15 | 1 | UN | 1 | 5 | B | D | N | N | 85362090 | 1 | 4011209841598 | 0.375 | KG | 106.4 | 106.4 | CP28 | CP28 | Circuit breaker size S0 for transformer protection A-release 10...16 A N-release 286 A screw terminal Standard switching capacity with transverse auxiliary switches 1 NO+1 NC | - | 0 | 0
3RV2421-4AA20 |  | 3RV2421-4AA20 | 1 | UN | 1 | 2 | A | D | N | N | 85362090 | 1 | 4011209767416 | 0.413 | KG | 90.06 | 83.51 | CP28 | CP28 | Circuit breaker size S0 for transformer protection A-release 10...16 A N-release 286 A Spring-type terminal Standard switching capacity | Lista Papel 2020 SI | 0 | 0
3RV2421-4BA10 |  | 3RV2421-4BA10 | 1 | UN | 1 | 1 | A | D | N | N | 85362090 | 1 | 4011209716384 | 0.357 | KG | 90.06 | 87.5 | CP28 | CP28 | Circuit breaker size S0 for transformer protection A-release 13...20 A N-release 325 A Screw terminal Standard switching capacity | Lista Papel 2020 SI | 0 | 0
3RV2421-4BA10-0BA0 |  | 3RV2421-4BA10-0BA0 | 1 | UN | 1 | 10 | C | D | N | N | 85362090 | 1 | 4011209936836 | 0.356 | KG | 120.65 | 120.65 | CP28 | CP28 | Special type Circuit breaker size S0 for transformer protection A-release 13...20 A N-release 325 A Screw terminal Standard switching capacity Ambient temperature -50 Â°C 500 switching cycles | - | 0 | 0
3RV2421-4BA10-Z | X95 | 3RV2421-4BA10-ZX95 | 1 | UN | 1 | 0 | A | D | EAR99 | N | 85362090 | 43 |  | 0.357 | KG | 90.06 | 90.06 | CP28 | CP28 | CIRCUIT-BREAKER SZ S0, FOR TRANSFORMER PROT. A-RELEASE 13...20A, N-RELEASE 325A, SCREW CONNECTION, STANDARD SW. CAPACITY | - | 0 | 0
3RV2421-4BA15 |  | 3RV2421-4BA15 | 1 | UN | 1 | 1 | A | D | N | N | 85362090 | 1 | 4011209841604 | 0.373 | KG | 106.4 | 106.4 | CP28 | CP28 | Circuit breaker size S0 for transformer protection A-release 13...20 A N-release 325 A Screw terminal Standard switching capacity with transverse auxiliary switches 1 NO+1 NC | - | 0 | 0
3RV2421-4BA20 |  | 3RV2421-4BA20 | 1 | UN | 1 | 1 | A | D | N | N | 85362090 | 1 | 4011209845558 | 0.415 | KG | 90.06 | 87.5 | CP28 | CP28 | Circuit breaker size S0 for transformer protection A-release 13...20 A N-release 325 A Spring-type terminal Standard switching capacity | Lista Papel 2020 SI | 0 | 0
3RV2421-4CA10 |  | 3RV2421-4CA10 | 1 | UN | 1 | 1 | A | D | N | N | 85362090 | 1 | 4011209716391 | 0.37 | KG | 95.95 | 93.1 | CP28 | CP28 | Circuit breaker size S0 for transformer protection A-release 16...22 A N-release 364 A screw terminal Standard switching capacity | Lista Papel 2020 SI | 0 | 0
3RV2421-4CA15 |  | 3RV2421-4CA15 | 1 | UN | 1 | 5 | B | D | N | N | 85362090 | 1 | 4011209841611 | 0.388 | KG | 112.1 | 112.1 | CP28 | CP28 | Circuit breaker size S0 for transformer protection A-release 16...22 A N-release 364 A screw terminal Standard switching capacity with transverse auxiliary switches 1 NO+1 NC | - | 0 | 0
3RV2421-4CA20 |  | 3RV2421-4CA20 | 1 | UN | 1 | 2 | A | D | N | N | 85362090 | 1 | 4011209767430 | 0.425 | KG | 95.95 | 93.1 | CP28 | CP28 | Circuit breaker size S0 for transformer protection A-release 16...22 A N-release 364 A Spring-type terminal Standard switching capacity | Lista Papel 2020 SI | 0 | 0
3RV2421-4DA10 |  | 3RV2421-4DA10 | 1 | UN | 1 | 1 | A | D | N | N | 85362090 | 1 | 4011209716407 | 0.375 | KG | 110.2 | 107.35 | CP28 | CP28 | Circuit breaker size S0 for transformer protection A-release 18...25 A N-release 400 A screw terminal Standard switching capacity | Lista Papel 2020 SI | 0 | 0
3RV2421-4DA10-Z | X95 | 3RV2421-4DA10-ZX95 | 1 | UN | 1 | 5 | B | D | N | N | 85362090 | 43 | 4047621013152 | 0.364 | KG | 110.2 | 110.2 | CP28 | CP28 | Circuit breaker size S0 for transformer protection A-release 18...25 A N-release 400 A screw terminal Standard switching capacity Reusable packaging Pack = 43 units | - | 0 | 0
3RV2421-4DA15 |  | 3RV2421-4DA15 | 1 | UN | 1 | 5 | B | D | N | N | 85362090 | 1 | 4011209841628 | 0.4 | KG | 125.4 | 125.4 | CP28 | CP28 | Circuit breaker size S0 for transformer protection A-release 18...25 A N-release 400 A screw terminal Standard switching capacity with transverse auxiliary switches 1 NO+1 NC | - | 0 | 0
3RV2421-4DA20 |  | 3RV2421-4DA20 | 1 | UN | 1 | 2 | A | D | N | N | 85362090 | 1 | 4011209767447 | 0.428 | KG | 110.2 | 107.35 | CP28 | CP28 | Circuit breaker size S0 for transformer protection A-release 18...25 A N-release 400 A Spring-type terminal Standard switching capacity | Lista Papel 2020 SI | 0 | 0
3RV2431-4BA10 |  | 3RV2431-4BA10 | 1 | UN | 1 | 2 | A | D | N | N | 85362090 | 1 | 4011209930551 | 1.063 | KG | 157.7 | 152.95 | CP28 | CP28 | Circuit breaker size S2 for transformer protection A-release 14...20 A N-release 400 A screw terminal Standard switching capacity | Lista Papel 2020 SI | 0 | 0
3RV2431-4DA10 |  | 3RV2431-4DA10 | 1 | UN | 1 | 2 | A | D | N | N | 85362090 | 1 | 4011209930568 | 1.072 | KG | 180.5 | 175.75 | CP28 | CP28 | Circuit breaker size S2 for transformer protection A-release 18...25 A N-release 500 A screw terminal Standard switching capacity | Lista Papel 2020 SI | 0 | 0
3RV2431-4EA10 |  | 3RV2431-4EA10 | 1 | UN | 1 | 1 | A | D | N | N | 85362090 | 1 | 4011209930360 | 1.056 | KG | 217.55 | 211.85 | CP28 | CP28 | Circuit breaker size S2 for transformer protection A-release 22...32 A N-release 640 A screw terminal Standard switching capacity | Lista Papel 2020 SI | 0 | 0
3RV2431-4EA10-0BA0 |  | 3RV2431-4EA10-0BA0 | 1 | UN | 1 | 0 | A | D | EAR99 | N | 85362090 | 1 |  | 1.056 | KG | 250.8 | 250.8 | CP28 | CP28 | Special type Circuit breaker size S2 for transformer protection A-release 22...32 A N-release 640 A screw terminal Standard switching capacity Ambient temperature -50 Â°C 250 switching cycles | - | 0 | 0
3RV2431-4JA10 |  | 3RV2431-4JA10 | 1 | UN | 1 | 2 | A | D | N | N | 85362090 | 1 | 4011209947863 | 1.182 | KG | 258.4 | 250.8 | CP28 | CP28 | Circuit breaker size S2 for transformer protection A-release 54...65 A N-release 1040 A screw terminal Standard switching capacity | Lista Papel 2020 SI | 0 | 0
3RV2431-4PA10 |  | 3RV2431-4PA10 | 1 | UN | 1 | 2 | A | D | N | N | 85362090 | 1 | 4011209947795 | 1.054 | KG | 232.75 | 226.1 | CP28 | CP28 | Circuit breaker size S2 for transformer protection A-release 28...36 A N-release 820 A screw terminal Standard switching capacity | Lista Papel 2020 SI | 0 | 0
3RV2431-4SA10 |  | 3RV2431-4SA10 | 1 | UN | 1 | 2 | A | D | N | N | 85362090 | 1 | 4011209947771 | 1.067 | KG | 157.7 | 152.95 | CP28 | CP28 | Circuit breaker size S2 for transformer protection A-release 9.5...14 A N-release 328 A screw terminal Standard switching capacity | Lista Papel 2020 SI | 0 | 0
3RV2431-4TA10 |  | 3RV2431-4TA10 | 1 | UN | 1 | 2 | A | D | N | N | 85362090 | 1 | 4011209947788 | 1.058 | KG | 157.7 | 152.95 | CP28 | CP28 | Circuit breaker size S2 for transformer protection A-release 12...17 A N-release 410 A screw terminal Standard switching capacity | Lista Papel 2020 SI | 0 | 0
3RV2431-4UA10 |  | 3RV2431-4UA10 | 1 | UN | 1 | 2 | A | D | N | N | 85362090 | 1 | 4011209947801 | 1.052 | KG | 247 | 240.35 | CP28 | CP28 | Circuit breaker size S2 for transformer protection A-release 32...40 A N-release 820 A screw terminal Standard switching capacity | Lista Papel 2020 SI | 0 | 0
3RV2431-4VA10 |  | 3RV2431-4VA10 | 1 | UN | 1 | 2 | A | D | N | N | 85362010 | 1 | 4011209947825 | 1.162 | KG | 249.85 | 243.2 | CP28 | CP28 | Circuit breaker size S2 for transformer protection A-release 35...45 A N-release 922 A screw terminal Standard switching capacity | Lista Papel 2020 SI | 0 | 0
3RV2431-4WA10 |  | 3RV2431-4WA10 | 1 | UN | 1 | 2 | A | D | N | N | 85362010 | 1 | 4011209947832 | 1.151 | KG | 257.45 | 249.85 | CP28 | CP28 | Circuit breaker size S2 for transformer protection A-release 42...52 A N-release 1025 A screw terminal Standard switching capacity | Lista Papel 2020 SI | 0 | 0
3RV2431-4XA10 |  | 3RV2431-4XA10 | 1 | UN | 1 | 2 | A | D | N | N | 85362010 | 1 | 4011209947856 | 1.186 | KG | 258.4 | 250.8 | CP28 | CP28 | Circuit breaker size S2 for transformer protection A-release 49-59 A N-release 1040 A screw terminal Standard switching capacity | Lista Papel 2020 SI | 0 | 0
3RV2711-0AD10 |  | 3RV2711-0AD10 | 1 | UN | 1 | 5 | B | D | N | N | 85362010 | 1 | 4011209767461 | 0.432 | KG | 138.7 | 138.7 | CP28 | CP28 | Circuit breaker size S00 for system protection with approval circuit breaker UL 489, CSA C22.2 No.5-02 A-release 0.16 A N-release 2.1 A screw terminal Standard switching capacity | - | 0 | 0
3RV2711-0BD10 |  | 3RV2711-0BD10 | 1 | UN | 1 | 5 | B | D | N | N | 85362010 | 1 | 4011209767478 | 0.434 | KG | 138.7 | 138.7 | CP28 | CP28 | Circuit breaker size S00 for system protection with approval circuit breaker UL 489, CSA C22.2 No.5-02 A-release 0.2 A N-release 2.6 A screw terminal Standard switching capacity | - | 0 | 0
3RV2711-0CD10 |  | 3RV2711-0CD10 | 1 | UN | 1 | 5 | B | D | N | N | 85362010 | 1 | 4011209767485 | 0.45 | KG | 138.7 | 138.7 | CP28 | CP28 | Circuit breaker size S00 for system protection with approval circuit breaker UL 489, CSA C22.2 No.5-02 A-release 0.25 A N-release 3.3 A screw terminal Standard switching capacity | - | 0 | 0
3RV2711-0DD10 |  | 3RV2711-0DD10 | 1 | UN | 1 | 5 | B | D | N | N | 85362010 | 1 | 4011209767492 | 0.44 | KG | 138.7 | 138.7 | CP28 | CP28 | Circuit breaker size S00 for system protection with approval circuit breaker UL 489, CSA C22.2 No.5-02 A-release 0.32 A N-release 4.2 A screw terminal Standard switching capacity | - | 0 | 0
3RV2711-0ED10 |  | 3RV2711-0ED10 | 1 | UN | 1 | 5 | B | D | N | N | 85362010 | 1 | 4011209767508 | 0.443 | KG | 138.7 | 138.7 | CP28 | CP28 | Circuit breaker size S00 for system protection with approval circuit breaker UL 489, CSA C22.2 No.5-02 A-release 0.4 A N-release 5.2 A screw terminal Standard switching capacity | - | 0 | 0
3RV2711-0FD10 |  | 3RV2711-0FD10 | 1 | UN | 1 | 5 | B | D | N | N | 85362010 | 1 | 4011209767515 | 0.447 | KG | 138.7 | 138.7 | CP28 | CP28 | Circuit breaker size S00 for system protection with approval circuit breaker UL 489, CSA C22.2 No.5-02 A-release 0.5 A N-release 6.5 A screw terminal Standard switching capacity | - | 0 | 0
3RV2711-0GD10 |  | 3RV2711-0GD10 | 1 | UN | 1 | 5 | B | D | N | N | 85362010 | 1 | 4011209767522 | 0.509 | KG | 138.7 | 138.7 | CP28 | CP28 | Circuit breaker size S00 for system protection with approval circuit breaker UL 489, CSA C22.2 No.5-02 A-release 0.63 A N-release 8.2 A screw terminal Standard switching capacity | - | 0 | 0
3RV2711-0HD10 |  | 3RV2711-0HD10 | 1 | UN | 1 | 5 | B | D | N | N | 85362010 | 1 | 4011209767539 | 0.507 | KG | 138.7 | 138.7 | CP28 | CP28 | Circuit breaker size S00 for system protection with approval circuit breaker UL 489, CSA C22.2 No.5-02 A-release 0.8 A N-release 10 A screw terminal Standard switching capacity | - | 0 | 0
3RV2711-0JD10 |  | 3RV2711-0JD10 | 1 | UN | 1 | 2 | A | D | N | N | 85362010 | 1 | 4011209767546 | 0.504 | KG | 150.1 | 150.1 | CP28 | CP28 | Circuit breaker size S00 for system protection with approval circuit breaker UL 489, CSA C22.2 No.5-02 A-release 1 A N-release 13 A screw terminal Standard switching capacity | - | 0 | 0
3RV2711-0KD10 |  | 3RV2711-0KD10 | 1 | UN | 1 | 5 | B | D | N | N | 85362010 | 1 | 4011209767553 | 0.507 | KG | 150.1 | 150.1 | CP28 | CP28 | Circuit breaker size S00 for system protection with approval circuit breaker UL 489, CSA C22.2 No.5-02 A-release 1.25 A N-release 16 A screw terminal Standard switching capacity | - | 0 | 0
3RV2711-1AD10 |  | 3RV2711-1AD10 | 1 | UN | 1 | 2 | A | D | N | N | 85362010 | 1 | 4011209767560 | 0.51 | KG | 150.1 | 150.1 | CP28 | CP28 | Circuit breaker size S00 for system protection with approval circuit breaker UL 489, CSA C22.2 No.5-02 A-release 1.6 A N-release 21 A screw terminal Standard switching capacity | - | 0 | 0
3RV2711-1BD10 |  | 3RV2711-1BD10 | 1 | UN | 1 | 2 | A | D | N | N | 85362010 | 1 | 4011209767577 | 0.51 | KG | 150.1 | 150.1 | CP28 | CP28 | Circuit breaker size S00 for system protection with approval circuit breaker UL 489, CSA C22.2 No.5-02 A-release 2 A N-release 26 A screw terminal Standard switching capacity | - | 0 | 0
3RV2711-1CD10 |  | 3RV2711-1CD10 | 1 | UN | 1 | 2 | A | D | N | N | 85362010 | 1 | 4011209767584 | 0.525 | KG | 150.1 | 150.1 | CP28 | CP28 | Circuit breaker size S00 for system protection with approval circuit breaker UL 489, CSA C22.2 No.5-02 A-release 2.5 A N-release 33 A screw terminal Standard switching capacity | - | 0 | 0
3RV2711-1DD10 |  | 3RV2711-1DD10 | 1 | UN | 1 | 2 | A | D | N | N | 85362010 | 1 | 4011209767591 | 0.508 | KG | 150.1 | 150.1 | CP28 | CP28 | Circuit breaker size S00 for system protection with approval circuit breaker UL 489, CSA C22.2 No.5-02 A-release 3.2 A N release 42 A screw terminal Standard switching capacity | - | 0 | 0
3RV2711-1ED10 |  | 3RV2711-1ED10 | 1 | UN | 1 | 2 | A | D | N | N | 85362010 | 1 | 4011209767607 | 0.508 | KG | 150.1 | 150.1 | CP28 | CP28 | Circuit breaker size S00 for system protection with approval circuit breaker UL 489, CSA C22.2 No.5-02 A-release 4 A N release 52 A screw terminal Standard switching capacity | - | 0 | 0
3RV2711-1FD10 |  | 3RV2711-1FD10 | 1 | UN | 1 | 2 | A | D | N | N | 85362090 | 1 | 4011209767614 | 0.56 | KG | 150.1 | 150.1 | CP28 | CP28 | Circuit breaker size S00 for system protection with approval circuit breaker UL 489, CSA C22.2 No.5-02 A-release 5 A N release 65 A screw terminal Standard switching capacity | - | 0 | 0
3RV2711-1GD10 |  | 3RV2711-1GD10 | 1 | UN | 1 | 2 | A | D | N | N | 85362090 | 1 | 4011209767621 | 0.511 | KG | 150.1 | 150.1 | CP28 | CP28 | Circuit breaker size S00 for system protection with approval circuit breaker UL 489, CSA C22.2 No.5-02 A-release 6.3 A N-release 82 A screw terminal Standard switching capacity | - | 0 | 0
3RV2711-1GD10-Z | X95 | 3RV2711-1GD10-ZX95 | 1 | UN | 1 | 0 | A | D | N | N | 85362090 | 24 |  | 0.511 | KG | 150.1 | 150.1 | CP28 | CP28 | Circuit breaker size S00 for system protection with approval circuit breaker UL 489, CSA C22.2 No. 5-02 A-release 6.3 A N-release 82 A Screw terminal Standard switching capacity |  | 0 | 7
3RV2711-1HD10 |  | 3RV2711-1HD10 | 1 | UN | 1 | 2 | A | D | N | N | 85362090 | 1 | 4011209767638 | 0.513 | KG | 150.1 | 150.1 | CP28 | CP28 | Circuit breaker size S00 for system protection with approval circuit breaker UL 489, CSA C22.2 No.5-02 A-release 8 A N-release 104 A screw terminal Standard switching capacity | - | 0 | 0
3RV2711-1JD10 |  | 3RV2711-1JD10 | 1 | UN | 1 | 2 | A | D | N | N | 85362090 | 1 | 4011209767645 | 0.511 | KG | 167.2 | 167.2 | CP28 | CP28 | Circuit breaker size S00 for system protection with approval circuit breaker UL 489, CSA C22.2 No.5-02 A-release 10 A N release 130 A screw terminal Standard switching capacity | - | 0 | 0
3RV2711-1KD10 |  | 3RV2711-1KD10 | 1 | UN | 1 | 2 | A | D | N | N | 85362090 | 1 | 4011209767652 | 0.508 | KG | 167.2 | 167.2 | CP28 | CP28 | Circuit breaker size S00 for system protection with approval circuit breaker UL 489, CSA C22.2 No.5-02 A-release 12.5 A N-release 163 A screw terminal Standard switching capacity | - | 0 | 0
3RV2711-4AD10 |  | 3RV2711-4AD10 | 1 | UN | 1 | 2 | A | D | N | N | 85362090 | 1 | 4011209767669 | 0.519 | KG | 175.75 | 175.75 | CP28 | CP28 | Circuit breaker size S00 for system protection with approval circuit breaker UL 489, CSA C22.2 No.5-02 A-release 15 A N-release 208 A screw terminal Standard switching capacity | - | 0 | 0
3RV2711-4AD10-Z | X95 | 3RV2711-4AD10-ZX95 | 1 | UN | 1 | 0 | A | D | N | N | 85362090 | 24 |  | 0.519 | KG | 175.75 | 175.75 | CP28 | CP28 | Circuit breaker size S00 for system protection with approval circuit breaker UL 489, CSA C22.2 No. 5-02 A-release 15 A N-release 208 A Screw terminal Standard switching capacity |  | 0 | 7
3RV2721-4BD10 |  | 3RV2721-4BD10 | 1 | UN | 1 | 2 | A | D | N | N | 85362090 | 1 | 4011209767683 | 0.514 | KG | 182.4 | 182.4 | CP28 | CP28 | Circuit breaker size S0 for system protection with approval circuit breaker UL 489, CSA C22.2 No.5-02 A-release 20 A N-release 260 A screw terminal Standard switching capacity | - | 0 | 0
3RV2721-4CD10 |  | 3RV2721-4CD10 | 1 | UN | 1 | 2 | A | D | N | N | 85362090 | 1 | 4011209767690 | 0.516 | KG | 226.1 | 226.1 | CP28 | CP28 | Circuit breaker size S0 for system protection with approval circuit breaker UL 489, CSA C22.2 No.5-02 A-release 22 A N-release 286 A screw terminal Standard switching capacity | - | 0 | 0
3RV2742-5AD10 |  | 3RV2742-5AD10 | 1 | UN | 1 | 5 | B | D | N | N | 85362090 | 1 | 4047621014449 | 2.206 | KG | 290.7 | 290.7 | CP28 | CP28 | Circuit breaker size S3 for system protection with approval circuit breaker UL 489, CSA C22.2 No.5-02 A-release 10 A N-release 150 A screw terminal | novo jan 2018 | 0 | 0
3RV2742-5BD10 |  | 3RV2742-5BD10 | 1 | UN | 1 | 5 | B | D | N | N | 85362090 | 1 | 4047621014456 | 2.206 | KG | 324.9 | 324.9 | CP28 | CP28 | Circuit breaker size S3 for system protection with approval circuit breaker UL 489, CSA C22.2 No.5-02 A-release 15 A N-release 225 A screw terminal | novo jan 2018 | 0 | 0
3RV2742-5CD10 |  | 3RV2742-5CD10 | 1 | UN | 1 | 5 | B | D | N | N | 85362090 | 1 | 4047621014463 | 2.239 | KG | 324.9 | 324.9 | CP28 | CP28 | Circuit breaker size S3 for system protection with approval circuit breaker UL 489, CSA C22.2 No.5-02 A-release 20 A N-release 260 A screw terminal | novo jan 2018 | 0 | 0
3RV2742-5DD10 |  | 3RV2742-5DD10 | 1 | UN | 1 | 5 | B | D | N | N | 85362090 | 1 | 4047621014470 | 2.25 | KG | 350.55 | 350.55 | CP28 | CP28 | Circuit breaker size S3 for system protection with approval circuit breaker UL 489, CSA C22.2 No.5-02 A-release 25 A N-release 325 A screw terminal | novo jan 2018 | 0 | 0
3RV2742-5ED10 |  | 3RV2742-5ED10 | 1 | UN | 1 | 5 | B | D | N | N | 85362090 | 1 | 4047621014487 | 2.226 | KG | 366.7 | 366.7 | CP28 | CP28 | Circuit breaker size S3 for system protection with approval circuit breaker UL 489, CSA C22.2 No.5-02 A-release 30 A N-release 390 A screw terminal | novo jan 2018 | 0 | 0
3RV2742-5FD10 |  | 3RV2742-5FD10 | 1 | UN | 1 | 5 | B | D | N | N | 85362090 | 1 | 4047621014494 | 2.249 | KG | 366.7 | 366.7 | CP28 | CP28 | Circuit breaker size S3 for system protection with approval circuit breaker UL 489, CSA C22.2 No.5-02 A-release 35 A N-release 455 A screw terminal | novo jan 2018 | 0 | 0
3RV2742-5GD10 |  | 3RV2742-5GD10 | 1 | UN | 1 | 5 | B | D | N | N | 85362090 | 1 | 4047621014500 | 2.248 | KG | 448.4 | 448.4 | CP28 | CP28 | Circuit breaker size S3 for system protection with approval circuit breaker UL 489, CSA C22.2 No.5-02 A-release 40 A N-release 520 A screw terminal | novo jan 2018 | 0 | 0
3RV2742-5HD10 |  | 3RV2742-5HD10 | 1 | UN | 1 | 5 | B | D | N | N | 85362090 | 1 | 4047621014517 | 2.262 | KG | 448.4 | 448.4 | CP28 | CP28 | Circuit breaker size S3 for system protection with approval circuit breaker UL 489, CSA C22.2 No.5-02 A-release 45 A N-release 585 A screw terminal | novo jan 2018 | 0 | 0
3RV2742-5JD10 |  | 3RV2742-5JD10 | 1 | UN | 1 | 5 | B | D | N | N | 85362090 | 1 | 4047621014524 | 2.275 | KG | 448.4 | 448.4 | CP28 | CP28 | Circuit breaker size S3 for system protection with approval circuit breaker UL 489, CSA C22.2 No.5-02 A-release 50 A N-release 650 A screw terminal | novo jan 2018 | 0 | 0
3RV2742-5LD10 |  | 3RV2742-5LD10 | 1 | UN | 1 | 5 | B | D | N | N | 85362090 | 1 | 4047621014531 | 2.248 | KG | 448.4 | 448.4 | CP28 | CP28 | Circuit breaker size S3 for system protection with approval circuit breaker UL 489, CSA C22.2 No.5-02 A-release 60 A N-release 780 A screw terminal | novo jan 2018 | 0 | 0
3RV2742-5QD10 |  | 3RV2742-5QD10 | 1 | UN | 1 | 5 | B | D | N | N | 85362090 | 1 | 4047621014548 | 2.288 | KG | 491.15 | 491.15 | CP28 | CP28 | Circuit breaker size S3 for system protection with approval circuit breaker UL 489, CSA C22.2 No.5-02 A-release 70 A N-release 910 A screw terminal | novo jan 2018 | 0 | 0
3RV2811-0AD10 |  | 3RV2811-0AD10 | 1 | UN | 1 | 5 | B | D | N | N | 85362010 | 1 | 4011209767737 | 0.443 | KG | 150.1 | 150.1 | CP28 | CP28 | Circuit breaker size S00 for transformer protection with approval circuit breaker UL 489, CSA C22.2 No.5-02 A-release 0.16 A N-release 3.3 A screw terminal Standard switching capacity | - | 0 | 0
3RV2811-0BD10 |  | 3RV2811-0BD10 | 1 | UN | 1 | 5 | B | D | N | N | 85362010 | 1 | 4011209767744 | 0.436 | KG | 150.1 | 150.1 | CP28 | CP28 | Circuit breaker size S00 for transformer protection with approval circuit breaker UL 489, CSA C22.2 No.5-02 A-release 0.2 A N-release 4.2 A screw terminal Standard switching capacity | - | 0 | 0
3RV2811-0CD10 |  | 3RV2811-0CD10 | 1 | UN | 1 | 5 | B | D | N | N | 85362010 | 1 | 4011209767751 | 0.441 | KG | 150.1 | 150.1 | CP28 | CP28 | Circuit breaker size S00 for transformer protection with approval circuit breaker UL 489, CSA C22.2 No.5-02 A-release 0.25 A N-release 5.2 A screw terminal Standard switching capacity | - | 0 | 0
3RV2811-0DD10 |  | 3RV2811-0DD10 | 1 | UN | 1 | 5 | B | D | N | N | 85362010 | 1 | 4011209767768 | 0.44 | KG | 150.1 | 150.1 | CP28 | CP28 | Circuit breaker size S00 for transformer protection with approval circuit breaker UL 489, CSA C22.2 No.5-02 A-release 0.32 A N-release 6.5 A screw terminal Standard switching capacity | - | 0 | 0
3RV2811-0ED10 |  | 3RV2811-0ED10 | 1 | UN | 1 | 5 | B | D | N | N | 85362010 | 1 | 4011209767775 | 0.443 | KG | 150.1 | 150.1 | CP28 | CP28 | Circuit breaker size S00 for transformer protection with approval circuit breaker UL 489, CSA C22.2 No.5-02 A-release 0.4 A N-release 8.2 A screw terminal Standard switching capacity | - | 0 | 0
3RV2811-0FD10 |  | 3RV2811-0FD10 | 1 | UN | 1 | 5 | B | D | N | N | 85362010 | 1 | 4011209767782 | 0.442 | KG | 150.1 | 150.1 | CP28 | CP28 | Circuit breaker size S00 for transformer protection with approval circuit breaker UL 489, CSA C22.2 No.5-02 A-release 0.5 A N-release 10 A screw terminal Standard switching capacity | - | 0 | 0
3RV2811-0GD10 |  | 3RV2811-0GD10 | 1 | UN | 1 | 5 | B | D | N | N | 85362010 | 1 | 4011209767799 | 0.503 | KG | 150.1 | 150.1 | CP28 | CP28 | Circuit breaker size S00 for transformer protection with approval circuit breaker UL 489, CSA C22.2 No.5-02 A-release 0.63 A N-release 13 A screw terminal Standard switching capacity | - | 0 | 0
3RV2811-0HD10 |  | 3RV2811-0HD10 | 1 | UN | 1 | 5 | B | D | N | N | 85362010 | 1 | 4011209767805 | 0.506 | KG | 150.1 | 150.1 | CP28 | CP28 | Circuit breaker size S00 for transformer protection with approval circuit breaker UL 489, CSA C22.2 No.5-02 A-release 0.8 A N-release 16 A screw terminal Standard switching capacity | - | 0 | 0
3RV2811-0JD10 |  | 3RV2811-0JD10 | 1 | UN | 1 | 2 | A | D | N | N | 85362010 | 1 | 4011209767812 | 0.513 | KG | 160.55 | 160.55 | CP28 | CP28 | Circuit breaker size S00 for transformer protection with approval circuit breaker UL 489, CSA C22.2 No.5-02 A-release 1 A N-release 21 A screw terminal Standard switching capacity | - | 0 | 0
3RV2811-0KD10 |  | 3RV2811-0KD10 | 1 | UN | 1 | 2 | A | D | N | N | 85362010 | 1 | 4011209767829 | 0.508 | KG | 160.55 | 160.55 | CP28 | CP28 | Circuit breaker size S00 for transformer protection with approval circuit breaker UL 489, CSA C22.2 No.5-02 A-release 1.25 A N-release 26 A screw terminal Standard switching capacity | - | 0 | 0
3RV2811-1AD10 |  | 3RV2811-1AD10 | 1 | UN | 1 | 2 | A | D | N | N | 85362010 | 1 | 4011209767836 | 0.509 | KG | 160.55 | 160.55 | CP28 | CP28 | Circuit breaker size S00 for transformer protection with approval circuit breaker UL 489, CSA C22.2 No.5-02 A-release 1.6 A N-release 33 A screw terminal Standard switching capacity | - | 0 | 0
3RV2811-1BD10 |  | 3RV2811-1BD10 | 1 | UN | 1 | 2 | A | D | N | N | 85362010 | 1 | 4011209767843 | 0.508 | KG | 160.55 | 160.55 | CP28 | CP28 | Circuit breaker size S00 for transformer protection with approval circuit breaker UL 489, CSA C22.2 No.5-02 A-release 2 A N release 42 A screw terminal Standard switching capacity | - | 0 | 0
3RV2811-1CD10 |  | 3RV2811-1CD10 | 1 | UN | 1 | 2 | A | D | N | N | 85362010 | 1 | 4011209767850 | 0.509 | KG | 160.55 | 160.55 | CP28 | CP28 | Circuit breaker size S00 for transformer protection with approval circuit breaker UL 489, CSA C22.2 No.5-02 A-release 2.5 A N release 52 A screw terminal Standard switching capacity | - | 0 | 0
3RV2811-1DD10 |  | 3RV2811-1DD10 | 1 | UN | 1 | 2 | A | D | N | N | 85362090 | 1 | 4011209767867 | 0.515 | KG | 160.55 | 160.55 | CP28 | CP28 | Circuit breaker size S00 for transformer protection with approval circuit breaker UL 489, CSA C22.2 No.5-02 A-release 3.2 A N release 65 A screw terminal Standard switching capacity | - | 0 | 0
3RV2811-1ED10 |  | 3RV2811-1ED10 | 1 | UN | 1 | 2 | A | D | N | N | 85362090 | 1 | 4011209767874 | 0.483 | KG | 160.55 | 160.55 | CP28 | CP28 | Circuit breaker size S00 for transformer protection with approval circuit breaker UL 489, CSA C22.2 No.5-02 A-release 4 A N-release 82 A screw terminal Standard switching capacity | - | 0 | 0
3RV2811-1FD10 |  | 3RV2811-1FD10 | 1 | UN | 1 | 2 | A | D | N | N | 85362090 | 1 | 4011209767881 | 0.51 | KG | 160.55 | 160.55 | CP28 | CP28 | Circuit breaker size S00 for transformer protection with approval circuit breaker UL 489, CSA C22.2 No.5-02 A-release 5 A N-release 104 A screw terminal Standard switching capacity | - | 0 | 0
3RV2811-1FD10-Z | W96 | 3RV2811-1FD10-ZW96 | 1 | UN | 1 | 30 | D | D | N | N | 85362090 | 12 |  | 0.514 | KG | 220.4 | 220.4 | CP28 | CP28 | Circuit breaker size S00 for transformer protection with approval circuit breaker UL 489, CSA C22.2 No.5-02 A-release 5 A N-release 104 A screw terminal Standard switching capacity Multi-unit packaging Pack = 12 units | - | 0 | 7
3RV2811-1GD10 |  | 3RV2811-1GD10 | 1 | UN | 1 | 2 | A | D | N | N | 85362090 | 1 | 4011209767898 | 0.508 | KG | 160.55 | 160.55 | CP28 | CP28 | Circuit breaker size S00 for transformer protection with approval circuit breaker UL 489, CSA C22.2 No.5-02 A-release 6.3 A N release 130 A screw terminal Standard switching capacity | - | 0 | 0
3RV2811-1HD10 |  | 3RV2811-1HD10 | 1 | UN | 1 | 2 | A | D | N | N | 85362090 | 1 | 4011209767904 | 0.512 | KG | 160.55 | 160.55 | CP28 | CP28 | Circuit breaker size S00 for transformer protection with approval circuit breaker UL 489, CSA C22.2 No.5-02 A-release 8 A N-release 163 A screw terminal Standard switching capacity | - | 0 | 0
3RV2811-1JD10 |  | 3RV2811-1JD10 | 1 | UN | 1 | 2 | A | D | N | N | 85362090 | 1 | 4011209767911 | 0.549 | KG | 175.75 | 175.75 | CP28 | CP28 | Circuit breaker size S00 for transformer protection with approval circuit breaker UL 489, CSA C22.2 No.5-02 A-release 10 A N-release 208 A screw terminal Standard switching capacity | - | 0 | 0
3RV2811-1KD10 |  | 3RV2811-1KD10 | 1 | UN | 1 | 2 | A | D | N | N | 85362090 | 1 | 4011209767928 | 0.519 | KG | 175.75 | 175.75 | CP28 | CP28 | Circuit breaker size S00 for transformer protection with approval circuit breaker UL 489, CSA C22.2 No.5-02 A-release 12.5 A N-release 260 A screw terminal Standard switching capacity | - | 0 | 0
3RV2811-4AD10 |  | 3RV2811-4AD10 | 1 | UN | 1 | 2 | A | D | N | N | 85362090 | 1 | 4011209767935 | 0.516 | KG | 183.35 | 183.35 | CP28 | CP28 | Circuit breaker size S00 for transformer protection with approval circuit breaker UL 489, CSA C22.2 No.5-02 A-release 15 A N-release 286 A screw terminal Standard switching capacity | - | 0 | 0
3RV2821-4BD10 |  | 3RV2821-4BD10 | 1 | UN | 1 | 2 | A | D | N | N | 85362090 | 1 | 4011209767959 | 0.516 | KG | 193.8 | 193.8 | CP28 | CP28 | Circuit breaker size S0 for transformer protection with approval circuit breaker UL 489, CSA C22.2 No.5-02 A-release 20 A N-release 325 A Screw terminal Standard switching capacity | - | 0 | 0
3RV2821-4CD10 |  | 3RV2821-4CD10 | 1 | UN | 1 | 5 | B | D | N | N | 85362090 | 1 | 4011209767966 | 0.528 | KG | 235.6 | 235.6 | CP28 | CP28 | Circuit breaker size S0 for transformer protection with approval circuit breaker UL 489, CSA C22.2 No.5-02 A-release 22 A N-release 364 A screw terminal Standard switching capacity | - | 0 | 0
3RV2901-0H |  | 3RV2901-0H | 1 | UN | 1 | 2 | A | D | N | N | 85389099 | 10 | 4011209859142 | 0.006 | KG | 4.92 | 4.78 | CP28 | CP28 | Cover cap for transverse auxiliary switch for circuit breaker 3RV2 | Lista Papel 2020 SI | 0 | 0
3RV2901-1A |  | 3RV2901-1A | 1 | UN | 1 | 1 | A | D | N | N | 85365080 | 1 | 4011209737075 | 46 | G | 10.74 | 10.45 | CP28 | CP28 | Auxiliary switch can be mounted on the side 1 NO+1 NC screw terminal for circuit breaker 3RV2 | Lista Papel 2020 SI | 0 | 0
3RV2901-1B |  | 3RV2901-1B | 1 | UN | 1 | 1 | A | D | N | N | 85365080 | 1 | 4011209737082 | 47 | G | 10.74 | 10.45 | CP28 | CP28 | Auxiliary switch can be mounted on the side 2 NO, screw terminal for circuit breaker 3RV2 | Lista Papel 2020 SI | 0 | 0
3RV2901-1C |  | 3RV2901-1C | 1 | UN | 1 | 1 | A | D | N | N | 85365080 | 1 | 4011209737099 | 46 | G | 10.74 | 10.45 | CP28 | CP28 | Auxiliary switch can be mounted on the side 2 NC, screw terminal for circuit breaker 3RV2 | Lista Papel 2020 SI | 0 | 0
3RV2901-1D |  | 3RV2901-1D | 1 | UN | 1 | 1 | A | D | N | N | 85365080 | 1 | 4011209790940 | 16 | G | 8.87 | 8.63 | CP28 | CP28 | Auxiliary switch transverse 1 CO, screw terminal for circuit breaker 3RV2 | Lista Papel 2020 SI | 0 | 0
3RV2901-1D-Z | X90 | 3RV2901-1D-ZX90 | 1 | UN | 1 | 10 | C | D | N | N | 85364900 | 500 | 4047621052038 | 16 | G | 8.87 | 8.87 | CP28 | CP28 | TRANSVERSE AUX. SWITCH, 1CO, SCREW CONNECTION, FOR CIRCUIT-BREAKERS 3RV2 MULTI-UNIT PACKAGING, 500 UNITS | - | 0 | 0
3RV2901-1E |  | 3RV2901-1E | 1 | UN | 1 | 1 | A | D | N | N | 85365080 | 1 | 4011209790964 | 18 | G | 10.74 | 10.45 | CP28 | CP28 | Auxiliary switch transverse 1 NO+1 NC screw terminal for circuit breaker 3RV2 | Lista Papel 2020 SI | 0 | 0
3RV2901-1E-Z | X90 | 3RV2901-1E-ZX90 | 1 | UN | 1 | 1 | A | D | N | N | 85365080 | 500 | 4047621031613 | 17 | G | 10.74 | 10.74 | CP28 | CP28 | Auxiliary switch transverse 1 NO+1 NC screw terminal for circuit breaker 3RV2 Multi-unit packaging 500 units | - | 0 | 0
3RV2901-1E-Z | X95 | 3RV2901-1E-ZX95 | 1 | UN | 1 | 1 | A | D | N | N | 85365080 | 500 | 4011209863170 | 17 | G | 14.73 | 14.73 | CP28 | CP28 | Auxiliary switch transverse 1 NO+1 NC screw terminal for circuit breaker 3RV2 | - | 0 | 7
3RV2901-1F |  | 3RV2901-1F | 1 | UN | 1 | 1 | A | D | N | N | 85365080 | 1 | 4011209790971 | 18 | G | 10.74 | 10.45 | CP28 | CP28 | Auxiliary switch transverse 2 NO, screw terminal for circuit breaker 3RV2 | Lista Papel 2020 SI | 0 | 0
3RV2901-1G |  | 3RV2901-1G | 1 | UN | 1 | 2 | A | D | N | N | 85365080 | 1 | 4011209790926 | 16 | G | 33.35 | 32.4 | CP28 | CP28 | Auxiliary switch transverse solid-state compatible, 1 CO screw terminal for circuit breaker 3RV2 | Lista Papel 2020 SI | 0 | 0
3RV2901-1J |  | 3RV2901-1J | 1 | UN | 1 | 2 | A | D | N | N | 85365080 | 1 | 4011209737105 | 86 | G | 24.23 | 23.56 | CP28 | CP28 | Auxiliary switch can be mounted on the side 2 NO+2 NC screw terminal for circuit breaker 3RV2 | Lista Papel 2020 SI | 0 | 0
3RV2901-2A |  | 3RV2901-2A | 1 | UN | 1 | 1 | A | D | N | N | 85365080 | 1 | 4011209737112 | 45 | G | 10.74 | 10.45 | CP28 | CP28 | Auxiliary switch can be mounted on the side 1 NO+1 NC spring-type terminal for circuit breaker 3RV2 | Lista Papel 2020 SI | 0 | 0
3RV2901-2B |  | 3RV2901-2B | 1 | UN | 1 | 1 | A | D | N | N | 85365080 | 1 | 4011209737129 | 45 | G | 10.74 | 10.45 | CP28 | CP28 | Auxiliary switch can be mounted on the side 2 NO spring-type terminal for circuit breaker 3RV2 | Lista Papel 2020 SI | 0 | 0
3RV2901-2C |  | 3RV2901-2C | 1 | UN | 1 | 1 | A | D | N | N | 85365080 | 1 | 4011209737136 | 45 | G | 10.74 | 10.45 | CP28 | CP28 | Auxiliary switch can be mounted on the side 2 NC spring-type terminal for circuit breaker 3RV2 | Lista Papel 2020 SI | 0 | 0
3RV2901-2E |  | 3RV2901-2E | 1 | UN | 1 | 1 | A | D | N | N | 85365080 | 1 | 4011209790933 | 17 | G | 10.74 | 10.45 | CP28 | CP28 | Auxiliary switch transverse 1 NO+1 NC spring-type terminal for circuit breaker 3RV2 | Lista Papel 2020 SI | 0 | 0
3RV2901-2E-Z | X90 | 3RV2901-2E-ZX90 | 1 | UN | 1 | 5 | B | D | N | N | 85365080 | 500 | 4011209897724 | 16 | G | 10.74 | 10.74 | CP28 | CP28 | Auxiliary switch transverse 1 NO+1 NC spring-type terminal for circuit breaker 3RV2 Multi-unit packaging 500 units | - | 0 | 0
3RV2901-2F |  | 3RV2901-2F | 1 | UN | 1 | 1 | A | D | N | N | 85365080 | 1 | 4011209790957 | 18 | G | 10.74 | 10.45 | CP28 | CP28 | Auxiliary switch transverse 2 NO spring-type terminal for circuit breaker 3RV2 | Lista Papel 2020 SI | 0 | 0
3RV2901-2F-Z | X90 | 3RV2901-2F-ZX90 | 1 | UN | 1 | 30 | D | D | N | N | 85364900 | 500 | 4047621050294 | 18 | G | 10.74 | 10.74 | CP28 | CP28 | Auxiliary switch transverse 2 NO spring-type terminal for circuit breaker 3RV2 Multi-unit packaging 500 units | - | 0 | 0
3RV2901-4A |  | 3RV2901-4A | 1 | UN | 1 | 5 | B | D | N | N | 85365080 | 1 | 4011209737594 | 45 | G | 10.74 | 10.74 | CP28 | CP28 | Auxiliary switch can be mounted on the side 1 NO+1 NC ring cable lug connection for circuit breaker 3RV2 | - | 0 | 0
3RV2901-4E |  | 3RV2901-4E | 1 | UN | 1 | 5 | B | D | N | N | 85365080 | 1 | 4011209790841 | 17 | G | 10.74 | 10.74 | CP28 | CP28 | Auxiliary switch transverse 1 NO+1 NC ring cable lug connection for circuit breaker 3RV2 | - | 0 | 0
3RV2902-1AB0 |  | 3RV2902-1AB0 | 1 | UN | 1 | 2 | A | D | N | N | 85364900 | 1 | 4011209737303 | 139 | G | 32.21 | 31.26 | CP28 | CP28 | Undervoltage release 24 V AC, 50/60 Hz with screw terminal for circuit breaker 3RV2 | Lista Papel 2020 SI | 0 | 0
3RV2902-1AB4 |  | 3RV2902-1AB4 | 1 | UN | 1 | 2 | A | D | N | N | 85364900 | 1 | 4011209790988 | 142 | G | 93.01 | 90.35 | CP28 | CP28 | Undervoltage release 24 V DC with screw terminal for circuit breaker 3RV2 | Lista Papel 2020 SI | 0 | 0
3RV2902-1AF0 |  | 3RV2902-1AF0 | 1 | UN | 1 | 2 | A | D | N | N | 85364900 | 1 | 4011209737310 | 138 | G | 32.21 | 31.26 | CP28 | CP28 | Undervoltage release 110 V AC/50 Hz, 120 V AC/60 Hz with screw terminal for circuit breaker 3RV2 | Lista Papel 2020 SI | 0 | 0
3RV2902-1AM1 |  | 3RV2902-1AM1 | 1 | UN | 1 | 2 | A | D | N | N | 85364900 | 1 | 4011209737365 | 135 | G | 32.21 | 31.26 | CP28 | CP28 | Undervoltage release 208 V AC, 60 Hz with screw terminal for circuit breaker 3RV2 | Lista Papel 2020 SI | 0 | 0
3RV2902-1AP0 |  | 3RV2902-1AP0 | 1 | UN | 1 | 1 | A | D | N | N | 85364900 | 1 | 4011209737327 | 134 | G | 32.21 | 31.26 | CP28 | CP28 | Undervoltage release 230 V AC/50 Hz, 240 V AC/60 Hz with screw terminal for circuit breaker 3RV2 | Lista Papel 2020 SI | 0 | 0
3RV2902-1AS0 |  | 3RV2902-1AS0 | 1 | UN | 1 | 2 | A | D | N | N | 85364900 | 1 | 4011209737358 | 131 | G | 32.21 | 31.26 | CP28 | CP28 | Undervoltage release 500 V AC/50 Hz, 575 V AC/60 Hz with screw terminal for circuit breaker 3RV2 | Lista Papel 2020 SI | 0 | 0
3RV2902-1AV0 |  | 3RV2902-1AV0 | 1 | UN | 1 | 1 | A | D | N | N | 85364900 | 1 | 4011209737334 | 132 | G | 32.21 | 31.26 | CP28 | CP28 | Undervoltage release 400 V AC/50 Hz, 440 V AC/60 Hz with screw terminal for circuit breaker 3RV2 | Lista Papel 2020 SI | 0 | 0
3RV2902-1AV1 |  | 3RV2902-1AV1 | 1 | UN | 1 | 2 | A | D | N | N | 85364900 | 1 | 4011209737341 | 135 | G | 32.21 | 31.26 | CP28 | CP28 | Undervoltage release 415 V AC/50 Hz, 480 V AC/60 Hz with screw terminal for circuit breaker 3RV2 | Lista Papel 2020 SI | 0 | 0
3RV2902-1DB0 |  | 3RV2902-1DB0 | 1 | UN | 1 | 1 | A | D | N | N | 85364900 | 1 | 4011209790995 | 136 | G | 32.21 | 31.26 | CP28 | CP28 | Shunt release 20...24 V AC, 50/60 Hz, 100% ON period 20-70 V AC, 50/60 Hz, 5 s ON period 20-70 V DC, 5 s ON period with screw terminal for circuit breaker 3RV2 | Lista Papel 2020 SI | 0 | 0
3RV2902-1DF0 |  | 3RV2902-1DF0 | 1 | UN | 1 | 2 | A | D | N | N | 85364900 | 1 | 4011209791008 | 139 | G | 32.21 | 31.26 | CP28 | CP28 | Shunt release 90-110 V AC, 50/60 Hz, 100% ON period 70-190 V AC, 50/60 Hz, 5 s ON period 70-190 V AC, 5 s ON period with screw terminal for circuit breaker 3RV2 | Lista Papel 2020 SI | 0 | 0
3RV2902-1DP0 |  | 3RV2902-1DP0 | 1 | UN | 1 | 1 | A | D | N | N | 85364900 | 1 | 4011209791015 | 134 | G | 32.21 | 31.26 | CP28 | CP28 | Shunt release 210-240 V AC, 50/60 Hz, 100% ON period 190-330 V AC, 50/60 Hz, 5 s ON period 190-330 V AC, 5 s ON period with screw terminal for circuit breaker 3RV2 | Lista Papel 2020 SI | 0 | 0
3RV2902-1DS0 |  | 3RV2902-1DS0 | 1 | UN | 1 | 2 | A | D | N | N | 85364900 | 1 | 4011209791039 | 0.132 | KG | 32.21 | 31.26 | CP28 | CP28 | Shunt release 500 V AC, 50/60 Hz, 100% ON period 500 V AC, 50/60 Hz, 5 s ON period 500 V DC, 5 s ON period with screw terminal for circuit breaker 3RV2 | Lista Papel 2020 SI | 0 | 0
3RV2902-1DV0 |  | 3RV2902-1DV0 | 1 | UN | 1 | 2 | A | D | N | N | 85364900 | 1 | 4011209791022 | 133 | G | 32.21 | 31.26 | CP28 | CP28 | Shunt release 350-415 V AC, 50/60 Hz, 100% ON period 330-500 V AC, 50/60 Hz, 5 s ON period 330-500 V DC, 5 s ON period with screw terminal for circuit breaker 3RV2 | Lista Papel 2020 SI | 0 | 0
3RV2902-2AP0 |  | 3RV2902-2AP0 | 1 | UN | 1 | 1 | A | D | N | N | 85364900 | 1 | 4011209737402 | 133 | G | 32.21 | 31.26 | CP28 | CP28 | Undervoltage release 230 V AC/50 Hz, 240 V AC/60 Hz with spring-type terminal for circuit breaker 3RV2 | Lista Papel 2020 SI | 0 | 0
3RV2902-2AV0 |  | 3RV2902-2AV0 | 1 | UN | 1 | 1 | A | D | N | N | 85364900 | 1 | 4011209737419 | 132 | G | 32.21 | 31.26 | CP28 | CP28 | Undervoltage release 400 V AC/50 Hz, 440 V AC/60 Hz with spring-type terminal for circuit breaker 3RV2 | Lista Papel 2020 SI | 0 | 0
3RV2902-2DB0 |  | 3RV2902-2DB0 | 1 | UN | 1 | 1 | A | D | N | N | 85364900 | 1 | 4011209791060 | 136 | G | 32.21 | 31.26 | CP28 | CP28 | Shunt release 20...24 V AC, 50/60 Hz, 100% ON period 20-70 V AC, 50/60 Hz, 5 s ON period 20-70 V DC, 5 s ON period with spring-type terminal for circuit breaker 3RV2 | Lista Papel 2020 SI | 0 | 0
3RV2902-2DF0 |  | 3RV2902-2DF0 | 1 | UN | 1 | 2 | A | D | N | N | 85364900 | 1 | 4011209791077 | 138 | G | 32.21 | 31.26 | CP28 | CP28 | Shunt release 90-110 V AC, 50/60 Hz, 100% ON period 70-190 V AC, 50/60 Hz, 5 s ON period 70-190 V AC, 5 s ON period with spring-type terminal for circuit breaker 3RV2 | Lista Papel 2020 SI | 0 | 0
3RV2902-2DP0 |  | 3RV2902-2DP0 | 1 | UN | 1 | 1 | A | D | N | N | 85364900 | 1 | 4011209791084 | 134 | G | 32.21 | 31.26 | CP28 | CP28 | Shunt release 210-240 V AC, 50/60 Hz, 100% ON period 190-330 V AC, 50/60 Hz, 5 s ON period 190-330 V AC, 5 s ON period with spring-type terminal for circuit breaker 3RV2 | Lista Papel 2020 SI | 0 | 0
3RV2902-4AP0 |  | 3RV2902-4AP0 | 1 | UN | 1 | 5 | B | D | N | N | 85364900 | 1 | 4011209737617 | 0.131 | KG | 32.21 | 32.21 | CP28 | CP28 | Undervoltage release 230 V AC/50 Hz, 240 V AC/60 Hz with ring cable lug connection for circuit breaker 3RV2 | - | 0 | 0
3RV2902-4AV0 |  | 3RV2902-4AV0 | 1 | UN | 1 | 5 | B | D | N | N | 85364900 | 1 | 4011209737624 | 0.13 | KG | 32.21 | 32.21 | CP28 | CP28 | Undervoltage release 400 V AC/50 Hz, 440 V AC/60 Hz with ring cable lug connection for circuit breaker 3RV2 | - | 0 | 0
3RV2902-4DF0 |  | 3RV2902-4DF0 | 1 | UN | 1 | 5 | B | D | N | N | 85364900 | 1 | 4011209791053 | 133 | G | 32.21 | 32.21 | CP28 | CP28 | Shunt release 90-110 V AC, 50/60 Hz, 100% ON period 70-190 V AC, 50/60 Hz, 5 s ON period 70-190 V AC, 5 s ON period with ring cable lug connection for circuit breaker 3RV2 | - | 0 | 0
3RV2902-4DP0 |  | 3RV2902-4DP0 | 1 | UN | 1 | 5 | B | D | N | N | 85364900 | 1 | 4011209824645 | 0.13 | KG | 32.21 | 32.21 | CP28 | CP28 | Shunt release 210-240 V AC, 50/60 Hz, 100% ON period 190-330 V AC, 50/60 Hz, 5 s ON period 190-330 V AC, 5 s ON period with ring cable lug connection for circuit breaker 3RV2 | - | 0 | 0
3RV2907-1AB00 |  | 3RV2907-1AB00 | 1 | UN | 1 | 5 | B | D | N | N | 85369095 | 1 | 4047621059884 | 1.4 | KG | 45.03 | 45.03 | CP28 | CP28 | 3RV29 infeed system Basic set for 2 motor starters with infeed left Size S00 and S0 includes 1x 3RV2917-1A 2x 3RV2917-5AA00 2x 3RV2927-5AA00 2x 3RV2927-7AA00 | - | 0 | 0
3RV2907-4AB00 |  | 3RV2907-4AB00 | 1 | UN | 1 | 5 | B | D | N | N | 85369095 | 1 | 4047621059891 | 1.3 | KG | 36.1 | 36.1 | CP28 | CP28 | 3RV29 infeed system Expansion set for 2 motor starters including expansion plug Size S00 and S0 includes 1x 3RV2917-4A 2x 3RV2917-5AA00 2x 3RV2927-5AA00 2x 3RV2927-7AA00 | - | 0 | 0
3RV2907-4BB00 |  | 3RV2907-4BB00 | 1 | UN | 1 | 5 | B | D | N | N | 85369095 | 1 | 4047621059907 | 1.5 | KG | 51.59 | 51.59 | CP28 | CP28 | 3RV29 infeed system Expansion set for 3 motor starters including expansion plug Size S00 and S0 includes 1x 3RV2917-4B 3x 3RV2917-5AA00 3x 3RV2927-5AA00 3x 3RV2927-7AA00 | - | 0 | 0
3RV2908-0P |  | 3RV2908-0P | 100 | UN | 1 | 1 | A | D | N | N | 85389099 | 10 | 4011209723672 | 0.51 | G | 101.65 | 101.65 | CP28 | CP28 | scale cover, sealable for circuit breaker 3RV2 Size S00...S3 | - | 0 | 0
3RV2908-4AA10 |  | 3RV2908-4AA10 | 1 | UN | 1 | 5 | B | D | N | N | 85389099 | 1 | 4011209849587 | 0.002 | KG | 2.58 | 2.58 | CP28 | CP28 | Touch protection cover for transverse Auxiliary switch with ring cable lug connection | - | 0 | 0
3RV2915-5B |  | 3RV2915-5B | 1 | UN | 1 | 1 | A | D | N | N | 85369010 | 1 | 4011209718906 | 0.109 | KG | 15.39 | 14.92 | CP28 | CP28 | 3-phase supply terminal for 3-phase busbar Size S0 and S00 connection from below | Lista Papel 2020 SI | 0 | 0
3RV2915-5B-Z | X90 | 3RV2915-5B-ZX90 | 1 | UN | 1 | 0 | A | D | N | N | 85369010 | 48 |  | 0.109 | KG | 15.39 | 15.39 | CP28 | CP28 | 3-phase supply terminal for 3-phase busbar Size S0 and S00 connection from below Multi-unit packaging Pack = 48 units | - | 0 | 0
3RV2917-1A |  | 3RV2917-1A | 1 | UN | 1 | 2 | A | D | N | N | 85369095 | 1 | 4011209719125 | 440 | G | 22.8 | 22.8 | CP28 | CP28 | 3-phase busbar with infeed left for 2 circuit breakers Size S00 and S0 | - | 0 | 0
3RV2917-1E |  | 3RV2917-1E | 1 | UN | 1 | 2 | A | D | N | N | 85369095 | 1 | 4011209719118 | 440 | G | 22.8 | 22.8 | CP28 | CP28 | 3-phase busbar with infeed right for 2 circuit breakers Size S00 and S0 | - | 0 | 0
3RV2917-4A |  | 3RV2917-4A | 1 | UN | 1 | 2 | A | D | N | N | 85369095 | 1 | 4011209719101 | 440 | G | 13.87 | 13.87 | CP28 | CP28 | 3-phase busbar including extension connector for 2 circuit breakers Size S00 and S0 | - | 0 | 0
3RV2917-4B |  | 3RV2917-4B | 1 | UN | 1 | 2 | A | D | N | N | 85369095 | 1 | 4011209719040 | 440 | G | 18.24 | 18.24 | CP28 | CP28 | 3-phase busbar including extension connector for 3 circuit breakers Size S00 and S0 | - | 0 | 0
3RV2917-5A |  | 3RV2917-5A | 1 | UN | 1 | 2 | A | D | N | N | 85366990 | 10 | 4011209719149 | 53 | G | 4.27 | 4.27 | CP28 | CP28 | Cable connector size S00 Spring-type terminal Multi-unit packaging 10 units | - | 0 | 0
3RV2917-5AA00 |  | 3RV2917-5AA00 | 1 | UN | 1 | 2 | A | D | N | N | 85366990 | 1 | 4011209719132 | 59 | G | 4.27 | 4.27 | CP28 | CP28 | Cable connector size S00 Spring-type terminal | - | 0 | 0
3RV2917-5BA00 |  | 3RV2917-5BA00 | 1 | UN | 1 | 2 | A | D | N | N | 85366990 | 1 | 4011209719033 | 35 | G | 5.99 | 5.99 | CP28 | CP28 | Extension connector for connection of 3-phase busbars 3RV2917 | - | 0 | 0
3RV2917-5C |  | 3RV2917-5C | 1 | UN | 1 | 2 | A | D | N | N | 85366990 | 10 | 4011209724648 | 0.035 | KG | 4.27 | 4.27 | CP28 | CP28 | Cable connector size S00 screw terminal Multi-unit packaging 10 units | - | 0 | 0
3RV2917-5CA00 |  | 3RV2917-5CA00 | 1 | UN | 1 | 2 | A | D | N | N | 85366990 | 1 | 4011209724655 | 0.039 | KG | 4.27 | 4.27 | CP28 | CP28 | Cable connector size S00 screw terminal | - | 0 | 0
3RV2917-5D |  | 3RV2917-5D | 1 | UN | 1 | 2 | A | D | N | N | 85366990 | 1 | 4011209719002 | 61 | G | 16.34 | 16.34 | CP28 | CP28 | Terminal block 6 mm2 for current outfeed and also for connection of 3-phase busbars | - | 0 | 0
3RV2917-5E |  | 3RV2917-5E | 1 | UN | 1 | 2 | A | D | N | N | 85366990 | 1 | 4011209719026 | 44 | G | 10.36 | 10.36 | CP28 | CP28 | Broad extension connector for connection of 3-phase busbars 3RV2917 Wiring duct from 10 mm | - | 0 | 0
3RV2917-5FA00 |  | 3RV2917-5FA00 | 1 | UN | 1 | 2 | A | D | N | N | 85366990 | 1 | 4047621010694 | 10 | G | 8.9 | 8.9 | CP28 | CP28 | Terminal block Device infeed | - | 0 | 0
3RV2917-6A |  | 3RV2917-6A | 100 | UN | 1 | 2 | A | D | N | N | 85389099 | 10 | 4011209718982 | 6 | G | 76.48 | 76.48 | CP28 | CP28 | End cover for 3-phase busbar 3RV2917 Multi-unit packaging 10 units | - | 0 | 0
3RV2917-7AA00 |  | 3RV2917-7AA00 | 1 | UN | 1 | 2 | A | D | N | N | 85369095 | 1 | 4011209917781 | 67 | G | 3.37 | 3.37 | CP28 | CP28 | Contactor base for contactor size S00 with screw/spring-type terminal (individual unit packaging) | - | 0 | 0
3RV2921-1M |  | 3RV2921-1M | 1 | UN | 1 | 1 | A | D | N | N | 85365080 | 1 | 4011209737143 | 106 | G | 20.71 | 20.14 | CP28 | CP28 | signaling switch for circuit breaker 3RV2 with screw terminal | Lista Papel 2020 SI | 0 | 0
3RV2921-2M |  | 3RV2921-2M | 1 | UN | 1 | 1 | A | D | N | N | 85365080 | 1 | 4011209737167 | 100 | G | 20.71 | 20.14 | CP28 | CP28 | signaling switch for circuit breaker 3RV2 with spring-type terminal | Lista Papel 2020 SI | 0 | 0
3RV2921-4M |  | 3RV2921-4M | 1 | UN | 1 | 5 | B | D | N | N | 85365080 | 1 | 4011209737150 | 101 | G | 20.71 | 20.71 | CP28 | CP28 | signaling switch for circuit breaker 3RV2 with ring cable lug connection | - | 0 | 0
3RV2922-1CB0 |  | 3RV2922-1CB0 | 1 | UN | 1 | 5 | B | D | N | N | 85364900 | 1 | 4011209917842 | 149 | G | 45.32 | 45.32 | CP28 | CP28 | Undervoltage release 24 V AC, 50 Hz/60 Hz with leading auxiliary contact 2 NO with screw terminal for circuit breaker 3RV2 | - | 0 | 0
3RV2922-1CP0 |  | 3RV2922-1CP0 | 1 | UN | 1 | 2 | A | D | N | N | 85364900 | 1 | 4011209737372 | 151 | G | 45.32 | 44.08 | CP28 | CP28 | Undervoltage release 230 V AC/50 Hz, 240 V AC/60 Hz with leading auxiliary contact 2 NO with screw terminal for circuit breaker 3RV2 | Lista Papel 2020 SI | 0 | 0
3RV2922-1CV0 |  | 3RV2922-1CV0 | 1 | UN | 1 | 2 | A | D | N | N | 85364900 | 1 | 4011209737389 | 143 | G | 45.32 | 44.08 | CP28 | CP28 | Undervoltage release 400 V AC/50 Hz with leading auxiliary contact 2 NO with screw terminal for circuit breaker 3RV2 | Lista Papel 2020 SI | 0 | 0
3RV2922-1CV1 |  | 3RV2922-1CV1 | 1 | UN | 1 | 2 | A | D | N | N | 85364900 | 1 | 4011209737396 | 140 | G | 45.32 | 44.08 | CP28 | CP28 | Undervoltage release 415 V AC/50 Hz, 480 V AC/60 Hz with leading auxiliary contact 2 NO with screw terminal for circuit breaker 3RV2 | Lista Papel 2020 SI | 0 | 0
3RV2922-2CP0 |  | 3RV2922-2CP0 | 1 | UN | 1 | 2 | A | D | N | N | 85364900 | 1 | 4011209737426 | 136 | G | 45.32 | 44.08 | CP28 | CP28 | Undervoltage release 230 V AC/50 Hz, 240 V AC/60 Hz with leading auxiliary contact 2 NO with spring-type terminal for circuit breaker 3RV2 | Lista Papel 2020 SI | 0 | 0
3RV2922-2CV0 |  | 3RV2922-2CV0 | 1 | UN | 1 | 2 | A | D | N | N | 85364900 | 1 | 4011209737433 | 138 | G | 45.32 | 44.08 | CP28 | CP28 | Undervoltage release 400 V AC/50 Hz with leading auxiliary contact 2 NO with spring-type terminal for circuit breaker 3RV2 | Lista Papel 2020 SI | 0 | 0
3RV2922-2CV1 |  | 3RV2922-2CV1 | 1 | UN | 1 | 2 | A | D | N | N | 85364900 | 1 | 4011209737440 | 139 | G | 45.32 | 44.08 | CP28 | CP28 | Undervoltage release 415 V AC, 50 Hz/480 V AC, 60 Hz with leading auxiliary contact 2 NO with spring-type terminal for circuit breaker 3RV2 | Lista Papel 2020 SI | 0 | 0
3RV2922-4CV1 |  | 3RV2922-4CV1 | 1 | UN | 1 | 5 | B | D | N | N | 85364900 | 1 | 4011209737464 | 137 | G | 45.32 | 45.32 | CP28 | CP28 | Undervoltage release 415 V AC/50 Hz, 480 V AC/60 Hz with leading auxiliary contact 2 NO with ring cable lug connection for circuit breaker 3RV2 | - | 0 | 0
3RV2925-5AB |  | 3RV2925-5AB | 1 | UN | 1 | 1 | A | D | N | N | 85369010 | 1 | 4011209718890 | 0.044 | KG | 11.12 | 10.83 | CP28 | CP28 | 3-phase supply terminal for 3-phase busbar connection from top Size S00/S0 | Lista Papel 2020 SI | 0 | 0
3RV2925-5AB-Z | X90 | 3RV2925-5AB-ZX90 | 1 | UN | 1 | 10 | C | D | N | N | 85369010 | 120 | 4047621027579 | 0.044 | KG | 11.12 | 11.12 | CP28 | CP28 | 3-phase supply terminal for 3-phase busbars connection from top Size S00/S0 Multi-unit packaging Pack = 120 units | - | 0 | 0
3RV2925-5EB |  | 3RV2925-5EB | 1 | UN | 1 | 2 | A | D | N | N | 85369010 | 1 | 4011209718913 | 0.054 | KG | 17.1 | 16.63 | CP28 | CP28 | 3-phase supply terminal for 3-phase busbar for self-protection combination motor controller (type E) for circuit breaker 3RV Size S00/S0 | Lista Papel 2020 SI | 0 | 0
3RV2925-5EB-Z | X90 | 3RV2925-5EB-ZX90 | 1 | UN | 1 | 2 | A | D | N | N | 85369010 | 50 | 4011209974395 | 0.044 | KG | 17.1 | 17.1 | CP28 | CP28 | 3-phase supply terminal for 3-phase busbar for self-protection combination motor controller (type E) for circuit breaker 3RV Size S00/S0 Multi-unit packaging Pack = 50 units | - | 0 | 0
3RV2926-0B |  | 3RV2926-0B | 1 | UN | 1 | 1 | A | D | N | N | 85389099 | 1 | 4011209841819 | 0.146 | KG | 47.5 | 46.17 | CP28 | CP28 | Door-coupling rotary operating mechanism IP64 for circuit breaker Size S00...S3 130 mm shaft black | Lista Papel 2020 SI | 0 | 0
3RV2926-0BA00 |  | 3RV2926-0BA00 | 1 | UN | 1 | 5 | B | D | N | N | 85389099 | 1 | 4011209841871 | 0.145 | KG | 49.59 | 49.59 | CP28 | CP28 | Door-coupling rotary operating mechanism IP64 for circuit breaker Size S00...S3, 130 mm shaft as 3RV29260B, but for switch installation rotated by 90Â° , same position of the cover inscription OFF = left, ON = top | - | 0 | 9
3RV2926-0C |  | 3RV2926-0C | 1 | UN | 1 | 1 | A | D | N | N | 85389099 | 1 | 4011209841826 | 0.145 | KG | 55.1 | 53.58 | CP28 | CP28 | Door-coupling rotary operating mechanism IP64 Emergency switching-off, Size S00...S3 130 mm shaft | Lista Papel 2020 SI | 0 | 0
3RV2926-0D |  | 3RV2926-0D | 1 | UN | 1 | 5 | B | D | N | N | 85389099 | 1 | 4011209841864 | 0.126 | KG | 26.79 | 26.79 | CP28 | CP28 | Door-coupling rotary operating mechanism IP64 for circuit breaker Size S00...S3 without handle, 330 mm shaft | - | 0 | 9
3RV2926-0K |  | 3RV2926-0K | 1 | UN | 1 | 1 | A | D | N | N | 85389099 | 1 | 4011209841833 | 0.381 | KG | 55.96 | 54.34 | CP28 | CP28 | Door-coupling rotary operating mechanism IP64 for circuit breaker Size S00...S3, black 330 mm shaft with support | Lista Papel 2020 SI | 0 | 0
3RV2926-0KA00 |  | 3RV2926-0KA00 | 1 | UN | 1 | 5 | B | D | N | N | 85389099 | 1 | 4011209841888 | 0.38 | KG | 67.74 | 67.74 | CP28 | CP28 | Door-coupling rotary operating mechanism IP64 for circuit breaker Size S00...S3, black 330 mm shaft with support as 3RV29260K, but for Switch installation rotated by 90Â° , same position of the cover inscription OFF = left, ON = top | - | 0 | 9
3RV2926-0KA01 |  | 3RV2926-0KA01 | 1 | UN | 1 | 5 | B | D | N | N | 85389099 | 1 | 4011209916142 | 0.212 | KG | 55.96 | 55.96 | CP28 | CP28 | Door-coupling rotary operating mechanism IP64 for circuit breaker Size S00...S3, black 330 mm shaft without support | - | 0 | 0
3RV2926-0KA02 |  | 3RV2926-0KA02 | 1 | UN | 1 | 2 | A | D | N | N | 85389099 | 1 | 4011209916159 | 0.192 | KG | 67.74 | 67.74 | CP28 | CP28 | Door-coupling rotary operating mechanism IP64 for circuit breaker Size S00...S3, black 330 mm shaft without support as 3RV29260K, but for Switch installation rotated by 90Â° , same position of the cover inscription OFF = left, ON = top | - | 0 | 9
3RV2926-0L |  | 3RV2926-0L | 1 | UN | 1 | 1 | A | D | N | N | 85389099 | 1 | 4011209841840 | 0.381 | KG | 63.94 | 62.13 | CP28 | CP28 | Door-coupling rotary operating mechanism IP64 Emergency switching-off, Size S00...S3 330 mm shaft with support | Lista Papel 2020 SI | 0 | 0
3RV2926-2B |  | 3RV2926-2B | 1 | UN | 1 | 1 | A | D | N | N | 85389099 | 1 | 4011209748279 | 1.045 | KG | 91.68 | 89.11 | CP28 | CP28 | Door-coupling rotary operating mechanism for circuit breaker Size S00/S0 Handle gray new design | Lista Papel 2020 SI | 0 | 0
3RV2926-2BA00 |  | 3RV2926-2BA00 | 1 | UN | 1 | 5 | B | D | N | N | 85389099 | 1 | 4047621000107 | 0.916 | KG | 97.85 | 97.85 | CP28 | CP28 | Door-coupling rotary operating mechanism for circuit breaker Size S00/S0 Handle gray new design Shaft length 47 mm | - | 0 | 0
3RV2926-2BB00-0AA4 |  | 3RV2926-2BB00-0AA4 | 1 | UN | 1 | 5 | B | D | N | N | 85389099 | 1 | 4011209791145 | 1.033 | KG | 91.68 | 91.68 | CP28 | CP28 | Door-coupling rotary operating mechanism for circuit breaker Size S00/S0 8UC7 handle black Display plate black HAUNI | - | 0 | 9
3RV2926-2C |  | 3RV2926-2C | 1 | UN | 1 | 1 | A | D | N | N | 85389099 | 1 | 4011209748309 | 1.033 | KG | 99.75 | 96.9 | CP28 | CP28 | Door-coupling rotary operating mechanism for circuit breaker Size S00/S0 Handle emergency switching-off new design | Lista Papel 2020 SI | 0 | 0
3RV2927-5A |  | 3RV2927-5A | 1 | UN | 1 | 2 | A | D | N | N | 85366990 | 10 | 4011209719569 | 65 | G | 4.27 | 4.27 | CP28 | CP28 | Cable connector size S0 Spring-type terminal Multi-unit packaging 10 units | - | 0 | 0
3RV2927-5AA00 |  | 3RV2927-5AA00 | 1 | UN | 1 | 2 | A | D | N | N | 85366990 | 1 | 4011209719576 | 65 | G | 4.27 | 4.27 | CP28 | CP28 | Cable connector size S0 Spring-type terminal | - | 0 | 0
3RV2927-7AA00 |  | 3RV2927-7AA00 | 1 | UN | 1 | 2 | A | D | N | N | 85369095 | 1 | 4011209779259 | 82 | G | 3.14 | 3.14 | CP28 | CP28 | Contactor base size S00/S0 | - | 0 | 0
3RV2928-0B |  | 3RV2928-0B | 100 | UN | 1 | 2 | A | D | N | N | 85389099 | 10 | 4011209858923 | 0.002 | KG | 36.77 | 36.77 | CP28 | CP28 | Push-in lug size S00/S0 | - | 0 | 0
3RV2928-1A |  | 3RV2928-1A | 1 | UN | 1 | 1 | A | D | N | N | 85365080 | 1 | 4011209718975 | 159 | G | 44.18 | 42.94 | CP28 | CP28 | Disconnector module for circuit breaker Size S00/S0 | Lista Papel 2020 SI | 0 | 0
3RV2928-1H |  | 3RV2928-1H | 1 | UN | 1 | 1 | A | D | N | N | 85369010 | 1 | 4011209719767 | 0.083 | KG | 14.82 | 14.82 | CP28 | CP28 | Terminal block type E according to UL 508 for circuit breaker Size S00/S0 | - | 0 | 0
3RV2928-1K |  | 3RV2928-1K | 1 | UN | 1 | 1 | A | D | N | N | 85389099 | 1 | 4011209840591 | 10 | G | 6.31 | 6.13 | CP28 | CP28 | Phase barriers Increased air clearances / creepage distances for 3RV2 size S00/S0 with screw terminal | Lista Papel 2020 SI | 0 | 0
3RV2928-4AA00 |  | 3RV2928-4AA00 | 1 | UN | 1 | 5 | B | D | N | N | 85389099 | 1 | 4011209849549 | 0.002 | KG | 3.14 | 3.14 | CP28 | CP28 | Touch protection cover for main current with ring cable lug connection | - | 0 | 0
3RV2935-5A |  | 3RV2935-5A | 1 | UN | 1 | 1 | A | D | N | N | 85369010 | 1 | 4011209928756 | 0.18 | KG | 20.14 | 19.57 | CP28 | CP28 | 3-phase supply terminal Size S2 for 3-phase busbar connection from top | Lista Papel 2020 SI | 0 | 0
3RV2935-5A-Z | X90 | 3RV2935-5A-ZX90 | 1 | UN | 1 | 10 | C | D | N | N | 85369010 | 20 | 4047621027739 | 0.171 | KG | 20.14 | 20.14 | CP28 | CP28 | 3-phase supply terminal Sz. S2 for 3-phase busbar connection from top Multi-unit packaging Pack = 20 units | - | 0 | 0
3RV2935-5E |  | 3RV2935-5E | 1 | UN | 1 | 1 | A | D | N | N | 85369010 | 1 | 4011209928763 | 0.193 | KG | 29.17 | 29.17 | CP28 | CP28 | 3-phase supply terminal for 3-phase busbar for self-protection combination motor controller (type E) for circuit breaker 3RV2 Size S2 connection from top | - | 0 | 0
3RV2935-5E-Z | X90 | 3RV2935-5E-ZX90 | 1 | UN | 1 | 10 | C | D | N | N | 85369010 | 14 | 4047621027722 | 0.18 | KG | 29.17 | 29.17 | CP28 | CP28 | 3-phase supply terminal for 3-phase busbars for self-protection combination Motor controller (type E) for circuit breaker 3RV2 Size S2 connection from top Multi-unit packaging Pack = 14 units | - | 0 | 0
3RV2936-2B |  | 3RV2936-2B | 1 | UN | 1 | 1 | A | D | N | N | 85389099 | 1 | 4011209748286 | 1.35 | KG | 99.75 | 96.9 | CP28 | CP28 | Door-coupling rotary operating mechanism for circuit breaker Size S2 Handle gray new design | Lista Papel 2020 SI | 0 | 0
3RV2936-2BB00-0AA4 |  | 3RV2936-2BB00-0AA4 | 1 | UN | 1 | 5 | B | D | N | N | 85389099 | 1 | 4011209791190 | 1.442 | KG | 99.75 | 99.75 | CP28 | CP28 | Door-coupling rotary operating mechanism for circuit breaker Size S2 8UC7 handle black Display plate black Special inscription HAUNI | - | 0 | 9
3RV2936-2C |  | 3RV2936-2C | 1 | UN | 1 | 2 | A | D | N | N | 85389099 | 1 | 4011209748316 | 1.344 | KG | 109.25 | 106.4 | CP28 | CP28 | Door-coupling rotary operating mechanism for circuit breaker Size S2 Handle emergency switching-off new design | Lista Papel 2020 SI | 0 | 0
3RV2938-1A |  | 3RV2938-1A | 1 | UN | 1 | 1 | A | D | N | N | 85365080 | 1 | 4011209937864 | 368 | G | 74.48 | 72.39 | CP28 | CP28 | Disconnector module for circuit breaker Size S2 | Lista Papel 2020 SI | 0 | 0
3RV2938-1K |  | 3RV2938-1K | 1 | UN | 1 | 1 | A | D | N | N | 85472000 | 1 | 4011209928824 | 0.028 | KG | 9.98 | 9.69 | CP28 | CP28 | Phase barrier for circuit breaker Size S2 | Lista Papel 2020 SI | 0 | 0
3RV2946-2B |  | 3RV2946-2B | 1 | UN | 1 | 1 | A | D | N | N | 85389099 | 1 | 4011209748293 | 1.665 | KG | 106.4 | 103.55 | CP28 | CP28 | Door-coupling rotary operating mechanism for circuit breaker Size S3 Handle gray new design | Lista Papel 2020 SI | 0 | 0
3RV2946-2BB00-0AA4 |  | 3RV2946-2BB00-0AA4 | 1 | UN | 1 | 5 | B | D | N | N | 85389099 | 1 | 4011209791206 | 1.646 | KG | 106.4 | 106.4 | CP28 | CP28 | Door-coupling rotary operating mechanism for circuit breaker Size S3 8UC7 handle black Display plate black Special inscription HAUNI | - | 0 | 9
3RV2946-2C |  | 3RV2946-2C | 1 | UN | 1 | 1 | A | D | N | N | 85389099 | 1 | 4011209748323 | 1.652 | KG | 113.05 | 110.2 | CP28 | CP28 | Door-coupling rotary operating mechanism for circuit breaker Size S3 Handle emergency switching-off new design | Lista Papel 2020 SI | 0 | 0
3RV2948-1K |  | 3RV2948-1K | 1 | UN | 1 | 2 | A | D | N | N | 85369010 | 1 | 4047621030470 | 0.245 | KG | 29.55 | 29.55 | CP09 | CP09 | Terminal block for increased air clearances and creepage distances with phase barriers for circuit breaker Size S3 | - | 0 | 0
3RV2948-1LA00 |  | 3RV2948-1LA00 | 1 | UN | 1 | 0 | A | D | N | N | 85389099 | 1 | 4047621054513 | 0.021 | KG | 8.38 | 8.38 | CP02 | CP02 | Terminal cover for box terminals for Circuit Breaker 3RV2742 in size S3 | - | 0 | 0
3RW2920-1DA00 |  | 3RW2920-1DA00 | 1 | UN | 1 | 2 | A | D | N | N | 85444290 | 1 | 4011209017061 | 0.176 | KG | 87.17 | 87.17 | CP12 | CP12 | Connecting cable 5 m for PC communication with SIKOSTART 3RW22 or SIMOCODE DP via RS232 | - | 0 | 7
3RW3003-1CB54 |  | 3RW3003-1CB54 | 1 | UN | 1 | 1 | A | D | N | N | 85371098 | 1 | 4011209557802 | 0.207 | KG | 176.75 | 176.75 | CP12 | CP12 | SIRIUS soft starter 22.5mm 3 A, 1.1 kW/400 V, 40 Â°C 200-400 V AC, 24-230 V AC/DC Screw terminals | - | 0 | 0
3RW3003-2CB54 |  | 3RW3003-2CB54 | 1 | UN | 1 | 1 | A | D | N | N | 85371098 | 1 | 4011209557994 | 0.2 | KG | 176.75 | 176.75 | CP12 | CP12 | SIRIUS soft starter 22.5mm 3 A, 1.1 kW/400 V, 40 Â°C 200-400 V AC, 24-230 V AC/DC spring-type terminals | - | 0 | 0
3RW3013-1BB04 |  | 3RW3013-1BB04 | 1 | UN | 1 | 1 | A | D | EAR99 | N | 85371098 | 1 | 4011209722934 | 0.43 | KG | 134.33 | 130.29 | CP12 | CP12 | SIRIUS soft starter S00 3.6 A, 1.5 kW/400 V, 40 Â°C 200-480 V AC, 24 V AC/DC Screw terminals | Lista Papel 2020 SI | 0 | 0
3RW3013-1BB14 |  | 3RW3013-1BB14 | 1 | UN | 1 | 1 | A | D | EAR99 | N | 85371098 | 1 | 4011209722941 | 0.456 | KG | 134.33 | 130.29 | CP12 | CP12 | SIRIUS soft starter S00 3.6 A, 1.5 kW/400 V, 40 Â°C 200-480 V AC, 110-230 V AC/DC Screw terminals | Lista Papel 2020 SI | 0 | 0
3RW3013-2BB04 |  | 3RW3013-2BB04 | 1 | UN | 1 | 2 | A | D | EAR99 | N | 85371098 | 1 | 4011209722910 | 0.481 | KG | 134.33 | 130.29 | CP12 | CP12 | SIRIUS soft starter S00 3.6 A, 1.5 kW/400 V, 40 Â°C 200-480 V AC, 24 V AC/DC Spring-type terminals | Lista Papel 2020 SI | 0 | 0
3RW3013-2BB14 |  | 3RW3013-2BB14 | 1 | UN | 1 | 2 | A | D | EAR99 | N | 85371098 | 1 | 4011209722927 | 0.49 | KG | 134.33 | 130.29 | CP12 | CP12 | SIRIUS soft starter S00 3.6 A, 1.5 kW/400 V, 40 Â°C 200-480 V AC, 110-230 V AC/DC spring-type terminals | Lista Papel 2020 SI | 0 | 0
3RW3014-1BB04 |  | 3RW3014-1BB04 | 1 | UN | 1 | 1 | A | D | EAR99 | N | 85371098 | 1 | 4011209719590 | 0.435 | KG | 151.5 | 147.46 | CP12 | CP12 | SIRIUS soft starter S00 6.5 A, 3 kW/400 V, 40 Â°C 200-480 V AC, 24 V AC/DC Screw terminals | Lista Papel 2020 SI | 0 | 0
3RW3014-1BB14 |  | 3RW3014-1BB14 | 1 | UN | 1 | 1 | A | D | EAR99 | N | 85371098 | 1 | 4011209719606 | 0.458 | KG | 151.5 | 147.46 | CP12 | CP12 | SIRIUS soft starter S00 6.5 A, 3 kW/400 V, 40 Â°C 200-480 V AC, 110-230 V AC/DC Screw terminals | Lista Papel 2020 SI | 0 | 0
3RW3014-2BB04 |  | 3RW3014-2BB04 | 1 | UN | 1 | 2 | A | D | EAR99 | N | 85371098 | 1 | 4011209719675 | 0.483 | KG | 151.5 | 147.46 | CP12 | CP12 | SIRIUS soft starter S00 6.5 A, 3 kW/400 V, 40 Â°C 200-480 V AC, 24 V AC/DC Spring-type terminals | Lista Papel 2020 SI | 0 | 0
3RW3014-2BB14 |  | 3RW3014-2BB14 | 1 | UN | 1 | 2 | A | D | EAR99 | N | 85371098 | 1 | 4011209719682 | 0.481 | KG | 151.5 | 147.46 | CP12 | CP12 | SIRIUS soft starter S00 6.5 A, 3 kW/400 V, 40 Â°C 200-480 V AC, 110-230 V AC/DC spring-type terminals | Lista Papel 2020 SI | 0 | 0
3RW3016-1BB04 |  | 3RW3016-1BB04 | 1 | UN | 1 | 1 | A | D | EAR99 | N | 85371098 | 1 | 4011209719613 | 0.46 | KG | 167.66 | 162.61 | CP12 | CP12 | SIRIUS soft starter S00 9 A, 4 kW/400 V, 40 Â°C 200-480 V AC, 24 V AC/DC Screw terminals | Lista Papel 2020 SI | 0 | 0
3RW3016-1BB14 |  | 3RW3016-1BB14 | 1 | UN | 1 | 1 | A | D | EAR99 | N | 85371098 | 1 | 4011209719620 | 0.46 | KG | 167.66 | 162.61 | CP12 | CP12 | SIRIUS soft starter S00 9 A, 4 kW/400 V, 40 Â°C 200-480 V AC, 110-230 V AC/DC Screw terminals | Lista Papel 2020 SI | 0 | 0
3RW3016-1CB04 |  | 3RW3016-1CB04 | 1 | UN | 1 | 1 | A | D | N | N | 85371098 | 1 | 4011209402089 | 0.31 | KG | 341.38 | 341.38 | CP12 | CP12 | SIRIUS soft starter S00 9 A, 4 kW/400 V, 40 Â°C 200-460 V AC, 24 V AC/DC Screw terminals | - | 0 | 7
3RW3016-2BB04 |  | 3RW3016-2BB04 | 1 | UN | 1 | 2 | A | D | EAR99 | N | 85371098 | 1 | 4011209719699 | 0.48 | KG | 167.66 | 162.61 | CP12 | CP12 | SIRIUS soft starter S00 9 A, 4 kW/400 V, 40 Â°C 200-480 V AC, 24 V AC/DC Spring-type terminals | Lista Papel 2020 SI | 0 | 0
3RW3016-2BB14 |  | 3RW3016-2BB14 | 1 | UN | 1 | 2 | A | D | EAR99 | N | 85371098 | 1 | 4011209719705 | 0.479 | KG | 167.66 | 162.61 | CP12 | CP12 | SIRIUS soft starter S00 9 A, 4 kW/400 V, 40 Â°C 200-480 V AC, 110-230 V AC/DC spring-type terminals | Lista Papel 2020 SI | 0 | 0
3RW3017-1BB04 |  | 3RW3017-1BB04 | 1 | UN | 1 | 1 | A | D | EAR99 | N | 85371098 | 1 | 4011209719637 | 0.445 | KG | 188.87 | 183.82 | CP12 | CP12 | SIRIUS soft starter S00 12.5 A, 5.5 kW/400 V, 40 Â°C 200-480 V AC, 24 V AC/DC Screw terminals | Lista Papel 2020 SI | 0 | 0
3RW3017-1BB14 |  | 3RW3017-1BB14 | 1 | UN | 1 | 1 | A | D | EAR99 | N | 85371098 | 1 | 4011209719644 | 0.44 | KG | 188.87 | 183.82 | CP12 | CP12 | SIRIUS soft starter S00 12.5 A, 5.5 kW/400 V, 40 Â°C 200-480 V AC, 110-230 V AC/DC Screw terminals | Lista Papel 2020 SI | 0 | 0
3RW3017-2BB04 |  | 3RW3017-2BB04 | 1 | UN | 1 | 2 | A | D | EAR99 | N | 85371098 | 1 | 4011209719729 | 0.451 | KG | 188.87 | 183.82 | CP12 | CP12 | SIRIUS soft starter S00 12.5 A, 5.5 kW/400 V, 40 Â°C 200-480 V AC, 24 V AC/DC Spring-type terminals | Lista Papel 2020 SI | 0 | 0
3RW3017-2BB14 |  | 3RW3017-2BB14 | 1 | UN | 1 | 2 | A | D | EAR99 | N | 85371098 | 1 | 4011209719736 | 0.484 | KG | 188.87 | 183.82 | CP12 | CP12 | SIRIUS soft starter S00 12.5 A, 5.5 kW/400 V, 40 Â°C 200-480 V AC, 110-230 V AC/DC spring-type terminals | Lista Papel 2020 SI | 0 | 0
3RW3018-1BB04 |  | 3RW3018-1BB04 | 1 | UN | 1 | 1 | A | D | EAR99 | N | 85371098 | 1 | 4011209719651 | 0.453 | KG | 216.14 | 210.08 | CP12 | CP12 | SIRIUS soft starter S00 17.6 A, 7.5 kW/400 V, 40 Â°C 200-480 V AC, 24 V AC/DC Screw terminals | Lista Papel 2020 SI | 0 | 0
3RW3018-1BB14 |  | 3RW3018-1BB14 | 1 | UN | 1 | 1 | A | D | EAR99 | N | 85371098 | 1 | 4011209719668 | 0.444 | KG | 216.14 | 210.08 | CP12 | CP12 | SIRIUS soft starter S00 17.6 A, 7.5 kW/400 V, 40 Â°C 200-480 V AC, 110-230 V AC/DC Screw terminals | Lista Papel 2020 SI | 0 | 0
3RW3018-2BB04 |  | 3RW3018-2BB04 | 1 | UN | 1 | 2 | A | D | EAR99 | N | 85371098 | 1 | 4011209719743 | 0.48 | KG | 216.14 | 210.08 | CP12 | CP12 | SIRIUS soft starter S00 17.6 A, 7.5 kW/400 V, 40 Â°C 200-480 V AC, 24 V AC/DC Spring-type terminals | Lista Papel 2020 SI | 0 | 0
3RW3018-2BB14 |  | 3RW3018-2BB14 | 1 | UN | 1 | 2 | A | D | EAR99 | N | 85371098 | 1 | 4011209719750 | 0.483 | KG | 216.14 | 210.08 | CP12 | CP12 | SIRIUS soft starter S00 17.6 A, 7.5 kW/400 V, 40 Â°C 200-480 V AC, 110-230 V AC/DC spring-type terminals | Lista Papel 2020 SI | 0 | 0
3RW3026-1BB04 |  | 3RW3026-1BB04 | 1 | UN | 1 | 1 | A | D | N | N | 85371098 | 1 | 4011209719422 | 0.635 | KG | 252.5 | 245.43 | CP12 | CP12 | SIRIUS soft starter S0 25 A, 11 kW/400 V, 40 Â°C 200-480 V AC, 24 V AC/DC Screw terminals | Lista Papel 2020 SI | 0 | 0
3RW3026-1BB14 |  | 3RW3026-1BB14 | 1 | UN | 1 | 1 | A | D | N | N | 85371098 | 1 | 4011209719439 | 0.6 | KG | 252.5 | 245.43 | CP12 | CP12 | SIRIUS soft starter S0 25 A, 11 kW/400 V, 40 Â°C 200-480 V AC, 110-230 V AC/DC Screw terminals | Lista Papel 2020 SI | 0 | 0
3RW3026-2BB04 |  | 3RW3026-2BB04 | 1 | UN | 1 | 2 | A | D | N | N | 85371098 | 1 | 4011209719484 | 0.69 | KG | 252.5 | 245.43 | CP12 | CP12 | SIRIUS soft starter S0 25 A, 11 kW/400 V, 40 Â°C 200-480 V AC, 24 V AC/DC spring-type terminals | Lista Papel 2020 SI | 0 | 0
3RW3026-2BB14 |  | 3RW3026-2BB14 | 1 | UN | 1 | 2 | A | D | N | N | 85371098 | 1 | 4011209719491 | 0.693 | KG | 252.5 | 245.43 | CP12 | CP12 | SIRIUS soft starter S0 25 A, 11 kW/400 V, 40 Â°C 200-480 V AC, 110-230 V AC/DC spring-type terminals | Lista Papel 2020 SI | 0 | 0
3RW3027-1BB04 |  | 3RW3027-1BB04 | 1 | UN | 1 | 1 | A | D | N | N | 85371098 | 1 | 4011209719446 | 0.65 | KG | 293.91 | 285.83 | CP12 | CP12 | SIRIUS soft starter S0 32 A, 15 kW/400 V, 40 Â°C 200-480 V AC, 24 V AC/DC Screw terminals | Lista Papel 2020 SI | 0 | 0
3RW3027-1BB14 |  | 3RW3027-1BB14 | 1 | UN | 1 | 1 | A | D | N | N | 85371098 | 1 | 4011209719453 | 0.649 | KG | 293.91 | 285.83 | CP12 | CP12 | SIRIUS soft starter S0 32 A, 15 kW/400 V, 40 Â°C 200-480 V AC, 110-230 V AC/DC Screw terminals | Lista Papel 2020 SI | 0 | 0
3RW3027-2BB04 |  | 3RW3027-2BB04 | 1 | UN | 1 | 2 | A | D | N | N | 85371098 | 1 | 4011209719507 | 0.677 | KG | 293.91 | 285.83 | CP12 | CP12 | SIRIUS soft starter S0 32 A, 15 kW/400 V, 40 Â°C 200-480 V AC, 24 V AC/DC spring-type terminals | Lista Papel 2020 SI | 0 | 0
3RW3027-2BB14 |  | 3RW3027-2BB14 | 1 | UN | 1 | 2 | A | D | N | N | 85371098 | 1 | 4011209719521 | 0.66 | KG | 293.91 | 285.83 | CP12 | CP12 | SIRIUS soft starter S0 32 A, 15 kW/400 V, 40 Â°C 200-480 V AC, 110-230 V AC/DC spring-type terminals | Lista Papel 2020 SI | 0 | 0
3RW3028-1BB04 |  | 3RW3028-1BB04 | 1 | UN | 1 | 1 | A | D | N | N | 85371098 | 1 | 4011209719460 | 0.6 | KG | 363.6 | 353.5 | CP12 | CP12 | SIRIUS soft starter S0 38 A, 18.5 kW/400 V, 40 Â°C 200-480 V AC, 24 V AC/DC Screw terminals | Lista Papel 2020 SI | 0 | 0
3RW3028-1BB14 |  | 3RW3028-1BB14 | 1 | UN | 1 | 1 | A | D | N | N | 85371098 | 1 | 4011209719477 | 0.62 | KG | 363.6 | 353.5 | CP12 | CP12 | SIRIUS soft starter S0 38 A, 18.5 kW/400 V, 40 Â°C 200-480 V AC, 110-230 V AC/DC Screw terminals | Lista Papel 2020 SI | 0 | 0
3RW3028-2BB04 |  | 3RW3028-2BB04 | 1 | UN | 1 | 2 | A | D | N | N | 85371098 | 1 | 4011209719538 | 0.66 | KG | 363.6 | 353.5 | CP12 | CP12 | SIRIUS soft starter S0 38 A, 18.5 kW/400 V, 40 Â°C 200-480 V AC, 24 V AC/DC spring-type terminals | Lista Papel 2020 SI | 0 | 0
3RW3028-2BB14 |  | 3RW3028-2BB14 | 1 | UN | 1 | 2 | A | D | N | N | 85371098 | 1 | 4011209719545 | 0.66 | KG | 363.6 | 353.5 | CP12 | CP12 | SIRIUS soft starter S0 38 A, 18.5 kW/400 V, 40 Â°C 200-480 V AC, 110-230 V AC/DC spring-type terminals | Lista Papel 2020 SI | 0 | 0
3RW3035-1AA12 |  | 3RW3035-1AA12 | 1 | UN | 1 | 5 | B | D | EAR99 | N | 85371098 | 1 | 4011209458994 | 0.734 | KG | 596.91 | 596.91 | CP12 | CP12 | SIRIUS soft starter S2 38 A, 5.5 kW/230 V, 40 Â°C 115-240 V AC, 110-230 V AC/DC Screw terminals for single-phase motors | - | 0 | 7
3RW3036-1AB04 |  | 3RW3036-1AB04 | 1 | UN | 1 | 1 | A | D | EAR99 | N | 85371098 | 1 | 4011209374515 | 0.787 | KG | 932.23 | 932.23 | CP12 | CP12 | SIRIUS soft starter S2 45 A, 22 kW/400 V, 40 Â°C 200-460 V AC, 24 V AC/DC Screw terminals | - | 0 | 7
3RW3036-1AB05 |  | 3RW3036-1AB05 | 1 | UN | 1 | 1 | A | D | N | N | 85371098 | 1 | 4011209374539 | 0.787 | KG | 1111 | 1111 | CP12 | CP12 | SIRIUS soft starter S2 45 A, 30 kW/500 V, 40 Â°C 460-575 V AC, 24 V AC/DC Screw terminals | - | 0 | 7
3RW3036-1AB14 |  | 3RW3036-1AB14 | 1 | UN | 1 | 1 | A | D | EAR99 | N | 85371098 | 1 | 4011209374522 | 0.792 | KG | 932.23 | 932.23 | CP12 | CP12 | SIRIUS soft starter S2 45 A, 22 kW/400 V, 40 Â°C 200-460 V AC, 110-230 V AC/DC Screw terminals | - | 0 | 7
3RW3036-1AB15 |  | 3RW3036-1AB15 | 1 | UN | 1 | 1 | A | D | EAR99 | N | 85371098 | 1 | 4011209374546 | 0.79 | KG | 1111 | 1111 | CP12 | CP12 | SIRIUS soft starter S2 45 A, 30 kW/500 V, 40 Â°C 460-575 V AC, 110-230 V AC/DC Screw terminals | - | 0 | 7
3RW3036-1BB04 |  | 3RW3036-1BB04 | 1 | UN | 1 | 1 | A | D | EAR99 | N | 85371098 | 1 | 4011209719262 | 1.178 | KG | 447.43 | 435.31 | CP12 | CP12 | SIRIUS soft starter S2 45 A, 22 kW/400 V, 40 Â°C 200-480 V AC, 24 V AC/DC Screw terminals | Lista Papel 2020 SI | 0 | 0
3RW3036-1BB14 |  | 3RW3036-1BB14 | 1 | UN | 1 | 1 | A | D | EAR99 | N | 85371098 | 1 | 4011209719279 | 1.18 | KG | 447.43 | 435.31 | CP12 | CP12 | SIRIUS soft starter S2 45 A, 22 kW/400 V, 40 Â°C 200-480 V AC, 110-230 V AC/DC Screw terminals | Lista Papel 2020 SI | 0 | 0
3RW3036-2BB04 |  | 3RW3036-2BB04 | 1 | UN | 1 | 2 | A | D | EAR99 | N | 85371098 | 1 | 4011209719323 | 1.186 | KG | 447.43 | 435.31 | CP12 | CP12 | SIRIUS soft starter S2 45 A, 22 kW/400 V, 40 Â°C 200-480 V AC, 24 V AC/DC spring-type terminals | Lista Papel 2020 SI | 0 | 0
3RW3036-2BB14 |  | 3RW3036-2BB14 | 1 | UN | 1 | 2 | A | D | EAR99 | N | 85371098 | 1 | 4011209719330 | 1.17 | KG | 447.43 | 435.31 | CP12 | CP12 | SIRIUS soft starter S2 45 A, 22 kW/400 V, 40 Â°C 200-480 V AC, 110-230 V AC/DC spring-type terminals | Lista Papel 2020 SI | 0 | 0
3RW3037-1BB04 |  | 3RW3037-1BB04 | 1 | UN | 1 | 1 | A | D | EAR99 | N | 85371098 | 1 | 4011209719286 | 1.165 | KG | 544.39 | 529.24 | CP12 | CP12 | SIRIUS soft starter S2 63 A, 30 kW/400 V, 40 Â°C 200-480 V AC, 24 V AC/DC Screw terminals | Lista Papel 2020 SI | 0 | 0
3RW3037-1BB14 |  | 3RW3037-1BB14 | 1 | UN | 1 | 1 | A | D | EAR99 | N | 85371098 | 1 | 4011209719293 | 1.17 | KG | 544.39 | 529.24 | CP12 | CP12 | SIRIUS soft starter S2 63 A, 30 kW/400 V, 40 Â°C 200-480 V AC, 110-230 V AC/DC Screw terminals | Lista Papel 2020 SI | 0 | 0
3RW3037-2BB04 |  | 3RW3037-2BB04 | 1 | UN | 1 | 2 | A | D | EAR99 | N | 85371098 | 1 | 4011209719347 | 1.175 | KG | 544.39 | 529.24 | CP12 | CP12 | SIRIUS soft starter S2 63 A, 30 kW/400 V, 40 Â°C 200-480 V AC, 24 V AC/DC spring-type terminals | Lista Papel 2020 SI | 0 | 0
3RW3037-2BB14 |  | 3RW3037-2BB14 | 1 | UN | 1 | 2 | A | D | EAR99 | N | 85371098 | 1 | 4011209719354 | 1.166 | KG | 544.39 | 529.24 | CP12 | CP12 | SIRIUS soft starter S2 63 A, 30 kW/400 V, 40 Â°C 200-480 V AC, 110-230 V AC/DC spring-type terminals | Lista Papel 2020 SI | 0 | 0
3RW3038-1BB04 |  | 3RW3038-1BB04 | 1 | UN | 1 | 1 | A | D | EAR99 | N | 85371098 | 1 | 4011209719309 | 1.18 | KG | 644.38 | 626.2 | CP12 | CP12 | SIRIUS soft starter S2 72 A, 37 kW/400 V, 40 Â°C 200-480 V AC, 24 V AC/DC Screw terminals | Lista Papel 2020 SI | 0 | 0
3RW3038-1BB14 |  | 3RW3038-1BB14 | 1 | UN | 1 | 1 | A | D | EAR99 | N | 85371098 | 1 | 4011209719316 | 1.181 | KG | 644.38 | 626.2 | CP12 | CP12 | SIRIUS soft starter S2 72 A, 37 kW/400 V, 40 Â°C 200-480 V AC, 110-230 V AC/DC Screw terminals | Lista Papel 2020 SI | 0 | 0
3RW3038-2BB04 |  | 3RW3038-2BB04 | 1 | UN | 1 | 2 | A | D | EAR99 | N | 85371098 | 1 | 4011209719361 | 1.175 | KG | 644.38 | 626.2 | CP12 | CP12 | SIRIUS soft starter S2 72 A, 37 kW/400 V, 40 Â°C 200-480 V AC, 24 V AC/DC spring-type terminals | Lista Papel 2020 SI | 0 | 0
3RW3038-2BB14 |  | 3RW3038-2BB14 | 1 | UN | 1 | 2 | A | D | EAR99 | N | 85371098 | 1 | 4011209719378 | 1.167 | KG | 644.38 | 626.2 | CP12 | CP12 | SIRIUS soft starter S2 72 A, 37 kW/400 V, 40 Â°C 200-480 V AC, 110-230 V AC/DC spring-type terminals | Lista Papel 2020 SI | 0 | 0
3RW3046-1AB04 |  | 3RW3046-1AB04 | 1 | UN | 1 | 1 | A | D | EAR99 | N | 85371098 | 1 | 4011209398726 | 1.807 | KG | 1565.5 | 1565.5 | CP12 | CP12 | SIRIUS soft starter S3 100 A, 55 kW/400 V, 40 Â°C 200-460 V AC, 24 V AC/DC Screw terminals | - | 0 | 7
3RW3046-1AB05 |  | 3RW3046-1AB05 | 1 | UN | 1 | 1 | A | D | EAR99 | N | 85371098 | 1 | 4011209404496 | 1.799 | KG | 1858.4 | 1858.4 | CP12 | CP12 | SIRIUS soft starter S3 100 A, 70 kW/500 V, 40 Â°C 460-575 V AC, 24 V AC/DC Screw terminals | - | 0 | 7
3RW3046-1AB14 |  | 3RW3046-1AB14 | 1 | UN | 1 | 1 | A | D | EAR99 | N | 85371098 | 1 | 4011209398719 | 1.813 | KG | 1565.5 | 1565.5 | CP12 | CP12 | SIRIUS soft starter S3 100 A, 55 kW/400 V, 40 Â°C 200-460 V AC, 110-230 V AC/DC Screw terminals | - | 0 | 7
3RW3046-1AB15 |  | 3RW3046-1AB15 | 1 | UN | 1 | 1 | A | D | EAR99 | N | 85371098 | 1 | 4011209404502 | 1.806 | KG | 1858.4 | 1858.4 | CP12 | CP12 | SIRIUS soft starter S3 100 A, 70 kW/500 V, 40 Â°C 460-575 V AC, 110-230 V AC/DC Screw terminals | - | 0 | 7
3RW3046-1BB04 |  | 3RW3046-1BB04 | 1 | UN | 1 | 1 | A | D | EAR99 | N | 85371098 | 1 | 4011209719019 | 1.699 | KG | 741.34 | 720.13 | CP12 | CP12 | SIRIUS soft starter S3 80 A, 45 kW/400 V, 40 Â°C 200-480 V AC, 24 V AC/DC Screw terminals | Lista Papel 2020 SI | 0 | 0
3RW3046-1BB14 |  | 3RW3046-1BB14 | 1 | UN | 1 | 1 | A | D | EAR99 | N | 85371098 | 1 | 4011209719064 | 1.67 | KG | 741.34 | 720.13 | CP12 | CP12 | SIRIUS soft starter S3 80 A, 45 kW/400 V, 40 Â°C 200-480 V AC, 110-230 V AC/DC Screw terminals | Lista Papel 2020 SI | 0 | 0
3RW3046-2BB04 |  | 3RW3046-2BB04 | 1 | UN | 1 | 2 | A | D | EAR99 | N | 85371098 | 1 | 4011209719095 | 1.692 | KG | 741.34 | 720.13 | CP12 | CP12 | SIRIUS soft starter S3 80 A, 45 kW/400 V, 40 Â°C 200-480 V AC, 24 V AC/DC spring-type terminals | Lista Papel 2020 SI | 0 | 0
3RW3046-2BB14 |  | 3RW3046-2BB14 | 1 | UN | 1 | 2 | A | D | EAR99 | N | 85371098 | 1 | 4011209719231 | 1.682 | KG | 741.34 | 720.13 | CP12 | CP12 | SIRIUS soft starter S3 80 A, 45 kW/400 V, 40 Â°C 200-480 V AC, 110-230 V AC/DC spring-type terminals | Lista Papel 2020 SI | 0 | 0
3RW3047-1BB04 |  | 3RW3047-1BB04 | 1 | UN | 1 | 1 | A | D | EAR99 | N | 85371098 | 1 | 4011209719071 | 1.696 | KG | 827.19 | 803.96 | CP12 | CP12 | SIRIUS soft starter S3 106 A, 55 kW/400 V, 40 Â°C 200-480 V AC, 24 V AC/DC Screw terminals | Lista Papel 2020 SI | 0 | 0
3RW3047-1BB14 |  | 3RW3047-1BB14 | 1 | UN | 1 | 1 | A | D | EAR99 | N | 85371098 | 1 | 4011209719088 | 1.694 | KG | 827.19 | 803.96 | CP12 | CP12 | SIRIUS soft starter S3 106 A, 55 kW/400 V, 40 Â°C 200-480 V AC, 110-230 V AC/DC Screw terminals | Lista Papel 2020 SI | 0 | 0
3RW3047-2BB04 |  | 3RW3047-2BB04 | 1 | UN | 1 | 2 | A | D | EAR99 | N | 85371098 | 1 | 4011209719248 | 1.699 | KG | 827.19 | 803.96 | CP12 | CP12 | SIRIUS soft starter S3 106 A, 55 kW/400 V, 40 Â°C 200-480 V AC, 24 V AC/DC spring-type terminals | Lista Papel 2020 SI | 0 | 0
3RW3047-2BB14 |  | 3RW3047-2BB14 | 1 | UN | 1 | 2 | A | D | EAR99 | N | 85371098 | 1 | 4011209719255 | 1.689 | KG | 827.19 | 803.96 | CP12 | CP12 | SIRIUS soft starter S3 106 A, 55 kW/400 V, 40 Â°C 200-480 V AC, 110-230 V AC/DC spring-type terminals | Lista Papel 2020 SI | 0 | 0
3RW3126-1CB14 |  | 3RW3126-1CB14 | 1 | UN | 1 | 5 | B | D | EAR99 | N | 85371098 | 1 | 4011209382886 | 0.476 | KG | 633.27 | 633.27 | CP12 | CP12 | SIRIUS soft starter S0 25 A, 11 kW/400 V, 40 Â°C 200-460 V AC, 110-230 V AC/DC Screw terminals Two-ramp control | - | 0 | 7
3RW3126-1CB15 |  | 3RW3126-1CB15 | 1 | UN | 1 | 5 | B | D | EAR99 | N | 85371098 | 1 | 4011209382893 | 0.475 | KG | 757.5 | 757.5 | CP12 | CP12 | SIRIUS soft starter S0 25 A, 15 kW/500 V, 40 Â°C 460-575 V AC, 110-230 V AC/DC Screw terminals Two-ramp control | - | 0 | 7
3RW3346-0EC34 |  | 3RW3346-0EC34 | 1 | UN | 1 | 30 | D | D | EAR99H | N | 85371098 | 1 | 4011209589636 | 6.153 | KG | 1797.8 | 1797.8 | CP12 | CP12 | Electronic motor control unit Values at 55 Â°C Standard: 80 A Inside-delta: 156 A 200-460 V AC, 115 V AC Attention, not generally available, customer-specific product! | - | 0 | 9
3RW3926-8A |  | 3RW3926-8A | 1 | UN | 1 | 1 | A | D | N | N | 84145925 | 1 | 4011209384743 | 0.012 | KG | 88.98 | 88.98 | CP12 | CP12 | Fan for SIRIUS soft starter 3RW302., 3RW312. Not for new series 2008 | - | 0 | 9
3RW3936-8A |  | 3RW3936-8A | 1 | UN | 1 | 1 | A | D | N | N | 84145925 | 1 | 4011209392878 | 0.031 | KG | 111.1 | 111.1 | CP12 | CP12 | Fan for SIRIUS soft starter 3RW303., 3RW304. Not for new series 2008 | - | 0 | 9
3RW4024-1BB04 |  | 3RW4024-1BB04 | 1 | UN | 1 | 1 | A | D | EAR99 | N | 85371098 | 1 | 4011209691568 | 0.74 | KG | 280.78 | 272.7 | CP12 | CP12 | SIRIUS soft starter S0 12.5 A, 5.5 kW/400 V, 40 Â°C 200-480 V AC, 24 V AC/DC Screw terminals | Lista Papel 2020 SI | 0 | 0
3RW4024-1BB05 |  | 3RW4024-1BB05 | 1 | UN | 1 | 5 | B | D | EAR99 | N | 85371098 | 1 | 4011209691605 | 0.734 | KG | 322.19 | 313.1 | CP12 | CP12 | SIRIUS soft starter S0 12.5 A, 7.5 kW/500 V, 40 Â°C 400-600 V AC, 24 V AC/DC Screw terminals | Lista Papel 2020 SI | 0 | 0
3RW4024-1BB14 |  | 3RW4024-1BB14 | 1 | UN | 1 | 1 | A | D | EAR99 | N | 85371098 | 1 | 4011209691582 | 0.7 | KG | 280.78 | 272.7 | CP12 | CP12 | SIRIUS soft starter S0 12.5 A, 5.5 kW/400 V, 40 Â°C 200-480 V AC, 110-230 V AC/DC Screw terminals | Lista Papel 2020 SI | 0 | 0
3RW4024-1BB15 |  | 3RW4024-1BB15 | 1 | UN | 1 | 5 | B | D | EAR99 | N | 85371098 | 1 | 4011209691636 | 0.7 | KG | 322.19 | 313.1 | CP12 | CP12 | SIRIUS soft starter S0 12.5 A, 7.5 kW/500 V, 40 Â°C 400-600 V AC, 110-230 V AC/DC Screw terminals | Lista Papel 2020 SI | 0 | 0
3RW4024-1TB04 |  | 3RW4024-1TB04 | 1 | UN | 1 | 1 | A | D | EAR99 | N | 85371098 | 1 | 4011209691575 | 0.66 | KG | 369.66 | 369.66 | CP12 | CP12 | SIRIUS soft starter S0 12.5 A, 5.5 kW/400 V, 40 Â°C 200-480 V AC, 24 V AC/DC Screw terminals Thermistor motor protection | - | 0 | 0
3RW4024-1TB05 |  | 3RW4024-1TB05 | 1 | UN | 1 | 5 | B | D | EAR99 | N | 85371098 | 1 | 4011209691612 | 0.73 | KG | 413.09 | 413.09 | CP12 | CP12 | SIRIUS soft starter S0 12.5 A, 7.5 kW/500 V, 40 Â°C 400-600 V AC, 24 V AC/DC Screw terminals Thermistor motor protection | - | 0 | 0
3RW4024-2BB04 |  | 3RW4024-2BB04 | 1 | UN | 1 | 2 | A | D | EAR99 | N | 85371098 | 1 | 4011209693357 | 0.74 | KG | 280.78 | 272.7 | CP12 | CP12 | SIRIUS soft starter S0 12.5 A, 5.5 kW/400 V, 40 Â°C 200-480 V AC, 24 V AC/DC spring-type terminals | Lista Papel 2020 SI | 0 | 0
3RW4024-2BB05 |  | 3RW4024-2BB05 | 1 | UN | 1 | 5 | B | D | EAR99 | N | 85371098 | 1 | 4011209693944 | 0.794 | KG | 322.19 | 313.1 | CP12 | CP12 | SIRIUS soft starter S0 12.5 A, 7.5 kW/500 V, 40 Â°C 400-600 V AC, 24 V AC/DC spring-type terminals | Lista Papel 2020 SI | 0 | 0
3RW4024-2BB14 |  | 3RW4024-2BB14 | 1 | UN | 1 | 2 | A | D | EAR99 | N | 85371098 | 1 | 4011209693371 | 0.789 | KG | 280.78 | 272.7 | CP12 | CP12 | SIRIUS soft starter S0 12.5 A, 5.5 kW/400 V, 40 Â°C 200-480 V AC, 110-230 V AC/DC spring-type terminals | Lista Papel 2020 SI | 0 | 0
3RW4024-2BB15 |  | 3RW4024-2BB15 | 1 | UN | 1 | 5 | B | D | EAR99 | N | 85371098 | 1 | 4011209693982 | 0.781 | KG | 322.19 | 313.1 | CP12 | CP12 | SIRIUS soft starter S0 12.5 A, 7.5 kW/500 V, 40 Â°C 400-600 V AC, 110-230 V AC/DC spring-type terminals | Lista Papel 2020 SI | 0 | 0
3RW4024-2TB04 |  | 3RW4024-2TB04 | 1 | UN | 1 | 5 | B | D | EAR99 | N | 85371098 | 1 | 4011209693364 | 0.785 | KG | 369.66 | 369.66 | CP12 | CP12 | SIRIUS soft starter S0 12.5 A, 5.5 kW/400 V, 40 Â°C 200-480 V AC, 24 V AC/DC spring-type terminals Thermistor motor protection | - | 0 | 0
3RW4024-2TB05 |  | 3RW4024-2TB05 | 1 | UN | 1 | 5 | B | D | EAR99 | N | 85371098 | 1 | 4011209693968 | 0.788 | KG | 413.09 | 413.09 | CP12 | CP12 | SIRIUS soft starter S0 12.5 A, 7.5 kW/500 V, 40 Â°C 400-600 V AC, 24 V AC/DC spring-type terminals Thermistor motor protection | - | 0 | 0
3RW4026-1BB04 |  | 3RW4026-1BB04 | 1 | UN | 1 | 1 | A | D | EAR99 | N | 85371098 | 1 | 4011209691643 | 0.73 | KG | 330.27 | 321.18 | CP12 | CP12 | SIRIUS soft starter S0 25 A, 11 kW/400 V, 40 Â°C 200-480 V AC, 24 V AC/DC Screw terminals | Lista Papel 2020 SI | 0 | 0
3RW4026-1BB05 |  | 3RW4026-1BB05 | 1 | UN | 1 | 5 | B | D | EAR99 | N | 85371098 | 1 | 4011209691674 | 0.72 | KG | 378.75 | 367.64 | CP12 | CP12 | SIRIUS soft starter S0 25 A, 15 kW/500 V, 40 Â°C 400-600 V AC, 24 V AC/DC Screw terminals | Lista Papel 2020 SI | 0 | 0
3RW4026-1BB14 |  | 3RW4026-1BB14 | 1 | UN | 1 | 1 | A | D | EAR99 | N | 85371098 | 1 | 4011209691667 | 0.69 | KG | 330.27 | 321.18 | CP12 | CP12 | SIRIUS soft starter S0 25 A, 11 kW/400 V, 40 Â°C 200-480 V AC, 110-230 V AC/DC Screw terminals | Lista Papel 2020 SI | 0 | 0
3RW4026-1BB15 |  | 3RW4026-1BB15 | 1 | UN | 1 | 5 | B | D | EAR99 | N | 85371098 | 1 | 4011209691698 | 0.68 | KG | 378.75 | 367.64 | CP12 | CP12 | SIRIUS soft starter S0 25 A, 15 kW/500 V, 40 Â°C 400-600 V AC, 110-230 V AC/DC Screw terminals | Lista Papel 2020 SI | 0 | 0
3RW4026-1TB04 |  | 3RW4026-1TB04 | 1 | UN | 1 | 1 | A | D | EAR99 | N | 85371098 | 1 | 4011209691650 | 0.66 | KG | 423.19 | 423.19 | CP12 | CP12 | SIRIUS soft starter S0 25 A, 11 kW/400 V, 40 Â°C 200-480 V AC, 24 V AC/DC Screw terminals Thermistor motor protection | - | 0 | 0
3RW4026-1TB04-Z | W97 | 3RW4026-1TB04-ZW97 | 1 | UN | 1 | 30 | D | D | EAR99 | N | 85365080 | 5 |  | 0.732 | KG | 411.07 | 411.07 | CP12 | CP12 | SIRIUS soft starter S0 25 A, 11 kW/400 V, 40 Â°C 200-480 V AC, 24 V AC/DC Screw terminals Thermistor motor protection Multi-unit packaging 5 units | - | 0 | 0
3RW4026-1TB05 |  | 3RW4026-1TB05 | 1 | UN | 1 | 5 | B | D | EAR99 | N | 85371098 | 1 | 4011209691681 | 0.72 | KG | 472.68 | 472.68 | CP12 | CP12 | SIRIUS soft starter S0 25 A, 15 kW/500 V, 40 Â°C 400-600 V AC, 24 V AC/DC Screw terminals Thermistor motor protection | - | 0 | 0
3RW4026-2BB04 |  | 3RW4026-2BB04 | 1 | UN | 1 | 2 | A | D | EAR99 | N | 85371098 | 1 | 4011209694040 | 0.773 | KG | 330.27 | 321.18 | CP12 | CP12 | SIRIUS soft starter S0 25 A, 11 kW/400 V, 40 Â°C 200-480 V AC, 24 V AC/DC spring-type terminals | Lista Papel 2020 SI | 0 | 0
3RW4026-2BB05 |  | 3RW4026-2BB05 | 1 | UN | 1 | 5 | B | D | EAR99 | N | 85371098 | 1 | 4011209694132 | 0.787 | KG | 378.75 | 367.64 | CP12 | CP12 | SIRIUS soft starter S0 25 A, 15 kW/500 V, 40 Â°C 400-600 V AC, 24 V AC/DC spring-type terminals | Lista Papel 2020 SI | 0 | 0
3RW4026-2BB14 |  | 3RW4026-2BB14 | 1 | UN | 1 | 2 | A | D | EAR99 | N | 85371098 | 1 | 4011209694125 | 0.745 | KG | 330.27 | 321.18 | CP12 | CP12 | SIRIUS soft starter S0 25 A, 11 kW/400 V, 40 Â°C 200-480 V AC, 110-230 V AC/DC spring-type terminals | Lista Papel 2020 SI | 0 | 0
3RW4026-2BB15 |  | 3RW4026-2BB15 | 1 | UN | 1 | 5 | B | D | EAR99 | N | 85371098 | 1 | 4011209694897 | 0.79 | KG | 378.75 | 367.64 | CP12 | CP12 | SIRIUS soft starter S0 25 A, 15 kW/500 V, 40 Â°C 400-600 V AC, 110-230 V AC/DC spring-type terminals | Lista Papel 2020 SI | 0 | 0
3RW4026-2TB04 |  | 3RW4026-2TB04 | 1 | UN | 1 | 5 | B | D | EAR99 | N | 85371098 | 1 | 4011209694118 | 0.74 | KG | 423.19 | 423.19 | CP12 | CP12 | SIRIUS soft starter S0 25 A, 11 kW/400 V, 40 Â°C 200-480 V AC, 24 V AC/DC spring-type terminals Thermistor motor protection | - | 0 | 0
3RW4026-2TB05 |  | 3RW4026-2TB05 | 1 | UN | 1 | 5 | B | D | EAR99 | N | 85371098 | 1 | 4011209722965 | 0.765 | KG | 472.68 | 472.68 | CP12 | CP12 | SIRIUS soft starter S0 25 A, 15 kW/500 V, 40 Â°C 400-600 V AC, 24 V AC/DC spring-type terminals Thermistor motor protection | - | 0 | 0
3RW4027-1BB04 |  | 3RW4027-1BB04 | 1 | UN | 1 | 1 | A | D | EAR99 | N | 85371098 | 1 | 4011209691704 | 0.71 | KG | 392.89 | 381.78 | CP12 | CP12 | SIRIUS soft starter S0 32 A, 15 kW/400 V, 40 Â°C 200-480 V AC, 24 V AC/DC Screw terminals | Lista Papel 2020 SI | 0 | 0
3RW4027-1BB05 |  | 3RW4027-1BB05 | 1 | UN | 1 | 5 | B | D | EAR99 | N | 85371098 | 1 | 4011209691735 | 0.745 | KG | 450.46 | 437.33 | CP12 | CP12 | SIRIUS soft starter S0 32 A, 18.5 k kW/500 V, 40 Â°C 400-600 V AC, 24 V AC/DC Screw terminals | Lista Papel 2020 SI | 0 | 0
3RW4027-1BB14 |  | 3RW4027-1BB14 | 1 | UN | 1 | 1 | A | D | EAR99 | N | 85371098 | 1 | 4011209691728 | 0.736 | KG | 392.89 | 381.78 | CP12 | CP12 | SIRIUS soft starter S0 32 A, 15 kW/400 V, 40 Â°C 200-480 V AC, 110-230 V AC/DC Screw terminals | Lista Papel 2020 SI | 0 | 0
3RW4027-1BB15 |  | 3RW4027-1BB15 | 1 | UN | 1 | 5 | B | D | EAR99 | N | 85371098 | 1 | 4011209691759 | 0.747 | KG | 450.46 | 437.33 | CP12 | CP12 | SIRIUS soft starter S0 32 A, 18.5 k kW/500 V, 40 Â°C 400-600 V AC, 110-230 V AC/DC Screw terminals | Lista Papel 2020 SI | 0 | 0
3RW4027-1TB04 |  | 3RW4027-1TB04 | 1 | UN | 1 | 1 | A | D | EAR99 | N | 85371098 | 1 | 4011209691711 | 0.71 | KG | 486.82 | 486.82 | CP12 | CP12 | SIRIUS soft starter S0 32 A, 15 kW/400 V, 40 Â°C 200-480 V AC, 24 V AC/DC Screw terminals Thermistor motor protection | - | 0 | 0
3RW4027-1TB05 |  | 3RW4027-1TB05 | 1 | UN | 1 | 5 | B | D | EAR99 | N | 85371098 | 1 | 4011209691742 | 0.744 | KG | 544.39 | 544.39 | CP12 | CP12 | SIRIUS soft starter S0 32 A, 18.5 k kW/500 V, 40 Â°C 400-600 V AC, 24 V AC/DC Screw terminals Thermistor motor protection | - | 0 | 0
3RW4027-2BB04 |  | 3RW4027-2BB04 | 1 | UN | 1 | 2 | A | D | EAR99 | N | 85371098 | 1 | 4011209694996 | 0.75 | KG | 392.89 | 381.78 | CP12 | CP12 | SIRIUS soft starter S0 32 A, 15 kW/400 V, 40 Â°C 200-480 V AC, 24 V AC/DC spring-type terminals | Lista Papel 2020 SI | 0 | 0
3RW4027-2BB05 |  | 3RW4027-2BB05 | 1 | UN | 1 | 5 | B | D | EAR99 | N | 85371098 | 1 | 4011209695207 | 0.755 | KG | 450.46 | 437.33 | CP12 | CP12 | SIRIUS soft starter S0 32 A, 18.5 k kW/500 V, 40 Â°C 400-600 V AC, 24 V AC/DC spring-type terminals | Lista Papel 2020 SI | 0 | 0
3RW4027-2BB14 |  | 3RW4027-2BB14 | 1 | UN | 1 | 2 | A | D | EAR99 | N | 85371098 | 1 | 4011209695153 | 0.766 | KG | 392.89 | 381.78 | CP12 | CP12 | SIRIUS soft starter S0 32 A, 15 kW/400 V, 40 Â°C 200-480 V AC, 110-230 V AC/DC spring-type terminals | Lista Papel 2020 SI | 0 | 0
3RW4027-2BB15 |  | 3RW4027-2BB15 | 1 | UN | 1 | 5 | B | D | EAR99 | N | 85371098 | 1 | 4011209695368 | 0.79 | KG | 450.46 | 437.33 | CP12 | CP12 | SIRIUS soft starter S0 32 A, 18.5 k kW/500 V, 40 Â°C 400-600 V AC, 110-230 V AC/DC spring-type terminals | Lista Papel 2020 SI | 0 | 0
3RW4027-2TB04 |  | 3RW4027-2TB04 | 1 | UN | 1 | 5 | B | D | EAR99 | N | 85371098 | 1 | 4011209695085 | 0.794 | KG | 486.82 | 486.82 | CP12 | CP12 | SIRIUS soft starter S0 32 A, 15 kW/400 V, 40 Â°C 200-480 V AC, 24 V AC/DC spring-type terminals Thermistor motor protection | - | 0 | 0
3RW4027-2TB05 |  | 3RW4027-2TB05 | 1 | UN | 1 | 5 | B | D | EAR99 | N | 85371098 | 1 | 4011209695351 | 0.76 | KG | 544.39 | 544.39 | CP12 | CP12 | SIRIUS soft starter S0 32 A, 18.5 k kW/500 V, 40 Â°C 400-600 V AC, 24 V AC/DC spring-type terminals Thermistor motor protection | - | 0 | 0
3RW4028-1BB04 |  | 3RW4028-1BB04 | 1 | UN | 1 | 1 | A | D | EAR99 | N | 85371098 | 1 | 4011209691766 | 0.72 | KG | 470.66 | 457.53 | CP12 | CP12 | SIRIUS soft starter S0 38 A, 18.5 kW/400 V, 40 Â°C 200-480 V AC, 24 V AC/DC Screw terminals | Lista Papel 2020 SI | 0 | 0
3RW4028-1BB05 |  | 3RW4028-1BB05 | 1 | UN | 1 | 5 | B | D | EAR99 | N | 85371098 | 1 | 4011209691797 | 0.754 | KG | 539.34 | 524.19 | CP12 | CP12 | SIRIUS soft starter S0 38 A, 22 kW/500 V, 40 Â°C 400-600 V AC, 24 V AC/DC Screw terminals | Lista Papel 2020 SI | 0 | 0
3RW4028-1BB14 |  | 3RW4028-1BB14 | 1 | UN | 1 | 1 | A | D | EAR99 | N | 85371098 | 1 | 4011209691780 | 0.71 | KG | 470.66 | 457.53 | CP12 | CP12 | SIRIUS soft starter S0 38 A, 18.5 kW/400 V, 40 Â°C 200-480 V AC, 110-230 V AC/DC Screw terminals | Lista Papel 2020 SI | 0 | 0
3RW4028-1BB15 |  | 3RW4028-1BB15 | 1 | UN | 1 | 5 | B | D | EAR99 | N | 85371098 | 1 | 4011209691810 | 0.75 | KG | 539.34 | 524.19 | CP12 | CP12 | SIRIUS soft starter S0 38 A, 22 kW/500 V, 40 Â°C 400-600 V AC, 110-230 V AC/DC Screw terminals | Lista Papel 2020 SI | 0 | 0
3RW4028-1TB04 |  | 3RW4028-1TB04 | 1 | UN | 1 | 1 | A | D | EAR99 | N | 85371098 | 1 | 4011209691773 | 0.72 | KG | 564.59 | 564.59 | CP12 | CP12 | SIRIUS soft starter S0 38 A, 18.5 kW/400 V, 40 Â°C 200-480 V AC, 24 V AC/DC Screw terminals Thermistor motor protection | - | 0 | 0
3RW4028-1TB05 |  | 3RW4028-1TB05 | 1 | UN | 1 | 5 | B | D | EAR99 | N | 85371098 | 1 | 4011209691803 | 0.714 | KG | 636.3 | 636.3 | CP12 | CP12 | SIRIUS soft starter S0 38 A, 22 kW/500 V, 40 Â°C 400-600 V AC, 24 V AC/DC Screw terminals Thermistor motor protection | - | 0 | 0
3RW4028-2BB04 |  | 3RW4028-2BB04 | 1 | UN | 1 | 2 | A | D | EAR99 | N | 85371098 | 1 | 4011209695375 | 0.8 | KG | 470.66 | 457.53 | CP12 | CP12 | SIRIUS soft starter S0 38 A, 18.5 kW/400 V, 40 Â°C 200-480 V AC, 24 V AC/DC spring-type terminals | Lista Papel 2020 SI | 0 | 0
3RW4028-2BB05 |  | 3RW4028-2BB05 | 1 | UN | 1 | 5 | B | D | EAR99 | N | 85371098 | 1 | 4011209696259 | 0.76 | KG | 539.34 | 524.19 | CP12 | CP12 | SIRIUS soft starter S0 38 A, 22 kW/500 V, 40 Â°C 400-600 V AC, 24 V AC/DC spring-type terminals | Lista Papel 2020 SI | 0 | 0
3RW4028-2BB14 |  | 3RW4028-2BB14 | 1 | UN | 1 | 2 | A | D | EAR99 | N | 85371098 | 1 | 4011209695399 | 0.74 | KG | 470.66 | 457.53 | CP12 | CP12 | SIRIUS soft starter S0 38 A, 18.5 kW/400 V, 40 Â°C 200-480 V AC, 110-230 V AC/DC spring-type terminals | Lista Papel 2020 SI | 0 | 0
3RW4028-2BB15 |  | 3RW4028-2BB15 | 1 | UN | 1 | 5 | B | D | EAR99 | N | 85371098 | 1 | 4011209696273 | 0.798 | KG | 539.34 | 524.19 | CP12 | CP12 | SIRIUS soft starter S0 38 A, 22 kW/500 V, 40 Â°C 400-600 V AC, 110-230 V AC/DC spring-type terminals | Lista Papel 2020 SI | 0 | 0
3RW4028-2TB04 |  | 3RW4028-2TB04 | 1 | UN | 1 | 5 | B | D | EAR99 | N | 85371098 | 1 | 4011209695382 | 0.74 | KG | 564.59 | 564.59 | CP12 | CP12 | SIRIUS soft starter S0 38 A, 18.5 kW/400 V, 40 Â°C 200-480 V AC, 24 V AC/DC spring-type terminals Thermistor motor protection | - | 0 | 0
3RW4028-2TB05 |  | 3RW4028-2TB05 | 1 | UN | 1 | 5 | B | D | EAR99 | N | 85371098 | 1 | 4011209696266 | 0.799 | KG | 636.3 | 636.3 | CP12 | CP12 | SIRIUS soft starter S0 38 A, 22 kW/500 V, 40 Â°C 400-600 V AC, 24 V AC/DC spring-type terminals Thermistor motor protection | - | 0 | 0
3RW4036-1BB04 |  | 3RW4036-1BB04 | 1 | UN | 1 | 1 | A | D | EAR99 | N | 85371098 | 1 | 4011209691827 | 1.28 | KG | 560.55 | 544.39 | CP12 | CP12 | SIRIUS soft starter S2 45 A, 22 kW/400 V, 40 Â°C 200-480 V AC, 24 V AC/DC Screw terminals | Lista Papel 2020 SI | 0 | 0
3RW4036-1BB05 |  | 3RW4036-1BB05 | 1 | UN | 1 | 5 | B | D | EAR99 | N | 85371098 | 1 | 4011209691858 | 1.312 | KG | 644.38 | 626.2 | CP12 | CP12 | SIRIUS soft starter S2 45 A, 30 kW/500 V, 40 Â°C 400-600 V AC, 24 V AC/DC Screw terminals | Lista Papel 2020 SI | 0 | 0
3RW4036-1BB14 |  | 3RW4036-1BB14 | 1 | UN | 1 | 1 | A | D | EAR99 | N | 85371098 | 1 | 4011209691841 | 1.308 | KG | 560.55 | 544.39 | CP12 | CP12 | SIRIUS soft starter S2 45 A, 22 kW/400 V, 40 Â°C 200-480 V AC, 110-230 V AC/DC Screw terminals | Lista Papel 2020 SI | 0 | 0
3RW4036-1BB15 |  | 3RW4036-1BB15 | 1 | UN | 1 | 5 | B | D | EAR99 | N | 85371098 | 1 | 4011209691872 | 1.34 | KG | 644.38 | 626.2 | CP12 | CP12 | SIRIUS soft starter S2 45 A, 30 kW/500 V, 40 Â°C 400-600 V AC, 110-230 V AC/DC Screw terminals | Lista Papel 2020 SI | 0 | 0
3RW4036-1TB04 |  | 3RW4036-1TB04 | 1 | UN | 1 | 1 | A | D | EAR99 | N | 85371098 | 1 | 4011209691834 | 1.308 | KG | 644.38 | 644.38 | CP12 | CP12 | SIRIUS soft starter S2 45 A, 22 kW/400 V, 40 Â°C 200-480 V AC, 24 V AC/DC Screw terminals Thermistor motor protection | - | 0 | 0
3RW4036-1TB05 |  | 3RW4036-1TB05 | 1 | UN | 1 | 5 | B | D | EAR99 | N | 85371098 | 1 | 4011209691865 | 1.307 | KG | 730.23 | 730.23 | CP12 | CP12 | SIRIUS soft starter S2 45 A, 30 kW/500 V, 40 Â°C 400-600 V AC, 24 V AC/DC Screw terminals Thermistor motor protection | - | 0 | 0
3RW4036-2BB04 |  | 3RW4036-2BB04 | 1 | UN | 1 | 2 | A | D | EAR99 | N | 85371098 | 1 | 4011209696280 | 1.306 | KG | 560.55 | 544.39 | CP12 | CP12 | SIRIUS soft starter S2 45 A, 22 kW/400 V, 40 Â°C 200-480 V AC, 24 V AC/DC spring-type terminals | Lista Papel 2020 SI | 0 | 0
3RW4036-2BB05 |  | 3RW4036-2BB05 | 1 | UN | 1 | 5 | B | D | EAR99 | N | 85371098 | 1 | 4011209696310 | 1.307 | KG | 644.38 | 626.2 | CP12 | CP12 | SIRIUS soft starter S2 45 A, 30 kW/500 V, 40 Â°C 400-600 V AC, 24 V AC/DC spring-type terminals | Lista Papel 2020 SI | 0 | 0
3RW4036-2BB14 |  | 3RW4036-2BB14 | 1 | UN | 1 | 2 | A | D | EAR99 | N | 85371098 | 1 | 4011209696303 | 1.289 | KG | 560.55 | 544.39 | CP12 | CP12 | SIRIUS soft starter S2 45 A, 22 kW/400 V, 40 Â°C 200-480 V AC, 110-230 V AC/DC spring-type terminals | Lista Papel 2020 SI | 0 | 0
3RW4036-2BB15 |  | 3RW4036-2BB15 | 1 | UN | 1 | 5 | B | D | EAR99 | N | 85371098 | 1 | 4011209696334 | 1.296 | KG | 644.38 | 626.2 | CP12 | CP12 | SIRIUS soft starter S2 45 A, 30 kW/500 V, 40 Â°C 400-600 V AC, 110-230 V AC/DC spring-type terminals | Lista Papel 2020 SI | 0 | 0
3RW4036-2TB04 |  | 3RW4036-2TB04 | 1 | UN | 1 | 5 | B | D | EAR99 | N | 85371098 | 1 | 4011209696297 | 1.239 | KG | 644.38 | 644.38 | CP12 | CP12 | SIRIUS soft starter S2 45 A, 22 kW/400 V, 40 Â°C 200-480 V AC, 24 V AC/DC spring-type terminals Thermistor motor protection | - | 0 | 0
3RW4036-2TB05 |  | 3RW4036-2TB05 | 1 | UN | 1 | 5 | B | D | EAR99 | N | 85371098 | 1 | 4011209696327 | 1.298 | KG | 730.23 | 730.23 | CP12 | CP12 | SIRIUS soft starter S2 45 A, 30 kW/500 V, 40 Â°C 400-600 V AC, 24 V AC/DC spring-type terminals Thermistor motor protection | - | 0 | 0
3RW4037-1BB04 |  | 3RW4037-1BB04 | 1 | UN | 1 | 1 | A | D | EAR99 | N | 85371098 | 1 | 4011209692053 | 1.3 | KG | 665.59 | 646.4 | CP12 | CP12 | SIRIUS soft starter S2 63 A, 30 kW/400 V, 40 Â°C 200-480 V AC, 24 V AC/DC Screw terminals | Lista Papel 2020 SI | 0 | 0
3RW4037-1BB05 |  | 3RW4037-1BB05 | 1 | UN | 1 | 5 | B | D | EAR99 | N | 85371098 | 1 | 4011209692084 | 1.321 | KG | 763.56 | 742.35 | CP12 | CP12 | SIRIUS soft starter S2 63 A, 37 kW/500 V, 40 Â°C 400-600 V AC, 24 V AC/DC Screw terminals | Lista Papel 2020 SI | 0 | 0
3RW4037-1BB14 |  | 3RW4037-1BB14 | 1 | UN | 1 | 1 | A | D | EAR99 | N | 85371098 | 1 | 4011209692077 | 1.314 | KG | 665.59 | 646.4 | CP12 | CP12 | SIRIUS soft starter S2 63 A, 30 kW/400 V, 40 Â°C 200-480 V AC, 110-230 V AC/DC Screw terminals | Lista Papel 2020 SI | 0 | 0
3RW4037-1BB15 |  | 3RW4037-1BB15 | 1 | UN | 1 | 5 | B | D | EAR99 | N | 85371098 | 1 | 4011209692107 | 1.291 | KG | 763.56 | 742.35 | CP12 | CP12 | SIRIUS soft starter S2 63 A, 37 kW/500 V, 40 Â°C 400-600 V AC, 110-230 V AC/DC Screw terminals | Lista Papel 2020 SI | 0 | 0
3RW4037-1TB04 |  | 3RW4037-1TB04 | 1 | UN | 1 | 1 | A | D | EAR99 | N | 85371098 | 1 | 4011209692060 | 1.322 | KG | 746.39 | 746.39 | CP12 | CP12 | SIRIUS soft starter S2 63 A, 30 kW/400 V, 40 Â°C 200-480 V AC, 24 V AC/DC Screw terminals Thermistor motor protection | - | 0 | 0
3RW4037-1TB05 |  | 3RW4037-1TB05 | 1 | UN | 1 | 5 | B | D | EAR99 | N | 85371098 | 1 | 4011209692091 | 1.302 | KG | 849.41 | 849.41 | CP12 | CP12 | SIRIUS soft starter S2 63 A, 37 kW/500 V, 40 Â°C 400-600 V AC, 24 V AC/DC Screw terminals Thermistor motor protection | - | 0 | 0
3RW4037-2BB04 |  | 3RW4037-2BB04 | 1 | UN | 1 | 2 | A | D | EAR99 | N | 85371098 | 1 | 4011209696341 | 1.299 | KG | 665.59 | 646.4 | CP12 | CP12 | SIRIUS soft starter S2 63 A, 30 kW/400 V, 40 Â°C 200-480 V AC, 24 V AC/DC spring-type terminals | Lista Papel 2020 SI | 0 | 0
3RW4037-2BB05 |  | 3RW4037-2BB05 | 1 | UN | 1 | 5 | B | D | EAR99 | N | 85371098 | 1 | 4011209696372 | 1.316 | KG | 763.56 | 742.35 | CP12 | CP12 | SIRIUS soft starter S2 63 A, 37 kW/500 V, 40 Â°C 400-600 V AC, 24 V AC/DC spring-type terminals | Lista Papel 2020 SI | 0 | 0
3RW4037-2BB14 |  | 3RW4037-2BB14 | 1 | UN | 1 | 2 | A | D | EAR99 | N | 85371098 | 1 | 4011209696365 | 1.299 | KG | 665.59 | 646.4 | CP12 | CP12 | SIRIUS soft starter S2 63 A, 30 kW/400 V, 40 Â°C 200-480 V AC, 110-230 V AC/DC spring-type terminals | Lista Papel 2020 SI | 0 | 0
3RW4037-2BB15 |  | 3RW4037-2BB15 | 1 | UN | 1 | 5 | B | D | EAR99 | N | 85371098 | 1 | 4011209696396 | 1.29 | KG | 763.56 | 742.35 | CP12 | CP12 | SIRIUS soft starter S2 63 A, 37 kW/500 V, 40 Â°C 400-600 V AC, 110-230 V AC/DC spring-type terminals | Lista Papel 2020 SI | 0 | 0
3RW4037-2TB04 |  | 3RW4037-2TB04 | 1 | UN | 1 | 5 | B | D | EAR99 | N | 85371098 | 1 | 4011209696358 | 1.303 | KG | 746.39 | 746.39 | CP12 | CP12 | SIRIUS soft starter S2 63 A, 30 kW/400 V, 40 Â°C 200-480 V AC, 24 V AC/DC spring-type terminals Thermistor motor protection | - | 0 | 0
3RW4037-2TB05 |  | 3RW4037-2TB05 | 1 | UN | 1 | 5 | B | D | EAR99 | N | 85371098 | 1 | 4011209696389 | 1.311 | KG | 849.41 | 849.41 | CP12 | CP12 | SIRIUS soft starter S2 63 A, 37 kW/500 V, 40 Â°C 400-600 V AC, 24 V AC/DC spring-type terminals Thermistor motor protection | - | 0 | 0
3RW4038-1BB04 |  | 3RW4038-1BB04 | 1 | UN | 1 | 1 | A | D | EAR99 | N | 85371098 | 1 | 4011209692206 | 1.3 | KG | 772.65 | 750.43 | CP12 | CP12 | SIRIUS soft starter S2 72 A, 37 kW/400 V, 40 Â°C 200-480 V AC, 24 V AC/DC Screw terminals | Lista Papel 2020 SI | 0 | 0
3RW4038-1BB05 |  | 3RW4038-1BB05 | 1 | UN | 1 | 5 | B | D | EAR99 | N | 85371098 | 1 | 4011209692992 | 1.305 | KG | 884.76 | 859.51 | CP12 | CP12 | SIRIUS soft starter S2 72 A, 45 kW/500 V, 40 Â°C 400-600 V AC, 24 V AC/DC Screw terminals | Lista Papel 2020 SI | 0 | 0
3RW4038-1BB14 |  | 3RW4038-1BB14 | 1 | UN | 1 | 1 | A | D | EAR99 | N | 85371098 | 1 | 4011209692930 | 1.31 | KG | 772.65 | 750.43 | CP12 | CP12 | SIRIUS soft starter S2 72 A, 37 kW/400 V, 40 Â°C 200-480 V AC, 110-230 V AC/DC Screw terminals | Lista Papel 2020 SI | 0 | 0
3RW4038-1BB15 |  | 3RW4038-1BB15 | 1 | UN | 1 | 5 | B | D | EAR99 | N | 85371098 | 1 | 4011209693166 | 1.309 | KG | 884.76 | 859.51 | CP12 | CP12 | SIRIUS soft starter S2 72 A, 45 kW/500 V, 40 Â°C 400-600 V AC, 110-230 V AC/DC Screw terminals | Lista Papel 2020 SI | 0 | 0
3RW4038-1TB04 |  | 3RW4038-1TB04 | 1 | UN | 1 | 1 | A | D | EAR99 | N | 85371098 | 1 | 4011209692893 | 1.315 | KG | 855.47 | 855.47 | CP12 | CP12 | SIRIUS soft starter S2 72 A, 37 kW/400 V, 40 Â°C 200-480 V AC, 24 V AC/DC Screw terminals Thermistor motor protection | - | 0 | 0
3RW4038-1TB05 |  | 3RW4038-1TB05 | 1 | UN | 1 | 5 | B | D | EAR99 | N | 85371098 | 1 | 4011209693074 | 1.31 | KG | 967.58 | 967.58 | CP12 | CP12 | SIRIUS soft starter S2 72 A, 45 kW/500 V, 40 Â°C 400-600 V AC, 24 V AC/DC Screw terminals Thermistor motor protection | - | 0 | 0
3RW4038-2BB04 |  | 3RW4038-2BB04 | 1 | UN | 1 | 2 | A | D | EAR99 | N | 85371098 | 1 | 4011209696402 | 1.309 | KG | 772.65 | 750.43 | CP12 | CP12 | SIRIUS soft starter S2 72 A, 37 kW/400 V, 40 Â°C 200-480 V AC, 24 V AC/DC spring-type terminals | Lista Papel 2020 SI | 0 | 0
3RW4038-2BB05 |  | 3RW4038-2BB05 | 1 | UN | 1 | 5 | B | D | EAR99 | N | 85371098 | 1 | 4011209696457 | 1.312 | KG | 884.76 | 859.51 | CP12 | CP12 | SIRIUS soft starter S2 72 A, 45 kW/500 V, 40 Â°C 400-600 V AC, 24 V AC/DC spring-type terminals | Lista Papel 2020 SI | 0 | 0
3RW4038-2BB14 |  | 3RW4038-2BB14 | 1 | UN | 1 | 2 | A | D | EAR99 | N | 85371098 | 1 | 4011209696440 | 1.295 | KG | 772.65 | 750.43 | CP12 | CP12 | SIRIUS soft starter S2 72 A, 37 kW/400 V, 40 Â°C 200-480 V AC, 110-230 V AC/DC spring-type terminals | Lista Papel 2020 SI | 0 | 0
3RW4038-2BB15 |  | 3RW4038-2BB15 | 1 | UN | 1 | 5 | B | D | EAR99 | N | 85371098 | 1 | 4011209696471 | 1.294 | KG | 884.76 | 859.51 | CP12 | CP12 | SIRIUS soft starter S2 72 A, 45 kW/500 V, 40 Â°C 400-600 V AC, 110-230 V AC/DC spring-type terminals | Lista Papel 2020 SI | 0 | 0
3RW4038-2TB04 |  | 3RW4038-2TB04 | 1 | UN | 1 | 5 | B | D | EAR99 | N | 85371098 | 1 | 4011209696433 | 1.309 | KG | 855.47 | 855.47 | CP12 | CP12 | SIRIUS soft starter S2 72 A, 37 kW/400 V, 40 Â°C 200-480 V AC, 24 V AC/DC spring-type terminals Thermistor motor protection | - | 0 | 0
3RW4038-2TB05 |  | 3RW4038-2TB05 | 1 | UN | 1 | 5 | B | D | EAR99 | N | 85371098 | 1 | 4011209696464 | 1.308 | KG | 967.58 | 967.58 | CP12 | CP12 | SIRIUS soft starter S2 72 A, 45 kW/500 V, 40 Â°C 400-600 V AC, 24 V AC/DC spring-type terminals Thermistor motor protection | - | 0 | 0
3RW4046-1BB04 |  | 3RW4046-1BB04 | 1 | UN | 1 | 1 | A | D | EAR99 | N | 85371098 | 1 | 4011209693234 | 1.874 | KG | 868.6 | 844.36 | CP12 | CP12 | SIRIUS soft starter S3 80 A, 45 kW/400 V, 40 Â°C 200-480 V AC, 24 V AC/DC Screw terminals | Lista Papel 2020 SI | 0 | 0
3RW4046-1BB05 |  | 3RW4046-1BB05 | 1 | UN | 1 | 5 | B | D | EAR99 | N | 85371098 | 1 | 4011209693289 | 1.876 | KG | 999.9 | 971.62 | CP12 | CP12 | SIRIUS soft starter S3 80 A, 55 kW/500 V, 40 Â°C 400-600 V AC, 24 V AC/DC Screw terminals | Lista Papel 2020 SI | 0 | 0
3RW4046-1BB14 |  | 3RW4046-1BB14 | 1 | UN | 1 | 1 | A | D | EAR99 | N | 85371098 | 1 | 4011209693258 | 1.88 | KG | 868.6 | 844.36 | CP12 | CP12 | SIRIUS soft starter S3 80 A, 45 kW/400 V, 40 Â°C 200-480 V AC, 110-230 V AC/DC Screw terminals | Lista Papel 2020 SI | 0 | 0
3RW4046-1BB15 |  | 3RW4046-1BB15 | 1 | UN | 1 | 5 | B | D | EAR99 | N | 85371098 | 1 | 4011209693296 | 1.91 | KG | 999.9 | 971.62 | CP12 | CP12 | SIRIUS soft starter S3 80 A, 55 kW/500 V, 40 Â°C 400-600 V AC, 110-230 V AC/DC Screw terminals | Lista Papel 2020 SI | 0 | 0
3RW4046-1TB04 |  | 3RW4046-1TB04 | 1 | UN | 1 | 1 | A | D | EAR99 | N | 85371098 | 1 | 4011209693241 | 1.884 | KG | 954.45 | 954.45 | CP12 | CP12 | SIRIUS soft starter S3 80 A, 45 kW/400 V, 40 Â°C 200-480 V AC, 24 V AC/DC Screw terminals Thermistor motor protection | - | 0 | 0
3RW4046-1TB05 |  | 3RW4046-1TB05 | 1 | UN | 1 | 5 | B | D | EAR99 | N | 85371098 | 1 | 4011209693272 | 1.879 | KG | 1090.8 | 1090.8 | CP12 | CP12 | SIRIUS soft starter S3 80 A, 55 kW/500 V, 40 Â°C 400-600 V AC, 24 V AC/DC Screw terminals Thermistor motor protection | - | 0 | 0
3RW4046-2BB04 |  | 3RW4046-2BB04 | 1 | UN | 1 | 2 | A | D | EAR99 | N | 85371098 | 1 | 4011209696488 | 1.865 | KG | 868.6 | 844.36 | CP12 | CP12 | SIRIUS soft starter S3 80 A, 45 kW/400 V, 40 Â°C 200-480 V AC, 24 V AC/DC spring-type terminals | Lista Papel 2020 SI | 0 | 0
3RW4046-2BB05 |  | 3RW4046-2BB05 | 1 | UN | 1 | 5 | B | D | EAR99 | N | 85371098 | 1 | 4011209696518 | 1.861 | KG | 999.9 | 971.62 | CP12 | CP12 | SIRIUS soft starter S3 80 A, 55 kW/500 V, 40 Â°C 400-600 V AC, 24 V AC/DC spring-type terminals | Lista Papel 2020 SI | 0 | 0
3RW4046-2BB14 |  | 3RW4046-2BB14 | 1 | UN | 1 | 2 | A | D | EAR99 | N | 85371098 | 1 | 4011209696501 | 1.856 | KG | 868.6 | 844.36 | CP12 | CP12 | SIRIUS soft starter S3 80 A, 45 kW/400 V, 40 Â°C 200-480 V AC, 110-230 V AC/DC spring-type terminals | Lista Papel 2020 SI | 0 | 0
3RW4046-2BB15 |  | 3RW4046-2BB15 | 1 | UN | 1 | 5 | B | D | EAR99 | N | 85371098 | 1 | 4011209696549 | 1.865 | KG | 999.9 | 971.62 | CP12 | CP12 | SIRIUS soft starter S3 80 A, 55 kW/500 V, 40 Â°C 400-600 V AC, 110-230 V AC/DC spring-type terminals | Lista Papel 2020 SI | 0 | 0
3RW4046-2TB04 |  | 3RW4046-2TB04 | 1 | UN | 1 | 5 | B | D | EAR99 | N | 85371098 | 1 | 4011209696495 | 1.864 | KG | 954.45 | 954.45 | CP12 | CP12 | SIRIUS soft starter S3 80 A, 45 kW/400 V, 40 Â°C 200-480 V AC, 24 V AC/DC spring-type terminals Thermistor motor protection | - | 0 | 0
3RW4046-2TB05 |  | 3RW4046-2TB05 | 1 | UN | 1 | 5 | B | D | EAR99 | N | 85371098 | 1 | 4011209696532 | 1.874 | KG | 1090.8 | 1090.8 | CP12 | CP12 | SIRIUS soft starter S3 80 A, 55 kW/500 V, 40 Â°C 400-600 V AC, 24 V AC/DC spring-type terminals Thermistor motor protection | - | 0 | 0
3RW4047-1BB04 |  | 3RW4047-1BB04 | 1 | UN | 1 | 1 | A | D | EAR99 | N | 85371098 | 1 | 4011209693302 | 1.885 | KG | 947.38 | 921.12 | CP12 | CP12 | SIRIUS soft starter S3 106 A, 55 kW/400 V, 40 Â°C 200-480 V AC, 24 V AC/DC Screw terminals | Lista Papel 2020 SI | 0 | 0
3RW4047-1BB05 |  | 3RW4047-1BB05 | 1 | UN | 1 | 5 | B | D | EAR99 | N | 85371098 | 1 | 4011209693265 | 1.84 | KG | 1090.8 | 1060.5 | CP12 | CP12 | SIRIUS soft starter S3 106 A, 75 kW/500 V, 40 Â°C 400-600 V AC, 24 V AC/DC Screw terminals | Lista Papel 2020 SI | 0 | 0
3RW4047-1BB14 |  | 3RW4047-1BB14 | 1 | UN | 1 | 1 | A | D | EAR99 | N | 85371098 | 1 | 4011209693326 | 1.867 | KG | 947.38 | 921.12 | CP12 | CP12 | SIRIUS soft starter S3 106 A, 55 kW/400 V, 40 Â°C 200-480 V AC, 110-230 V AC/DC Screw terminals | Lista Papel 2020 SI | 0 | 0
3RW4047-1BB15 |  | 3RW4047-1BB15 | 1 | UN | 1 | 5 | B | D | EAR99 | N | 85371098 | 1 | 4011209693340 | 1.853 | KG | 1090.8 | 1060.5 | CP12 | CP12 | SIRIUS soft starter S3 106 A, 75 kW/500 V, 40 Â°C 400-600 V AC, 110-230 V AC/DC Screw terminals | Lista Papel 2020 SI | 0 | 0
3RW4047-1TB04 |  | 3RW4047-1TB04 | 1 | UN | 1 | 1 | A | D | EAR99 | N | 85371098 | 1 | 4011209693319 | 1.884 | KG | 1030.2 | 1030.2 | CP12 | CP12 | SIRIUS soft starter S3 106 A, 55 kW/400 V, 40 Â°C 200-480 V AC, 24 V AC/DC Screw terminals Thermistor motor protection | - | 0 | 0
3RW4047-1TB05 |  | 3RW4047-1TB05 | 1 | UN | 1 | 5 | B | D | EAR99 | N | 85371098 | 1 | 4011209693333 | 1.884 | KG | 1181.7 | 1181.7 | CP12 | CP12 | SIRIUS soft starter S3 106 A, 75 kW/500 V, 40 Â°C 400-600 V AC, 24 V AC/DC Screw terminals Thermistor motor protection | - | 0 | 0
3RW4047-2BB04 |  | 3RW4047-2BB04 | 1 | UN | 1 | 2 | A | D | EAR99 | N | 85371098 | 1 | 4011209696556 | 1.858 | KG | 947.38 | 921.12 | CP12 | CP12 | SIRIUS soft starter S3 106 A, 55 kW/400 V, 40 Â°C 200-480 V AC, 24 V AC/DC spring-type terminals | Lista Papel 2020 SI | 0 | 0
3RW4047-2BB05 |  | 3RW4047-2BB05 | 1 | UN | 1 | 5 | B | D | EAR99 | N | 85371098 | 1 | 4011209696587 | 1.869 | KG | 1090.8 | 1060.5 | CP12 | CP12 | SIRIUS soft starter S3 106 A, 75 kW/500 V, 40 Â°C 400-600 V AC, 24 V AC/DC spring-type terminals | Lista Papel 2020 SI | 0 | 0
3RW4047-2BB14 |  | 3RW4047-2BB14 | 1 | UN | 1 | 2 | A | D | EAR99 | N | 85371098 | 1 | 4011209696570 | 1.845 | KG | 947.38 | 921.12 | CP12 | CP12 | SIRIUS soft starter S3 106 A, 55 kW/400 V, 40 Â°C 200-480 V AC, 110-230 V AC/DC spring-type terminals | Lista Papel 2020 SI | 0 | 0
3RW4047-2BB15 |  | 3RW4047-2BB15 | 1 | UN | 1 | 5 | B | D | EAR99 | N | 85371098 | 1 | 4011209696600 | 1.853 | KG | 1090.8 | 1060.5 | CP12 | CP12 | SIRIUS soft starter S3 106 A, 75 kW/500 V, 40 Â°C 400-600 V AC, 110-230 V AC/DC spring-type terminals | Lista Papel 2020 SI | 0 | 0
3RW4047-2TB04 |  | 3RW4047-2TB04 | 1 | UN | 1 | 5 | B | D | EAR99 | N | 85371098 | 1 | 4011209696563 | 1.862 | KG | 1030.2 | 1030.2 | CP12 | CP12 | SIRIUS soft starter S3 106 A, 55 kW/400 V, 40 Â°C 200-480 V AC, 24 V AC/DC spring-type terminals Thermistor motor protection | - | 0 | 0
3RW4047-2TB05 |  | 3RW4047-2TB05 | 1 | UN | 1 | 5 | B | D | EAR99 | N | 85371098 | 1 | 4011209696594 | 1.85 | KG | 1181.7 | 1181.7 | CP12 | CP12 | SIRIUS soft starter S3 106 A, 75 kW/500 V, 40 Â°C 400-600 V AC, 24 V AC/DC spring-type terminals Thermistor motor protection | - | 0 | 0
3RW4055-2BB34 |  | 3RW4055-2BB34 | 1 | UN | 1 | 5 | B | D | N | N | 85371098 | 1 | 4011209611757 | 4.95 | KG | 1003.94 | 975.66 | CP12 | CP12 | SIRIUS soft starter S6 117 A, 75 hp/460 V, 50 Â°C 200-460 V AC, 115 V AC spring-type terminals !!! Phased-out product !!! Successor is SIRIUS 3RW5. Preferred successor type is >>3RW5055-2AB14<< | Lista Papel 2020 SI | 0 | 0
3RW4055-2BB35 |  | 3RW4055-2BB35 | 1 | UN | 1 | 5 | B | D | N | N | 85371098 | 1 | 4011209611764 | 5.02 | KG | 1161.5 | 1131.2 | CP12 | CP12 | SIRIUS soft starter S6 117 A, 100 hp/575 V, 50 Â°C 400-600 V AC, 115 V AC spring-type terminals !!! Phased-out product !!! Successor is SIRIUS 3RW5, Preferred successor type is >>3RW5055-2AB15<< | Lista Papel 2020 SI | 0 | 0
3RW4055-2BB44 |  | 3RW4055-2BB44 | 1 | UN | 1 | 5 | B | D | N | N | 85371098 | 1 | 4011209611771 | 4.96 | KG | 1003.94 | 975.66 | CP12 | CP12 | SIRIUS soft starter S6 134 A, 75 kW/400 V, 40 Â°C 200-460 V AC, 230 V AC spring-type terminals !!! Phased-out product !!! Successor is SIRIUS 3RW5, Preferred successor type is >>3RW5055-2AB14<< | Lista Papel 2020 SI | 0 | 0
3RW4055-2BB45 |  | 3RW4055-2BB45 | 1 | UN | 1 | 5 | B | D | N | N | 85371098 | 1 | 4011209611788 | 5.025 | KG | 1161.5 | 1131.2 | CP12 | CP12 | SIRIUS soft starter S6 134 A, 90 kW/500 V, 40 Â°C 400-600 V AC, 230 V AC spring-type terminals !!! Phased-out product !!! Successor is SIRIUS 3RW5, Preferred successor type is >>3RW5055-2AB15<< | Lista Papel 2020 SI | 0 | 0
3RW4055-6BB34 |  | 3RW4055-6BB34 | 1 | UN | 1 | 5 | B | D | N | N | 85371098 | 1 | 4011209611795 | 4.947 | KG | 1003.94 | 975.66 | CP12 | CP12 | SIRIUS soft starter S6 117 A, 75 hp/460 V, 50 Â°C 200-460 V AC, 115 V AC Screw terminals !!! Phased-out product !!! Successor is SIRIUS 3RW5, Preferred successor type is >>3RW5055-6AB14<< | Lista Papel 2020 SI | 0 | 0
3RW4055-6BB35 |  | 3RW4055-6BB35 | 1 | UN | 1 | 5 | B | D | N | N | 85371098 | 1 | 4011209611801 | 5.03 | KG | 1161.5 | 1131.2 | CP12 | CP12 | SIRIUS soft starter S6 117 A, 100 hp/575 V, 50 Â°C 400-600 V AC, 115 V AC Screw terminals !!! Phased-out product !!! Successor is SIRIUS 3RW5, Preferred successor type is >>3RW5055-6AB15<< | Lista Papel 2020 SI | 0 | 0
3RW4055-6BB44 |  | 3RW4055-6BB44 | 1 | UN | 1 | 1 | A | D | N | N | 85371098 | 1 | 4011209611818 | 4.976 | KG | 1003.94 | 975.66 | CP12 | CP12 | SIRIUS soft starter S6 134 A, 75 kW/400 V, 40 Â°C 200-460 V AC, 230 V AC Screw terminals !!! Phased-out product !!! Successor is SIRIUS 3RW5, Preferred successor type is >>3RW5055-6AB14<< | Lista Papel 2020 SI | 0 | 0
3RW4055-6BB45 |  | 3RW4055-6BB45 | 1 | UN | 1 | 5 | B | D | N | N | 85371098 | 1 | 4011209611825 | 5.018 | KG | 1161.5 | 1131.2 | CP12 | CP12 | SIRIUS soft starter S6 134 A, 90 kW/500 V, 40 Â°C 400-600 V AC, 230 V AC Screw terminals !!! Phased-out product !!! Successor is SIRIUS 3RW5, Preferred successor type is >>3RW5055-6AB15<< | Lista Papel 2020 SI | 0 | 0
3RW4056-2BB34 |  | 3RW4056-2BB34 | 1 | UN | 1 | 5 | B | D | N | N | 85371098 | 1 | 4011209611832 | 6.907 | KG | 1262.5 | 1222.1 | CP12 | CP12 | SIRIUS soft starter S6 145 A, 100 hp/460 V, 50 Â°C 200-460 V AC, 115 V AC spring-type terminals !!! Phased-out product !!! Successor is SIRIUS 3RW5, Preferred successor type is >>3RW5056-2AB14<< | Lista Papel 2020 SI | 0 | 0
3RW4056-2BB35 |  | 3RW4056-2BB35 | 1 | UN | 1 | 5 | B | D | N | N | 85371098 | 1 | 4011209611849 | 6.9 | KG | 1424.1 | 1383.7 | CP12 | CP12 | SIRIUS soft starter S6 145 A, 150 hp/575 V, 50 Â°C 400-600 V AC, 115 V AC spring-type terminals !!! Phased-out product !!! Successor is SIRIUS 3RW5, Preferred successor type is >>3RW5056-2AB15<< | Lista Papel 2020 SI | 0 | 0
3RW4056-2BB44 |  | 3RW4056-2BB44 | 1 | UN | 1 | 5 | B | D | N | N | 85371098 | 1 | 4011209611856 | 6.92 | KG | 1262.5 | 1222.1 | CP12 | CP12 | SIRIUS soft starter S6 162 A, 90 kW/400 V, 40 Â°C 200-460 V AC, 230 V AC spring-type terminals !!! Phased-out product !!! Successor is SIRIUS 3RW5, Preferred successor type is >>3RW5056-2AB14<< | Lista Papel 2020 SI | 0 | 0
3RW4056-2BB45 |  | 3RW4056-2BB45 | 1 | UN | 1 | 5 | B | D | N | N | 85371098 | 1 | 4011209611863 | 6.95 | KG | 1424.1 | 1383.7 | CP12 | CP12 | SIRIUS soft starter S6 162 A, 110 kW/500 V, 40 Â°C 400-600 V AC, 230 V AC spring-type terminals !!! Phased-out product !!! Successor is SIRIUS 3RW5, Preferred successor type is >>3RW5056-2AB15<< | Lista Papel 2020 SI | 0 | 0
3RW4056-6BB34 |  | 3RW4056-6BB34 | 1 | UN | 1 | 5 | B | D | N | N | 85371098 | 1 | 4011209611870 | 6.91 | KG | 1262.5 | 1222.1 | CP12 | CP12 | SIRIUS soft starter S6 145 A, 100 hp/460 V, 50 Â°C 200-460 V AC, 115 V AC Screw terminals !!! Phased-out product !!! Successor is SIRIUS 3RW5, Preferred successor type is >>3RW5056-6AB14<< | Lista Papel 2020 SI | 0 | 0
3RW4056-6BB35 |  | 3RW4056-6BB35 | 1 | UN | 1 | 5 | B | D | N | N | 85371098 | 1 | 4011209611887 | 6.9 | KG | 1424.1 | 1383.7 | CP12 | CP12 | SIRIUS soft starter S6 145 A, 150 hp/575 V, 50 Â°C 400-600 V AC, 115 V AC Screw terminals !!! Phased-out product !!! Successor is SIRIUS 3RW5, Preferred successor type is >>3RW5056-6AB15<< | Lista Papel 2020 SI | 0 | 0
3RW4056-6BB44 |  | 3RW4056-6BB44 | 1 | UN | 1 | 5 | B | D | N | N | 85371098 | 1 | 4011209611894 | 6.77 | KG | 1262.5 | 1222.1 | CP12 | CP12 | SIRIUS soft starter S6 162 A, 90 kW/400 V, 40 Â°C 200-460 V AC, 230 V AC Screw terminals !!! Phased-out product !!! Successor is SIRIUS 3RW5, Preferred successor type is >>3RW5056-6AB14<< | Lista Papel 2020 SI | 0 | 0
3RW4056-6BB45 |  | 3RW4056-6BB45 | 1 | UN | 1 | 5 | B | D | N | N | 85371098 | 1 | 4011209611900 | 6.904 | KG | 1424.1 | 1383.7 | CP12 | CP12 | SIRIUS soft starter S6 162 A, 110 kW/500 V, 40 Â°C 400-600 V AC, 230 V AC Screw terminals !!! Phased-out product !!! Successor is SIRIUS 3RW5, Preferred successor type is >>3RW5056-6AB15<< | Lista Papel 2020 SI | 0 | 0
3RW4073-2BB34 |  | 3RW4073-2BB34 | 1 | UN | 1 | 5 | B | D | N | N | 85371098 | 1 | 4011209611917 | 8.67 | KG | 1393.8 | 1353.4 | CP12 | CP12 | SIRIUS soft starter S12 205 A, 150 hp/460 V, 50 Â°C 200-460 V AC, 115 V AC spring-type terminals !!! Phased-out product !!! Successor is SIRIUS 3RW5, Preferred successor type is >>3RW5073-2AB14<< | Lista Papel 2020 SI | 0 | 0
3RW4073-2BB35 |  | 3RW4073-2BB35 | 1 | UN | 1 | 5 | B | D | EAR99 | N | 85371098 | 1 | 4011209611924 | 8.835 | KG | 1605.9 | 1565.5 | CP12 | CP12 | SIRIUS soft starter S12 205 A, 200 hp/575 V, 50 Â°C 400-600 V AC, 115 V AC spring-type terminals !!! Phased-out product !!! Successor is SIRIUS 3RW5, Preferred successor type is >>3RW5073-2AB15<< | Lista Papel 2020 SI | 0 | 0
3RW4073-2BB44 |  | 3RW4073-2BB44 | 1 | UN | 1 | 5 | B | D | N | N | 85371098 | 1 | 4011209611931 | 8.718 | KG | 1393.8 | 1353.4 | CP12 | CP12 | SIRIUS soft starter S12 230 A, 132 kW/400 V, 40 Â°C 200-460 V AC, 230 V AC spring-type terminals !!! Phased-out product !!! Successor is SIRIUS 3RW5, Preferred successor type is >>3RW5073-2AB14<< | Lista Papel 2020 SI | 0 | 0
3RW4073-2BB45 |  | 3RW4073-2BB45 | 1 | UN | 1 | 5 | B | D | EAR99 | N | 85371098 | 1 | 4011209611948 | 8.67 | KG | 1605.9 | 1565.5 | CP12 | CP12 | SIRIUS soft starter S12 230 A, 160 kW/500 V, 40 Â°C 400-600 V AC, 230 V AC spring-type terminals !!! Phased-out product !!! Successor is SIRIUS 3RW5, Preferred successor type is >>3RW5073-2AB15<< | Lista Papel 2020 SI | 0 | 0
3RW4073-6AB44 |  | 3RW4073-6AB44 | 1 | UN | 1 | 5 | B | D | N | N | 85371098 | 1 | 4011209611085 | 8.125 | KG | 1706.9 | 1706.9 | CP12 | CP12 | SIRIUS soft starter S12 134 A, 75 kW/400 V, 40 Â°C 200-460 V AC, 230 V AC Screw terminals without bypass !!! Phased-out product !!! Successor is SIRIUS 3RW5. | - | 0 | 4
3RW4073-6BB34 |  | 3RW4073-6BB34 | 1 | UN | 1 | 5 | B | D | N | N | 85371098 | 1 | 4011209611955 | 8.755 | KG | 1393.8 | 1353.4 | CP12 | CP12 | SIRIUS soft starter S12 205 A, 150 hp/460 V, 50 Â°C 200-460 V AC, 115 V AC Screw terminals !!! Phased-out product !!! Successor is SIRIUS 3RW5, Preferred successor type is >>3RW5073-6AB14<< | Lista Papel 2020 SI | 0 | 0
3RW4073-6BB35 |  | 3RW4073-6BB35 | 1 | UN | 1 | 5 | B | D | EAR99 | N | 85371098 | 1 | 4011209611962 | 8.84 | KG | 1605.9 | 1565.5 | CP12 | CP12 | SIRIUS soft starter S12 205 A, 200 hp/575 V, 50 Â°C 400-600 V AC, 115 V AC Screw terminals !!! Phased-out product !!! Successor is SIRIUS 3RW5, Preferred successor type is >>3RW5073-6AB15<< | Lista Papel 2020 SI | 0 | 0
3RW4073-6BB44 |  | 3RW4073-6BB44 | 1 | UN | 1 | 5 | B | D | N | N | 85371098 | 1 | 4011209611979 | 8.695 | KG | 1393.8 | 1353.4 | CP12 | CP12 | SIRIUS soft starter S12 230 A, 132 kW/400 V, 40 Â°C 200-460 V AC, 230 V AC Screw terminals !!! Phased-out product !!! Successor is SIRIUS 3RW5, Preferred successor type is >>3RW5073-6AB14<< | Lista Papel 2020 SI | 0 | 0
3RW4073-6BB45 |  | 3RW4073-6BB45 | 1 | UN | 1 | 5 | B | D | EAR99 | N | 85371098 | 1 | 4011209611986 | 8.793 | KG | 1605.9 | 1565.5 | CP12 | CP12 | SIRIUS soft starter S12 230 A, 160 kW/500 V, 40 Â°C 400-600 V AC, 230 V AC Screw terminals !!! Phased-out product !!! Successor is SIRIUS 3RW5, Preferred successor type is >>3RW5073-6AB15<< | Lista Papel 2020 SI | 0 | 0
3RW4074-2BB34 |  | 3RW4074-2BB34 | 1 | UN | 1 | 5 | B | D | N | N | 85371098 | 1 | 4011209611993 | 8.88 | KG | 1565.5 | 1525.1 | CP12 | CP12 | SIRIUS soft starter S12 248 A, 200 hp/460 V, 50 Â°C 200-460 V AC, 115 V AC spring-type terminals !!! Phased-out product !!! Successor is SIRIUS 3RW5, Preferred successor type is >>3RW5074-2AB14<< | Lista Papel 2020 SI | 0 | 0
3RW4074-2BB35 |  | 3RW4074-2BB35 | 1 | UN | 1 | 5 | B | D | N | N | 85371098 | 1 | 4011209612006 | 8.84 | KG | 1797.8 | 1747.3 | CP12 | CP12 | SIRIUS soft starter S12 248 A, 250 hp/575 V, 50 Â°C 400-600 V AC, 115 V AC spring-type terminals !!! Phased-out product !!! Successor is SIRIUS 3RW5, Preferred successor type is >>3RW5074-2AB15<< | Lista Papel 2020 SI | 0 | 0
3RW4074-2BB44 |  | 3RW4074-2BB44 | 1 | UN | 1 | 5 | B | D | N | N | 85371098 | 1 | 4011209612013 | 9.1 | KG | 1565.5 | 1525.1 | CP12 | CP12 | SIRIUS soft starter S12 280 A, 160 kW/400 V, 40 Â°C 200-460 V AC, 230 V AC spring-type terminals !!! Phased-out product !!! Successor is SIRIUS 3RW5, Preferred successor type is >>3RW5074-2AB14<< | Lista Papel 2020 SI | 0 | 0
3RW4074-2BB45 |  | 3RW4074-2BB45 | 1 | UN | 1 | 5 | B | D | N | N | 85371098 | 1 | 4011209612020 | 8.97 | KG | 1797.8 | 1747.3 | CP12 | CP12 | SIRIUS soft starter S12 280 A, 200 kW/500 V, 40 Â°C 400-600 V AC, 230 V AC spring-type terminals !!! Phased-out product !!! Successor is SIRIUS 3RW5, Preferred successor type is >>3RW5074-2AB15<< | Lista Papel 2020 SI | 0 | 0
3RW4074-6BB34 |  | 3RW4074-6BB34 | 1 | UN | 1 | 5 | B | D | N | N | 85371098 | 1 | 4011209612037 | 8.9 | KG | 1565.5 | 1525.1 | CP12 | CP12 | SIRIUS soft starter S12 248 A, 200 hp/460 V, 50 Â°C 200-460 V AC, 115 V AC Screw terminals !!! Phased-out product !!! Successor is SIRIUS 3RW5, Preferred successor type is >>3RW5074-6AB14<< | Lista Papel 2020 SI | 0 | 0
3RW4074-6BB35 |  | 3RW4074-6BB35 | 1 | UN | 1 | 5 | B | D | N | N | 85371098 | 1 | 4011209612044 | 8.925 | KG | 1797.8 | 1747.3 | CP12 | CP12 | SIRIUS soft starter S12 248 A, 250 hp/575 V, 50 Â°C 400-600 V AC, 115 V AC Screw terminals !!! Phased-out product !!! Successor is SIRIUS 3RW5, Preferred successor type is >>3RW5074-6AB15<< | Lista Papel 2020 SI | 0 | 0
3RW4074-6BB44 |  | 3RW4074-6BB44 | 1 | UN | 1 | 5 | B | D | N | N | 85371098 | 1 | 4011209612051 | 8.82 | KG | 1565.5 | 1525.1 | CP12 | CP12 | SIRIUS soft starter S12 280 A, 160 kW/400 V, 40 Â°C 200-460 V AC, 230 V AC Screw terminals !!! Phased-out product !!! Successor is SIRIUS 3RW5, Preferred successor type is >>3RW5074-6AB14<< | Lista Papel 2020 SI | 0 | 0
3RW4074-6BB45 |  | 3RW4074-6BB45 | 1 | UN | 1 | 5 | B | D | N | N | 85371098 | 1 | 4011209612068 | 8.846 | KG | 1797.8 | 1747.3 | CP12 | CP12 | SIRIUS soft starter S12 280 A, 200 kW/500 V, 40 Â°C 400-600 V AC, 230 V AC Screw terminals !!! Phased-out product !!! Successor is SIRIUS 3RW5, Preferred successor type is >>3RW5074-6AB15<< | Lista Papel 2020 SI | 0 | 0
3RW4075-2BB34 |  | 3RW4075-2BB34 | 1 | UN | 1 | 5 | B | D | N | N | 85371098 | 1 | 4011209612075 | 8.917 | KG | 1838.2 | 1787.7 | CP12 | CP12 | SIRIUS soft starter S12 315 A, 250 hp/460 V, 50 Â°C 200-460 V AC, 115 V AC spring-type terminals !!! Phased-out product !!! Successor is SIRIUS 3RW5, Preferred successor type is >>3RW5075-2AB14<< | Lista Papel 2020 SI | 0 | 0
3RW4075-2BB35 |  | 3RW4075-2BB35 | 1 | UN | 1 | 5 | B | D | N | N | 85371098 | 1 | 4011209612082 | 8.94 | KG | 2121 | 2060.4 | CP12 | CP12 | SIRIUS soft starter S12 315 A, 300 hp/575 V, 50 Â°C 400-600 V AC, 115 V AC spring-type terminals !!! Phased-out product !!! Successor is SIRIUS 3RW5, Preferred successor type is >>3RW5075-2AB15<< | Lista Papel 2020 SI | 0 | 0
3RW4075-2BB44 |  | 3RW4075-2BB44 | 1 | UN | 1 | 5 | B | D | N | N | 85371098 | 1 | 4011209612099 | 8.95 | KG | 1838.2 | 1787.7 | CP12 | CP12 | SIRIUS soft starter S12 356 A, 200 kW/400 V, 40 Â°C 200-460 V AC, 230 V AC spring-type terminals !!! Phased-out product !!! Successor is SIRIUS 3RW5, Preferred successor type is >>3RW5075-2AB14<< | Lista Papel 2020 SI | 0 | 0
3RW4075-2BB45 |  | 3RW4075-2BB45 | 1 | UN | 1 | 5 | B | D | N | N | 85371098 | 1 | 4011209612105 | 8.93 | KG | 2121 | 2060.4 | CP12 | CP12 | SIRIUS soft starter S12 356 A, 250 kW/500 V, 40 Â°C 400-600 V AC, 230 V AC spring-type terminals !!! Phased-out product !!! Successor is SIRIUS 3RW5, Preferred successor type is >>3RW5075-2AB15<< | Lista Papel 2020 SI | 0 | 0
3RW4075-6BB34 |  | 3RW4075-6BB34 | 1 | UN | 1 | 5 | B | D | N | N | 85371098 | 1 | 4011209612112 | 8.86 | KG | 1838.2 | 1787.7 | CP12 | CP12 | SIRIUS soft starter S12 315 A, 250 hp/460 V, 50 Â°C 200-460 V AC, 115 V AC Screw terminals !!! Phased-out product !!! Successor is SIRIUS 3RW5, Preferred successor type is >>3RW5075-6AB14<< | Lista Papel 2020 SI | 0 | 0
3RW4075-6BB35 |  | 3RW4075-6BB35 | 1 | UN | 1 | 5 | B | D | N | N | 85371098 | 1 | 4011209612129 | 9.025 | KG | 2121 | 2060.4 | CP12 | CP12 | SIRIUS soft starter S12 315 A, 300 hp/575 V, 50 Â°C 400-600 V AC, 115 V AC Screw terminals !!! Phased-out product !!! Successor is SIRIUS 3RW5, Preferred successor type is >>3RW5075-6AB15<< | Lista Papel 2020 SI | 0 | 0
3RW4075-6BB44 |  | 3RW4075-6BB44 | 1 | UN | 1 | 5 | B | D | N | N | 85371098 | 1 | 4011209612136 | 9 | KG | 1838.2 | 1787.7 | CP12 | CP12 | SIRIUS soft starter S12 356 A, 200 kW/400 V, 40 Â°C 200-460 V AC, 230 V AC Screw terminals !!! Phased-out product !!! Successor is SIRIUS 3RW5, Preferred successor type is >>3RW5075-6AB14<< | Lista Papel 2020 SI | 0 | 0
3RW4075-6BB45 |  | 3RW4075-6BB45 | 1 | UN | 1 | 5 | B | D | N | N | 85371098 | 1 | 4011209612143 | 8.882 | KG | 2121 | 2060.4 | CP12 | CP12 | SIRIUS soft starter S12 356 A, 250 kW/500 V, 40 Â°C 400-600 V AC, 230 V AC Screw terminals !!! Phased-out product !!! Successor is SIRIUS 3RW5, Preferred successor type is >>3RW5075-6AB15<< | Lista Papel 2020 SI | 0 | 0
3RW4076-2BB34 |  | 3RW4076-2BB34 | 1 | UN | 1 | 5 | B | D | N | N | 85371098 | 1 | 4011209612150 | 8.85 | KG | 2434.1 | 2363.4 | CP12 | CP12 | SIRIUS soft starter S12 385 A, 300 hp/460 V, 50 Â°C 200-460 V AC, 115 V AC spring-type terminals !!! Phased-out product !!! Successor is SIRIUS 3RW5, Preferred successor type is >>3RW5076-2AB14<< | Lista Papel 2020 SI | 0 | 0
3RW4076-2BB35 |  | 3RW4076-2BB35 | 1 | UN | 1 | 5 | B | D | N | N | 85371098 | 1 | 4011209612167 | 7.5 | KG | 2777.5 | 2696.7 | CP12 | CP12 | SIRIUS soft starter S12 385 A, 400 hp/575 V, 50 Â°C 400-600 V AC, 115 V AC spring-type terminals !!! Phased-out product !!! Successor is SIRIUS 3RW5, Preferred successor type is >>3RW5076-2AB15<< | Lista Papel 2020 SI | 0 | 0
3RW4076-2BB44 |  | 3RW4076-2BB44 | 1 | UN | 1 | 5 | B | D | N | N | 85371098 | 1 | 4011209612174 | 8.95 | KG | 2434.1 | 2363.4 | CP12 | CP12 | SIRIUS soft starter S12 432 A, 250 kW/400 V, 40 Â°C 200-460 V AC, 230 V AC spring-type terminals !!! Phased-out product !!! Successor is SIRIUS 3RW5, Preferred successor type is >>3RW5076-2AB14<< | Lista Papel 2020 SI | 0 | 0
3RW4076-2BB45 |  | 3RW4076-2BB45 | 1 | UN | 1 | 5 | B | D | N | N | 85371098 | 1 | 4011209612181 | 8.94 | KG | 2777.5 | 2696.7 | CP12 | CP12 | SIRIUS soft starter S12 432 A, 315 kW/500 V, 40 Â°C 400-600 V AC, 230 V AC spring-type terminals !!! Phased-out product !!! Successor is SIRIUS 3RW5, Preferred successor type is >>3RW5076-2AB15<< | Lista Papel 2020 SI | 0 | 0
3RW4076-6BB34 |  | 3RW4076-6BB34 | 1 | UN | 1 | 5 | B | D | N | N | 85371098 | 1 | 4011209612198 | 8.88 | KG | 2434.1 | 2363.4 | CP12 | CP12 | SIRIUS soft starter S12 385 A, 300 hp/460 V, 50 Â°C 200-460 V AC, 115 V AC Screw terminals !!! Phased-out product !!! Successor is SIRIUS 3RW5, Preferred successor type is >>3RW5076-6AB14<< | Lista Papel 2020 SI | 0 | 0
3RW4076-6BB35 |  | 3RW4076-6BB35 | 1 | UN | 1 | 5 | B | D | N | N | 85371098 | 1 | 4011209612204 | 8.91 | KG | 2777.5 | 2696.7 | CP12 | CP12 | SIRIUS soft starter S12 385 A, 400 hp/575 V, 50 Â°C 400-600 V AC, 115 V AC Screw terminals !!! Phased-out product !!! Successor is SIRIUS 3RW5, Preferred successor type is >>3RW5076-6AB15<< | Lista Papel 2020 SI | 0 | 0
3RW4076-6BB44 |  | 3RW4076-6BB44 | 1 | UN | 1 | 5 | B | D | N | N | 85371098 | 1 | 4011209612211 | 8.808 | KG | 2434.1 | 2363.4 | CP12 | CP12 | SIRIUS soft starter S12 432 A, 250 kW/400 V, 40 Â°C 200-460 V AC, 230 V AC Screw terminals !!! Phased-out product !!! Successor is SIRIUS 3RW5, Preferred successor type is >>3RW5076-6AB14<< | Lista Papel 2020 SI | 0 | 0
3RW4076-6BB45 |  | 3RW4076-6BB45 | 1 | UN | 1 | 5 | B | D | N | N | 85371098 | 1 | 4011209612228 | 9.1 | KG | 2777.5 | 2696.7 | CP12 | CP12 | SIRIUS soft starter S12 432 A, 315 kW/500 V, 40 Â°C 400-600 V AC, 230 V AC Screw terminals !!! Phased-out product !!! Successor is SIRIUS 3RW5, Preferred successor type is >>3RW5076-6AB15<< | Lista Papel 2020 SI | 0 | 0
3RW4422-1BC34 |  | 3RW4422-1BC34 | 1 | UN | 1 | 5 | B | D | EAR99 | N | 85371098 | 1 | 4011209625259 | 5.44 | KG | 1292.8 | 1252.4 | CP12 | CP12 | SIRIUS soft starter Values at 460 V, 50 Â°C standard: 26 A, 15 hp Inside-delta: 45 A, 30 hp 200-460 V AC, 115 V AC Screw terminals !!! Phased-out product !!! Successor is SIRIUS 3RW5, Preferred successor type is >>3RW5516-1HA14<< | Lista Papel 2020 SI | 0 | 0
3RW4422-1BC35 |  | 3RW4422-1BC35 | 1 | UN | 1 | 5 | B | D | EAR99 | N | 85371098 | 1 | 4011209625280 | 5.493 | KG | 1484.7 | 1444.3 | CP12 | CP12 | SIRIUS soft starter Values at 575 V, 50 Â°C standard: 26 A, 20 hp Inside-delta: 45 A, 40 hp 400-600 V AC, 115 V AC Screw terminals !!! Phased-out product !!! Successor is SIRIUS 3RW5, Preferred successor type is >>3RW5516-1HA15<< | Lista Papel 2020 SI | 0 | 0
3RW4422-1BC36 |  | 3RW4422-1BC36 | 1 | UN | 1 | 5 | B | D | EAR99 | N | 85371098 | 1 | 4011209625303 | 5.573 | KG | 1676.6 | 1626.1 | CP12 | CP12 | SIRIUS soft starter Values at 575 V, 50 Â°C standard: 26 A, 20 hp Inside-delta: 45 A, 40 hp 400-690 V AC, 115 V AC Screw terminals !!! Phased-out product !!! Successor is SIRIUS 3RW5, Preferred successor type is >>3RW5524-1HA16<< | Lista Papel 2020 SI | 0 | 0
3RW4422-1BC44 |  | 3RW4422-1BC44 | 1 | UN | 1 | 5 | B | D | EAR99 | N | 85371098 | 1 | 4011209625266 | 5.014 | KG | 1292.8 | 1252.4 | CP12 | CP12 | SIRIUS soft starter Values at 400 V, 40 Â°C standard: 29 A, 15 kW Inside-delta: 50 A, 22 kW 200-460 V AC, 230 V AC Screw terminals !!! Phased-out product !!! Successor is SIRIUS 3RW5, Preferred successor type is >>3RW5516-1HA14<< | Lista Papel 2020 SI | 0 | 0
3RW4422-1BC45 |  | 3RW4422-1BC45 | 1 | UN | 1 | 5 | B | D | EAR99 | N | 85371098 | 1 | 4011209625273 | 5.505 | KG | 1484.7 | 1444.3 | CP12 | CP12 | SIRIUS soft starter Values at 500 V, 40 Â°C standard: 29 A, 18.5 kW Inside-delta: 50 A, 30 kW 400-600 V AC, 230 V AC Screw terminals !!! Phased-out product !!! Successor is SIRIUS 3RW5, Preferred successor type is >>3RW5516-1HA15<< | Lista Papel 2020 SI | 0 | 0
3RW4422-1BC46 |  | 3RW4422-1BC46 | 1 | UN | 1 | 5 | B | D | EAR99 | N | 85371098 | 1 | 4011209625297 | 6.57 | KG | 1676.6 | 1626.1 | CP12 | CP12 | SIRIUS soft starter Values at 690 V, 40 Â°C standard: 29 A, 30 kW Inside-delta: only up to 600 V 400-690 V AC, 230 V AC Screw terminals !!! Phased-out product !!! Successor is SIRIUS 3RW5, Preferred successor type is >>3RW5524-1HA16<< | Lista Papel 2020 SI | 0 | 0
3RW4422-3BC34 |  | 3RW4422-3BC34 | 1 | UN | 1 | 5 | B | D | EAR99 | N | 85371098 | 1 | 4011209626812 | 5.4 | KG | 1292.8 | 1252.4 | CP12 | CP12 | SIRIUS soft starter Values at 460 V, 50 Â°C standard: 26 A, 15 hp Inside-delta: 45 A, 30 hp 200-460 V AC, 115 V AC spring-type terminals !!! Phased-out product !!! Successor is SIRIUS 3RW5, Preferred successor type is >>3RW5516-3HA14<< | Lista Papel 2020 SI | 0 | 0
3RW4422-3BC35 |  | 3RW4422-3BC35 | 1 | UN | 1 | 5 | B | D | EAR99 | N | 85371098 | 1 | 4011209626836 | 5.38 | KG | 1484.7 | 1444.3 | CP12 | CP12 | SIRIUS soft starter Values at 575 V, 50 Â°C standard: 26 A, 20 hp Inside-delta: 45 A, 40 hp 400-600 V AC, 115 V AC spring-type terminals !!! Phased-out product !!! Successor is SIRIUS 3RW5, Preferred successor type is >>3RW5516-3HA15<< | Lista Papel 2020 SI | 0 | 0
3RW4422-3BC36 |  | 3RW4422-3BC36 | 1 | UN | 1 | 5 | B | D | EAR99 | N | 85371098 | 1 | 4011209626850 | 4.875 | KG | 1676.6 | 1626.1 | CP12 | CP12 | SIRIUS soft starter Values at 575 V, 50 Â°C standard: 26 A, 20 hp Inside-delta: 45 A, 40 hp 400-690 V AC, 115 V AC spring-type terminals !!! Phased-out product !!! Successor is SIRIUS 3RW5, Preferred successor type is >>3RW5524-3HA16<< | Lista Papel 2020 SI | 0 | 0
3RW4422-3BC44 |  | 3RW4422-3BC44 | 1 | UN | 1 | 5 | B | D | EAR99 | N | 85371098 | 1 | 4011209626805 | 5.42 | KG | 1292.8 | 1252.4 | CP12 | CP12 | SIRIUS soft starter Values at 400 V, 40 Â°C standard: 29 A, 15 kW Inside-delta: 50 A, 22 kW 200-460 V AC, 230 V AC spring-type terminals !!! Phased-out product !!! Successor is SIRIUS 3RW5, Preferred successor type is >>3RW5516-3HA14<< | Lista Papel 2020 SI | 0 | 0
3RW4422-3BC45 |  | 3RW4422-3BC45 | 1 | UN | 1 | 5 | B | D | EAR99 | N | 85371098 | 1 | 4011209626829 | 5.324 | KG | 1484.7 | 1444.3 | CP12 | CP12 | SIRIUS soft starter Values at 500 V, 40 Â°C standard: 29 A, 18.5 kW Inside-delta: 50 A, 30 kW 400-600 V AC, 230 V AC spring-type terminals !!! Phased-out product !!! Successor is SIRIUS 3RW5, Preferred successor type is >>3RW5516-3HA15<< | Lista Papel 2020 SI | 0 | 0
3RW4422-3BC46 |  | 3RW4422-3BC46 | 1 | UN | 1 | 5 | B | D | EAR99 | N | 85371098 | 1 | 4011209626843 | 4.953 | KG | 1676.6 | 1626.1 | CP12 | CP12 | SIRIUS soft starter Values at 690 V, 40 Â°C standard: 29 A, 30 kW Inside-delta: only up to 600 V 400-690 V AC, 230 V AC spring-type terminals !!! Phased-out product !!! Successor is SIRIUS 3RW5, Preferred successor type is >>3RW5524-3HA16<< | Lista Papel 2020 SI | 0 | 0
3RW4423-1BC34 |  | 3RW4423-1BC34 | 1 | UN | 1 | 5 | B | D | EAR99 | N | 85371098 | 1 | 4011209637566 | 6.6 | KG | 1454.4 | 1414 | CP12 | CP12 | SIRIUS soft starter Values at 460 V, 50 Â°C standard: 32 A, 20 hp Inside-delta: 55 A, 40 hp 200-460 V AC, 115 V AC Screw terminals !!! Phased-out product !!! Successor is SIRIUS 3RW5, Preferred successor type is >>3RW5517-1HA14<< | Lista Papel 2020 SI | 0 | 0
3RW4423-1BC35 |  | 3RW4423-1BC35 | 1 | UN | 1 | 5 | B | D | EAR99 | N | 85371098 | 1 | 4011209625341 | 6.51 | KG | 1676.6 | 1626.1 | CP12 | CP12 | SIRIUS soft starter Values at 575 V, 50 Â°C standard: 32 A, 25 hp Inside-delta: 55 A, 50 hp 400-600 V AC, 115 V AC Screw terminals !!! Phased-out product !!! Successor is SIRIUS 3RW5, Preferred successor type is >>3RW5517-1HA15<< | Lista Papel 2020 SI | 0 | 0
3RW4423-1BC36 |  | 3RW4423-1BC36 | 1 | UN | 1 | 5 | B | D | EAR99 | N | 85371098 | 1 | 4011209625365 | 4.912 | KG | 1898.8 | 1848.3 | CP12 | CP12 | SIRIUS soft starter Values at 575 V, 50 Â°C standard: 32 A, 25 hp Inside-delta: 55 A, 50 hp 400-690 V AC, 115 V AC Screw terminals !!! Phased-out product !!! Successor is SIRIUS 3RW5, Preferred successor type is >>3RW5524-1HA16<< | Lista Papel 2020 SI | 0 | 0
3RW4423-1BC44 |  | 3RW4423-1BC44 | 1 | UN | 1 | 5 | B | D | EAR99 | N | 85371098 | 1 | 4011209625310 | 7.21 | KG | 1454.4 | 1414 | CP12 | CP12 | SIRIUS soft starter Values at 400 V, 40 Â°C standard: 36 A, 18.5 kW Inside-delta: 62 A, 30 kW 200-460 V AC, 230 V AC Screw terminals !!! Phased-out product !!! Successor is SIRIUS 3RW5, Preferred successor type is >>3RW5517-1HA14<< | Lista Papel 2020 SI | 0 | 0
3RW4423-1BC45 |  | 3RW4423-1BC45 | 1 | UN | 1 | 5 | B | D | EAR99 | N | 85371098 | 1 | 4011209625334 | 6.5 | KG | 1676.6 | 1626.1 | CP12 | CP12 | SIRIUS soft starter Values at 500 V, 40 Â°C standard: 36 A, 22 kW Inside-delta: 62 A, 37 kW 400-600 V AC, 230 V AC Screw terminals !!! Phased-out product !!! Successor is SIRIUS 3RW5, Preferred successor type is >>3RW5517-1HA15<< | Lista Papel 2020 SI | 0 | 0
3RW4423-1BC46 |  | 3RW4423-1BC46 | 1 | UN | 1 | 5 | B | D | EAR99 | N | 85371098 | 1 | 4011209625358 | 5.48 | KG | 1898.8 | 1848.3 | CP12 | CP12 | SIRIUS soft starter Values at 690 V, 40 Â°C standard: 36 A, 37 kW Inside-delta: only up to 600 V 400-690 V AC, 230 V AC Screw terminals !!! Phased-out product !!! Successor is SIRIUS 3RW5, Preferred successor type is >>3RW5524-1HA16<< | Lista Papel 2020 SI | 0 | 0
3RW4423-3BC34 |  | 3RW4423-3BC34 | 1 | UN | 1 | 5 | B | D | EAR99 | N | 85371098 | 1 | 4011209626874 | 5.095 | KG | 1454.4 | 1414 | CP12 | CP12 | SIRIUS soft starter Values at 460 V, 50 Â°C standard: 32 A, 20 hp Inside-delta: 55 A, 40 hp 200-460 V AC, 115 V AC spring-type terminals !!! Phased-out product !!! Successor is SIRIUS 3RW5, Preferred successor type is >>3RW5517-3HA14<< | Lista Papel 2020 SI | 0 | 0
3RW4423-3BC35 |  | 3RW4423-3BC35 | 1 | UN | 1 | 5 | B | D | EAR99 | N | 85371098 | 1 | 4011209626898 | 4.981 | KG | 1676.6 | 1626.1 | CP12 | CP12 | SIRIUS soft starter Values at 575 V, 50 Â°C standard: 32 A, 25 hp Inside-delta: 55 A, 50 hp 400-600 V AC, 115 V AC spring-type terminals !!! Phased-out product !!! Successor is SIRIUS 3RW5, Preferred successor type is >>3RW5517-3HA15<< | Lista Papel 2020 SI | 0 | 0
3RW4423-3BC36 |  | 3RW4423-3BC36 | 1 | UN | 1 | 5 | B | D | EAR99 | N | 85371098 | 1 | 4011209626911 | 4.993 | KG | 1898.8 | 1848.3 | CP12 | CP12 | SIRIUS soft starter Values at 575 V, 50 Â°C standard: 32 A, 25 hp Inside-delta: 55 A, 50 hp 400-690 V AC, 115 V AC spring-type terminals !!! Phased-out product !!! Successor is SIRIUS 3RW5, Preferred successor type is >>3RW5524-3HA16<< | Lista Papel 2020 SI | 0 | 0
3RW4423-3BC44 |  | 3RW4423-3BC44 | 1 | UN | 1 | 5 | B | D | EAR99 | N | 85371098 | 1 | 4011209626867 | 5.5 | KG | 1454.4 | 1414 | CP12 | CP12 | SIRIUS soft starter Values at 400 V, 40 Â°C standard: 36 A, 18.5 kW Inside-delta: 62 A, 30 kW 200-460 V AC, 230 V AC spring-type terminals !!! Phased-out product !!! Successor is SIRIUS 3RW5, Preferred successor type is >>3RW5517-3HA14<< | Lista Papel 2020 SI | 0 | 0
3RW4423-3BC45 |  | 3RW4423-3BC45 | 1 | UN | 1 | 5 | B | D | EAR99 | N | 85371098 | 1 | 4011209626881 | 5.54 | KG | 1676.6 | 1626.1 | CP12 | CP12 | SIRIUS soft starter Values at 500 V, 40 Â°C standard: 36 A, 22 kW Inside-delta: 62 A, 37 kW 400-600 V AC, 230 V AC spring-type terminals !!! Phased-out product !!! Successor is SIRIUS 3RW5, Preferred successor type is >>3RW5517-3HA15<< | Lista Papel 2020 SI | 0 | 0
3RW4423-3BC46 |  | 3RW4423-3BC46 | 1 | UN | 1 | 5 | B | D | EAR99 | N | 85371098 | 1 | 4011209626904 | 4.919 | KG | 1898.8 | 1848.3 | CP12 | CP12 | SIRIUS soft starter Values at 690 V, 40 Â°C standard: 36 A, 37 kW Inside-delta: only up to 600 V 400-690 V AC, 230 V AC spring-type terminals !!! Phased-out product !!! Successor is SIRIUS 3RW5, Preferred successor type is >>3RW5524-3HA16<< | Lista Papel 2020 SI | 0 | 0
3RW4424-1BC34 |  | 3RW4424-1BC34 | 1 | UN | 1 | 5 | B | D | EAR99 | N | 85371098 | 1 | 4011209625389 | 5.43 | KG | 1676.6 | 1626.1 | CP12 | CP12 | SIRIUS soft starter Values at 460 V, 50 Â°C standard: 42 A, 25 hp Inside-delta: 73 A, 50 hp 200-460 V AC, 115 V AC Screw terminals !!! Phased-out product !!! Successor is SIRIUS 3RW5, Preferred successor type is >>3RW5524-1HA14<< | Lista Papel 2020 SI | 0 | 0
3RW4424-1BC35 |  | 3RW4424-1BC35 | 1 | UN | 1 | 5 | B | D | EAR99 | N | 85371098 | 1 | 4011209625402 | 5.405 | KG | 1929.1 | 1878.6 | CP12 | CP12 | SIRIUS soft starter Values at 575 V, 50 Â°C standard: 42 A, 30 hp Inside-delta: 73 A, 60 hp 400-600 V AC, 115 V AC Screw terminals !!! Phased-out product !!! Successor is SIRIUS 3RW5, Preferred successor type is >>3RW5524-1HA16<< | Lista Papel 2020 SI | 0 | 0
3RW4424-1BC36 |  | 3RW4424-1BC36 | 1 | UN | 1 | 5 | B | D | EAR99 | N | 85371098 | 1 | 4011209625426 | 5.35 | KG | 2191.7 | 2131.1 | CP12 | CP12 | SIRIUS soft starter Values at 575 V, 50 Â°C standard: 42 A, 30 hp Inside-delta: 73 A, 60 hp 400-690 V AC, 115 V AC Screw terminals !!! Phased-out product !!! Successor is SIRIUS 3RW5, Preferred successor type is >>3RW5524-1HA16<< | Lista Papel 2020 SI | 0 | 0
3RW4424-1BC44 |  | 3RW4424-1BC44 | 1 | UN | 1 | 5 | B | D | EAR99 | N | 85371098 | 1 | 4011209625372 | 5.485 | KG | 1676.6 | 1626.1 | CP12 | CP12 | SIRIUS soft starter Values at 400 V, 40 Â°C standard: 47 A, 22 kW Inside-delta: 81 A, 45 kW 200-460 V AC, 230 V AC Screw terminals !!! Phased-out product !!! Successor is SIRIUS 3RW5, Preferred successor type is >>3RW5524-1HA14<< | Lista Papel 2020 SI | 0 | 0
3RW4424-1BC45 |  | 3RW4424-1BC45 | 1 | UN | 1 | 5 | B | D | EAR99 | N | 85371098 | 1 | 4011209625396 | 6.55 | KG | 1929.1 | 1878.6 | CP12 | CP12 | SIRIUS soft starter Values at 500 V, 40 Â°C standard: 47 A, 30 kW Inside-delta: 81 A, 45 kW 400-600 V AC, 230 V AC Screw terminals !!! Phased-out product !!! Successor is SIRIUS 3RW5, Preferred successor type is >>3RW5524-1HA16<< | Lista Papel 2020 SI | 0 | 0
3RW4424-1BC46 |  | 3RW4424-1BC46 | 1 | UN | 1 | 5 | B | D | EAR99 | N | 85371098 | 1 | 4011209625419 | 5.795 | KG | 2191.7 | 2131.1 | CP12 | CP12 | SIRIUS soft starter Values at 690 V, 40 Â°C standard: 47 A, 45 kW Inside-delta: only up to 600 V 400-690 V AC, 230 V AC Screw terminals !!! Phased-out product !!! Successor is SIRIUS 3RW5, Preferred successor type is >>3RW5524-1HA16<< | Lista Papel 2020 SI | 0 | 0
3RW4424-3BC34 |  | 3RW4424-3BC34 | 1 | UN | 1 | 5 | B | D | EAR99 | N | 85371098 | 1 | 4011209626935 | 5.48 | KG | 1676.6 | 1626.1 | CP12 | CP12 | SIRIUS soft starter Values at 460 V, 50 Â°C standard: 42 A, 25 hp Inside-delta: 73 A, 50 hp 200-460 V AC, 115 V AC spring-type terminals !!! Phased-out product !!! Successor is SIRIUS 3RW5, Preferred successor type is >>3RW5524-3HA14<< | Lista Papel 2020 SI | 0 | 0
3RW4424-3BC35 |  | 3RW4424-3BC35 | 1 | UN | 1 | 5 | B | D | EAR99 | N | 85371098 | 1 | 4011209626959 | 5.18 | KG | 1929.1 | 1878.6 | CP12 | CP12 | SIRIUS soft starter Values at 575 V, 50 Â°C standard: 42 A, 30 hp Inside-delta: 73 A, 60 hp 400-600 V AC, 115 V AC spring-type terminals !!! Phased-out product !!! Successor is SIRIUS 3RW5, Preferred successor type is >>3RW5524-3HA16<< | Lista Papel 2020 SI | 0 | 0
3RW4424-3BC36 |  | 3RW4424-3BC36 | 1 | UN | 1 | 5 | B | D | EAR99 | N | 85371098 | 1 | 4011209626973 | 5.49 | KG | 2191.7 | 2131.1 | CP12 | CP12 | SIRIUS soft starter Values at 575 V, 50 Â°C standard: 42 A, 30 hp Inside-delta: 73 A, 60 hp 400-690 V AC, 115 V AC spring-type terminals !!! Phased-out product !!! Successor is SIRIUS 3RW5, Preferred successor type is >>3RW5524-3HA16<< | Lista Papel 2020 SI | 0 | 0
3RW4424-3BC44 |  | 3RW4424-3BC44 | 1 | UN | 1 | 5 | B | D | EAR99 | N | 85371098 | 1 | 4011209626928 | 5.18 | KG | 1676.6 | 1626.1 | CP12 | CP12 | SIRIUS soft starter Values at 400 V, 40 Â°C standard: 47 A, 22 kW Inside-delta: 81 A, 45 kW 200-460 V AC, 230 V AC spring-type terminals !!! Phased-out product !!! Successor is SIRIUS 3RW5, Preferred successor type is >>3RW5524-3HA14<< | Lista Papel 2020 SI | 0 | 0
3RW4424-3BC45 |  | 3RW4424-3BC45 | 1 | UN | 1 | 5 | B | D | EAR99 | N | 85371098 | 1 | 4011209626942 | 5.54 | KG | 1929.1 | 1878.6 | CP12 | CP12 | SIRIUS soft starter Values at 500 V, 40 Â°C standard: 47 A, 30 kW Inside-delta: 81 A, 45 kW 400-600 V AC, 230 V AC spring-type terminals !!! Phased-out product !!! Successor is SIRIUS 3RW5, Preferred successor type is >>3RW5524-3HA16<< | Lista Papel 2020 SI | 0 | 0
3RW4424-3BC46 |  | 3RW4424-3BC46 | 1 | UN | 1 | 5 | B | D | EAR99 | N | 85371098 | 1 | 4011209626966 | 4.461 | KG | 2191.7 | 2131.1 | CP12 | CP12 | SIRIUS soft starter Values at 690 V, 40 Â°C standard: 47 A, 45 kW Inside-delta: only up to 600 V 400-690 V AC, 230 V AC spring-type terminals !!! Phased-out product !!! Successor is SIRIUS 3RW5, Preferred successor type is >>3RW5524-3HA16<< | Lista Papel 2020 SI | 0 | 0
3RW4425-1BC34 |  | 3RW4425-1BC34 | 1 | UN | 1 | 5 | B | D | EAR99 | N | 85371098 | 1 | 4011209625440 | 10.1 | KG | 1848.3 | 1797.8 | CP12 | CP12 | SIRIUS soft starter Values at 460 V, 50 Â°C standard: 51 A, 30 hp Inside-delta: 88 A, 60 hp 200-460 V AC, 115 V AC Screw terminals !!! Phased-out product !!! Successor is SIRIUS 3RW5, Preferred successor type is >>3RW5525-1HA14<< | Lista Papel 2020 SI | 0 | 0
3RW4425-1BC35 |  | 3RW4425-1BC35 | 1 | UN | 1 | 5 | B | D | EAR99 | N | 85371098 | 1 | 4011209625464 | 6.69 | KG | 2121 | 2060.4 | CP12 | CP12 | SIRIUS soft starter Values at 575 V, 50 Â°C standard: 51 A, 40 hp Inside-delta: 88 A, 75 hp 400-600 V AC, 115 V AC Screw terminals !!! Phased-out product !!! Successor is SIRIUS 3RW5, Preferred successor type is >>3RW5525-1HA16<< | Lista Papel 2020 SI | 0 | 0
3RW4425-1BC36 |  | 3RW4425-1BC36 | 1 | UN | 1 | 5 | B | D | EAR99 | N | 85371098 | 1 | 4011209625488 | 5.66 | KG | 2434.1 | 2363.4 | CP12 | CP12 | SIRIUS soft starter Values at 575 V, 50 Â°C standard: 51 A, 40 hp Inside-delta: 88 A, 75 hp 400-690 V AC, 115 V AC Screw terminals !!! Phased-out product !!! Successor is SIRIUS 3RW5, Preferred successor type is >>3RW5525-1HA16<< | Lista Papel 2020 SI | 0 | 0
3RW4425-1BC44 |  | 3RW4425-1BC44 | 1 | UN | 1 | 5 | B | D | EAR99 | N | 85371098 | 1 | 4011209625433 | 5.69 | KG | 1848.3 | 1797.8 | CP12 | CP12 | SIRIUS soft starter Values at 400 V, 40 Â°C standard: 57 A, 30 kW Inside-delta: 99 A, 55 kW 200-460 V AC, 230 V AC Screw terminals !!! Phased-out product !!! Successor is SIRIUS 3RW5, Preferred successor type is >>3RW5525-1HA14<< | Lista Papel 2020 SI | 0 | 0
3RW4425-1BC45 |  | 3RW4425-1BC45 | 1 | UN | 1 | 5 | B | D | EAR99 | N | 85371098 | 1 | 4011209625457 | 6.75 | KG | 2121 | 2060.4 | CP12 | CP12 | SIRIUS soft starter Values at 500 V, 40 Â°C standard: 57 A, 37 kW Inside-delta: 99 A, 55 kW 400-600 V AC, 230 V AC Screw terminals !!! Phased-out product !!! Successor is SIRIUS 3RW5, Preferred successor type is >>3RW5525-1HA16<< | Lista Papel 2020 SI | 0 | 0
3RW4425-1BC46 |  | 3RW4425-1BC46 | 1 | UN | 1 | 5 | B | D | EAR99 | N | 85371098 | 1 | 4011209625471 | 5.468 | KG | 2434.1 | 2363.4 | CP12 | CP12 | SIRIUS soft starter Values at 690 V, 40 Â°C standard: 57 A, 55 kW Inside-delta: only up to 600 V 400-690 V AC, 230 V AC Screw terminals !!! Phased-out product !!! Successor is SIRIUS 3RW5, Preferred successor type is >>3RW5525-1HA16<< | Lista Papel 2020 SI | 0 | 0
3RW4425-3BC34 |  | 3RW4425-3BC34 | 1 | UN | 1 | 5 | B | D | EAR99 | N | 85371098 | 1 | 4011209626997 | 5.574 | KG | 1848.3 | 1797.8 | CP12 | CP12 | SIRIUS soft starter Values at 460 V, 50 Â°C standard: 51 A, 30 hp Inside-delta: 88 A, 60 hp 200-460 V AC, 115 V AC spring-type terminals !!! Phased-out product !!! Successor is SIRIUS 3RW5, Preferred successor type is >>3RW5525-3HA14<< | Lista Papel 2020 SI | 0 | 0
3RW4425-3BC35 |  | 3RW4425-3BC35 | 1 | UN | 1 | 5 | B | D | EAR99 | N | 85371098 | 1 | 4011209627017 | 5.4 | KG | 2121 | 2060.4 | CP12 | CP12 | SIRIUS soft starter Values at 575 V, 50 Â°C standard: 51 A, 40 hp Inside-delta: 88 A, 75 hp 400-600 V AC, 115 V AC spring-type terminals !!! Phased-out product !!! Successor is SIRIUS 3RW5, Preferred successor type is >>3RW5525-3HA16<< | Lista Papel 2020 SI | 0 | 0
3RW4425-3BC36 |  | 3RW4425-3BC36 | 1 | UN | 1 | 5 | B | D | EAR99 | N | 85371098 | 1 | 4011209627031 | 5.66 | KG | 2434.1 | 2363.4 | CP12 | CP12 | SIRIUS soft starter Values at 575 V, 50 Â°C standard: 51 A, 40 hp Inside-delta: 88 A, 75 hp 400-690 V AC, 115 V AC spring-type terminals !!! Phased-out product !!! Successor is SIRIUS 3RW5, Preferred successor type is >>3RW5525-3HA16<< | Lista Papel 2020 SI | 0 | 0
3RW4425-3BC44 |  | 3RW4425-3BC44 | 1 | UN | 1 | 5 | B | D | EAR99 | N | 85371098 | 1 | 4011209626980 | 5.597 | KG | 1848.3 | 1797.8 | CP12 | CP12 | SIRIUS soft starter Values at 400 V, 40 Â°C standard: 57 A, 30 kW Inside-delta: 99 A, 55 kW 200-460 V AC, 230 V AC spring-type terminals !!! Phased-out product !!! Successor is SIRIUS 3RW5, Preferred successor type is >>3RW5525-3HA14<< | Lista Papel 2020 SI | 0 | 0
3RW4425-3BC45 |  | 3RW4425-3BC45 | 1 | UN | 1 | 5 | B | D | EAR99 | N | 85371098 | 1 | 4011209627000 | 8.5 | KG | 2121 | 2060.4 | CP12 | CP12 | SIRIUS soft starter Values at 500 V, 40 Â°C standard: 57 A, 37 kW Inside-delta: 99 A, 55 kW 400-600 V AC, 230 V AC spring-type terminals !!! Phased-out product !!! Successor is SIRIUS 3RW5, Preferred successor type is >>3RW5525-3HA16<< | Lista Papel 2020 SI | 0 | 0
3RW4425-3BC46 |  | 3RW4425-3BC46 | 1 | UN | 1 | 5 | B | D | EAR99 | N | 85371098 | 1 | 4011209627024 | 5.41 | KG | 2434.1 | 2363.4 | CP12 | CP12 | SIRIUS soft starter Values at 690 V, 40 Â°C standard: 57 A, 55 kW Inside-delta: only up to 600 V 400-690 V AC, 230 V AC spring-type terminals !!! Phased-out product !!! Successor is SIRIUS 3RW5, Preferred successor type is >>3RW5525-3HA16<< | Lista Papel 2020 SI | 0 | 0
3RW4426-1AC34-1KE0 |  | 3RW4426-1AC34-1KE0 | 1 | UN | 1 | 5 | B | D | EAR99 | N | 85371098 | 1 | 4011209911536 | 6.5 | KG | 2030.1 | 2030.1 | CP12 | CP12 | SIRIUS soft starter Values at 460 V, 50 Â°C standard: 68 A, 50 hp Inside-delta: 118 A, 75 hp 200-460 V AC, 115 V AC Screw terminals Customer-specific for WWE !!! Phased-out product !!! Successor is SIRIUS 3RW5. | - | 0 | 9
3RW4426-1BC34 |  | 3RW4426-1BC34 | 1 | UN | 1 | 5 | B | D | EAR99 | N | 85371098 | 1 | 4011209625501 | 5.549 | KG | 2030.1 | 1969.5 | CP12 | CP12 | SIRIUS soft starter Values at 460 V, 50 Â°C standard: 68 A, 50 hp Inside-delta: 118 A, 75 hp 200-460 V AC, 115 V AC Screw terminals !!! Phased-out product !!! Successor is SIRIUS 3RW5, Preferred successor type is >>3RW5526-1HA14<< | Lista Papel 2020 SI | 0 | 0
3RW4426-1BC35 |  | 3RW4426-1BC35 | 1 | UN | 1 | 5 | B | D | EAR99 | N | 85371098 | 1 | 4011209625525 | 5.69 | KG | 2343.2 | 2272.5 | CP12 | CP12 | SIRIUS soft starter Values at 575 V, 50 Â°C standard: 68 A, 50 hp Inside-delta: 118 A, 100 hp 400-600 V AC, 115 V AC Screw terminals !!! Phased-out product !!! Successor is SIRIUS 3RW5, Preferred successor type is >>3RW5526-1HA16<< | Lista Papel 2020 SI | 0 | 0
3RW4426-1BC36 |  | 3RW4426-1BC36 | 1 | UN | 1 | 5 | B | D | EAR99 | N | 85371098 | 1 | 4011209625549 | 5.69 | KG | 2615.9 | 2545.2 | CP12 | CP12 | SIRIUS soft starter Values at 575 V, 50 Â°C standard: 68 A, 50 hp Inside-delta: 118 A, 100 hp 400-690 V AC, 115 V AC Screw terminals !!! Phased-out product !!! Successor is SIRIUS 3RW5, Preferred successor type is >>3RW5526-1HA16<< | Lista Papel 2020 SI | 0 | 0
3RW4426-1BC44 |  | 3RW4426-1BC44 | 1 | UN | 1 | 5 | B | D | EAR99 | N | 85371098 | 1 | 4011209625495 | 5.594 | KG | 2030.1 | 1969.5 | CP12 | CP12 | SIRIUS soft starter Values at 400 V, 40 Â°C standard: 77 A, 37 kW Inside-delta: 133 A, 75 kW 200-460 V AC, 230 V AC Screw terminals !!! Phased-out product !!! Successor is SIRIUS 3RW5, Preferred successor type is >>3RW5526-1HA14<< | Lista Papel 2020 SI | 0 | 0
3RW4426-1BC45 |  | 3RW4426-1BC45 | 1 | UN | 1 | 5 | B | D | EAR99 | N | 85371098 | 1 | 4011209625518 | 6.5 | KG | 2343.2 | 2272.5 | CP12 | CP12 | SIRIUS soft starter Values at 500 V, 40 Â°C standard: 77 A, 45 kW Inside-delta: 133 A, 90 kW 400-600 V AC, 230 V AC Screw terminals !!! Phased-out product !!! Successor is SIRIUS 3RW5, Preferred successor type is >>3RW5526-1HA16<< | Lista Papel 2020 SI | 0 | 0
3RW4426-1BC46 |  | 3RW4426-1BC46 | 1 | UN | 1 | 5 | B | D | EAR99 | N | 85371098 | 1 | 4011209625532 | 5.44 | KG | 2615.9 | 2545.2 | CP12 | CP12 | SIRIUS soft starter Values at 690 V, 40 Â°C standard: 77 A, 75 kW Inside-delta: only up to 600 V 400-690 V AC, 230 V AC Screw terminals !!! Phased-out product !!! Successor is SIRIUS 3RW5, Preferred successor type is >>3RW5526-1HA16<< | Lista Papel 2020 SI | 0 | 0
3RW4426-3BC34 |  | 3RW4426-3BC34 | 1 | UN | 1 | 5 | B | D | EAR99 | N | 85371098 | 1 | 4011209627055 | 5.52 | KG | 2030.1 | 1969.5 | CP12 | CP12 | SIRIUS soft starter Values at 460 V, 50 Â°C standard: 68 A, 50 hp Inside-delta: 118 A, 75 hp 200-460 V AC, 115 V AC spring-type terminals !!! Phased-out product !!! Successor is SIRIUS 3RW5, Preferred successor type is >>3RW5526-3HA14<< | Lista Papel 2020 SI | 0 | 0
3RW4426-3BC35 |  | 3RW4426-3BC35 | 1 | UN | 1 | 5 | B | D | EAR99 | N | 85371098 | 1 | 4011209627079 | 5.66 | KG | 2343.2 | 2272.5 | CP12 | CP12 | SIRIUS soft starter Values at 575 V, 50 Â°C standard: 68 A, 50 hp Inside-delta: 118 A, 100 hp 400-600 V AC, 115 V AC spring-type terminals !!! Phased-out product !!! Successor is SIRIUS 3RW5, Preferred successor type is >>3RW5526-3HA16<< | Lista Papel 2020 SI | 0 | 0
3RW4426-3BC36 |  | 3RW4426-3BC36 | 1 | UN | 1 | 5 | B | D | EAR99 | N | 85371098 | 1 | 4011209627093 | 5.86 | KG | 2615.9 | 2545.2 | CP12 | CP12 | SIRIUS soft starter Values at 575 V, 50 Â°C standard: 68 A, 50 hp Inside-delta: 118 A, 100 hp 400-690 V AC, 115 V AC spring-type terminals !!! Phased-out product !!! Successor is SIRIUS 3RW5, Preferred successor type is >>3RW5526-3HA16<< | Lista Papel 2020 SI | 0 | 0
3RW4426-3BC44 |  | 3RW4426-3BC44 | 1 | UN | 1 | 5 | B | D | EAR99 | N | 85371098 | 1 | 4011209627048 | 5.55 | KG | 2030.1 | 1969.5 | CP12 | CP12 | SIRIUS soft starter Values at 400 V, 40 Â°C standard: 77 A, 37 kW Inside-delta: 133 A, 75 kW 200-460 V AC, 230 V AC spring-type terminals !!! Phased-out product !!! Successor is SIRIUS 3RW5, Preferred successor type is >>3RW5526-3HA14<< | Lista Papel 2020 SI | 0 | 0
3RW4426-3BC45 |  | 3RW4426-3BC45 | 1 | UN | 1 | 5 | B | D | EAR99 | N | 85371098 | 1 | 4011209627062 | 5.76 | KG | 2343.2 | 2272.5 | CP12 | CP12 | SIRIUS soft starter Values at 500 V, 40 Â°C standard: 77 A, 45 kW Inside-delta: 133 A, 90 kW 400-600 V AC, 230 V AC spring-type terminals !!! Phased-out product !!! Successor is SIRIUS 3RW5, Preferred successor type is >>3RW5526-3HA16<< | Lista Papel 2020 SI | 0 | 0
3RW4426-3BC46 |  | 3RW4426-3BC46 | 1 | UN | 1 | 5 | B | D | EAR99 | N | 85371098 | 1 | 4011209627086 | 5.693 | KG | 2615.9 | 2545.2 | CP12 | CP12 | SIRIUS soft starter Values at 690 V, 40 Â°C standard: 77 A, 75 kW Inside-delta: only up to 600 V 400-690 V AC, 230 V AC spring-type terminals !!! Phased-out product !!! Successor is SIRIUS 3RW5, Preferred successor type is >>3RW5526-3HA16<< | Lista Papel 2020 SI | 0 | 0
3RW4427-1BC34 |  | 3RW4427-1BC34 | 1 | UN | 1 | 5 | B | D | EAR99 | N | 85371098 | 1 | 4011209625563 | 12.457 | KG | 2232.1 | 2171.5 | CP12 | CP12 | SIRIUS soft starter Values at 460 V, 50 Â°C standard: 82 A, 60 hp Inside-delta: 142 A, 100 hp 200-460 V AC, 115 V AC Screw terminals !!! Phased-out product !!! Successor is SIRIUS 3RW5, Preferred successor type is >>3RW5527-1HA14<< | Lista Papel 2020 SI | 0 | 0
3RW4427-1BC35 |  | 3RW4427-1BC35 | 1 | UN | 1 | 5 | B | D | EAR99 | N | 85371098 | 1 | 4011209625587 | 6.417 | KG | 2555.3 | 2484.6 | CP12 | CP12 | SIRIUS soft starter Values at 575 V, 50 Â°C standard: 82 A, 75 hp Inside-delta: 142 A, 125 hp 400-600 V AC, 115 V AC Screw terminals !!! Phased-out product !!! Successor is SIRIUS 3RW5, Preferred successor type is >>3RW5527-1HA16<< | Lista Papel 2020 SI | 0 | 0
3RW4427-1BC36 |  | 3RW4427-1BC36 | 1 | UN | 1 | 5 | B | D | EAR99 | N | 85371098 | 1 | 4011209625600 | 6.46 | KG | 2908.8 | 2828 | CP12 | CP12 | SIRIUS soft starter Values at 575 V, 50 Â°C standard: 82 A, 75 hp Inside-delta: 142 A, 125 hp 400-690 V AC, 115 V AC Screw terminals !!! Phased-out product !!! Successor is SIRIUS 3RW5, Preferred successor type is >>3RW5527-1HA16<< | Lista Papel 2020 SI | 0 | 0
3RW4427-1BC44 |  | 3RW4427-1BC44 | 1 | UN | 1 | 5 | B | D | EAR99 | N | 85371098 | 1 | 4011209625556 | 6.33 | KG | 2232.1 | 2171.5 | CP12 | CP12 | SIRIUS soft starter Values at 400 V, 40 Â°C standard: 93 A, 45 kW Inside-delta: 161 A, 90 kW 200-460 V AC, 230 V AC Screw terminals !!! Phased-out product !!! Successor is SIRIUS 3RW5, Preferred successor type is >>3RW5527-1HA14<< | Lista Papel 2020 SI | 0 | 0
3RW4427-1BC45 |  | 3RW4427-1BC45 | 1 | UN | 1 | 5 | B | D | EAR99 | N | 85371098 | 1 | 4011209625570 | 6.396 | KG | 2555.3 | 2484.6 | CP12 | CP12 | SIRIUS soft starter Values at 500 V, 40 Â°C standard: 93 A, 55 kW Inside-delta: 161 A, 110 kW 400-600 V AC, 230 V AC Screw terminals !!! Phased-out product !!! Successor is SIRIUS 3RW5, Preferred successor type is >>3RW5527-1HA16<< | Lista Papel 2020 SI | 0 | 0
3RW4427-1BC46 |  | 3RW4427-1BC46 | 1 | UN | 1 | 5 | B | D | EAR99 | N | 85371098 | 1 | 4011209625594 | 6.427 | KG | 2908.8 | 2828 | CP12 | CP12 | SIRIUS soft starter Values at 690 V, 40 Â°C standard: 93 A, 90 kW Inside-delta: only up to 600 V 400-690 V AC, 230 V AC Screw terminals !!! Phased-out product !!! Successor is SIRIUS 3RW5, Preferred successor type is >>3RW5527-1HA16<< | Lista Papel 2020 SI | 0 | 0
3RW4427-3BC34 |  | 3RW4427-3BC34 | 1 | UN | 1 | 5 | B | D | EAR99 | N | 85371098 | 1 | 4011209627116 | 6.34 | KG | 2232.1 | 2171.5 | CP12 | CP12 | SIRIUS soft starter Values at 460 V, 50 Â°C standard: 82 A, 60 hp Inside-delta: 142 A, 100 hp 200-460 V AC, 115 V AC spring-type terminals !!! Phased-out product !!! Successor is SIRIUS 3RW5, Preferred successor type is >>3RW5527-3HA14<< | Lista Papel 2020 SI | 0 | 0
3RW4427-3BC35 |  | 3RW4427-3BC35 | 1 | UN | 1 | 5 | B | D | EAR99 | N | 85371098 | 1 | 4011209627130 | 7.44 | KG | 2555.3 | 2484.6 | CP12 | CP12 | SIRIUS soft starter Values at 575 V, 50 Â°C standard: 82 A, 75 hp Inside-delta: 142 A, 125 hp 400-600 V AC, 115 V AC spring-type terminals !!! Phased-out product !!! Successor is SIRIUS 3RW5, Preferred successor type is >>3RW5527-3HA16<< | Lista Papel 2020 SI | 0 | 0
3RW4427-3BC36 |  | 3RW4427-3BC36 | 1 | UN | 1 | 5 | B | D | EAR99 | N | 85371098 | 1 | 4011209627154 | 6.347 | KG | 2908.8 | 2828 | CP12 | CP12 | SIRIUS soft starter Values at 575 V, 50 Â°C standard: 82 A, 75 hp Inside-delta: 142 A, 125 hp 400-690 V AC, 115 V AC spring-type terminals !!! Phased-out product !!! Successor is SIRIUS 3RW5, Preferred successor type is >>3RW5527-3HA16<< | Lista Papel 2020 SI | 0 | 0
3RW4427-3BC44 |  | 3RW4427-3BC44 | 1 | UN | 1 | 5 | B | D | EAR99 | N | 85371098 | 1 | 4011209627109 | 6.359 | KG | 2232.1 | 2171.5 | CP12 | CP12 | SIRIUS soft starter Values at 400 V, 40 Â°C standard: 93 A, 45 kW Inside-delta: 161 A, 90 kW 200-460 V AC, 230 V AC spring-type terminals !!! Phased-out product !!! Successor is SIRIUS 3RW5, Preferred successor type is >>3RW5527-3HA14<< | Lista Papel 2020 SI | 0 | 0
3RW4427-3BC45 |  | 3RW4427-3BC45 | 1 | UN | 1 | 5 | B | D | EAR99 | N | 85371098 | 1 | 4011209627123 | 6.24 | KG | 2555.3 | 2484.6 | CP12 | CP12 | SIRIUS soft starter Values at 500 V, 40 Â°C standard: 93 A, 55 kW Inside-delta: 161 A, 110 kW 400-600 V AC, 230 V AC spring-type terminals !!! Phased-out product !!! Successor is SIRIUS 3RW5, Preferred successor type is >>3RW5527-3HA16<< | Lista Papel 2020 SI | 0 | 0
3RW4427-3BC46 |  | 3RW4427-3BC46 | 1 | UN | 1 | 5 | B | D | EAR99 | N | 85371098 | 1 | 4011209627147 | 6.053 | KG | 2908.8 | 2828 | CP12 | CP12 | SIRIUS soft starter Values at 690 V, 40 Â°C standard: 93 A, 90 kW Inside-delta: only up to 600 V 400-690 V AC, 230 V AC spring-type terminals !!! Phased-out product !!! Successor is SIRIUS 3RW5, Preferred successor type is >>3RW5527-3HA16<< | Lista Papel 2020 SI | 0 | 0
3RW4434-2BC34 |  | 3RW4434-2BC34 | 1 | UN | 1 | 5 | B | D | EAR99 | N | 85371098 | 1 | 4011209627178 | 6.15 | KG | 2484.6 | 2413.9 | CP12 | CP12 | SIRIUS soft starter Values at 460 V, 50 Â°C standard: 100 A, 75 hp Inside-delta: 173 A, 125 hp 200-460 V AC, 115 V AC spring-type terminals !!! Phased-out product !!! Successor is SIRIUS 3RW5, Preferred successor type is >>3RW5534-2HA14<< | Lista Papel 2020 SI | 0 | 0
3RW4434-2BC35 |  | 3RW4434-2BC35 | 1 | UN | 1 | 5 | B | D | EAR99 | N | 85371098 | 1 | 4011209627192 | 6.12 | KG | 2878.5 | 2797.7 | CP12 | CP12 | SIRIUS soft starter Values at 575 V, 50 Â°C standard: 100 A, 75 hp Inside-delta: 173 A, 150 hp 400-600 V AC, 115 V AC spring-type terminals !!! Phased-out product !!! Successor is SIRIUS 3RW5, Preferred successor type is >>3RW5534-2HA16<< | Lista Papel 2020 SI | 0 | 0
3RW4434-2BC36 |  | 3RW4434-2BC36 | 1 | UN | 1 | 5 | B | D | EAR99 | N | 85371098 | 1 | 4011209627215 | 6.333 | KG | 3221.9 | 3131 | CP12 | CP12 | SIRIUS soft starter Values at 575 V, 50 Â°C standard: 100 A, 75 hp Inside-delta: 173 A, 150 hp 400-690 V AC, 115 V AC spring-type terminals !!! Phased-out product !!! Successor is SIRIUS 3RW5, Preferred successor type is >>3RW5534-2HA16<< | Lista Papel 2020 SI | 0 | 0
3RW4434-2BC44 |  | 3RW4434-2BC44 | 1 | UN | 1 | 5 | B | D | EAR99 | N | 85371098 | 1 | 4011209627161 | 6.262 | KG | 2484.6 | 2413.9 | CP12 | CP12 | SIRIUS soft starter Values at 400 V, 40 Â°C standard: 113 A, 55 kW Inside-delta: 196 A, 110 kW 200-460 V AC, 230 V AC spring-type terminals !!! Phased-out product !!! Successor is SIRIUS 3RW5, Preferred successor type is >>3RW5534-2HA14<< | Lista Papel 2020 SI | 0 | 0
3RW4434-2BC45 |  | 3RW4434-2BC45 | 1 | UN | 1 | 5 | B | D | EAR99 | N | 85371098 | 1 | 4011209627185 | 6.104 | KG | 2878.5 | 2797.7 | CP12 | CP12 | SIRIUS soft starter Values at 500 V, 40 Â°C standard: 113 A, 75 kW Inside-delta: 196 A, 132 kW 400-600 V AC, 230 V AC spring-type terminals !!! Phased-out product !!! Successor is SIRIUS 3RW5, Preferred successor type is >>3RW5534-2HA16<< | Lista Papel 2020 SI | 0 | 0
3RW4434-2BC46 |  | 3RW4434-2BC46 | 1 | UN | 1 | 5 | B | D | EAR99 | N | 85371098 | 1 | 4011209627208 | 6.228 | KG | 3221.9 | 3131 | CP12 | CP12 | SIRIUS soft starter Values at 690 V, 40 Â°C standard: 113 A, 110 kW Inside-delta: only up to 600 V 400-690 V AC, 230 V AC spring-type terminals !!! Phased-out product !!! Successor is SIRIUS 3RW5, Preferred successor type is >>3RW5534-2HA16<< | Lista Papel 2020 SI | 0 | 0
3RW4434-6BC34 |  | 3RW4434-6BC34 | 1 | UN | 1 | 5 | B | D | EAR99 | N | 85371098 | 1 | 4011209625631 | 6.12 | KG | 2484.6 | 2413.9 | CP12 | CP12 | SIRIUS soft starter Values at 460 V, 50 Â°C standard: 100 A, 75 hp Inside-delta: 173 A, 125 hp 200-460 V AC, 115 V AC Screw terminals !!! Phased-out product !!! Successor is SIRIUS 3RW5, Preferred successor type is >>3RW5534-6HA14<< | Lista Papel 2020 SI | 0 | 0
3RW4434-6BC35 |  | 3RW4434-6BC35 | 1 | UN | 1 | 5 | B | D | EAR99 | N | 85371098 | 1 | 4011209625655 | 7.32 | KG | 2878.5 | 2797.7 | CP12 | CP12 | SIRIUS soft starter Values at 575 V, 50 Â°C standard: 100 A, 75 hp Inside-delta: 173 A, 150 hp 400-600 V AC, 115 V AC Screw terminals !!! Phased-out product !!! Successor is SIRIUS 3RW5, Preferred successor type is >>3RW5534-6HA16<< | Lista Papel 2020 SI | 0 | 0
3RW4434-6BC36 |  | 3RW4434-6BC36 | 1 | UN | 1 | 5 | B | D | EAR99 | N | 85371098 | 1 | 4011209625679 | 6.216 | KG | 3221.9 | 3131 | CP12 | CP12 | SIRIUS soft starter Values at 575 V, 50 Â°C standard: 100 A, 75 hp Inside-delta: 173 A, 150 hp 400-690 V AC, 115 V AC Screw terminals !!! Phased-out product !!! Successor is SIRIUS 3RW5, Preferred successor type is >>3RW5534-6HA16<< | Lista Papel 2020 SI | 0 | 0
3RW4434-6BC44 |  | 3RW4434-6BC44 | 1 | UN | 1 | 5 | B | D | EAR99 | N | 85371098 | 1 | 4011209625624 | 4.328 | KG | 2484.6 | 2413.9 | CP12 | CP12 | SIRIUS soft starter Values at 400 V, 40 Â°C standard: 113 A, 55 kW Inside-delta: 196 A, 110 kW 200-460 V AC, 230 V AC Screw terminals !!! Phased-out product !!! Successor is SIRIUS 3RW5, Preferred successor type is >>3RW5534-6HA14<< | Lista Papel 2020 SI | 0 | 0
3RW4434-6BC45 |  | 3RW4434-6BC45 | 1 | UN | 1 | 5 | B | D | EAR99 | N | 85371098 | 1 | 4011209625648 | 7.3 | KG | 2878.5 | 2797.7 | CP12 | CP12 | SIRIUS soft starter Values at 500 V, 40 Â°C standard: 113 A, 75 kW Inside-delta: 196 A, 132 kW 400-600 V AC, 230 V AC Screw terminals !!! Phased-out product !!! Successor is SIRIUS 3RW5, Preferred successor type is >>3RW5534-6HA16<< | Lista Papel 2020 SI | 0 | 0
3RW4434-6BC46 |  | 3RW4434-6BC46 | 1 | UN | 1 | 5 | B | D | EAR99 | N | 85371098 | 1 | 4011209625662 | 6.076 | KG | 3221.9 | 3131 | CP12 | CP12 | SIRIUS soft starter Values at 690 V, 40 Â°C standard: 113 A, 110 kW Inside-delta: only up to 600 V 400-690 V AC, 230 V AC Screw terminals !!! Phased-out product !!! Successor is SIRIUS 3RW5, Preferred successor type is >>3RW5534-6HA16<< | Lista Papel 2020 SI | 0 | 0
3RW4435-2BC34 |  | 3RW4435-2BC34 | 1 | UN | 1 | 5 | B | D | N | N | 85371098 | 1 | 4011209627239 | 8.1 | KG | 2949.2 | 2868.4 | CP12 | CP12 | SIRIUS soft starter Values at 460 V, 50 Â°C standard: 117 A, 75 hp Inside-delta: 203 A, 150 hp 200-460 V AC, 115 V AC spring-type terminals !!! Phased-out product !!! Successor is SIRIUS 3RW5, Preferred successor type is >>3RW5535-2HA14<< | Lista Papel 2020 SI | 0 | 0
3RW4435-2BC35 |  | 3RW4435-2BC35 | 1 | UN | 1 | 5 | B | D | N | N | 85371098 | 1 | 4011209627253 | 8.09 | KG | 3393.6 | 3302.7 | CP12 | CP12 | SIRIUS soft starter Values at 575 V, 50 Â°C standard: 117 A, 100 hp Inside-delta: 203 A, 200 hp 400-600 V AC, 115 V AC spring-type terminals !!! Phased-out product !!! Successor is SIRIUS 3RW5, Preferred successor type is >>3RW5535-2HA16<< | Lista Papel 2020 SI | 0 | 0
3RW4435-2BC36 |  | 3RW4435-2BC36 | 1 | UN | 1 | 5 | B | D | N | N | 85371098 | 1 | 4011209627277 | 8.07 | KG | 3827.9 | 3716.8 | CP12 | CP12 | SIRIUS soft starter Values at 575 V, 50 Â°C standard: 117 A, 100 hp Inside-delta: 203 A, 200 hp 400-690 V AC, 115 V AC spring-type terminals !!! Phased-out product !!! Successor is SIRIUS 3RW5, Preferred successor type is >>3RW5535-2HA16<< | Lista Papel 2020 SI | 0 | 0
3RW4435-2BC44 |  | 3RW4435-2BC44 | 1 | UN | 1 | 5 | B | D | N | N | 85371098 | 1 | 4011209627222 | 9.37 | KG | 2949.2 | 2868.4 | CP12 | CP12 | SIRIUS soft starter Values at 400 V, 40 Â°C standard: 134 A, 75 kW Inside-delta: 232 A, 132 kW 200-460 V AC, 230 V AC spring-type terminals !!! Phased-out product !!! Successor is SIRIUS 3RW5, Preferred successor type is >>3RW5535-2HA14<< | Lista Papel 2020 SI | 0 | 0
3RW4435-2BC45 |  | 3RW4435-2BC45 | 1 | UN | 1 | 5 | B | D | N | N | 85371098 | 1 | 4011209627246 | 7.989 | KG | 3393.6 | 3302.7 | CP12 | CP12 | SIRIUS soft starter Values at 500 V, 40 Â°C standard: 134 A, 90 kW Inside-delta: 232 A, 160 kW 400-600 V AC, 230 V AC spring-type terminals !!! Phased-out product !!! Successor is SIRIUS 3RW5, Preferred successor type is >>3RW5535-2HA16<< | Lista Papel 2020 SI | 0 | 0
3RW4435-2BC46 |  | 3RW4435-2BC46 | 1 | UN | 1 | 5 | B | D | N | N | 85371098 | 1 | 4011209627260 | 8.14 | KG | 3827.9 | 3716.8 | CP12 | CP12 | SIRIUS soft starter Values at 690 V, 40 Â°C standard: 134 A, 132 kW Inside-delta: only up to 600 V 400-690 V AC, 230 V AC spring-type terminals !!! Phased-out product !!! Successor is SIRIUS 3RW5, Preferred successor type is >>3RW5535-2HA16<< | Lista Papel 2020 SI | 0 | 0
3RW4435-6AC34-1KE0 |  | 3RW4435-6AC34-1KE0 | 1 | UN | 1 | 5 | B | D | EAR99 | N | 85371098 | 1 | 4011209911543 | 7.9 | KG | 2949.2 | 2949.2 | CP12 | CP12 | SIRIUS soft starter Values at 460 V, 50 Â°C standard: 117 A, 75 hp Inside-delta: 203 A, 150 hp 200-460 V AC, 115 V AC Screw terminals Customer-specific for WWE !!! Phased-out product !!! Successor is SIRIUS 3RW5. | - | 0 | 9
3RW4435-6BC34 |  | 3RW4435-6BC34 | 1 | UN | 1 | 5 | B | D | EAR99 | N | 85371098 | 1 | 4011209625693 | 8.1 | KG | 2949.2 | 2868.4 | CP12 | CP12 | SIRIUS soft starter Values at 460 V, 50 Â°C standard: 117 A, 75 hp Inside-delta: 203 A, 150 hp 200-460 V AC, 115 V AC Screw terminals !!! Phased-out product !!! Successor is SIRIUS 3RW5, Preferred successor type is >>3RW5535-6HA14<< | Lista Papel 2020 SI | 0 | 0
3RW4435-6BC35 |  | 3RW4435-6BC35 | 1 | UN | 1 | 5 | B | D | N | N | 85371098 | 1 | 4011209625716 | 8.11 | KG | 3393.6 | 3302.7 | CP12 | CP12 | SIRIUS soft starter Values at 575 V, 50 Â°C standard: 117 A, 100 hp Inside-delta: 203 A, 200 hp 400-600 V AC, 115 V AC Screw terminals !!! Phased-out product !!! Successor is SIRIUS 3RW5, Preferred successor type is >>3RW5535-6HA16<< | Lista Papel 2020 SI | 0 | 0
3RW4435-6BC36 |  | 3RW4435-6BC36 | 1 | UN | 1 | 5 | B | D | N | N | 85371098 | 1 | 4011209625730 | 8.138 | KG | 3827.9 | 3716.8 | CP12 | CP12 | SIRIUS soft starter Values at 575 V, 50 Â°C standard: 117 A, 100 hp Inside-delta: 203 A, 200 hp 400-690 V AC, 115 V AC Screw terminals !!! Phased-out product !!! Successor is SIRIUS 3RW5, Preferred successor type is >>3RW5535-6HA16<< | Lista Papel 2020 SI | 0 | 0
3RW4435-6BC44 |  | 3RW4435-6BC44 | 1 | UN | 1 | 5 | B | D | N | N | 85371098 | 1 | 4011209625686 | 7.9 | KG | 2949.2 | 2868.4 | CP12 | CP12 | SIRIUS soft starter Values at 400 V, 40 Â°C standard: 134 A, 75 kW Inside-delta: 232 A, 132 kW 200-460 V AC, 230 V AC Screw terminals !!! Phased-out product !!! Successor is SIRIUS 3RW5, Preferred successor type is >>3RW5535-6HA14<< | Lista Papel 2020 SI | 0 | 0
3RW4435-6BC45 |  | 3RW4435-6BC45 | 1 | UN | 1 | 5 | B | D | N | N | 85371098 | 1 | 4011209625709 | 7.9 | KG | 3393.6 | 3302.7 | CP12 | CP12 | SIRIUS soft starter Values at 500 V, 40 Â°C standard: 134 A, 90 kW Inside-delta: 232 A, 160 kW 400-600 V AC, 230 V AC Screw terminals !!! Phased-out product !!! Successor is SIRIUS 3RW5, Preferred successor type is >>3RW5535-6HA16<< | Lista Papel 2020 SI | 0 | 0
3RW4435-6BC46 |  | 3RW4435-6BC46 | 1 | UN | 1 | 5 | B | D | N | N | 85371098 | 1 | 4011209625723 | 8.171 | KG | 3827.9 | 3716.8 | CP12 | CP12 | SIRIUS soft starter Values at 690 V, 40 Â°C standard: 134 A, 132 kW Inside-delta: only up to 600 V 400-690 V AC, 230 V AC Screw terminals !!! Phased-out product !!! Successor is SIRIUS 3RW5, Preferred successor type is >>3RW5535-6HA16<< | Lista Papel 2020 SI | 0 | 0
3RW4436-2BC34 |  | 3RW4436-2BC34 | 1 | UN | 1 | 5 | B | D | N | N | 85371098 | 1 | 4011209627291 | 6.55 | KG | 3565.3 | 3464.3 | CP12 | CP12 | SIRIUS soft starter Values at 460 V, 50 Â°C standard: 145 A, 100 hp Inside-delta: 251 A, 200 hp 200-460 V AC, 115 V AC spring-type terminals !!! Phased-out product !!! Successor is SIRIUS 3RW5, Preferred successor type is >>3RW5536-2HA14<< | Lista Papel 2020 SI | 0 | 0
3RW4436-2BC35 |  | 3RW4436-2BC35 | 1 | UN | 1 | 5 | B | D | N | N | 85371098 | 1 | 4011209627314 | 6.483 | KG | 4080.4 | 3969.3 | CP12 | CP12 | SIRIUS soft starter Values at 575 V, 50 Â°C standard: 145 A, 125 hp Inside-delta: 251 A, 250 hp 400-600 V AC, 115 V AC spring-type terminals !!! Phased-out product !!! Successor is SIRIUS 3RW5, Preferred successor type is >>3RW5536-2HA16<< | Lista Papel 2020 SI | 0 | 0
3RW4436-2BC36 |  | 3RW4436-2BC36 | 1 | UN | 1 | 5 | B | D | N | N | 85371098 | 1 | 4011209637559 | 5.519 | KG | 4646 | 4514.7 | CP12 | CP12 | SIRIUS soft starter Values at 575 V, 50 Â°C standard: 145 A, 125 hp Inside-delta: 251 A, 250 hp 400-690 V AC, 115 V AC spring-type terminals !!! Phased-out product !!! Successor is SIRIUS 3RW5, Preferred successor type is >>3RW5536-2HA16<< | Lista Papel 2020 SI | 0 | 0
3RW4436-2BC44 |  | 3RW4436-2BC44 | 1 | UN | 1 | 5 | B | D | N | N | 85371098 | 1 | 4011209627284 | 6.5 | KG | 3565.3 | 3464.3 | CP12 | CP12 | SIRIUS soft starter Values at 400 V, 40 Â°C standard: 162 A, 90 kW Inside-delta: 281 A, 160 kW 200-460 V AC, 230 V AC spring-type terminals !!! Phased-out product !!! Successor is SIRIUS 3RW5, Preferred successor type is >>3RW5536-2HA14<< | Lista Papel 2020 SI | 0 | 0
3RW4436-2BC45 |  | 3RW4436-2BC45 | 1 | UN | 1 | 5 | B | D | N | N | 85371098 | 1 | 4011209627307 | 6.448 | KG | 4080.4 | 3969.3 | CP12 | CP12 | SIRIUS soft starter Values at 500 V, 40 Â°C standard: 162 A, 110 kW Inside-delta: 281 A, 200 kW 400-600 V AC, 230 V AC spring-type terminals !!! Phased-out product !!! Successor is SIRIUS 3RW5, Preferred successor type is >>3RW5536-2HA16<< | Lista Papel 2020 SI | 0 | 0
3RW4436-2BC46 |  | 3RW4436-2BC46 | 1 | UN | 1 | 5 | B | D | N | N | 85371098 | 1 | 4011209627321 | 6.516 | KG | 4646 | 4514.7 | CP12 | CP12 | SIRIUS soft starter Values at 690 V, 40 Â°C standard: 162 A, 160 kW Inside-delta: only up to 600 V 400-690 V AC, 230 V AC spring-type terminals !!! Phased-out product !!! Successor is SIRIUS 3RW5, Preferred successor type is >>3RW5536-2HA16<< | Lista Papel 2020 SI | 0 | 0
3RW4436-6AC34-1KE0 |  | 3RW4436-6AC34-1KE0 | 1 | UN | 1 | 5 | B | D | N | N | 85371098 | 1 | 4011209911550 | 7.9 | KG | 3565.3 | 3565.3 | CP12 | CP12 | SIRIUS soft starter Values at 460 V, 50 Â°C standard: 145 A, 100 hp Inside-delta: 251 A, 200 hp 200-460 V AC, 115 V AC Screw terminals Customer-specific for WWE !!! Phased-out product !!! Successor is SIRIUS 3RW5. | - | 0 | 9
3RW4436-6BC34 |  | 3RW4436-6BC34 | 1 | UN | 1 | 5 | B | D | N | N | 85371098 | 1 | 4011209625754 | 6.469 | KG | 3565.3 | 3464.3 | CP12 | CP12 | SIRIUS soft starter Values at 460 V, 50 Â°C standard: 145 A, 100 hp Inside-delta: 251 A, 200 hp 200-460 V AC, 115 V AC Screw terminals !!! Phased-out product !!! Successor is SIRIUS 3RW5, Preferred successor type is >>3RW5536-6HA14<< | Lista Papel 2020 SI | 0 | 0
3RW4436-6BC35 |  | 3RW4436-6BC35 | 1 | UN | 1 | 5 | B | D | N | N | 85371098 | 1 | 4011209625778 | 6.5 | KG | 4080.4 | 3969.3 | CP12 | CP12 | SIRIUS soft starter Values at 575 V, 50 Â°C standard: 145 A, 125 hp Inside-delta: 251 A, 250 hp 400-600 V AC, 115 V AC Screw terminals !!! Phased-out product !!! Successor is SIRIUS 3RW5, Preferred successor type is >>3RW5536-6HA16<< | Lista Papel 2020 SI | 0 | 0
3RW4436-6BC36 |  | 3RW4436-6BC36 | 1 | UN | 1 | 5 | B | D | N | N | 85371098 | 1 | 4011209625792 | 6.523 | KG | 4646 | 4514.7 | CP12 | CP12 | SIRIUS soft starter Values at 575 V, 50 Â°C standard: 145 A, 125 hp Inside-delta: 251 A, 250 hp 400-690 V AC, 115 V AC Screw terminals !!! Phased-out product !!! Successor is SIRIUS 3RW5, Preferred successor type is >>3RW5536-6HA16<< | Lista Papel 2020 SI | 0 | 0
3RW4436-6BC44 |  | 3RW4436-6BC44 | 1 | UN | 1 | 5 | B | D | N | N | 85371098 | 1 | 4011209625747 | 6.25 | KG | 3565.3 | 3464.3 | CP12 | CP12 | SIRIUS soft starter Values at 400 V, 40 Â°C standard: 162 A, 90 kW Inside-delta: 281 A, 160 kW 200-460 V AC, 230 V AC Screw terminals !!! Phased-out product !!! Successor is SIRIUS 3RW5, Preferred successor type is >>3RW5536-6HA14<< | Lista Papel 2020 SI | 0 | 0
3RW4436-6BC45 |  | 3RW4436-6BC45 | 1 | UN | 1 | 5 | B | D | N | N | 85371098 | 1 | 4011209625761 | 6.544 | KG | 4080.4 | 3969.3 | CP12 | CP12 | SIRIUS soft starter Values at 500 V, 40 Â°C standard: 162 A, 110 kW Inside-delta: 281 A, 200 kW 400-600 V AC, 230 V AC Screw terminals !!! Phased-out product !!! Successor is SIRIUS 3RW5, Preferred successor type is >>3RW5536-6HA16<< | Lista Papel 2020 SI | 0 | 0
3RW4436-6BC46 |  | 3RW4436-6BC46 | 1 | UN | 1 | 5 | B | D | N | N | 85371098 | 1 | 4011209625785 | 6.594 | KG | 4646 | 4514.7 | CP12 | CP12 | SIRIUS soft starter Values at 690 V, 40 Â°C standard: 162 A, 160 kW Inside-delta: only up to 600 V 400-690 V AC, 230 V AC Screw terminals !!! Phased-out product !!! Successor is SIRIUS 3RW5, Preferred successor type is >>3RW5536-6HA16<< | Lista Papel 2020 SI | 0 | 0
3RW4443-2BC34 |  | 3RW4443-2BC34 | 1 | UN | 1 | 5 | B | D | N | N | 85371098 | 1 | 4011209627345 | 11.27 | KG | 4060.2 | 3949.1 | CP12 | CP12 | SIRIUS soft starter Values at 460 V, 50 Â°C standard: 180 A, 125 hp Inside-delta: 312 A, 250 hp 200-460 V AC, 115 V AC spring-type terminals !!! Phased-out product !!! Successor is SIRIUS 3RW5, Preferred successor type is >>3RW5543-2HA14<< | Lista Papel 2020 SI | 0 | 0
3RW4443-2BC35 |  | 3RW4443-2BC35 | 1 | UN | 1 | 5 | B | D | EAR99 | N | 85371098 | 1 | 4011209627369 | 11.19 | KG | 4706.6 | 4575.3 | CP12 | CP12 | SIRIUS soft starter Values at 575 V, 50 Â°C standard: 180 A, 150 hp Inside-delta: 312 A, 300 hp 400-600 V AC, 115 V AC spring-type terminals !!! Phased-out product !!! Successor is SIRIUS 3RW5, Preferred successor type is >>3RW5543-2HA16<< | Lista Papel 2020 SI | 0 | 0
3RW4443-2BC36 |  | 3RW4443-2BC36 | 1 | UN | 1 | 5 | B | D | EAR99 | N | 85371098 | 1 | 4011209627383 | 11.109 | KG | 5312.6 | 5161.1 | CP12 | CP12 | SIRIUS soft starter Values at 575 V, 50 Â°C standard: 180 A, 150 hp Inside-delta: 312 A, 300 hp 400-690 V AC, 115 V AC spring-type terminals !!! Phased-out product !!! Successor is SIRIUS 3RW5, Preferred successor type is >>3RW5543-2HA16<< | Lista Papel 2020 SI | 0 | 0
3RW4443-2BC44 |  | 3RW4443-2BC44 | 1 | UN | 1 | 5 | B | D | N | N | 85371098 | 1 | 4011209627338 | 11.281 | KG | 4060.2 | 3949.1 | CP12 | CP12 | SIRIUS soft starter Values at 400 V, 40 Â°C standard: 203 A, 110 kW Inside-delta: 352 A, 200 kW 200-460 V AC, 230 V AC spring-type terminals !!! Phased-out product !!! Successor is SIRIUS 3RW5, Preferred successor type is >>3RW5543-2HA14<< | Lista Papel 2020 SI | 0 | 0
3RW4443-2BC45 |  | 3RW4443-2BC45 | 1 | UN | 1 | 5 | B | D | EAR99 | N | 85371098 | 1 | 4011209627352 | 11.18 | KG | 4706.6 | 4575.3 | CP12 | CP12 | SIRIUS soft starter Values at 500 V, 40 Â°C standard: 203 A, 132 kW Inside-delta: 352 A, 250 kW 400-600 V AC, 230 V AC spring-type terminals !!! Phased-out product !!! Successor is SIRIUS 3RW5, Preferred successor type is >>3RW5543-2HA16<< | Lista Papel 2020 SI | 0 | 0
3RW4443-2BC46 |  | 3RW4443-2BC46 | 1 | UN | 1 | 5 | B | D | EAR99 | N | 85371098 | 1 | 4011209627376 | 11.38 | KG | 5312.6 | 5161.1 | CP12 | CP12 | SIRIUS soft starter Values at 690 V, 40 Â°C standard: 203 A, 200 kW Inside-delta: only up to 600 V 400-690 V AC, 230 V AC spring-type terminals !!! Phased-out product !!! Successor is SIRIUS 3RW5, Preferred successor type is >>3RW5543-2HA16<< | Lista Papel 2020 SI | 0 | 0
3RW4443-6BC34 |  | 3RW4443-6BC34 | 1 | UN | 1 | 5 | B | D | N | N | 85371098 | 1 | 4011209625815 | 11.21 | KG | 4060.2 | 3949.1 | CP12 | CP12 | SIRIUS soft starter Values at 460 V, 50 Â°C standard: 180 A, 125 hp Inside-delta: 312 A, 250 hp 200-460 V AC, 115 V AC Screw terminals !!! Phased-out product !!! Successor is SIRIUS 3RW5, Preferred successor type is >>3RW5543-6HA14<< | Lista Papel 2020 SI | 0 | 0
3RW4443-6BC35 |  | 3RW4443-6BC35 | 1 | UN | 1 | 5 | B | D | EAR99 | N | 85371098 | 1 | 4011209625839 | 11.89 | KG | 4706.6 | 4575.3 | CP12 | CP12 | SIRIUS soft starter Values at 575 V, 50 Â°C standard: 180 A, 150 hp Inside-delta: 312 A, 300 hp 400-600 V AC, 115 V AC Screw terminals !!! Phased-out product !!! Successor is SIRIUS 3RW5, Preferred successor type is >>3RW5543-6HA16<< | Lista Papel 2020 SI | 0 | 0
3RW4443-6BC36 |  | 3RW4443-6BC36 | 1 | UN | 1 | 5 | B | D | EAR99 | N | 85371098 | 1 | 4011209625853 | 15.5 | KG | 5312.6 | 5161.1 | CP12 | CP12 | SIRIUS soft starter Values at 575 V, 50 Â°C standard: 180 A, 150 hp Inside-delta: 312 A, 300 hp 400-690 V AC, 115 V AC Screw terminals !!! Phased-out product !!! Successor is SIRIUS 3RW5, Preferred successor type is >>3RW5543-6HA16<< | Lista Papel 2020 SI | 0 | 0
3RW4443-6BC44 |  | 3RW4443-6BC44 | 1 | UN | 1 | 5 | B | D | N | N | 85371098 | 1 | 4011209625808 | 11.222 | KG | 4060.2 | 3949.1 | CP12 | CP12 | SIRIUS soft starter Values at 400 V, 40 Â°C standard: 203 A, 110 kW Inside-delta: 352 A, 200 kW 200-460 V AC, 230 V AC Screw terminals !!! Phased-out product !!! Successor is SIRIUS 3RW5, Preferred successor type is >>3RW5543-6HA14<< | Lista Papel 2020 SI | 0 | 0
3RW4443-6BC45 |  | 3RW4443-6BC45 | 1 | UN | 1 | 5 | B | D | EAR99 | N | 85371098 | 1 | 4011209625822 | 11.27 | KG | 4706.6 | 4575.3 | CP12 | CP12 | SIRIUS soft starter Values at 500 V, 40 Â°C standard: 203 A, 132 kW Inside-delta: 352 A, 250 kW 400-600 V AC, 230 V AC Screw terminals !!! Phased-out product !!! Successor is SIRIUS 3RW5, Preferred successor type is >>3RW5543-6HA16<< | Lista Papel 2020 SI | 0 | 0
3RW4443-6BC46 |  | 3RW4443-6BC46 | 1 | UN | 1 | 5 | B | D | EAR99 | N | 85371098 | 1 | 4011209625846 | 11.43 | KG | 5312.6 | 5161.1 | CP12 | CP12 | SIRIUS soft starter Values at 690 V, 40 Â°C standard: 203 A, 200 kW Inside-delta: only up to 600 V 400-690 V AC, 230 V AC Screw terminals !!! Phased-out product !!! Successor is SIRIUS 3RW5, Preferred successor type is >>3RW5543-6HA16<< | Lista Papel 2020 SI | 0 | 0
3RW4444-2BC34 |  | 3RW4444-2BC34 | 1 | UN | 1 | 5 | B | D | N | N | 85371098 | 1 | 4011209627406 | 11.273 | KG | 4646 | 4514.7 | CP12 | CP12 | SIRIUS soft starter Values at 460 V, 50 Â°C standard: 215 A, 150 hp Inside-delta: 372 A, 300 hp 200-460 V AC, 115 V AC spring-type terminals !!! Phased-out product !!! Successor is SIRIUS 3RW5, Preferred successor type is >>3RW5544-2HA14<< | Lista Papel 2020 SI | 0 | 0
3RW4444-2BC35 |  | 3RW4444-2BC35 | 1 | UN | 1 | 5 | B | D | N | N | 85371098 | 1 | 4011209627420 | 11.475 | KG | 5353 | 5201.5 | CP12 | CP12 | SIRIUS soft starter Values at 575 V, 50 Â°C standard: 215 A, 200 hp Inside-delta: 372 A, 350 hp 400-600 V AC, 115 V AC spring-type terminals !!! Phased-out product !!! Successor is SIRIUS 3RW5, Preferred successor type is >>3RW5544-2HA16<< | Lista Papel 2020 SI | 0 | 0
3RW4444-2BC36 |  | 3RW4444-2BC36 | 1 | UN | 1 | 5 | B | D | N | N | 85371098 | 1 | 4011209627444 | 11.5 | KG | 6029.7 | 5858 | CP12 | CP12 | SIRIUS soft starter Values at 575 V, 50 Â°C standard: 215 A, 200 hp Inside-delta: 372 A, 350 hp 400-690 V AC, 115 V AC spring-type terminals !!! Phased-out product !!! Successor is SIRIUS 3RW5, Preferred successor type is >>3RW5544-2HA16<< | Lista Papel 2020 SI | 0 | 0
3RW4444-2BC44 |  | 3RW4444-2BC44 | 1 | UN | 1 | 5 | B | D | N | N | 85371098 | 1 | 4011209627390 | 11.6 | KG | 4646 | 4514.7 | CP12 | CP12 | SIRIUS soft starter Values at 400 V, 40 Â°C standard: 250 A, 132 kW Inside-delta: 433 A, 250 kW 200-460 V AC, 230 V AC spring-type terminals !!! Phased-out product !!! Successor is SIRIUS 3RW5, Preferred successor type is >>3RW5544-2HA14<< | Lista Papel 2020 SI | 0 | 0
3RW4444-2BC45 |  | 3RW4444-2BC45 | 1 | UN | 1 | 5 | B | D | N | N | 85371098 | 1 | 4011209627413 | 11.22 | KG | 5353 | 5201.5 | CP12 | CP12 | SIRIUS soft starter Values at 500 V, 40 Â°C standard: 250 A, 160 kW Inside-delta: 433 A, 315 kW 400-600 V AC, 230 V AC spring-type terminals !!! Phased-out product !!! Successor is SIRIUS 3RW5, Preferred successor type is >>3RW5544-2HA16<< | Lista Papel 2020 SI | 0 | 0
3RW4444-2BC46 |  | 3RW4444-2BC46 | 1 | UN | 1 | 5 | B | D | N | N | 85371098 | 1 | 4011209627437 | 11.533 | KG | 6029.7 | 5858 | CP12 | CP12 | SIRIUS soft starter Values at 690 V, 40 Â°C standard: 250 A, 250 kW Inside-delta: only up to 600 V 400-690 V AC, 230 V AC spring-type terminals !!! Phased-out product !!! Successor is SIRIUS 3RW5, Preferred successor type is >>3RW5544-2HA16<< | Lista Papel 2020 SI | 0 | 0
3RW4444-6BC34 |  | 3RW4444-6BC34 | 1 | UN | 1 | 5 | B | D | N | N | 85371098 | 1 | 4011209625877 | 11.34 | KG | 4646 | 4514.7 | CP12 | CP12 | SIRIUS soft starter Values at 460 V, 50 Â°C standard: 215 A, 150 hp Inside-delta: 372 A, 300 hp 200-460 V AC, 115 V AC Screw terminals !!! Phased-out product !!! Successor is SIRIUS 3RW5, Preferred successor type is >>3RW5544-6HA14<< | Lista Papel 2020 SI | 0 | 0
3RW4444-6BC35 |  | 3RW4444-6BC35 | 1 | UN | 1 | 5 | B | D | N | N | 85371098 | 1 | 4011209626300 | 11.479 | KG | 5353 | 5201.5 | CP12 | CP12 | SIRIUS soft starter Values at 575 V, 50 Â°C standard: 215 A, 200 hp Inside-delta: 372 A, 350 hp 400-600 V AC, 115 V AC Screw terminals !!! Phased-out product !!! Successor is SIRIUS 3RW5, Preferred successor type is >>3RW5544-6HA16<< | Lista Papel 2020 SI | 0 | 0
3RW4444-6BC36 |  | 3RW4444-6BC36 | 1 | UN | 1 | 5 | B | D | N | N | 85371098 | 1 | 4011209625907 | 11.45 | KG | 6029.7 | 5858 | CP12 | CP12 | SIRIUS soft starter Values at 575 V, 50 Â°C standard: 215 A, 200 hp Inside-delta: 372 A, 350 hp 400-690 V AC, 115 V AC Screw terminals !!! Phased-out product !!! Successor is SIRIUS 3RW5, Preferred successor type is >>3RW5544-6HA16<< | Lista Papel 2020 SI | 0 | 0
3RW4444-6BC44 |  | 3RW4444-6BC44 | 1 | UN | 1 | 5 | B | D | N | N | 85371098 | 1 | 4011209637542 | 11.23 | KG | 4646 | 4514.7 | CP12 | CP12 | SIRIUS soft starter Values at 400 V, 40 Â°C standard: 250 A, 132 kW Inside-delta: 433 A, 250 kW 200-460 V AC, 230 V AC Screw terminals !!! Phased-out product !!! Successor is SIRIUS 3RW5, Preferred successor type is >>3RW5544-6HA14<< | Lista Papel 2020 SI | 0 | 0
3RW4444-6BC45 |  | 3RW4444-6BC45 | 1 | UN | 1 | 5 | B | D | N | N | 85371098 | 1 | 4011209625884 | 11.188 | KG | 5353 | 5201.5 | CP12 | CP12 | SIRIUS soft starter Values at 500 V, 40 Â°C standard: 250 A, 160 kW Inside-delta: 433 A, 315 kW 400-600 V AC, 230 V AC Screw terminals !!! Phased-out product !!! Successor is SIRIUS 3RW5, Preferred successor type is >>3RW5544-6HA16<< | Lista Papel 2020 SI | 0 | 0
3RW4444-6BC46 |  | 3RW4444-6BC46 | 1 | UN | 1 | 5 | B | D | N | N | 85371098 | 1 | 4011209625891 | 11.42 | KG | 6029.7 | 5858 | CP12 | CP12 | SIRIUS soft starter Values at 690 V, 40 Â°C standard: 250 A, 250 kW Inside-delta: only up to 600 V 400-690 V AC, 230 V AC Screw terminals !!! Phased-out product !!! Successor is SIRIUS 3RW5, Preferred successor type is >>3RW5544-6HA16<< | Lista Papel 2020 SI | 0 | 0
3RW4445-2BC34 |  | 3RW4445-2BC34 | 1 | UN | 1 | 5 | B | D | N | N | 85371098 | 1 | 4011209627468 | 12.145 | KG | 5645.9 | 5484.3 | CP12 | CP12 | SIRIUS soft starter Values at 460 V, 50 Â°C standard: 280 A, 200 hp Inside-delta: 485 A, 400 hp 200-460 V AC, 115 V AC spring-type terminals !!! Phased-out product !!! Successor is SIRIUS 3RW5, Preferred successor type is >>3RW5545-2HA14<< | Lista Papel 2020 SI | 0 | 0
3RW4445-2BC35 |  | 3RW4445-2BC35 | 1 | UN | 1 | 5 | B | D | N | N | 85371098 | 1 | 4011209627482 | 11.32 | KG | 6504.4 | 6322.6 | CP12 | CP12 | SIRIUS soft starter Values at 575 V, 50 Â°C standard: 280 A, 250 hp Inside-delta: 485 A, 500 hp 400-600 V AC, 115 V AC spring-type terminals !!! Phased-out product !!! Successor is SIRIUS 3RW5, Preferred successor type is >>3RW5545-2HA16<< | Lista Papel 2020 SI | 0 | 0
3RW4445-2BC36 |  | 3RW4445-2BC36 | 1 | UN | 1 | 5 | B | D | N | N | 85371098 | 1 | 4011209627505 | 11.5 | KG | 7362.9 | 7150.8 | CP12 | CP12 | SIRIUS soft starter Values at 575 V, 50 Â°C standard: 280 A, 250 hp Inside-delta: 485 A, 500 hp 400-690 V AC, 115 V AC spring-type terminals !!! Phased-out product !!! Successor is SIRIUS 3RW5, Preferred successor type is >>3RW5545-2HA16<< | Lista Papel 2020 SI | 0 | 0
3RW4445-2BC44 |  | 3RW4445-2BC44 | 1 | UN | 1 | 5 | B | D | N | N | 85371098 | 1 | 4011209627451 | 11.36 | KG | 5645.9 | 5484.3 | CP12 | CP12 | SIRIUS soft starter Values at 400 V, 40 Â°C standard: 313 A, 160 kW Inside-delta: 542 A, 315 kW 200-460 V AC, 230 V AC spring-type terminals !!! Phased-out product !!! Successor is SIRIUS 3RW5, Preferred successor type is >>3RW5545-2HA14<< | Lista Papel 2020 SI | 0 | 0
3RW4445-2BC45 |  | 3RW4445-2BC45 | 1 | UN | 1 | 5 | B | D | N | N | 85371098 | 1 | 4011209627475 | 11.39 | KG | 6504.4 | 6322.6 | CP12 | CP12 | SIRIUS soft starter Values at 500 V, 40 Â°C standard: 313 A, 200 kW Inside-delta: 542 A, 355 kW 400-600 V AC, 230 V AC spring-type terminals !!! Phased-out product !!! Successor is SIRIUS 3RW5, Preferred successor type is >>3RW5545-2HA16<< | Lista Papel 2020 SI | 0 | 0
3RW4445-2BC46 |  | 3RW4445-2BC46 | 1 | UN | 1 | 5 | B | D | N | N | 85371098 | 1 | 4011209627499 | 11.53 | KG | 7362.9 | 7150.8 | CP12 | CP12 | SIRIUS soft starter Values at 690 V, 40 Â°C standard: 313 A, 315 kW Inside-delta: only up to 600 V 400-690 V AC, 230 V AC spring-type terminals !!! Phased-out product !!! Successor is SIRIUS 3RW5, Preferred successor type is >>3RW5545-2HA16<< | Lista Papel 2020 SI | 0 | 0
3RW4445-6AC34-1KE0 |  | 3RW4445-6AC34-1KE0 | 1 | UN | 1 | 5 | B | D | N | N | 85371098 | 1 | 4011209911567 | 11.5 | KG | 5645.9 | 5645.9 | CP12 | CP12 | SIRIUS soft starter Values at 460 V, 50 Â°C standard: 280 A, 200 hp Inside-delta: 485 A, 400 hp 200-460 V AC, 115 V AC Screw terminals Customer-specific for WWE !!! Phased-out product !!! Successor is SIRIUS 3RW5. | - | 0 | 9
3RW4445-6BC34 |  | 3RW4445-6BC34 | 1 | UN | 1 | 5 | B | D | N | N | 85371098 | 1 | 4011209625921 | 11.17 | KG | 5645.9 | 5484.3 | CP12 | CP12 | SIRIUS soft starter Values at 460 V, 50 Â°C standard: 280 A, 200 hp Inside-delta: 485 A, 400 hp 200-460 V AC, 115 V AC Screw terminals !!! Phased-out product !!! Successor is SIRIUS 3RW5, Preferred successor type is >>3RW5545-6HA14<< | Lista Papel 2020 SI | 0 | 0
3RW4445-6BC35 |  | 3RW4445-6BC35 | 1 | UN | 1 | 5 | B | D | N | N | 85371098 | 1 | 4011209625945 | 11.53 | KG | 6504.4 | 6322.6 | CP12 | CP12 | SIRIUS soft starter Values at 575 V, 50 Â°C standard: 280 A, 250 hp Inside-delta: 485 A, 500 hp 400-600 V AC, 115 V AC Screw terminals !!! Phased-out product !!! Successor is SIRIUS 3RW5, Preferred successor type is >>3RW5545-6HA16<< | Lista Papel 2020 SI | 0 | 0
3RW4445-6BC36 |  | 3RW4445-6BC36 | 1 | UN | 1 | 5 | B | D | N | N | 85371098 | 1 | 4011209625969 | 11.52 | KG | 7362.9 | 7150.8 | CP12 | CP12 | SIRIUS soft starter Values at 575 V, 50 Â°C standard: 280 A, 250 hp Inside-delta: 485 A, 500 hp 400-690 V AC, 115 V AC Screw terminals !!! Phased-out product !!! Successor is SIRIUS 3RW5, Preferred successor type is >>3RW5545-6HA16<< | Lista Papel 2020 SI | 0 | 0
3RW4445-6BC44 |  | 3RW4445-6BC44 | 1 | UN | 1 | 5 | B | D | N | N | 85371098 | 1 | 4011209625914 | 11.16 | KG | 5645.9 | 5484.3 | CP12 | CP12 | SIRIUS soft starter Values at 400 V, 40 Â°C standard: 313 A, 160 kW Inside-delta: 542 A, 315 kW 200-460 V AC, 230 V AC Screw terminals !!! Phased-out product !!! Successor is SIRIUS 3RW5, Preferred successor type is >>3RW5545-6HA14<< | Lista Papel 2020 SI | 0 | 0
3RW4445-6BC45 |  | 3RW4445-6BC45 | 1 | UN | 1 | 5 | B | D | N | N | 85371098 | 1 | 4011209625938 | 11.35 | KG | 6504.4 | 6322.6 | CP12 | CP12 | SIRIUS soft starter Values at 500 V, 40 Â°C standard: 313 A, 200 kW Inside-delta: 542 A, 355 kW 400-600 V AC, 230 V AC Screw terminals !!! Phased-out product !!! Successor is SIRIUS 3RW5, Preferred successor type is >>3RW5545-6HA16<< | Lista Papel 2020 SI | 0 | 0
3RW4445-6BC46 |  | 3RW4445-6BC46 | 1 | UN | 1 | 5 | B | D | N | N | 85371098 | 1 | 4011209625952 | 11.55 | KG | 7362.9 | 7150.8 | CP12 | CP12 | SIRIUS soft starter Values at 690 V, 40 Â°C standard: 313 A, 315 kW Inside-delta: only up to 600 V 400-690 V AC, 230 V AC Screw terminals !!! Phased-out product !!! Successor is SIRIUS 3RW5, Preferred successor type is >>3RW5545-6HA16<< | Lista Papel 2020 SI | 0 | 0
3RW4446-2BC34 |  | 3RW4446-2BC34 | 1 | UN | 1 | 5 | B | D | N | N | 85371098 | 1 | 4011209627529 | 11.46 | KG | 6595.3 | 6413.5 | CP12 | CP12 | SIRIUS soft starter Values at 460 V, 50 Â°C standard: 315 A, 250 hp Inside-delta: 546 A, 450 hp 200-460 V AC, 115 V AC spring-type terminals !!! Phased-out product !!! Successor is SIRIUS 3RW5, Preferred successor type is >>3RW5546-2HA14<< | Lista Papel 2020 SI | 0 | 0
3RW4446-2BC35 |  | 3RW4446-2BC35 | 1 | UN | 1 | 5 | B | D | N | N | 85371098 | 1 | 4011209627543 | 11.5 | KG | 7605.3 | 7393.2 | CP12 | CP12 | SIRIUS soft starter Values at 575 V, 50 Â°C standard: 315 A, 300 hp Inside-delta: 546 A, 600 hp 400-600 V AC, 115 V AC spring-type terminals !!! Phased-out product !!! Successor is SIRIUS 3RW5, Preferred successor type is >>3RW5546-2HA16<< | Lista Papel 2020 SI | 0 | 0
3RW4446-2BC36 |  | 3RW4446-2BC36 | 1 | UN | 1 | 5 | B | D | N | N | 85371098 | 1 | 4011209627567 | 11.427 | KG | 8605.2 | 8362.8 | CP12 | CP12 | SIRIUS soft starter Values at 575 V, 50 Â°C standard: 315 A, 300 hp Inside-delta: 546 A, 600 hp 400-690 V AC, 115 V AC spring-type terminals !!! Phased-out product !!! Successor is SIRIUS 3RW5, Preferred successor type is >>3RW5546-2HA16<< | Lista Papel 2020 SI | 0 | 0
3RW4446-2BC44 |  | 3RW4446-2BC44 | 1 | UN | 1 | 5 | B | D | N | N | 85371098 | 1 | 4011209627512 | 11.561 | KG | 6595.3 | 6413.5 | CP12 | CP12 | SIRIUS soft starter Values at 400 V, 40 Â°C standard: 356 A, 200 kW Inside-delta: 617 A, 355 kW 200-460 V AC, 230 V AC spring-type terminals !!! Phased-out product !!! Successor is SIRIUS 3RW5, Preferred successor type is >>3RW5546-2HA14<< | Lista Papel 2020 SI | 0 | 0
3RW4446-2BC45 |  | 3RW4446-2BC45 | 1 | UN | 1 | 5 | B | D | N | N | 85371098 | 1 | 4011209627536 | 11.59 | KG | 7605.3 | 7393.2 | CP12 | CP12 | SIRIUS soft starter Values at 500 V, 40 Â°C standard: 356 A, 250 kW Inside-delta: 617 A, 450 kW 400-600 V AC, 230 V AC spring-type terminals !!! Phased-out product !!! Successor is SIRIUS 3RW5, Preferred successor type is >>3RW5546-2HA16<< | Lista Papel 2020 SI | 0 | 0
3RW4446-2BC46 |  | 3RW4446-2BC46 | 1 | UN | 1 | 5 | B | D | N | N | 85371098 | 1 | 4011209627550 | 6.25 | KG | 8605.2 | 8362.8 | CP12 | CP12 | SIRIUS soft starter Values at 690 V, 40 Â°C standard: 356 A, 355 kW Inside-delta: only up to 600 V 400-690 V AC, 230 V AC spring-type terminals !!! Phased-out product !!! Successor is SIRIUS 3RW5, Preferred successor type is >>3RW5546-2HA16<< | Lista Papel 2020 SI | 0 | 0
3RW4446-6AC34-1KE0 |  | 3RW4446-6AC34-1KE0 | 1 | UN | 1 | 5 | B | D | N | N | 85371098 | 1 | 4011209911574 | 11.5 | KG | 6595.3 | 6595.3 | CP12 | CP12 | SIRIUS soft starter Values at 460 V, 50 Â°C standard: 315 A, 250 hp Inside-delta: 546 A, 450 hp 200-460 V AC, 115 V AC Screw terminals Customer-specific for WWE !!! Phased-out product !!! Successor is SIRIUS 3RW5. | - | 0 | 9
3RW4446-6BC34 |  | 3RW4446-6BC34 | 1 | UN | 1 | 5 | B | D | N | N | 85371098 | 1 | 4011209625983 | 11.7 | KG | 6595.3 | 6413.5 | CP12 | CP12 | SIRIUS soft starter Values at 460 V, 50 Â°C standard: 315 A, 250 hp Inside-delta: 546 A, 450 hp 200-460 V AC, 115 V AC Screw terminals !!! Phased-out product !!! Successor is SIRIUS 3RW5, Preferred successor type is >>3RW5546-6HA14<< | Lista Papel 2020 SI | 0 | 0
3RW4446-6BC35 |  | 3RW4446-6BC35 | 1 | UN | 1 | 5 | B | D | N | N | 85371098 | 1 | 4011209626003 | 11.79 | KG | 7605.3 | 7393.2 | CP12 | CP12 | SIRIUS soft starter Values at 575 V, 50 Â°C standard: 315 A, 300 hp Inside-delta: 546 A, 600 hp 400-600 V AC, 115 V AC Screw terminals !!! Phased-out product !!! Successor is SIRIUS 3RW5, Preferred successor type is >>3RW5546-6HA16<< | Lista Papel 2020 SI | 0 | 0
3RW4446-6BC36 |  | 3RW4446-6BC36 | 1 | UN | 1 | 5 | B | D | N | N | 85371098 | 1 | 4011209626027 | 11.53 | KG | 8605.2 | 8362.8 | CP12 | CP12 | SIRIUS soft starter Values at 575 V, 50 Â°C standard: 315 A, 300 hp Inside-delta: 546 A, 600 hp 400-690 V AC, 115 V AC Screw terminals !!! Phased-out product !!! Successor is SIRIUS 3RW5, Preferred successor type is >>3RW5546-6HA16<< | Lista Papel 2020 SI | 0 | 0
3RW4446-6BC44 |  | 3RW4446-6BC44 | 1 | UN | 1 | 5 | B | D | N | N | 85371098 | 1 | 4011209625976 | 11.53 | KG | 6595.3 | 6413.5 | CP12 | CP12 | SIRIUS soft starter Values at 400 V, 40 Â°C standard: 356 A, 200 kW Inside-delta: 617 A, 355 kW 200-460 V AC, 230 V AC Screw terminals !!! Phased-out product !!! Successor is SIRIUS 3RW5, Preferred successor type is >>3RW5546-6HA14<< | Lista Papel 2020 SI | 0 | 0
3RW4446-6BC45 |  | 3RW4446-6BC45 | 1 | UN | 1 | 5 | B | D | N | N | 85371098 | 1 | 4011209625990 | 12.265 | KG | 7605.3 | 7393.2 | CP12 | CP12 | SIRIUS soft starter Values at 500 V, 40 Â°C standard: 356 A, 250 kW Inside-delta: 617 A, 450 kW 400-600 V AC, 230 V AC Screw terminals !!! Phased-out product !!! Successor is SIRIUS 3RW5, Preferred successor type is >>3RW5546-6HA16<< | Lista Papel 2020 SI | 0 | 0
3RW4446-6BC46 |  | 3RW4446-6BC46 | 1 | UN | 1 | 5 | B | D | N | N | 85371098 | 1 | 4011209626010 | 11.5 | KG | 8605.2 | 8362.8 | CP12 | CP12 | SIRIUS soft starter Values at 690 V, 40 Â°C standard: 356 A, 355 kW Inside-delta: only up to 600 V 400-690 V AC, 230 V AC Screw terminals !!! Phased-out product !!! Successor is SIRIUS 3RW5, Preferred successor type is >>3RW5546-6HA16<< | Lista Papel 2020 SI | 0 | 0
3RW4447-2BC34 |  | 3RW4447-2BC34 | 1 | UN | 1 | 5 | B | D | N | N | 85371098 | 1 | 4011209627581 | 11.54 | KG | 7756.8 | 7534.6 | CP12 | CP12 | SIRIUS soft starter Values at 460 V, 50 Â°C standard: 385 A, 300 hp Inside-delta: 667 A, 600 hp 200-460 V AC, 115 V AC spring-type terminals !!! Phased-out product !!! Successor is SIRIUS 3RW5, Preferred successor type is >>3RW5547-2HA14<< | Lista Papel 2020 SI | 0 | 0
3RW4447-2BC35 |  | 3RW4447-2BC35 | 1 | UN | 1 | 5 | B | D | N | N | 85371098 | 1 | 4011209627604 | 11.522 | KG | 8877.9 | 8625.4 | CP12 | CP12 | SIRIUS soft starter Values at 575 V, 50 Â°C standard: 385 A, 400 hp Inside-delta: 667 A, 750 hp 400-600 V AC, 115 V AC spring-type terminals !!! Phased-out product !!! Successor is SIRIUS 3RW5, Preferred successor type is >>3RW5547-2HA16<< | Lista Papel 2020 SI | 0 | 0
3RW4447-2BC36 |  | 3RW4447-2BC36 | 1 | UN | 1 | 5 | B | D | N | N | 85371098 | 1 | 4011209627628 | 11.708 | KG | 10059.6 | 9776.8 | CP12 | CP12 | SIRIUS soft starter Values at 575 V, 50 Â°C standard: 385 A, 400 hp Inside-delta: 667 A, 750 hp 400-690 V AC, 115 V AC spring-type terminals !!! Phased-out product !!! Successor is SIRIUS 3RW5, Preferred successor type is >>3RW5547-2HA16<< | Lista Papel 2020 SI | 0 | 0
3RW4447-2BC44 |  | 3RW4447-2BC44 | 1 | UN | 1 | 5 | B | D | N | N | 85371098 | 1 | 4011209627574 | 11.58 | KG | 7756.8 | 7534.6 | CP12 | CP12 | SIRIUS soft starter Values at 400 V, 40 Â°C standard: 432 A, 250 kW Inside-delta: 748 A, 400 kW 200-460 V AC, 230 V AC spring-type terminals !!! Phased-out product !!! Successor is SIRIUS 3RW5, Preferred successor type is >>3RW5547-2HA14<< | Lista Papel 2020 SI | 0 | 0
3RW4447-2BC45 |  | 3RW4447-2BC45 | 1 | UN | 1 | 5 | B | D | N | N | 85371098 | 1 | 4011209627598 | 11.875 | KG | 8877.9 | 8625.4 | CP12 | CP12 | SIRIUS soft starter Values at 500 V, 40 Â°C standard: 432 A, 315 kW Inside-delta: 748 A, 500 kW 400-600 V AC, 230 V AC spring-type terminals !!! Phased-out product !!! Successor is SIRIUS 3RW5, Preferred successor type is >>3RW5547-2HA16<< | Lista Papel 2020 SI | 0 | 0
3RW4447-2BC46 |  | 3RW4447-2BC46 | 1 | UN | 1 | 5 | B | D | N | N | 85371098 | 1 | 4011209627611 | 11.56 | KG | 10059.6 | 9776.8 | CP12 | CP12 | SIRIUS soft starter Values at 690 V, 40 Â°C standard: 432 A, 400 kW Inside-delta: only up to 600 V 400-690 V AC, 230 V AC spring-type terminals !!! Phased-out product !!! Successor is SIRIUS 3RW5, Preferred successor type is >>3RW5547-2HA16<< | Lista Papel 2020 SI | 0 | 0
3RW4447-6BC34 |  | 3RW4447-6BC34 | 1 | UN | 1 | 5 | B | D | N | N | 85371098 | 1 | 4011209626041 | 11.54 | KG | 7756.8 | 7534.6 | CP12 | CP12 | SIRIUS soft starter Values at 460 V, 50 Â°C standard: 385 A, 300 hp Inside-delta: 667 A, 600 hp 200-460 V AC, 115 V AC Screw terminals !!! Phased-out product !!! Successor is SIRIUS 3RW5, Preferred successor type is >>3RW5547-6HA14<< | Lista Papel 2020 SI | 0 | 0
3RW4447-6BC35 |  | 3RW4447-6BC35 | 1 | UN | 1 | 5 | B | D | N | N | 85371098 | 1 | 4011209626065 | 11.89 | KG | 8877.9 | 8625.4 | CP12 | CP12 | SIRIUS soft starter Values at 575 V, 50 Â°C standard: 385 A, 400 hp Inside-delta: 667 A, 750 hp 400-600 V AC, 115 V AC Screw terminals !!! Phased-out product !!! Successor is SIRIUS 3RW5, Preferred successor type is >>3RW5547-6HA16<< | Lista Papel 2020 SI | 0 | 0
3RW4447-6BC36 |  | 3RW4447-6BC36 | 1 | UN | 1 | 5 | B | D | N | N | 85371098 | 1 | 4011209626089 | 11.69 | KG | 10059.6 | 9776.8 | CP12 | CP12 | SIRIUS soft starter Values at 575 V, 50 Â°C standard: 385 A, 400 hp Inside-delta: 667 A, 750 hp 400-690 V AC, 115 V AC Screw terminals !!! Phased-out product !!! Successor is SIRIUS 3RW5, Preferred successor type is >>3RW5547-6HA16<< | Lista Papel 2020 SI | 0 | 0
3RW4447-6BC44 |  | 3RW4447-6BC44 | 1 | UN | 1 | 5 | B | D | N | N | 85371098 | 1 | 4011209637573 | 11.53 | KG | 7756.8 | 7534.6 | CP12 | CP12 | SIRIUS soft starter Values at 400 V, 40 Â°C standard: 432 A, 250 kW Inside-delta: 748 A, 400 kW 200-460 V AC, 230 V AC Screw terminals !!! Phased-out product !!! Successor is SIRIUS 3RW5, Preferred successor type is >>3RW5547-6HA14<< | Lista Papel 2020 SI | 0 | 0
3RW4447-6BC45 |  | 3RW4447-6BC45 | 1 | UN | 1 | 5 | B | D | N | N | 85371098 | 1 | 4011209626058 | 12.575 | KG | 8877.9 | 8625.4 | CP12 | CP12 | SIRIUS soft starter Values at 500 V, 40 Â°C standard: 432 A, 315 kW Inside-delta: 748 A, 500 kW 400-600 V AC, 230 V AC Screw terminals !!! Phased-out product !!! Successor is SIRIUS 3RW5, Preferred successor type is >>3RW5547-6HA16<< | Lista Papel 2020 SI | 0 | 0
3RW4447-6BC46 |  | 3RW4447-6BC46 | 1 | UN | 1 | 5 | B | D | N | N | 85371098 | 1 | 4011209626072 | 11.97 | KG | 10059.6 | 9776.8 | CP12 | CP12 | SIRIUS soft starter Values at 690 V, 40 Â°C standard: 432 A, 400 kW Inside-delta: only up to 600 V 400-690 V AC, 230 V AC Screw terminals !!! Phased-out product !!! Successor is SIRIUS 3RW5, Preferred successor type is >>3RW5547-6HA16<< | Lista Papel 2020 SI | 0 | 0
3RW4453-2BC34 |  | 3RW4453-2BC34 | 1 | UN | 1 | 15 | C | D | N | N | 85371098 | 1 | 4011209659049 | 62 | KG | 9090 | 8837.5 | CP12 | CP12 | SIRIUS soft starter Values at 460 V, 50 Â°C standard: 494 A, 400 hp Inside-delta: 856 A, 750 hp 200-460 V AC, 115 V AC spring-type terminals !!! Phased-out product !!! Successor is SIRIUS 3RW5, Preferred successor type is >>3RW5548-2HA14<< | Lista Papel 2020 SI | 0 | 0
3RW4453-2BC35 |  | 3RW4453-2BC35 | 1 | UN | 1 | 15 | C | D | N | N | 85371098 | 1 | 4011209659063 | 62 | KG | 10504 | 10201 | CP12 | CP12 | SIRIUS soft starter Values at 575 V, 50 Â°C standard: 494 A, 500 hp Inside-delta: 856 A, 950 hp 400-600 V AC, 115 V AC spring-type terminals !!! Phased-out product !!! Successor is SIRIUS 3RW5, Preferred successor type is >>3RW5548-2HA16<< | Lista Papel 2020 SI | 0 | 0
3RW4453-2BC36 |  | 3RW4453-2BC36 | 1 | UN | 1 | 15 | C | D | N | N | 85371098 | 1 | 4011209659087 | 65.1 | KG | 11918 | 11615 | CP12 | CP12 | SIRIUS soft starter Values at 575 V, 50 Â°C standard: 494 A, 500 hp Inside-delta: 856 A, 950 hp 400-690 V AC, 115 V AC spring-type terminals !!! Phased-out product !!! Successor is SIRIUS 3RW5, Preferred successor type is >>3RW5548-2HA16<< | Lista Papel 2020 SI | 0 | 0
3RW4453-2BC44 |  | 3RW4453-2BC44 | 1 | UN | 1 | 15 | C | D | N | N | 85371098 | 1 | 4011209659100 | 75 | KG | 9090 | 8837.5 | CP12 | CP12 | SIRIUS soft starter Values at 400 V, 40 Â°C standard: 551 A, 315 kW Inside-delta: 954 A, 560 kW 200-460 V AC, 230 V AC spring-type terminals !!! Phased-out product !!! Successor is SIRIUS 3RW5, Preferred successor type is >>3RW5548-2HA14<< | Lista Papel 2020 SI | 0 | 0
3RW4453-2BC45 |  | 3RW4453-2BC45 | 1 | UN | 1 | 15 | C | D | N | N | 85371098 | 1 | 4011209659117 | 65.5 | KG | 10504 | 10201 | CP12 | CP12 | SIRIUS soft starter Values at 500 V, 40 Â°C standard: 551 A, 355 kW Inside-delta: 954 A, 630 kW 400-600 V AC, 230 V AC spring-type terminals !!! Phased-out product !!! Successor is SIRIUS 3RW5, Preferred successor type is >>3RW5548-2HA16<< | Lista Papel 2020 SI | 0 | 0
3RW4453-2BC46 |  | 3RW4453-2BC46 | 1 | UN | 1 | 15 | C | D | N | N | 85371098 | 1 | 4011209659131 | 65.2 | KG | 11918 | 11615 | CP12 | CP12 | SIRIUS soft starter Values at 690 V, 40 Â°C standard: 551 A, 560 kW Inside-delta: only up to 600 V 400-690 V AC, 230 V AC spring-type terminals !!! Phased-out product !!! Successor is SIRIUS 3RW5, Preferred successor type is >>3RW5548-2HA16<< | Lista Papel 2020 SI | 0 | 0
3RW4453-6AC34-1KE0 |  | 3RW4453-6AC34-1KE0 | 1 | UN | 1 | 5 | B | D | N | N | 85371098 | 1 | 4011209911581 | 50 | KG | 9090 | 9090 | CP12 | CP12 | SIRIUS soft starter Values at 460 V, 50 Â°C standard: 494 A, 400 hp Inside-delta: 856 A, 750 hp 200-460 V AC, 115 V AC Screw terminals Customer-specific for WWE !!! Phased-out product !!! Successor is SIRIUS 3RW5. | - | 0 | 9
3RW4453-6BC34 |  | 3RW4453-6BC34 | 1 | UN | 1 | 5 | B | D | N | N | 85371098 | 1 | 4011209659056 | 64.55 | KG | 9090 | 8837.5 | CP12 | CP12 | SIRIUS soft starter Values at 460 V, 50 Â°C standard: 494 A, 400 hp Inside-delta: 856 A, 750 hp 200-460 V AC, 115 V AC Screw terminals !!! Phased-out product !!! Successor is SIRIUS 3RW5, Preferred successor type is >>3RW5548-6HA14<< | Lista Papel 2020 SI | 0 | 0
3RW4453-6BC35 |  | 3RW4453-6BC35 | 1 | UN | 1 | 5 | B | D | N | N | 85371098 | 1 | 4011209659070 | 85 | KG | 10504 | 10201 | CP12 | CP12 | SIRIUS soft starter Values at 575 V, 50 Â°C standard: 494 A, 500 hp Inside-delta: 856 A, 950 hp 400-600 V AC, 115 V AC Screw terminals !!! Phased-out product !!! Successor is SIRIUS 3RW5, Preferred successor type is >>3RW5548-6HA16<< | Lista Papel 2020 SI | 0 | 0
3RW4453-6BC36 |  | 3RW4453-6BC36 | 1 | UN | 1 | 15 | C | D | N | N | 85371098 | 1 | 4011209659094 | 65.1 | KG | 11918 | 11615 | CP12 | CP12 | SIRIUS soft starter Values at 575 V, 50 Â°C standard: 494 A, 500 hp Inside-delta: 856 A, 950 hp 400-690 V AC, 115 V AC Screw terminals !!! Phased-out product !!! Successor is SIRIUS 3RW5, Preferred successor type is >>3RW5548-6HA16<< | Lista Papel 2020 SI | 0 | 0
3RW4453-6BC44 |  | 3RW4453-6BC44 | 1 | UN | 1 | 5 | B | D | N | N | 85371098 | 1 | 4011209652736 | 64.7 | KG | 9090 | 8837.5 | CP12 | CP12 | SIRIUS soft starter Values at 400 V, 40 Â°C standard: 551 A, 315 kW Inside-delta: 954 A, 560 kW 200-460 V AC, 230 V AC Screw terminals !!! Phased-out product !!! Successor is SIRIUS 3RW5, Preferred successor type is >>3RW5548-6HA14<< | Lista Papel 2020 SI | 0 | 0
3RW4453-6BC45 |  | 3RW4453-6BC45 | 1 | UN | 1 | 5 | B | D | N | N | 85371098 | 1 | 4011209659124 | 65 | KG | 10504 | 10201 | CP12 | CP12 | SIRIUS soft starter Values at 500 V, 40 Â°C standard: 551 A, 355 kW Inside-delta: 954 A, 630 kW 400-600 V AC, 230 V AC Screw terminals !!! Phased-out product !!! Successor is SIRIUS 3RW5, Preferred successor type is >>3RW5548-6HA16<< | Lista Papel 2020 SI | 0 | 0
3RW4453-6BC46 |  | 3RW4453-6BC46 | 1 | UN | 1 | 15 | C | D | N | N | 85371098 | 1 | 4011209659148 | 65 | KG | 11918 | 11615 | CP12 | CP12 | SIRIUS soft starter Values at 690 V, 40 Â°C standard: 551 A, 560 kW Inside-delta: only up to 600 V 400-690 V AC, 230 V AC Screw terminals !!! Phased-out product !!! Successor is SIRIUS 3RW5, Preferred successor type is >>3RW5548-6HA16<< | Lista Papel 2020 SI | 0 | 0
3RW4454-2BC34 |  | 3RW4454-2BC34 | 1 | UN | 1 | 15 | C | D | N | N | 85371098 | 1 | 4011209659155 | 45 | KG | 10605 | 10302 | CP12 | CP12 | SIRIUS soft starter Values at 460 V, 50 Â°C standard: 551 A, 450 hp Inside-delta: 954 A, 850 hp 200-460 V AC, 115 V AC spring-type terminals !!! Phased-out product !!! Successor is SIRIUS 3RW5, Preferred successor type is >>3RW5552-2HA14<< | Lista Papel 2020 SI | 0 | 0
3RW4454-2BC35 |  | 3RW4454-2BC35 | 1 | UN | 1 | 15 | C | D | N | N | 85371098 | 1 | 4011209659179 | 64.5 | KG | 12221 | 11918 | CP12 | CP12 | SIRIUS soft starter Values at 575 V, 50 Â°C standard: 551 A, 600 hp Inside-delta: 954 A, 1050 hp 400-600 V AC, 115 V AC spring-type terminals !!! Phased-out product !!! Successor is SIRIUS 3RW5, Preferred successor type is >>3RW5552-2HA16<< | Lista Papel 2020 SI | 0 | 0
3RW4454-2BC36 |  | 3RW4454-2BC36 | 1 | UN | 1 | 15 | C | D | N | N | 85371098 | 1 | 4011209659193 | 64.5 | KG | 13736 | 13332 | CP12 | CP12 | SIRIUS soft starter Values at 575 V, 50 Â°C standard: 551 A, 600 hp Inside-delta: 954 A, 1050 hp 400-690 V AC, 115 V AC spring-type terminals !!! Phased-out product !!! Successor is SIRIUS 3RW5, Preferred successor type is >>3RW5552-2HA16<< | Lista Papel 2020 SI | 0 | 0
3RW4454-2BC44 |  | 3RW4454-2BC44 | 1 | UN | 1 | 15 | C | D | N | N | 85371098 | 1 | 4011209659216 | 64.5 | KG | 10605 | 10302 | CP12 | CP12 | SIRIUS soft starter Values at 400 V, 40 Â°C standard: 615 A, 355 kW Inside-delta: 1065 A, 630 kW 200-460 V AC, 230 V AC spring-type terminals !!! Phased-out product !!! Successor is SIRIUS 3RW5, Preferred successor type is >>3RW5552-2HA14<< | Lista Papel 2020 SI | 0 | 0
3RW4454-2BC45 |  | 3RW4454-2BC45 | 1 | UN | 1 | 15 | C | D | N | N | 85371098 | 1 | 4011209659230 | 64.5 | KG | 12221 | 11918 | CP12 | CP12 | SIRIUS soft starter Values at 500 V, 40 Â°C standard: 615 A, 400 kW Inside-delta: 1065 A, 710 kW 400-600 V AC, 230 V AC spring-type terminals !!! Phased-out product !!! Successor is SIRIUS 3RW5, Preferred successor type is >>3RW5552-2HA16<< | Lista Papel 2020 SI | 0 | 0
3RW4454-2BC46 |  | 3RW4454-2BC46 | 1 | UN | 1 | 15 | C | D | N | N | 85371098 | 1 | 4011209659254 | 50 | KG | 13736 | 13332 | CP12 | CP12 | SIRIUS soft starter Values at 690 V, 40 Â°C standard: 615 A, 630 kW Inside-delta: only up to 600 V 400-690 V AC, 230 V AC spring-type terminals !!! Phased-out product !!! Successor is SIRIUS 3RW5, Preferred successor type is >>3RW5552-2HA16<< | Lista Papel 2020 SI | 0 | 0
3RW4454-6BC34 |  | 3RW4454-6BC34 | 1 | UN | 1 | 5 | B | D | N | N | 85371098 | 1 | 4011209659162 | 40 | KG | 10605 | 10302 | CP12 | CP12 | SIRIUS soft starter Values at 460 V, 50 Â°C standard: 551 A, 450 hp Inside-delta: 954 A, 850 hp 200-460 V AC, 115 V AC Screw terminals !!! Phased-out product !!! Successor is SIRIUS 3RW5, Preferred successor type is >>3RW5552-6HA14<< | Lista Papel 2020 SI | 0 | 0
3RW4454-6BC35 |  | 3RW4454-6BC35 | 1 | UN | 1 | 5 | B | D | N | N | 85371098 | 1 | 4011209659186 | 55 | KG | 12221 | 11918 | CP12 | CP12 | SIRIUS soft starter Values at 575 V, 50 Â°C standard: 551 A, 600 hp Inside-delta: 954 A, 1050 hp 400-600 V AC, 115 V AC Screw terminals !!! Phased-out product !!! Successor is SIRIUS 3RW5, Preferred successor type is >>3RW5552-6HA16<< | Lista Papel 2020 SI | 0 | 0
3RW4454-6BC36 |  | 3RW4454-6BC36 | 1 | UN | 1 | 15 | C | D | N | N | 85371098 | 1 | 4011209659209 | 60 | KG | 13736 | 13332 | CP12 | CP12 | SIRIUS soft starter Values at 575 V, 50 Â°C standard: 551 A, 600 hp Inside-delta: 954 A, 1050 hp 400-690 V AC, 115 V AC Screw terminals !!! Phased-out product !!! Successor is SIRIUS 3RW5, Preferred successor type is >>3RW5552-6HA16<< | Lista Papel 2020 SI | 0 | 0
3RW4454-6BC44 |  | 3RW4454-6BC44 | 1 | UN | 1 | 5 | B | D | N | N | 85371098 | 1 | 4011209659223 | 64.1 | KG | 10605 | 10302 | CP12 | CP12 | SIRIUS soft starter Values at 400 V, 40 Â°C standard: 615 A, 355 kW Inside-delta: 1065 A, 630 kW 200-460 V AC, 230 V AC Screw terminals !!! Phased-out product !!! Successor is SIRIUS 3RW5, Preferred successor type is >>3RW5552-6HA14<< | Lista Papel 2020 SI | 0 | 0
3RW4454-6BC45 |  | 3RW4454-6BC45 | 1 | UN | 1 | 5 | B | D | N | N | 85371098 | 1 | 4011209659247 | 45 | KG | 12221 | 11918 | CP12 | CP12 | SIRIUS soft starter Values at 500 V, 40 Â°C standard: 615 A, 400 kW Inside-delta: 1065 A, 710 kW 400-600 V AC, 230 V AC Screw terminals !!! Phased-out product !!! Successor is SIRIUS 3RW5, Preferred successor type is >>3RW5552-6HA16<< | Lista Papel 2020 SI | 0 | 0
3RW4454-6BC46 |  | 3RW4454-6BC46 | 1 | UN | 1 | 15 | C | D | N | N | 85371098 | 1 | 4011209659261 | 55 | KG | 13736 | 13332 | CP12 | CP12 | SIRIUS soft starter Values at 690 V, 40 Â°C standard: 615 A, 630 kW Inside-delta: only up to 600 V 400-690 V AC, 230 V AC Screw terminals !!! Phased-out product !!! Successor is SIRIUS 3RW5, Preferred successor type is >>3RW5552-6HA16<< | Lista Papel 2020 SI | 0 | 0
3RW4455-2BC34 |  | 3RW4455-2BC34 | 1 | UN | 1 | 15 | C | D | N | N | 85371098 | 1 | 4011209659278 | 63 | KG | 11918 | 11615 | CP12 | CP12 | SIRIUS soft starter Values at 460 V, 50 Â°C standard: 615 A, 500 hp Inside-delta: 1065 A, 950 hp 200-460 V AC, 115 V AC spring-type terminals !!! Phased-out product !!! Successor is SIRIUS 3RW5, Preferred successor type is >>3RW5553-2HA14<< | Lista Papel 2020 SI | 0 | 0
3RW4455-2BC35 |  | 3RW4455-2BC35 | 1 | UN | 1 | 15 | C | D | N | N | 85371098 | 1 | 4011209659292 | 65.5 | KG | 13534 | 13130 | CP12 | CP12 | SIRIUS soft starter Values at 575 V, 50 Â°C standard: 615 A, 700 hp Inside-delta: 1065 A, 1200 hp 400-600 V AC, 115 V AC spring-type terminals !!! Phased-out product !!! Successor is SIRIUS 3RW5, Preferred successor type is >>3RW5553-2HA16<< | Lista Papel 2020 SI | 0 | 0
3RW4455-2BC36 |  | 3RW4455-2BC36 | 1 | UN | 1 | 15 | C | D | N | N | 85371098 | 1 | 4011209659315 | 50 | KG | 15453 | 15049 | CP12 | CP12 | SIRIUS soft starter Values at 575 V, 50 Â°C standard: 615 A, 700 hp Inside-delta: 1065 A, 1200 hp 400-690 V AC, 115 V AC spring-type terminals !!! Phased-out product !!! Successor is SIRIUS 3RW5, Preferred successor type is >>3RW5553-2HA16<< | Lista Papel 2020 SI | 0 | 0
3RW4455-2BC44 |  | 3RW4455-2BC44 | 1 | UN | 1 | 15 | C | D | N | N | 85371098 | 1 | 4011209659339 | 65.1 | KG | 11918 | 11615 | CP12 | CP12 | SIRIUS soft starter Values at 400 V, 40 Â°C standard: 693 A, 400 kW Inside-delta: 1200 A, 710 kW 200-460 V AC, 230 V AC spring-type terminals !!! Phased-out product !!! Successor is SIRIUS 3RW5, Preferred successor type is >>3RW5553-2HA14<< | Lista Papel 2020 SI | 0 | 0
3RW4455-2BC45 |  | 3RW4455-2BC45 | 1 | UN | 1 | 15 | C | D | N | N | 85371098 | 1 | 4011209659353 | 64.75 | KG | 13534 | 13130 | CP12 | CP12 | SIRIUS soft starter Values at 500 V, 40 Â°C standard: 693 A, 500 kW Inside-delta: 1200 A, 800 kW 400-600 V AC, 230 V AC spring-type terminals !!! Phased-out product !!! Successor is SIRIUS 3RW5, Preferred successor type is >>3RW5553-2HA16<< | Lista Papel 2020 SI | 0 | 0
3RW4455-2BC46 |  | 3RW4455-2BC46 | 1 | UN | 1 | 15 | C | D | N | N | 85371098 | 1 | 4011209659377 | 62 | KG | 15453 | 15049 | CP12 | CP12 | SIRIUS soft starter Values at 690 V, 40 Â°C standard: 693 A, 710 kW Inside-delta: only up to 600 V 400-690 V AC, 230 V AC spring-type terminals !!! Phased-out product !!! Successor is SIRIUS 3RW5, Preferred successor type is >>3RW5553-2HA16<< | Lista Papel 2020 SI | 0 | 0
3RW4455-6BC34 |  | 3RW4455-6BC34 | 1 | UN | 1 | 5 | B | D | N | N | 85371098 | 1 | 4011209659285 | 58 | KG | 11918 | 11615 | CP12 | CP12 | SIRIUS soft starter Values at 460 V, 50 Â°C standard: 615 A, 500 hp Inside-delta: 1065 A, 950 hp 200-460 V AC, 115 V AC Screw terminals !!! Phased-out product !!! Successor is SIRIUS 3RW5, Preferred successor type is >>3RW5553-6HA14<< | Lista Papel 2020 SI | 0 | 0
3RW4455-6BC35 |  | 3RW4455-6BC35 | 1 | UN | 1 | 5 | B | D | N | N | 85371098 | 1 | 4011209659308 | 62 | KG | 13534 | 13130 | CP12 | CP12 | SIRIUS soft starter Values at 575 V, 50 Â°C standard: 615 A, 700 hp Inside-delta: 1065 A, 1200 hp 400-600 V AC, 115 V AC Screw terminals !!! Phased-out product !!! Successor is SIRIUS 3RW5, Preferred successor type is >>3RW5553-6HA16<< | Lista Papel 2020 SI | 0 | 0
3RW4455-6BC36 |  | 3RW4455-6BC36 | 1 | UN | 1 | 15 | C | D | N | N | 85371098 | 1 | 4011209659322 | 60 | KG | 15453 | 15049 | CP12 | CP12 | SIRIUS soft starter Values at 575 V, 50 Â°C standard: 615 A, 700 hp Inside-delta: 1065 A, 1200 hp 400-690 V AC, 115 V AC Screw terminals !!! Phased-out product !!! Successor is SIRIUS 3RW5, Preferred successor type is >>3RW5553-6HA16<< | Lista Papel 2020 SI | 0 | 0
3RW4455-6BC44 |  | 3RW4455-6BC44 | 1 | UN | 1 | 5 | B | D | N | N | 85371098 | 1 | 4011209659346 | 63.85 | KG | 11918 | 11615 | CP12 | CP12 | SIRIUS soft starter Values at 400 V, 40 Â°C standard: 693 A, 400 kW Inside-delta: 1200 A, 710 kW 200-460 V AC, 230 V AC Screw terminals !!! Phased-out product !!! Successor is SIRIUS 3RW5, Preferred successor type is >>3RW5553-6HA14<< | Lista Papel 2020 SI | 0 | 0
3RW4455-6BC45 |  | 3RW4455-6BC45 | 1 | UN | 1 | 5 | B | D | N | N | 85371098 | 1 | 4011209659360 | 75.1 | KG | 13534 | 13130 | CP12 | CP12 | SIRIUS soft starter Values at 500 V, 40 Â°C standard: 693 A, 500 kW Inside-delta: 1200 A, 800 kW 400-600 V AC, 230 V AC Screw terminals !!! Phased-out product !!! Successor is SIRIUS 3RW5, Preferred successor type is >>3RW5553-6HA16<< | Lista Papel 2020 SI | 0 | 0
3RW4455-6BC46 |  | 3RW4455-6BC46 | 1 | UN | 1 | 15 | C | D | N | N | 85371098 | 1 | 4011209659384 | 62 | KG | 15453 | 15049 | CP12 | CP12 | SIRIUS soft starter Values at 690 V, 40 Â°C standard: 693 A, 710 kW Inside-delta: only up to 600 V 400-690 V AC, 230 V AC Screw terminals !!! Phased-out product !!! Successor is SIRIUS 3RW5, Preferred successor type is >>3RW5553-6HA16<< | Lista Papel 2020 SI | 0 | 0
3RW4456-2BC34 |  | 3RW4456-2BC34 | 1 | UN | 1 | 15 | C | D | N | N | 85371098 | 1 | 4011209659391 | 60.4 | KG | 12928 | 12524 | CP12 | CP12 | SIRIUS soft starter Values at 460 V, 50 Â°C standard: 693 A, 600 hp Inside-delta: 1200 A, 1050 hp 200-460 V AC, 115 V AC spring-type terminals !!! Phased-out product !!! Successor is SIRIUS 3RW5, Preferred successor type is >>3RW5554-2HA14<< | Lista Papel 2020 SI | 0 | 0
3RW4456-2BC35 |  | 3RW4456-2BC35 | 1 | UN | 1 | 15 | C | D | N | N | 85371098 | 1 | 4011209659414 | 65 | KG | 14847 | 14443 | CP12 | CP12 | SIRIUS soft starter Values at 575 V, 50 Â°C standard: 693 A, 750 hp Inside-delta: 1200 A, 1350 hp 400-600 V AC, 115 V AC spring-type terminals !!! Phased-out product !!! Successor is SIRIUS 3RW5, Preferred successor type is >>3RW5554-2HA16<< | Lista Papel 2020 SI | 0 | 0
3RW4456-2BC36 |  | 3RW4456-2BC36 | 1 | UN | 1 | 15 | C | D | N | N | 85371098 | 1 | 4011209659438 | 50 | KG | 16665 | 16160 | CP12 | CP12 | SIRIUS soft starter Values at 575 V, 50 Â°C standard: 693 A, 750 hp Inside-delta: 1200 A, 1350 hp 400-690 V AC, 115 V AC spring-type terminals !!! Phased-out product !!! Successor is SIRIUS 3RW5, Preferred successor type is >>3RW5554-2HA16<< | Lista Papel 2020 SI | 0 | 0
3RW4456-2BC44 |  | 3RW4456-2BC44 | 1 | UN | 1 | 15 | C | D | N | N | 85371098 | 1 | 4011209659452 | 55 | KG | 12928 | 12524 | CP12 | CP12 | SIRIUS soft starter Values at 400 V, 40 Â°C standard: 780 A, 450 kW Inside-delta: 1351 A, 800 kW 200-460 V AC, 230 V AC spring-type terminals !!! Phased-out product !!! Successor is SIRIUS 3RW5, Preferred successor type is >>3RW5554-2HA14<< | Lista Papel 2020 SI | 0 | 0
3RW4456-2BC45 |  | 3RW4456-2BC45 | 1 | UN | 1 | 15 | C | D | N | N | 85371098 | 1 | 4011209659476 | 65 | KG | 14847 | 14443 | CP12 | CP12 | SIRIUS soft starter Values at 500 V, 40 Â°C standard: 780 A, 560 kW Inside-delta: 1351 A, 900 kW 400-600 V AC, 230 V AC spring-type terminals !!! Phased-out product !!! Successor is SIRIUS 3RW5, Preferred successor type is >>3RW5554-2HA16<< | Lista Papel 2020 SI | 0 | 0
3RW4456-2BC46 |  | 3RW4456-2BC46 | 1 | UN | 1 | 15 | C | D | N | N | 85371098 | 1 | 4011209659490 | 62 | KG | 16665 | 16160 | CP12 | CP12 | SIRIUS soft starter Values at 690 V, 40 Â°C standard: 780 A, 800 kW Inside-delta: only up to 600 V 400-690 V AC, 230 V AC spring-type terminals !!! Phased-out product !!! Successor is SIRIUS 3RW5, Preferred successor type is >>3RW5554-2HA16<< | Lista Papel 2020 SI | 0 | 0
3RW4456-6BC34 |  | 3RW4456-6BC34 | 1 | UN | 1 | 5 | B | D | N | N | 85371098 | 1 | 4011209659407 | 65 | KG | 12928 | 12524 | CP12 | CP12 | SIRIUS soft starter Values at 460 V, 50 Â°C standard: 693 A, 600 hp Inside-delta: 1200 A, 1050 hp 200-460 V AC, 115 V AC Screw terminals !!! Phased-out product !!! Successor is SIRIUS 3RW5, Preferred successor type is >>3RW5554-6HA14<< | Lista Papel 2020 SI | 0 | 0
3RW4456-6BC35 |  | 3RW4456-6BC35 | 1 | UN | 1 | 5 | B | D | N | N | 85371098 | 1 | 4011209659421 | 62 | KG | 14847 | 14443 | CP12 | CP12 | SIRIUS soft starter Values at 575 V, 50 Â°C standard: 693 A, 750 hp Inside-delta: 1200 A, 1350 hp 400-600 V AC, 115 V AC Screw terminals !!! Phased-out product !!! Successor is SIRIUS 3RW5, Preferred successor type is >>3RW5554-6HA16<< | Lista Papel 2020 SI | 0 | 0
3RW4456-6BC36 |  | 3RW4456-6BC36 | 1 | UN | 1 | 15 | C | D | N | N | 85371098 | 1 | 4011209659445 | 62 | KG | 16665 | 16160 | CP12 | CP12 | SIRIUS soft starter Values at 575 V, 50 Â°C standard: 693 A, 750 hp Inside-delta: 1200 A, 1350 hp 400-690 V AC, 115 V AC Screw terminals !!! Phased-out product !!! Successor is SIRIUS 3RW5, Preferred successor type is >>3RW5554-6HA16<< | Lista Papel 2020 SI | 0 | 0
3RW4456-6BC44 |  | 3RW4456-6BC44 | 1 | UN | 1 | 5 | B | D | N | N | 85371098 | 1 | 4011209659469 | 65.5 | KG | 12928 | 12524 | CP12 | CP12 | SIRIUS soft starter Values at 400 V, 40 Â°C standard: 780 A, 450 kW Inside-delta: 1351 A, 800 kW 200-460 V AC, 230 V AC Screw terminals !!! Phased-out product !!! Successor is SIRIUS 3RW5, Preferred successor type is >>3RW5554-6HA14<< | Lista Papel 2020 SI | 0 | 0
3RW4456-6BC45 |  | 3RW4456-6BC45 | 1 | UN | 1 | 5 | B | D | N | N | 85371098 | 1 | 4011209659483 | 62 | KG | 14847 | 14443 | CP12 | CP12 | SIRIUS soft starter Values at 500 V, 40 Â°C standard: 780 A, 560 kW Inside-delta: 1351 A, 900 kW 400-600 V AC, 230 V AC Screw terminals !!! Phased-out product !!! Successor is SIRIUS 3RW5, Preferred successor type is >>3RW5554-6HA16<< | Lista Papel 2020 SI | 0 | 0
3RW4456-6BC46 |  | 3RW4456-6BC46 | 1 | UN | 1 | 15 | C | D | N | N | 85371098 | 1 | 4011209659506 | 75.1 | KG | 16665 | 16160 | CP12 | CP12 | SIRIUS soft starter Values at 690 V, 40 Â°C standard: 780 A, 800 kW Inside-delta: only up to 600 V 400-690 V AC, 230 V AC Screw terminals !!! Phased-out product !!! Successor is SIRIUS 3RW5, Preferred successor type is >>3RW5554-6HA16<< | Lista Papel 2020 SI | 0 | 0
3RW4457-2BC34 |  | 3RW4457-2BC34 | 1 | UN | 1 | 15 | C | D | N | N | 85371098 | 1 | 4011209659513 | 62 | KG | 13938 | 13534 | CP12 | CP12 | SIRIUS soft starter Values at 460 V, 50 Â°C standard: 780 A, 700 hp Inside-delta: 1351 A, 1200 hp 200-460 V AC, 115 V AC spring-type terminals !!! Phased-out product !!! Successor is SIRIUS 3RW5, Preferred successor type is >>3RW5556-2HA14<< | Lista Papel 2020 SI | 0 | 0
3RW4457-2BC35 |  | 3RW4457-2BC35 | 1 | UN | 1 | 15 | C | D | N | N | 85371098 | 1 | 4011209659537 | 50 | KG | 16059 | 15655 | CP12 | CP12 | SIRIUS soft starter Values at 575 V, 50 Â°C standard: 780 A, 850 hp Inside-delta: 1351 A, 1500 hp 400-600 V AC, 115 V AC spring-type terminals !!! Phased-out product !!! Successor is SIRIUS 3RW5, Preferred successor type is >>3RW5556-2HA16<< | Lista Papel 2020 SI | 0 | 0
3RW4457-2BC36 |  | 3RW4457-2BC36 | 1 | UN | 1 | 15 | C | D | N | N | 85371098 | 1 | 4011209659551 | 50 | KG | 18382 | 17877 | CP12 | CP12 | SIRIUS soft starter Values at 575 V, 50 Â°C standard: 780 A, 850 hp Inside-delta: 1351 A, 1500 hp 400-690 V AC, 115 V AC spring-type terminals !!! Phased-out product !!! Successor is SIRIUS 3RW5, Preferred successor type is >>3RW5556-2HA16<< | Lista Papel 2020 SI | 0 | 0
3RW4457-2BC44 |  | 3RW4457-2BC44 | 1 | UN | 1 | 15 | C | D | N | N | 85371098 | 1 | 4011209659575 | 63 | KG | 13938 | 13534 | CP12 | CP12 | SIRIUS soft starter Values at 400 V, 40 Â°C standard: 880 A, 500 kW Inside-delta: 1524 A, 900 kW 200-460 V AC, 230 V AC spring-type terminals !!! Phased-out product !!! Successor is SIRIUS 3RW5, Preferred successor type is >>3RW5556-2HA14<< | Lista Papel 2020 SI | 0 | 0
3RW4457-2BC45 |  | 3RW4457-2BC45 | 1 | UN | 1 | 15 | C | D | N | N | 85371098 | 1 | 4011209659599 | 50 | KG | 16059 | 15655 | CP12 | CP12 | SIRIUS soft starter Values at 500 V, 40 Â°C standard: 880 A, 630 kW Inside-delta: 1524 A, 1000 kW 400-600 V AC, 230 V AC spring-type terminals !!! Phased-out product !!! Successor is SIRIUS 3RW5, Preferred successor type is >>3RW5556-2HA16<< | Lista Papel 2020 SI | 0 | 0
3RW4457-2BC46 |  | 3RW4457-2BC46 | 1 | UN | 1 | 15 | C | D | N | N | 85371098 | 1 | 4011209659612 | 45.6 | KG | 18382 | 17877 | CP12 | CP12 | SIRIUS soft starter Values at 690 V, 40 Â°C standard: 880 A, 900 kW Inside-delta: only up to 600 V 400-690 V AC, 230 V AC spring-type terminals !!! Phased-out product !!! Successor is SIRIUS 3RW5, Preferred successor type is >>3RW5556-2HA16<< | Lista Papel 2020 SI | 0 | 0
3RW4457-6BC34 |  | 3RW4457-6BC34 | 1 | UN | 1 | 5 | B | D | N | N | 85371098 | 1 | 4011209659520 | 66.45 | KG | 13938 | 13534 | CP12 | CP12 | SIRIUS soft starter Values at 460 V, 50 Â°C standard: 780 A, 700 hp Inside-delta: 1351 A, 1200 hp 200-460 V AC, 115 V AC Screw terminals !!! Phased-out product !!! Successor is SIRIUS 3RW5, Preferred successor type is >>3RW5556-6HA14<< | Lista Papel 2020 SI | 0 | 0
3RW4457-6BC35 |  | 3RW4457-6BC35 | 1 | UN | 1 | 5 | B | D | N | N | 85371098 | 1 | 4011209659544 | 45 | KG | 16059 | 15655 | CP12 | CP12 | SIRIUS soft starter Values at 575 V, 50 Â°C standard: 780 A, 850 hp Inside-delta: 1351 A, 1500 hp 400-600 V AC, 115 V AC Screw terminals !!! Phased-out product !!! Successor is SIRIUS 3RW5, Preferred successor type is >>3RW5556-6HA16<< | Lista Papel 2020 SI | 0 | 0
3RW4457-6BC36 |  | 3RW4457-6BC36 | 1 | UN | 1 | 15 | C | D | N | N | 85371098 | 1 | 4011209659568 | 75 | KG | 18382 | 17877 | CP12 | CP12 | SIRIUS soft starter Values at 575 V, 50 Â°C standard: 780 A, 850 hp Inside-delta: 1351 A, 1500 hp 400-690 V AC, 115 V AC Screw terminals !!! Phased-out product !!! Successor is SIRIUS 3RW5, Preferred successor type is >>3RW5556-6HA16<< | Lista Papel 2020 SI | 0 | 0
3RW4457-6BC44 |  | 3RW4457-6BC44 | 1 | UN | 1 | 5 | B | D | N | N | 85371098 | 1 | 4011209659582 | 66 | KG | 13938 | 13534 | CP12 | CP12 | SIRIUS soft starter Values at 400 V, 40 Â°C standard: 880 A, 500 kW Inside-delta: 1524 A, 900 kW 200-460 V AC, 230 V AC Screw terminals !!! Phased-out product !!! Successor is SIRIUS 3RW5, Preferred successor type is >>3RW5556-6HA14<< | Lista Papel 2020 SI | 0 | 0
3RW4457-6BC45 |  | 3RW4457-6BC45 | 1 | UN | 1 | 5 | B | D | N | N | 85371098 | 1 | 4011209659605 | 62 | KG | 16059 | 15655 | CP12 | CP12 | SIRIUS soft starter Values at 500 V, 40 Â°C standard: 880 A, 630 kW Inside-delta: 1524 A, 1000 kW 400-600 V AC, 230 V AC Screw terminals !!! Phased-out product !!! Successor is SIRIUS 3RW5, Preferred successor type is >>3RW5556-6HA16<< | Lista Papel 2020 SI | 0 | 0
3RW4457-6BC46 |  | 3RW4457-6BC46 | 1 | UN | 1 | 15 | C | D | N | N | 85371098 | 1 | 4011209659629 | 60 | KG | 18382 | 17877 | CP12 | CP12 | SIRIUS soft starter Values at 690 V, 40 Â°C standard: 880 A, 900 kW Inside-delta: only up to 600 V 400-690 V AC, 230 V AC Screw terminals !!! Phased-out product !!! Successor is SIRIUS 3RW5, Preferred successor type is >>3RW5556-6HA16<< | Lista Papel 2020 SI | 0 | 0
3RW4458-2BC34 |  | 3RW4458-2BC34 | 1 | UN | 1 | 15 | C | D | N | N | 85371098 | 1 | 4011209673991 | 55.5 | KG | 15049 | 14645 | CP12 | CP12 | SIRIUS soft starter Values at 460 V, 50 Â°C standard: 850 A, 750 hp Inside-delta: 1472 A, 1300 hp 200-460 V AC, 115 V AC spring-type terminals !!! Phased-out product !!! Successor is SIRIUS 3RW5, Preferred successor type is >>3RW5556-2HA14<< | Lista Papel 2020 SI | 0 | 0
3RW4458-2BC35 |  | 3RW4458-2BC35 | 1 | UN | 1 | 15 | C | D | N | N | 85371098 | 1 | 4011209674004 | 50 | KG | 17675 | 17170 | CP12 | CP12 | SIRIUS soft starter Values at 575 V, 50 Â°C standard: 850 A, 950 hp Inside-delta: 1472 A, 1650 hp 400-600 V AC, 115 V AC spring-type terminals !!! Phased-out product !!! Successor is SIRIUS 3RW5, Preferred successor type is >>3RW5556-2HA16<< | Lista Papel 2020 SI | 0 | 0
3RW4458-2BC36 |  | 3RW4458-2BC36 | 1 | UN | 1 | 15 | C | D | N | N | 85371098 | 1 | 4011209674011 | 50 | KG | 19392 | 18887 | CP12 | CP12 | SIRIUS soft starter Values at 575 V, 50 Â°C standard: 850 A, 950 hp Inside-delta: 1472 A, 1650 hp 400-690 V AC, 115 V AC spring-type terminals !!! Phased-out product !!! Successor is SIRIUS 3RW5, Preferred successor type is >>3RW5556-2HA16<< | Lista Papel 2020 SI | 0 | 0
3RW4458-2BC44 |  | 3RW4458-2BC44 | 1 | UN | 1 | 15 | C | D | N | N | 85371098 | 1 | 4011209674028 | 62 | KG | 15049 | 14645 | CP12 | CP12 | SIRIUS soft starter Values at 400 V, 40 Â°C standard: 970 A, 560 kW Inside-delta: 1680 A, 1000 kW 200-460 V AC, 230 V AC spring-type terminals !!! Phased-out product !!! Successor is SIRIUS 3RW5, Preferred successor type is >>3RW5556-2HA14<< | Lista Papel 2020 SI | 0 | 0
3RW4458-2BC45 |  | 3RW4458-2BC45 | 1 | UN | 1 | 15 | C | D | N | N | 85371098 | 1 | 4011209674035 | 66.2 | KG | 17675 | 17170 | CP12 | CP12 | SIRIUS soft starter Values at 500 V, 40 Â°C standard: 970 A, 710 kW Inside-delta: 1680 A, 1200 kW 400-600 V AC, 230 V AC spring-type terminals !!! Phased-out product !!! Successor is SIRIUS 3RW5, Preferred successor type is >>3RW5556-2HA16<< | Lista Papel 2020 SI | 0 | 0
3RW4458-2BC46 |  | 3RW4458-2BC46 | 1 | UN | 1 | 15 | C | D | N | N | 85371098 | 1 | 4011209674042 | 65.65 | KG | 19392 | 18887 | CP12 | CP12 | SIRIUS soft starter Values at 690 V, 40 Â°C standard: 970 A, 1000 kW Inside-delta: only up to 600 V 400-690 V AC, 230 V AC spring-type terminals !!! Phased-out product !!! Successor is SIRIUS 3RW5, Preferred successor type is >>3RW5556-2HA16<< | Lista Papel 2020 SI | 0 | 0
3RW4458-6BC34 |  | 3RW4458-6BC34 | 1 | UN | 1 | 5 | B | D | N | N | 85371098 | 1 | 4011209674059 | 66 | KG | 15049 | 14645 | CP12 | CP12 | SIRIUS soft starter Values at 460 V, 50 Â°C standard: 850 A, 750 hp Inside-delta: 1472 A, 1300 hp 200-460 V AC, 115 V AC Screw terminals !!! Phased-out product !!! Successor is SIRIUS 3RW5, Preferred successor type is >>3RW5556-6HA14<< | Lista Papel 2020 SI | 0 | 0
3RW4458-6BC35 |  | 3RW4458-6BC35 | 1 | UN | 1 | 5 | B | D | N | N | 85371098 | 1 | 4011209674066 | 65 | KG | 17675 | 17170 | CP12 | CP12 | SIRIUS soft starter Values at 575 V, 50 Â°C standard: 850 A, 950 hp Inside-delta: 1472 A, 1650 hp 400-600 V AC, 115 V AC Screw terminals !!! Phased-out product !!! Successor is SIRIUS 3RW5, Preferred successor type is >>3RW5556-6HA16<< | Lista Papel 2020 SI | 0 | 0
3RW4458-6BC36 |  | 3RW4458-6BC36 | 1 | UN | 1 | 15 | C | D | N | N | 85371098 | 1 | 4011209674073 | 50 | KG | 19392 | 18887 | CP12 | CP12 | SIRIUS soft starter Values at 575 V, 50 Â°C standard: 850 A, 950 hp Inside-delta: 1472 A, 1650 hp 400-690 V AC, 115 V AC Screw terminals !!! Phased-out product !!! Successor is SIRIUS 3RW5, Preferred successor type is >>3RW5556-6HA16<< | Lista Papel 2020 SI | 0 | 0
3RW4458-6BC44 |  | 3RW4458-6BC44 | 1 | UN | 1 | 5 | B | D | N | N | 85371098 | 1 | 4011209674080 | 64.8 | KG | 15049 | 14645 | CP12 | CP12 | SIRIUS soft starter Values at 400 V, 40 Â°C standard: 970 A, 560 kW Inside-delta: 1680 A, 1000 kW 200-460 V AC, 230 V AC Screw terminals !!! Phased-out product !!! Successor is SIRIUS 3RW5, Preferred successor type is >>3RW5556-6HA14<< | Lista Papel 2020 SI | 0 | 0
3RW4458-6BC45 |  | 3RW4458-6BC45 | 1 | UN | 1 | 5 | B | D | N | N | 85371098 | 1 | 4011209674097 | 65 | KG | 17675 | 17170 | CP12 | CP12 | SIRIUS soft starter Values at 500 V, 40 Â°C standard: 970 A, 710 kW Inside-delta: 1680 A, 1200 kW 400-600 V AC, 230 V AC Screw terminals !!! Phased-out product !!! Successor is SIRIUS 3RW5, Preferred successor type is >>3RW5556-6HA16<< | Lista Papel 2020 SI | 0 | 0
3RW4458-6BC46 |  | 3RW4458-6BC46 | 1 | UN | 1 | 15 | C | D | N | N | 85371098 | 1 | 4011209674103 | 63 | KG | 19392 | 18887 | CP12 | CP12 | SIRIUS soft starter Values at 690 V, 40 Â°C standard: 970 A, 1000 kW Inside-delta: only up to 600 V 400-690 V AC, 230 V AC Screw terminals !!! Phased-out product !!! Successor is SIRIUS 3RW5, Preferred successor type is >>3RW5556-6HA16<< | Lista Papel 2020 SI | 0 | 0
3RW4465-2BC34 |  | 3RW4465-2BC34 | 1 | UN | 1 | 15 | C | D | N | N | 85371098 | 1 | 4011209681002 | 97 | KG | 16059 | 15655 | CP12 | CP12 | SIRIUS soft starter Values at 460 V, 50 Â°C standard: 970 A, 850 hp Inside-delta: 1680 A, 1500 hp 200-460 V AC, 115 V AC spring-type terminals !!! Phased-out product !!! Successor is SIRIUS 3RW5, Preferred successor type is >>3RW5558-2HA14<< | Lista Papel 2020 SI | 0 | 0
3RW4465-2BC35 |  | 3RW4465-2BC35 | 1 | UN | 1 | 15 | C | D | N | N | 85371098 | 1 | 4011209681026 | 78 | KG | 18584 | 18079 | CP12 | CP12 | SIRIUS soft starter Values at 575 V, 50 Â°C standard: 970 A, 1100 hp Inside-delta: 1680 A, 1900 hp 400-600 V AC, 115 V AC spring-type terminals !!! Phased-out product !!! Successor is SIRIUS 3RW5, Preferred successor type is >>3RW5558-2HA16<< | Lista Papel 2020 SI | 0 | 0
3RW4465-2BC36 |  | 3RW4465-2BC36 | 1 | UN | 1 | 15 | C | D | N | N | 85371098 | 1 | 4011209681040 | 78 | KG | 21109 | 20503 | CP12 | CP12 | SIRIUS soft starter Values at 575 V, 50 Â°C standard: 970 A, 1100 hp Inside-delta: 1680 A, 1900 hp 400-690 V AC, 115 V AC spring-type terminals !!! Phased-out product !!! Successor is SIRIUS 3RW5, Preferred successor type is >>3RW5558-2HA16<< | Lista Papel 2020 SI | 0 | 0
3RW4465-2BC44 |  | 3RW4465-2BC44 | 1 | UN | 1 | 15 | C | D | N | N | 85371098 | 1 | 4011209681064 | 95 | KG | 16059 | 15655 | CP12 | CP12 | SIRIUS soft starter Values at 400 V, 40 Â°C standard: 1076 A, 630 kW Inside-delta: 1864 A, 1100 kW 200-460 V AC, 230 V AC spring-type terminals !!! Phased-out product !!! Successor is SIRIUS 3RW5, Preferred successor type is >>3RW5558-2HA14<< | Lista Papel 2020 SI | 0 | 0
3RW4465-2BC45 |  | 3RW4465-2BC45 | 1 | UN | 1 | 15 | C | D | N | N | 85371098 | 1 | 4011209681088 | 91 | KG | 18584 | 18079 | CP12 | CP12 | SIRIUS soft starter Values at 500 V, 40 Â°C standard: 1076 A, 800 kW Inside-delta: 1864 A, 1350 kW 400-600 V AC, 230 V AC spring-type terminals !!! Phased-out product !!! Successor is SIRIUS 3RW5, Preferred successor type is >>3RW5558-2HA16<< | Lista Papel 2020 SI | 0 | 0
3RW4465-2BC46 |  | 3RW4465-2BC46 | 1 | UN | 1 | 15 | C | D | N | N | 85371098 | 1 | 4011209681101 | 96.85 | KG | 21109 | 20503 | CP12 | CP12 | SIRIUS soft starter Values at 690 V, 40 Â°C standard: 1076 A, 1100 kW Inside-delta: only up to 600 V 400-690 V AC, 230 V AC spring-type terminals !!! Phased-out product !!! Successor is SIRIUS 3RW5, Preferred successor type is >>3RW5558-2HA16<< | Lista Papel 2020 SI | 0 | 0
3RW4465-6BC34 |  | 3RW4465-6BC34 | 1 | UN | 1 | 15 | C | D | N | N | 85371098 | 1 | 4011209681019 | 97 | KG | 16059 | 15655 | CP12 | CP12 | SIRIUS soft starter Values at 460 V, 50 Â°C standard: 970 A, 850 hp Inside-delta: 1680 A, 1500 hp 200-460 V AC, 115 V AC Screw terminals !!! Phased-out product !!! Successor is SIRIUS 3RW5, Preferred successor type is >>3RW5558-6HA14<< | Lista Papel 2020 SI | 0 | 0
3RW4465-6BC35 |  | 3RW4465-6BC35 | 1 | UN | 1 | 5 | B | D | N | N | 85371098 | 1 | 4011209681033 | 75.1 | KG | 18584 | 18079 | CP12 | CP12 | SIRIUS soft starter Values at 575 V, 50 Â°C standard: 970 A, 1100 hp Inside-delta: 1680 A, 1900 hp 400-600 V AC, 115 V AC Screw terminals !!! Phased-out product !!! Successor is SIRIUS 3RW5, Preferred successor type is >>3RW5558-6HA16<< | Lista Papel 2020 SI | 0 | 0
3RW4465-6BC36 |  | 3RW4465-6BC36 | 1 | UN | 1 | 15 | C | D | N | N | 85371098 | 1 | 4011209681057 | 62 | KG | 21109 | 20503 | CP12 | CP12 | SIRIUS soft starter Values at 575 V, 50 Â°C standard: 970 A, 1100 hp Inside-delta: 1680 A, 1900 hp 400-690 V AC, 115 V AC Screw terminals !!! Phased-out product !!! Successor is SIRIUS 3RW5, Preferred successor type is >>3RW5558-6HA16<< | Lista Papel 2020 SI | 0 | 0
3RW4465-6BC44 |  | 3RW4465-6BC44 | 1 | UN | 1 | 5 | B | D | N | N | 85371098 | 1 | 4011209681071 | 97 | KG | 16059 | 15655 | CP12 | CP12 | SIRIUS soft starter Values at 400 V, 40 Â°C standard: 1076 A, 630 kW Inside-delta: 1864 A, 1100 kW 200-460 V AC, 230 V AC Screw terminals !!! Phased-out product !!! Successor is SIRIUS 3RW5, Preferred successor type is >>3RW5558-6HA14<< | Lista Papel 2020 SI | 0 | 0
3RW4465-6BC45 |  | 3RW4465-6BC45 | 1 | UN | 1 | 5 | B | D | N | N | 85371098 | 1 | 4011209681095 | 75 | KG | 18584 | 18079 | CP12 | CP12 | SIRIUS soft starter Values at 500 V, 40 Â°C standard: 1076 A, 800 kW Inside-delta: 1864 A, 1350 kW 400-600 V AC, 230 V AC Screw terminals !!! Phased-out product !!! Successor is SIRIUS 3RW5, Preferred successor type is >>3RW5558-6HA16<< | Lista Papel 2020 SI | 0 | 0
3RW4465-6BC46 |  | 3RW4465-6BC46 | 1 | UN | 1 | 15 | C | D | N | N | 85371098 | 1 | 4011209681118 | 95 | KG | 21109 | 20503 | CP12 | CP12 | SIRIUS soft starter Values at 690 V, 40 Â°C standard: 1076 A, 1100 kW Inside-delta: only up to 600 V 400-690 V AC, 230 V AC Screw terminals !!! Phased-out product !!! Successor is SIRIUS 3RW5, Preferred successor type is >>3RW5558-6HA16<< | Lista Papel 2020 SI | 0 | 0
3RW4466-2BC34 |  | 3RW4466-2BC34 | 1 | UN | 1 | 15 | C | D | N | N | 85371098 | 1 | 4011209681125 | 78 | KG | 17675 | 17170 | CP12 | CP12 | SIRIUS soft starter Values at 460 V, 50 Â°C standard: 1076 A, 950 hp Inside-delta: 1864 A, 1700 hp 200-460 V AC, 115 V AC spring-type terminals !!! Phased-out product !!! Successor is SIRIUS 3RW5, Preferred successor type is >>3RW5558-2HA14<< | Lista Papel 2020 SI | 0 | 0
3RW4466-2BC35 |  | 3RW4466-2BC35 | 1 | UN | 1 | 15 | C | D | N | N | 85371098 | 1 | 4011209681149 | 78 | KG | 20099 | 19493 | CP12 | CP12 | SIRIUS soft starter Values at 575 V, 50 Â°C standard: 1076 A, 1200 hp Inside-delta: 1864 A, 2100 hp 400-600 V AC, 115 V AC spring-type terminals !!! Phased-out product !!! Successor is SIRIUS 3RW5, Preferred successor type is >>3RW5558-2HA16<< | Lista Papel 2020 SI | 0 | 0
3RW4466-2BC36 |  | 3RW4466-2BC36 | 1 | UN | 1 | 15 | C | D | N | N | 85371098 | 1 | 4011209681163 | 78 | KG | 22624 | 22018 | CP12 | CP12 | SIRIUS soft starter Values at 575 V, 50 Â°C standard: 1076 A, 1200 hp Inside-delta: 1864 A, 2100 hp 400-690 V AC, 115 V AC spring-type terminals !!! Phased-out product !!! Successor is SIRIUS 3RW5, Preferred successor type is >>3RW5558-2HA16<< | Lista Papel 2020 SI | 0 | 0
3RW4466-2BC44 |  | 3RW4466-2BC44 | 1 | UN | 1 | 15 | C | D | N | N | 85371098 | 1 | 4011209681187 | 97.61 | KG | 17675 | 17170 | CP12 | CP12 | SIRIUS soft starter Values at 400 V, 40 Â°C standard: 1214 A, 710 kW Inside-delta: 2103 A, 1200 kW 200-460 V AC, 230 V AC spring-type terminals !!! Phased-out product !!! Successor is SIRIUS 3RW5, Preferred successor type is >>3RW5558-2HA14<< | Lista Papel 2020 SI | 0 | 0
3RW4466-2BC45 |  | 3RW4466-2BC45 | 1 | UN | 1 | 15 | C | D | N | N | 85371098 | 1 | 4011209681200 | 78 | KG | 20099 | 19493 | CP12 | CP12 | SIRIUS soft starter Values at 500 V, 40 Â°C standard: 1214 A, 900 kW Inside-delta: 2103 A, 1500 kW 400-600 V AC, 230 V AC spring-type terminals !!! Phased-out product !!! Successor is SIRIUS 3RW5, Preferred successor type is >>3RW5558-2HA16<< | Lista Papel 2020 SI | 0 | 0
3RW4466-2BC46 |  | 3RW4466-2BC46 | 1 | UN | 1 | 15 | C | D | N | N | 85371098 | 1 | 4011209681224 | 55.5 | KG | 22624 | 22018 | CP12 | CP12 | SIRIUS soft starter Values at 690 V, 40 Â°C standard: 1214 A, 1200 kW Inside-delta: only up to 600 V 400-690 V AC, 230 V AC spring-type terminals !!! Phased-out product !!! Successor is SIRIUS 3RW5, Preferred successor type is >>3RW5558-2HA16<< | Lista Papel 2020 SI | 0 | 0
3RW4466-6BC34 |  | 3RW4466-6BC34 | 1 | UN | 1 | 15 | C | D | N | N | 85371098 | 1 | 4011209681132 | 97 | KG | 17675 | 17170 | CP12 | CP12 | SIRIUS soft starter Values at 460 V, 50 Â°C standard: 1076 A, 950 hp Inside-delta: 1864 A, 1700 hp 200-460 V AC, 115 V AC Screw terminals !!! Phased-out product !!! Successor is SIRIUS 3RW5, Preferred successor type is >>3RW5558-6HA14<< | Lista Papel 2020 SI | 0 | 0
3RW4466-6BC35 |  | 3RW4466-6BC35 | 1 | UN | 1 | 5 | B | D | N | N | 85371098 | 1 | 4011209681156 | 65.5 | KG | 20099 | 19493 | CP12 | CP12 | SIRIUS soft starter Values at 575 V, 50 Â°C standard: 1076 A, 1200 hp Inside-delta: 1864 A, 2100 hp 400-600 V AC, 115 V AC Screw terminals !!! Phased-out product !!! Successor is SIRIUS 3RW5, Preferred successor type is >>3RW5558-6HA16<< | Lista Papel 2020 SI | 0 | 0
3RW4466-6BC36 |  | 3RW4466-6BC36 | 1 | UN | 1 | 15 | C | D | N | N | 85371098 | 1 | 4011209681170 | 78 | KG | 22624 | 22018 | CP12 | CP12 | SIRIUS soft starter Values at 575 V, 50 Â°C standard: 1076 A, 1200 hp Inside-delta: 1864 A, 2100 hp 400-690 V AC, 115 V AC Screw terminals !!! Phased-out product !!! Successor is SIRIUS 3RW5, Preferred successor type is >>3RW5558-6HA16<< | Lista Papel 2020 SI | 0 | 0
3RW4466-6BC44 |  | 3RW4466-6BC44 | 1 | UN | 1 | 5 | B | D | N | N | 85371098 | 1 | 4011209681194 | 98 | KG | 17675 | 17170 | CP12 | CP12 | SIRIUS soft starter Values at 400 V, 40 Â°C standard: 1214 A, 710 kW Inside-delta: 2103 A, 1200 kW 200-460 V AC, 230 V AC Screw terminals !!! Phased-out product !!! Successor is SIRIUS 3RW5, Preferred successor type is >>3RW5558-6HA14<< | Lista Papel 2020 SI | 0 | 0
3RW4466-6BC45 |  | 3RW4466-6BC45 | 1 | UN | 1 | 5 | B | D | N | N | 85371098 | 1 | 4011209681217 | 92 | KG | 20099 | 19493 | CP12 | CP12 | SIRIUS soft starter Values at 500 V, 40 Â°C standard: 1214 A, 900 kW Inside-delta: 2103 A, 1500 kW 400-600 V AC, 230 V AC Screw terminals !!! Phased-out product !!! Successor is SIRIUS 3RW5, Preferred successor type is >>3RW5558-6HA16<< | Lista Papel 2020 SI | 0 | 0
3RW4466-6BC46 |  | 3RW4466-6BC46 | 1 | UN | 1 | 15 | C | D | N | N | 85371098 | 1 | 4011209681231 | 92 | KG | 22624 | 22018 | CP12 | CP12 | SIRIUS soft starter Values at 690 V, 40 Â°C standard: 1214 A, 1200 kW Inside-delta: only up to 600 V 400-690 V AC, 230 V AC Screw terminals !!! Phased-out product !!! Successor is SIRIUS 3RW5, Preferred successor type is >>3RW5558-6HA16<< | Lista Papel 2020 SI | 0 | 0
3RW4722-1SC44 |  | 3RW4722-1SC44 | 1 | UN | 1 | 1 | A | D | EAR99 | N | 85371098 | 1 | 4047621023335 | 0.734 | KG | 641.35 | 641.35 | CP12 | CP12 | Control unit 230 V for 3RW4422 with screw terminals | - | 0 | 0
3RW4723-1SC44 |  | 3RW4723-1SC44 | 1 | UN | 1 | 1 | A | D | EAR99 | N | 85371098 | 1 | 4047621023342 | 0.738 | KG | 641.35 | 641.35 | CP12 | CP12 | Control unit 230 V for 3RW4423 with screw terminals | - | 0 | 0
3RW4724-1SC44 |  | 3RW4724-1SC44 | 1 | UN | 1 | 1 | A | D | EAR99 | N | 85371098 | 1 | 4047621023359 | 0.747 | KG | 641.35 | 641.35 | CP12 | CP12 | Control unit 230 V for 3RW4424 with screw terminals | - | 0 | 0
3RW4725-1SC44 |  | 3RW4725-1SC44 | 1 | UN | 1 | 1 | A | D | EAR99 | N | 85371098 | 1 | 4047621023366 | 0.741 | KG | 641.35 | 641.35 | CP12 | CP12 | Control unit 230 V for 3RW4425 with screw terminals | - | 0 | 0
3RW4726-1SC44 |  | 3RW4726-1SC44 | 1 | UN | 1 | 1 | A | D | EAR99 | N | 85371098 | 1 | 4047621023373 | 0.737 | KG | 641.35 | 641.35 | CP12 | CP12 | Control unit 230 V for 3RW4426 with screw terminals | - | 0 | 0
3RW4727-0RC00 |  | 3RW4727-0RC00 | 1 | UN | 1 | 5 | B | D | N | N | 85369010 | 1 | 4011209893078 | 0.124 | KG | 13.03 | 13.03 | CP12 | CP12 | Box terminal block for 3RW44 Size 2 | - | 0 | 0
3RW4727-0VC50 |  | 3RW4727-0VC50 | 1 | UN | 1 | 2 | A | D | N | N | 85389091 | 1 | 4011209912410 | 0.312 | KG | 694.88 | 694.88 | CP12 | CP12 | Firing PCB 690 V for 3RW44, Size 2 | - | 0 | 0
3RW4727-0VC70 |  | 3RW4727-0VC70 | 1 | UN | 1 | 2 | A | D | N | N | 85389091 | 1 | 4011209901506 | 0.27 | KG | 388.85 | 388.85 | CP12 | CP12 | Firing PCB 460 V for 3RW44, Size 2 | - | 0 | 0
3RW4727-0VC80 |  | 3RW4727-0VC80 | 1 | UN | 1 | 2 | A | D | N | N | 85389091 | 1 | 4011209901513 | 0.262 | KG | 539.34 | 539.34 | CP12 | CP12 | Firing PCB 600 V for 3RW44, Size 2 | - | 0 | 0
3RW4727-1SC30 |  | 3RW4727-1SC30 | 1 | UN | 1 | 5 | B | D | EAR99 | N | 85389091 | 1 | 4011209737969 | 0.746 | KG | 641.35 | 641.35 | CP12 | CP12 | Control unit 115 V for 3RW44, Size 2 with screw terminals | - | 0 | 9
3RW4727-1SC40 |  | 3RW4727-1SC40 | 1 | UN | 1 | 5 | B | D | EAR99 | N | 85389091 | 1 | 4011209737976 | 0.725 | KG | 641.35 | 641.35 | CP12 | CP12 | Control unit 230 V for 3RW44, Size 2 with screw terminals | - | 0 | 9
3RW4727-1SC44 |  | 3RW4727-1SC44 | 1 | UN | 1 | 1 | A | D | EAR99 | N | 85371098 | 1 | 4047621023380 | 0.748 | KG | 641.35 | 641.35 | CP12 | CP12 | Control unit 230 V for 3RW4427 with screw terminals | - | 0 | 0
3RW4734-6SC44 |  | 3RW4734-6SC44 | 1 | UN | 1 | 1 | A | D | EAR99 | N | 85371098 | 1 | 4047621023397 | 0.741 | KG | 641.35 | 641.35 | CP12 | CP12 | Control unit 230 V for 3RW4434 with screw terminals | - | 0 | 0
3RW4735-6SC44 |  | 3RW4735-6SC44 | 1 | UN | 1 | 1 | A | D | EAR99 | N | 85371098 | 1 | 4047621023403 | 0.739 | KG | 641.35 | 641.35 | CP12 | CP12 | Control unit 230 V for 3RW4435 with screw terminals | - | 0 | 0
3RW4736-6SC30 |  | 3RW4736-6SC30 | 1 | UN | 1 | 5 | B | D | EAR99 | N | 85389091 | 1 | 4011209737990 | 0.73 | KG | 641.35 | 641.35 | CP12 | CP12 | Control unit 115 V for 3RW44, Size 3 with screw terminals | - | 0 | 9
3RW4736-6SC40 |  | 3RW4736-6SC40 | 1 | UN | 1 | 5 | B | D | EAR99 | N | 85389091 | 1 | 4011209737983 | 0.735 | KG | 641.35 | 641.35 | CP12 | CP12 | Control unit 230 V for 3RW44, Size 3 with screw terminals | - | 0 | 9
3RW4736-6SC44 |  | 3RW4736-6SC44 | 1 | UN | 1 | 1 | A | D | EAR99 | N | 85371098 | 1 | 4047621023410 | 0.747 | KG | 641.35 | 641.35 | CP12 | CP12 | Control unit 230 V for 3RW4436 with screw terminals | - | 0 | 0
3RW4743-0LC00 |  | 3RW4743-0LC00 | 1 | UN | 1 | 1 | A | D | EAR99 | N | 85043180 | 1 | 4011209737839 | 1.23 | KG | 739.32 | 739.32 | CP12 | CP12 | Power semiconductor module 690 V, for 3RW4443, 203 A two units for each device | - | 0 | 0
3RW4743-0NC00 |  | 3RW4743-0NC00 | 1 | UN | 1 | 1 | A | D | EAR99 | N | 85043180 | 1 | 4011209738065 | 1.284 | KG | 777.7 | 777.7 | CP12 | CP12 | Power semiconductor module NTC 690 V, for 3RW4443, 203 A | - | 0 | 0
3RW4743-0VC70 |  | 3RW4743-0VC70 | 1 | UN | 1 | 2 | A | D | N | N | 85389091 | 1 | 4011209901520 | 0.32 | KG | 442.38 | 442.38 | CP12 | CP12 | Firing PCB 460 V for 3RW44, Size 3 for 3RW4443 | - | 0 | 0
3RW4743-0VC80 |  | 3RW4743-0VC80 | 1 | UN | 1 | 2 | A | D | N | N | 85389091 | 1 | 4011209901537 | 0.365 | KG | 593.88 | 593.88 | CP12 | CP12 | Firing PCB 600 V for 3RW44, Size 3 for 3RW4443 | - | 0 | 0
3RW4743-6SC44 |  | 3RW4743-6SC44 | 1 | UN | 1 | 1 | A | D | EAR99 | N | 85371098 | 1 | 4047621023427 | 0.775 | KG | 793.86 | 793.86 | CP12 | CP12 | Control unit 230 V for 3RW4443 with screw terminals | - | 0 | 0
3RW4744-6SC44 |  | 3RW4744-6SC44 | 1 | UN | 1 | 1 | A | D | EAR99 | N | 85371098 | 1 | 4047621023434 | 0.798 | KG | 793.86 | 793.86 | CP12 | CP12 | Control unit 230 V for 3RW4444 with screw terminals | - | 0 | 0
3RW4745-0LC00 |  | 3RW4745-0LC00 | 1 | UN | 1 | 1 | A | D | N | N | 85043180 | 1 | 4011209738089 | 1.315 | KG | 916.07 | 916.07 | CP12 | CP12 | Power semiconductor module 690 V, for 3RW4444/4445, 313 A two units for each device | - | 0 | 0
3RW4745-0NC00 |  | 3RW4745-0NC00 | 1 | UN | 1 | 1 | A | D | N | N | 85043180 | 1 | 4011209738072 | 1.355 | KG | 956.47 | 956.47 | CP12 | CP12 | Power semiconductor module NTC 690 V, for 3RW4444/4445, 313 A | - | 0 | 0
3RW4745-0VC50 |  | 3RW4745-0VC50 | 1 | UN | 1 | 2 | A | D | N | N | 85389091 | 1 | 4011209912427 | 0.418 | KG | 748.41 | 748.41 | CP12 | CP12 | Firing PCB 690 V for 3RW44, Size 3 for 3RW4444, 3RW4445 | - | 0 | 0
3RW4745-0VC70 |  | 3RW4745-0VC70 | 1 | UN | 1 | 2 | A | D | N | N | 85389091 | 1 | 4011209901544 | 0.36 | KG | 495.91 | 495.91 | CP12 | CP12 | Firing PCB 460 V for 3RW4444, 3RW4445 | - | 0 | 0
3RW4745-6SC44 |  | 3RW4745-6SC44 | 1 | UN | 1 | 1 | A | D | EAR99 | N | 85371098 | 1 | 4047621023441 | 0.778 | KG | 793.86 | 793.86 | CP12 | CP12 | Control unit 230 V for 3RW4445 with screw terminals | - | 0 | 0
3RW4746-0LC00 |  | 3RW4746-0LC00 | 1 | UN | 1 | 1 | A | D | N | N | 85043180 | 1 | 4011209738096 | 1.355 | KG | 1212 | 1212 | CP12 | CP12 | Power semiconductor module 690 V, for 3RW4446, 356 A two units for each device | - | 0 | 0
3RW4746-0NC00 |  | 3RW4746-0NC00 | 1 | UN | 1 | 1 | A | D | N | N | 85043180 | 1 | 4011209738102 | 1.36 | KG | 1262.5 | 1262.5 | CP12 | CP12 | Power semiconductor module NTC 690 V, for 3RW4446, 356 A | - | 0 | 0
3RW4746-0VC50 |  | 3RW4746-0VC50 | 1 | UN | 1 | 2 | A | D | N | N | 85389091 | 1 | 4011209912434 | 0.481 | KG | 798.91 | 798.91 | CP12 | CP12 | Firing PCB 690 V for 3RW4443, 3RW4446, 3RW4447 | - | 0 | 0
3RW4746-6SC44 |  | 3RW4746-6SC44 | 1 | UN | 1 | 1 | A | D | EAR99 | N | 85371098 | 1 | 4047621023458 | 0.779 | KG | 793.86 | 793.86 | CP12 | CP12 | Control unit 230 V for 3RW4446 with screw terminals | - | 0 | 0
3RW4747-0LC00 |  | 3RW4747-0LC00 | 1 | UN | 1 | 1 | A | D | N | N | 85043180 | 1 | 4011209738126 | 1.4 | KG | 1393.8 | 1393.8 | CP12 | CP12 | Power semiconductor module 690 V, for 3RW4447, 432 A two units for each device | - | 0 | 0
3RW4747-0NC00 |  | 3RW4747-0NC00 | 1 | UN | 1 | 1 | A | D | N | N | 85043180 | 1 | 4011209738119 | 1.36 | KG | 1474.6 | 1474.6 | CP12 | CP12 | Power semiconductor module NTC 690 V, for 3RW4447, 432 A | - | 0 | 0
3RW4747-0UC00 |  | 3RW4747-0UC00 | 1 | UN | 1 | 2 | A | D | N | N | 85389099 | 1 | 4011209740778 | 0.616 | KG | 63.83 | 63.83 | CP12 | CP12 | Enclosure base for 3RW44 Size 4 | - | 0 | 0
3RW4747-0VC50 |  | 3RW4747-0VC50 | 1 | UN | 1 | 2 | A | D | N | N | 85389091 | 1 | 4011209912441 | 0.539 | KG | 882.74 | 882.74 | CP12 | CP12 | Firing PCB 690 V for 3RW4444, 3RW4445, 3RW4446 | - | 0 | 0
3RW4747-0VC70 |  | 3RW4747-0VC70 | 1 | UN | 1 | 2 | A | D | N | N | 85389091 | 1 | 4011209901551 | 0.43 | KG | 570.65 | 570.65 | CP12 | CP12 | Firing PCB 460 V for 3RW4446, 3RW4447 | - | 0 | 0
3RW4747-6SC30 |  | 3RW4747-6SC30 | 1 | UN | 1 | 5 | B | D | EAR99 | N | 85371098 | 1 | 4011209738003 | 0.773 | KG | 793.86 | 793.86 | CP12 | CP12 | Control unit 115 V for 3RW44, Size 4 with screw terminals | - | 0 | 9
3RW4747-6SC40 |  | 3RW4747-6SC40 | 1 | UN | 1 | 5 | B | D | EAR99 | N | 85371098 | 1 | 4011209738010 | 0.775 | KG | 793.86 | 793.86 | CP12 | CP12 | Control unit 230 V for 3RW44, Size 4 with screw terminals | - | 0 | 9
3RW4747-6SC44 |  | 3RW4747-6SC44 | 1 | UN | 1 | 1 | A | D | EAR99 | N | 85371098 | 1 | 4047621023465 | 0.783 | KG | 793.86 | 793.86 | CP12 | CP12 | Control unit 230 V for 3RW4447 with screw terminals | - | 0 | 0
3RW4753-6SC44 |  | 3RW4753-6SC44 | 1 | UN | 1 | 1 | A | D | EAR99 | N | 85371098 | 1 | 4047621023472 | 0.741 | KG | 956.47 | 956.47 | CP12 | CP12 | Control unit 230 V for 3RW4453 with screw terminals | - | 0 | 0
3RW4754-6SC44 |  | 3RW4754-6SC44 | 1 | UN | 1 | 1 | A | D | EAR99 | N | 85371098 | 1 | 4047621023489 | 0.744 | KG | 956.47 | 956.47 | CP12 | CP12 | Control unit 230 V for 3RW4454 with screw terminals | - | 0 | 0
3RW4755-0KC00 |  | 3RW4755-0KC00 | 1 | UN | 1 | 2 | A | D | N | N | 85369095 | 1 | 4011209917446 | 0.907 | KG | 1525.1 | 1525.1 | CP12 | CP12 | Bypass kit for 3RW44 3RW4453, 3RW4454 and 3RW4455 | - | 0 | 0
3RW4755-0LC00 |  | 3RW4755-0LC00 | 1 | UN | 1 | 3 | B | D | N | N | 85043180 | 1 | 4011209779273 | 3.382 | KG | 1717 | 1717 | CP12 | CP12 | Power semiconductor module 690 V, 3RW4453/4454/4455, 693 A two units for each device | - | 0 | 0
3RW4755-0NC00 |  | 3RW4755-0NC00 | 1 | UN | 1 | 3 | B | D | N | N | 85043180 | 1 | 4011209779280 | 3.415 | KG | 1717 | 1717 | CP12 | CP12 | Power semiconductor module NTC 690 V, 3RW4453/4454/4455, 693 A | - | 0 | 0
3RW4755-6SB30 |  | 3RW4755-6SB30 | 1 | UN | 1 | 1 | A | D | N | N | 85389091 | 1 | 4011209737846 | 0.52 | KG | 532.27 | 532.27 | CP12 | CP12 | Control unit 115 V for 3RW4055, Size S6 with screw terminals | - | 0 | 0
3RW4755-6SB40 |  | 3RW4755-6SB40 | 1 | UN | 1 | 1 | A | D | N | N | 85389091 | 1 | 4011209737853 | 0.525 | KG | 532.27 | 532.27 | CP12 | CP12 | Control unit 230 V for 3RW4055, Size S6 with screw terminals | - | 0 | 0
3RW4755-6SC44 |  | 3RW4755-6SC44 | 1 | UN | 1 | 1 | A | D | EAR99 | N | 85371098 | 1 | 4047621023496 | 0.739 | KG | 956.47 | 956.47 | CP12 | CP12 | Control unit 230 V for 3RW4455 with screw terminals | - | 0 | 0
3RW4756-0VB70 |  | 3RW4756-0VB70 | 1 | UN | 1 | 2 | A | D | N | N | 85389091 | 1 | 4011209901469 | 0.1 | KG | 89.18 | 89.18 | CP12 | CP12 | Firing PCB 460 V for 3RW40, Size S6 | - | 0 | 0
3RW4756-0VB80 |  | 3RW4756-0VB80 | 1 | UN | 1 | 2 | A | D | EAR99 | N | 85389091 | 1 | 4011209901476 | 0.135 | KG | 160.59 | 160.59 | CP12 | CP12 | Firing PCB 600 V for 3RW40, Size S6 | - | 0 | 0
3RW4756-0WC50 |  | 3RW4756-0WC50 | 1 | UN | 1 | 2 | A | D | N | N | 85389091 | 1 | 4011209912465 | 0.261 | KG | 306.03 | 306.03 | CP12 | CP12 | TSE PCB 690 V for 3RW4453, 3RW4454, 3RW4455 for 3RW4456 | - | 0 | 0
3RW4756-0WC70 |  | 3RW4756-0WC70 | 1 | UN | 1 | 2 | A | D | N | N | 85389091 | 1 | 4011209901575 | 0.193 | KG | 215.13 | 215.13 | CP12 | CP12 | TSE PCB 460 V for 3RW4453, 3RW4454, 3RW4455 for 3RW4456 | - | 0 | 0
3RW4756-6SB30 |  | 3RW4756-6SB30 | 1 | UN | 1 | 1 | A | D | N | N | 85389091 | 1 | 4011209737860 | 0.51 | KG | 572.67 | 572.67 | CP12 | CP12 | Control unit 115 V for 3RW4056, Size S6 with screw terminals | - | 0 | 0
3RW4756-6SB40 |  | 3RW4756-6SB40 | 1 | UN | 1 | 1 | A | D | N | N | 85389091 | 1 | 4011209737877 | 0.5 | KG | 572.67 | 572.67 | CP12 | CP12 | Control unit 230 V for 3RW4056, Size S6 with screw terminals | - | 0 | 0
3RW4756-6SC44 |  | 3RW4756-6SC44 | 1 | UN | 1 | 1 | A | D | EAR99 | N | 85371098 | 1 | 4047621023502 | 0.74 | KG | 956.47 | 956.47 | CP12 | CP12 | Control unit 230 V for 3RW4456 with screw terminals | - | 0 | 0
3RW4757-6SC44 |  | 3RW4757-6SC44 | 1 | UN | 1 | 1 | A | D | EAR99 | N | 85371098 | 1 | 4047621023519 | 0.742 | KG | 956.47 | 956.47 | CP12 | CP12 | Control unit 230 V for 3RW4457 with screw terminals | - | 0 | 0
3RW4758-0LC00 |  | 3RW4758-0LC00 | 1 | UN | 1 | 3 | B | D | N | N | 85043180 | 1 | 4011209738133 | 3.4 | KG | 2161.4 | 2161.4 | CP12 | CP12 | Power semiconductor module 690 V, 3RW4456/4457/4458, 970 A two units for each device | - | 0 | 0
3RW4758-0NC00 |  | 3RW4758-0NC00 | 1 | UN | 1 | 3 | B | D | N | N | 85043180 | 1 | 4011209738140 | 3.415 | KG | 2161.4 | 2161.4 | CP12 | CP12 | Power semiconductor module NTC 690 V, 3RW4456/4457/4458, 970 A | - | 0 | 0
3RW4758-6SC30 |  | 3RW4758-6SC30 | 1 | UN | 1 | 5 | B | D | EAR99 | N | 85389091 | 1 | 4011209738027 | 0.77 | KG | 956.47 | 956.47 | CP12 | CP12 | Control unit 115 V for 3RW44, Size 5 with screw terminals | - | 0 | 9
3RW4758-6SC40 |  | 3RW4758-6SC40 | 1 | UN | 1 | 5 | B | D | EAR99 | N | 85389091 | 1 | 4011209738034 | 0.76 | KG | 956.47 | 956.47 | CP12 | CP12 | Control unit 230 V for 3RW44, Size 5 with screw terminals | - | 0 | 9
3RW4758-6SC44 |  | 3RW4758-6SC44 | 1 | UN | 1 | 1 | A | D | EAR99 | N | 85371098 | 1 | 4047621023526 | 0.737 | KG | 956.47 | 956.47 | CP12 | CP12 | Control unit 230 V for 3RW4458 with screw terminals | - | 0 | 0
3RW4765-6SC44 |  | 3RW4765-6SC44 | 1 | UN | 1 | 1 | A | D | EAR99 | N | 85371098 | 1 | 4047621023533 | 0.745 | KG | 1100.9 | 1100.9 | CP12 | CP12 | Control unit 230 V for 3RW4465 with screw terminals | - | 0 | 0
3RW4766-0KC00 |  | 3RW4766-0KC00 | 1 | UN | 1 | 2 | A | D | N | N | 85369095 | 1 | 4011209916562 | 1.121 | KG | 2353.3 | 2353.3 | CP12 | CP12 | Bypass kit for 3RW44 3RW4456 and 3RW4457 | - | 0 | 0
3RW4766-0KC01 |  | 3RW4766-0KC01 | 1 | UN | 1 | 2 | A | D | N | N | 85369095 | 1 | 4047621011332 | 1.114 | KG | 2868.4 | 2868.4 | CP12 | CP12 | Bypass kit for 3RW44 3RW4458, 3RW4465 and 3RW4466 | - | 0 | 0
3RW4766-0LC00 |  | 3RW4766-0LC00 | 1 | UN | 1 | 3 | B | D | N | N | 85043180 | 1 | 4011209738164 | 3.403 | KG | 3757.2 | 3757.2 | CP12 | CP12 | Power semiconductor module 690 V, 3RW4465/4466, 1214 A two units for each device | - | 0 | 0
3RW4766-0NC00 |  | 3RW4766-0NC00 | 1 | UN | 1 | 3 | B | D | N | N | 85043180 | 1 | 4011209738157 | 9.88 | KG | 3757.2 | 3757.2 | CP12 | CP12 | Power semiconductor module NTC 690 V, 3RW4465/4466, 1214 A | - | 0 | 0
3RW4766-0VC50 |  | 3RW4766-0VC50 | 1 | UN | 1 | 2 | A | D | N | N | 85389091 | 1 | 4011209912458 | 0.18 | KG | 973.64 | 973.64 | CP12 | CP12 | Firing PCB 690 V for 3RW44, Size 5 and 6 | - | 0 | 0
3RW4766-0VC70 |  | 3RW4766-0VC70 | 1 | UN | 1 | 2 | A | D | N | N | 85389091 | 1 | 4011209901568 | 0.178 | KG | 645.39 | 645.39 | CP12 | CP12 | Firing PCB 460 V for 3RW44, Size 5 and 6 | - | 0 | 0
3RW4766-0WC50 |  | 3RW4766-0WC50 | 1 | UN | 1 | 2 | A | D | N | N | 85389091 | 1 | 4011209912472 | 0.3 | KG | 359.56 | 359.56 | CP12 | CP12 | TSE PCB 690 V for 3RW44, Size 6 for 3RW4457, 3RW4458 | - | 0 | 0
3RW4766-0WC70 |  | 3RW4766-0WC70 | 1 | UN | 1 | 2 | A | D | N | N | 85389091 | 1 | 4011209901582 | 0.203 | KG | 271.69 | 271.69 | CP12 | CP12 | TSE PCB 460 V for 3RW44, Size 6 for 3RW4457, 3RW4458 | - | 0 | 0
3RW4766-2HC00 |  | 3RW4766-2HC00 | 1 | UN | 1 | 1 | A | D | N | N | 85369010 | 1 | 4011209738270 | 0.09 | KG | 96.56 | 96.56 | CP12 | CP12 | Removable control terminals with spring-type terminals 4 blocks with 6 terminals each | - | 0 | 0
3RW4766-6HC00 |  | 3RW4766-6HC00 | 1 | UN | 1 | 1 | A | D | N | N | 85369010 | 1 | 4011209738287 | 0.105 | KG | 96.56 | 96.56 | CP12 | CP12 | Removable control terminals with screw terminals 4 blocks with 6 terminals each | - | 0 | 0
3RW4766-6SC30 |  | 3RW4766-6SC30 | 1 | UN | 1 | 5 | B | D | EAR99 | N | 85389091 | 1 | 4011209738058 | 0.72 | KG | 1100.9 | 1100.9 | CP12 | CP12 | Control unit 115 V for 3RW44, Size 6 with screw terminals | - | 0 | 9
3RW4766-6SC40 |  | 3RW4766-6SC40 | 1 | UN | 1 | 5 | B | D | EAR99 | N | 85389091 | 1 | 4011209738041 | 0.74 | KG | 1100.9 | 1100.9 | CP12 | CP12 | Control unit 230 V for 3RW44, Size 6 with screw terminals | - | 0 | 9
3RW4766-6SC44 |  | 3RW4766-6SC44 | 1 | UN | 1 | 1 | A | D | EAR99 | N | 85371098 | 1 | 4047621023540 | 0.727 | KG | 1100.9 | 1100.9 | CP12 | CP12 | Control unit 230 V for 3RW4466 with screw terminals | - | 0 | 0
3RW4773-0LB00 |  | 3RW4773-0LB00 | 1 | UN | 1 | 1 | A | D | EAR99 | N | 85043180 | 1 | 4011209738171 | 1.25 | KG | 411.07 | 411.07 | CP12 | CP12 | Power semiconductor module 600 V, for 3RW4073, 230 A | - | 0 | 0
3RW4773-0NB00 |  | 3RW4773-0NB00 | 1 | UN | 1 | 1 | A | D | EAR99 | N | 85043180 | 1 | 4011209738188 | 1.26 | KG | 427.23 | 427.23 | CP12 | CP12 | Power semiconductor module NTC 600 V, for 3RW4073, 230 A | - | 0 | 0
3RW4773-6SB30 |  | 3RW4773-6SB30 | 1 | UN | 1 | 1 | A | D | N | N | 85389091 | 1 | 4011209737891 | 0.566 | KG | 613.07 | 613.07 | CP12 | CP12 | Control unit 115 V for 3RW4073, Size S12 with screw terminals | - | 0 | 0
3RW4773-6SB40 |  | 3RW4773-6SB40 | 1 | UN | 1 | 1 | A | D | N | N | 85389091 | 1 | 4011209737884 | 0.585 | KG | 613.07 | 613.07 | CP12 | CP12 | Control unit 230 V for 3RW4073, Size S12 with screw terminals | - | 0 | 0
3RW4774-0LB00 |  | 3RW4774-0LB00 | 1 | UN | 1 | 1 | A | D | N | N | 85043180 | 1 | 4011209738201 | 1.28 | KG | 466.62 | 466.62 | CP12 | CP12 | Power semiconductor module 600 V, for 3RW4074, 280 A | - | 0 | 0
3RW4774-0NB00 |  | 3RW4774-0NB00 | 1 | UN | 1 | 1 | A | D | N | N | 85043180 | 1 | 4011209738195 | 1.29 | KG | 480.76 | 480.76 | CP12 | CP12 | Power semiconductor module NTC 600 V, for 3RW4074, 280 A | - | 0 | 0
3RW4774-6SB30 |  | 3RW4774-6SB30 | 1 | UN | 1 | 1 | A | D | N | N | 85389091 | 1 | 4011209737907 | 0.573 | KG | 655.49 | 655.49 | CP12 | CP12 | Control unit 115 V for 3RW4074, Size S12 with screw terminals | - | 0 | 0
3RW4774-6SB40 |  | 3RW4774-6SB40 | 1 | UN | 1 | 1 | A | D | N | N | 85371098 | 1 | 4011209737914 | 0.57 | KG | 655.49 | 655.49 | CP12 | CP12 | Control unit 230 V for 3RW4074, Size S12 with screw terminals | - | 0 | 0
3RW4775-0LB00 |  | 3RW4775-0LB00 | 1 | UN | 1 | 1 | A | D | N | N | 85043180 | 1 | 4011209738218 | 1.34 | KG | 542.37 | 542.37 | CP12 | CP12 | Power semiconductor module 600 V, for 3RW4075, 356 A | - | 0 | 0
3RW4775-0NB00 |  | 3RW4775-0NB00 | 1 | UN | 1 | 1 | A | D | N | N | 85043180 | 1 | 4011209738225 | 1.41 | KG | 554.49 | 554.49 | CP12 | CP12 | Power semiconductor module NTC 600 V, for 3RW4075, 356 A | - | 0 | 0
3RW4775-6SB30 |  | 3RW4775-6SB30 | 1 | UN | 1 | 1 | A | D | N | N | 85389091 | 1 | 4011209737938 | 0.57 | KG | 700.94 | 700.94 | CP12 | CP12 | Control unit 115 V for 3RW4075, Size S12 with screw terminals | - | 0 | 0
3RW4775-6SB40 |  | 3RW4775-6SB40 | 1 | UN | 1 | 1 | A | D | N | N | 85389091 | 1 | 4011209737921 | 0.573 | KG | 700.94 | 700.94 | CP12 | CP12 | Control unit 230 V for 3RW4075, Size S12 with screw terminals | - | 0 | 0
3RW4776-0LB00 |  | 3RW4776-0LB00 | 1 | UN | 1 | 1 | A | D | N | N | 85043180 | 1 | 4011209738249 | 1.365 | KG | 719.12 | 719.12 | CP12 | CP12 | Power semiconductor module 600 V, for 3RW4076, 432 A | - | 0 | 0
3RW4776-0NB00 |  | 3RW4776-0NB00 | 1 | UN | 1 | 1 | A | D | N | N | 85043180 | 1 | 4011209738232 | 1.377 | KG | 732.25 | 732.25 | CP12 | CP12 | Power semiconductor module NTC 600 V, for 3RW4076, 432 A | - | 0 | 0
3RW4776-0UB00 |  | 3RW4776-0UB00 | 1 | UN | 1 | 3 | B | D | N | N | 85389099 | 1 | 4011209740785 | 0.572 | KG | 63.83 | 63.83 | CP12 | CP12 | Enclosure base for 3RW40 Size S12 | - | 0 | 0
3RW4776-0VB70 |  | 3RW4776-0VB70 | 1 | UN | 1 | 2 | A | D | N | N | 85389091 | 1 | 4011209901483 | 0.18 | KG | 128.27 | 128.27 | CP12 | CP12 | Firing PCB 460 V for 3RW40, Size S12 | - | 0 | 0
3RW4776-0VB80 |  | 3RW4776-0VB80 | 1 | UN | 1 | 2 | A | D | EAR99 | N | 85389091 | 1 | 4011209901490 | 0.199 | KG | 198.97 | 198.97 | CP12 | CP12 | Firing PCB 600 V for 3RW40, Size S12 | - | 0 | 0
3RW4776-2HB00 |  | 3RW4776-2HB00 | 1 | UN | 1 | 1 | A | D | N | N | 85369010 | 1 | 4011209738263 | 0.05 | KG | 54.34 | 54.34 | CP12 | CP12 | Removable control terminals with spring-type terminals 2 blocks with 6 terminals each | - | 0 | 0
3RW4776-6HB00 |  | 3RW4776-6HB00 | 1 | UN | 1 | 1 | A | D | N | N | 85369010 | 1 | 4011209738256 | 0.065 | KG | 54.34 | 54.34 | CP12 | CP12 | Removable control terminals with screw terminals 2 blocks with 6 terminals each | - | 0 | 0
3RW4776-6SB30 |  | 3RW4776-6SB30 | 1 | UN | 1 | 1 | A | D | N | N | 85389091 | 1 | 4011209737945 | 0.576 | KG | 739.32 | 739.32 | CP12 | CP12 | Control unit 115 V for 3RW4076, Size S12 with screw terminals | - | 0 | 0
3RW4776-6SB40 |  | 3RW4776-6SB40 | 1 | UN | 1 | 1 | A | D | N | N | 85389091 | 1 | 4011209737952 | 0.575 | KG | 739.32 | 739.32 | CP12 | CP12 | Control unit 230 V for 3RW4076, Size S12 with screw terminals | - | 0 | 0
3RW4900-0AC00 |  | 3RW4900-0AC00 | 1 | UN | 1 | 1 | A | D | N | N | 85371098 | 1 | 4011209657007 | 0.105 | KG | 359.56 | 359.56 | CP12 | CP12 | External display and control module for SIRIUS soft starter 3RW44 Connecting cable e.g. 2.5 m (3UF7933-0BA00-0) not included in scope of delivery Required firmware version 3RW44 >= *E05*. implemented for starters 3RW44 from delivery date May 2006 | - | 0 | 0
3RW4900-0KC00 |  | 3RW4900-0KC00 | 1 | UN | 1 | 1 | A | D | N | N | 85371098 | 1 | 4011209681293 | 0.171 | KG | 359.56 | 359.56 | CP12 | CP12 | Communication module PROFIBUS for SIRIUS soft starter 3RW44 Required firmware version 3RW44 >= *E06*. implemented for starters 3RW44 from delivery date May 2006 | - | 0 | 0
3RW4900-0NC00 |  | 3RW4900-0NC00 | 1 | UN | 1 | 1 | A | D | EAR99 | N | 85371098 | 1 | 4011209929135 | 0.195 | KG | 435.31 | 435.31 | CP12 | CP12 | Communication module PROFINET for SIRIUS soft starter 3RW44 required product version 3RW44 >= *12*. implemented for starters 3RW44 from delivery date June 2013 | - | 0 | 0
3RW4900-0PB00 |  | 3RW4900-0PB00 | 1 | UN | 1 | 5 | B | D | N | N | 85389099 | 1 | 4011209677487 | 0.014 | KG | 17.17 | 17.17 | CP12 | CP12 | Sealable cover for SIRIUS soft starter 3RW40 Size S6 and S12 | - | 0 | 0
3RW4900-0PB10 |  | 3RW4900-0PB10 | 1 | UN | 1 | 5 | B | D | N | N | 85389099 | 1 | 4011209738331 | 15 | G | 12.83 | 12.83 | CP12 | CP12 | Sealing cover for SIRIUS soft starter 3RW40 S0...S3 | - | 0 | 0
3RW4928-8VB00 |  | 3RW4928-8VB00 | 1 | UN | 1 | 1 | A | D | N | N | 84145925 | 1 | 4011209738348 | 0.022 | KG | 31.11 | 31.11 | CP12 | CP12 | Fan for SIRIUS soft starter 3RW402 S0 for ET 200SP motor starter | - | 0 | 0
3RW4936-8VX30 |  | 3RW4936-8VX30 | 1 | UN | 1 | 1 | A | D | N | N | 84145925 | 1 | 4011209638969 | 0.422 | KG | 95.34 | 92.62 | CP12 | CP12 | Fan for SIRIUS soft starter 3RW405.-.BB3 3RW442.-.BC3., 3RW443.-.BC3 115 V AC | Lista Papel 2020 SI | 0 | 0
3RW4936-8VX40 |  | 3RW4936-8VX40 | 1 | UN | 1 | 1 | A | D | N | N | 84145925 | 1 | 4011209638976 | 0.371 | KG | 95.34 | 92.62 | CP12 | CP12 | Fan for SIRIUS soft starter 3RW405.-.BB4 3RW442.-.BC4., 3RW443.-.BC4 230 V AC | Lista Papel 2020 SI | 0 | 0
3RW4947-8VB00 |  | 3RW4947-8VB00 | 1 | UN | 1 | 1 | A | D | N | N | 84145925 | 1 | 4011209738355 | 0.082 | KG | 64.44 | 64.44 | CP12 | CP12 | Fan for SIRIUS soft starter 3RW403 S2, 3RW404 S3 | - | 0 | 0
3RW4947-8VX30 |  | 3RW4947-8VX30 | 1 | UN | 1 | 1 | A | D | N | N | 84145925 | 1 | 4011209638983 | 0.55 | KG | 95.34 | 92.62 | CP12 | CP12 | Fan for SIRIUS soft starter 3RW407.-.BB3 3RW444.-.BC3 115 V AC | Lista Papel 2020 SI | 0 | 0
3RW4947-8VX40 |  | 3RW4947-8VX40 | 1 | UN | 1 | 1 | A | D | N | N | 84145925 | 1 | 4011209638990 | 0.558 | KG | 95.34 | 92.62 | CP12 | CP12 | Fan for SIRIUS soft starter 3RW407.-.BB4 3RW444.-.BC4 230 V AC | Lista Papel 2020 SI | 0 | 0
3RW4957-8VX30 |  | 3RW4957-8VX30 | 1 | UN | 1 | 1 | A | D | N | N | 84145925 | 1 | 4011209691025 | 0.84 | KG | 282.8 | 274.72 | CP12 | CP12 | Fan for SIRIUS soft starter 3RW445.-.BC3., 3RW446.-.BC3 115 V AC | Lista Papel 2020 SI | 0 | 0
3RW4957-8VX40 |  | 3RW4957-8VX40 | 1 | UN | 1 | 1 | A | D | N | N | 84145925 | 1 | 4011209691049 | 0.825 | KG | 282.8 | 274.72 | CP12 | CP12 | Fan for SIRIUS soft starter 3RW445.-.BC4., 3RW446.-.BC4 230 V AC | Lista Papel 2020 SI | 0 | 0
3RW4966-8VX30 |  | 3RW4966-8VX30 | 1 | UN | 1 | 1 | A | D | N | N | 84145925 | 1 | 4011209737822 | 0.659 | KG | 95.34 | 92.62 | CP12 | CP12 | Fan for SIRIUS soft starter 3RW446.-.BC3 115 V AC | Lista Papel 2020 SI | 0 | 0
3RW4966-8VX40 |  | 3RW4966-8VX40 | 1 | UN | 1 | 1 | A | D | N | N | 84145925 | 1 | 4011209737815 | 0.62 | KG | 95.34 | 92.62 | CP12 | CP12 | Fan for SIRIUS soft starter 3RW446.-.BC4 230 V AC | Lista Papel 2020 SI | 0 | 0
3RW5055-6AB04 |  | 3RW5055-6AB04 | 1 | UN | 1 | 1 | A | D | N | N | 85371098 | 1 | 4047621060231 | 15 | KG | 1464.5 |  | CP12 |  | SIRIUS soft starter 200-480 V 143 A, 24 V AC/DC Screw terminals Analog output | Lista Papel 2020 SI | 0 | 0
3RW5055-6AB05 |  | 3RW5055-6AB05 | 1 | UN | 1 | 2 | A | D | N | N | 85371098 | 1 | 4047621060248 | 15 | KG | 1616 |  | CP12 |  | SIRIUS soft starter 400-600 V 143 A, 24 V AC/DC Screw terminals Analog output | Lista Papel 2020 SI | 0 | 0
3RW5055-6AB14 |  | 3RW5055-6AB14 | 1 | UN | 1 | 1 | A | D | N | N | 85371098 | 1 | 4047621060255 | 15 | KG | 1464.5 |  | CP12 |  | SIRIUS soft starter 200-480 V 143 A, 110-250 V AC Screw terminals Analog output | Lista Papel 2020 SI | 0 | 0
3RW5055-6AB15 |  | 3RW5055-6AB15 | 1 | UN | 1 | 2 | A | D | N | N | 85371098 | 1 | 4047621060262 | 15 | KG | 1616 |  | CP12 |  | SIRIUS soft starter 400-600 V 143 A, 110-250 V AC Screw terminals Analog output | Lista Papel 2020 SI | 0 | 0
3RW5055-6TB04 |  | 3RW5055-6TB04 | 1 | UN | 1 | 1 | A | D | N | N | 85371098 | 1 | 4047621060279 | 15 | KG | 1464.5 |  | CP12 |  | SIRIUS soft starter 200-480 V 143 A, 24 V AC/DC Screw terminals Thermistor input | Lista Papel 2020 SI | 0 | 0
3RW5055-6TB05 |  | 3RW5055-6TB05 | 1 | UN | 1 | 2 | A | D | N | N | 85371098 | 1 | 4047621060286 | 15 | KG | 1616 |  | CP12 |  | SIRIUS soft starter 200-600 V 143 A, 24 V AC/DC Screw terminals Thermistor input | Lista Papel 2020 SI | 0 | 0
3RW5055-6TB14 |  | 3RW5055-6TB14 | 1 | UN | 1 | 1 | A | D | N | N | 85371098 | 1 | 4047621060293 | 15 | KG | 1464.5 |  | CP12 |  | SIRIUS soft starter 200-480 V 143 A, 110-250 V AC Screw terminals Thermistor input | Lista Papel 2020 SI | 0 | 0
3RW5055-6TB15 |  | 3RW5055-6TB15 | 1 | UN | 1 | 2 | A | D | N | N | 85371098 | 1 | 4047621060309 | 15 | KG | 1616 |  | CP12 |  | SIRIUS soft starter 200-600 V 143 A, 110-250 V AC Screw terminals Thermistor input | Lista Papel 2020 SI | 0 | 0
3RW5056-6AB04 |  | 3RW5056-6AB04 | 1 | UN | 1 | 1 | A | D | N | N | 85371098 | 1 | 4047621060392 | 15 | KG | 1646.3 |  | CP12 |  | SIRIUS soft starter 200-480 V 171 A, 24 V AC/DC Screw terminals Analog output | Lista Papel 2020 SI | 0 | 0
3RW5056-6AB05 |  | 3RW5056-6AB05 | 1 | UN | 1 | 2 | A | D | N | N | 85371098 | 1 | 4047621060408 | 15 | KG | 1818 |  | CP12 |  | SIRIUS soft starter 400-600 V 171 A, 24 V AC/DC Screw terminals Analog output | Lista Papel 2020 SI | 0 | 0
3RW5056-6AB14 |  | 3RW5056-6AB14 | 1 | UN | 1 | 1 | A | D | N | N | 85371098 | 1 | 4047621060415 | 15 | KG | 1646.3 |  | CP12 |  | SIRIUS soft starter 200-480 V 171 A, 110-250 V AC Screw terminals Analog output | Lista Papel 2020 SI | 0 | 0
3RW5056-6AB15 |  | 3RW5056-6AB15 | 1 | UN | 1 | 2 | A | D | N | N | 85371098 | 1 | 4047621060422 | 15 | KG | 1818 |  | CP12 |  | SIRIUS soft starter 400-600 V 171 A, 110-250 V AC Screw terminals Analog output | Lista Papel 2020 SI | 0 | 0
3RW5056-6TB04 |  | 3RW5056-6TB04 | 1 | UN | 1 | 1 | A | D | N | N | 85371098 | 1 | 4047621060439 | 15 | KG | 1646.3 |  | CP12 |  | SIRIUS soft starter 200-480 V 171 A, 24 V AC/DC Screw terminals Thermistor input | Lista Papel 2020 SI | 0 | 0
3RW5056-6TB05 |  | 3RW5056-6TB05 | 1 | UN | 1 | 2 | A | D | N | N | 85371098 | 1 | 4047621060446 | 15 | KG | 1818 |  | CP12 |  | SIRIUS soft starter 200-600 V 171 A, 24 V AC/DC Screw terminals Thermistor input | Lista Papel 2020 SI | 0 | 0
3RW5056-6TB14 |  | 3RW5056-6TB14 | 1 | UN | 1 | 1 | A | D | N | N | 85371098 | 1 | 4047621060453 | 15 | KG | 1646.3 |  | CP12 |  | SIRIUS soft starter 200-480 V 171 A, 110-250 V AC Screw terminals Thermistor input | Lista Papel 2020 SI | 0 | 0
3RW5056-6TB15 |  | 3RW5056-6TB15 | 1 | UN | 1 | 2 | A | D | N | N | 85371098 | 1 | 4047621060460 | 15 | KG | 1818 |  | CP12 |  | SIRIUS soft starter 200-600 V 171 A, 110-250 V AC Screw terminals Thermistor input | Lista Papel 2020 SI | 0 | 0
3RW5072-6AB04 |  | 3RW5072-6AB04 | 1 | UN | 1 | 1 | A | D | N | N | 85371098 | 1 | 4047621060552 | 15 | KG | 1828.1 |  | CP12 |  | SIRIUS soft starter 200-480 V 210 A, 24 V AC/DC Screw terminals Analog output | Lista Papel 2020 SI | 0 | 0
3RW5072-6AB05 |  | 3RW5072-6AB05 | 1 | UN | 1 | 2 | A | D | N | N | 85371098 | 1 | 4047621060569 | 15 | KG | 2020 |  | CP12 |  | SIRIUS soft starter 400-600 V 210 A, 24 V AC/DC Screw terminals Analog output | Lista Papel 2020 SI | 0 | 0
3RW5072-6AB14 |  | 3RW5072-6AB14 | 1 | UN | 1 | 1 | A | D | N | N | 85371098 | 1 | 4047621060576 | 15 | KG | 1828.1 |  | CP12 |  | SIRIUS soft starter 200-480 V 210 A, 110-250 V AC Screw terminals Analog output | Lista Papel 2020 SI | 0 | 0
3RW5072-6AB15 |  | 3RW5072-6AB15 | 1 | UN | 1 | 2 | A | D | N | N | 85371098 | 1 | 4047621060583 | 15 | KG | 2020 |  | CP12 |  | SIRIUS soft starter 400-600 V 210 A, 110-250 V AC Screw terminals Analog output | Lista Papel 2020 SI | 0 | 0
3RW5072-6TB04 |  | 3RW5072-6TB04 | 1 | UN | 1 | 1 | A | D | N | N | 85371098 | 1 | 4047621060590 | 15 | KG | 1828.1 |  | CP12 |  | SIRIUS soft starter 200-480 V 210 A, 24 V AC/DC Screw terminals Thermistor input | Lista Papel 2020 SI | 0 | 0
3RW5072-6TB05 |  | 3RW5072-6TB05 | 1 | UN | 1 | 2 | A | D | N | N | 85371098 | 1 | 4047621060606 | 15 | KG | 2020 |  | CP12 |  | SIRIUS soft starter 200-600 V 210 A, 24 V AC/DC Screw terminals Thermistor input | Lista Papel 2020 SI | 0 | 0
3RW5072-6TB14 |  | 3RW5072-6TB14 | 1 | UN | 1 | 1 | A | D | N | N | 85371098 | 1 | 4047621060613 | 15 | KG | 1828.1 |  | CP12 |  | SIRIUS soft starter 200-480 V 210 A, 110-250 V AC Screw terminals Thermistor input | Lista Papel 2020 SI | 0 | 0
3RW5072-6TB15 |  | 3RW5072-6TB15 | 1 | UN | 1 | 2 | A | D | N | N | 85371098 | 1 | 4047621060620 | 15 | KG | 2020 |  | CP12 |  | SIRIUS soft starter 200-600 V 210 A, 110-250 V AC Screw terminals Thermistor input | Lista Papel 2020 SI | 0 | 0
3RW5073-6AB04 |  | 3RW5073-6AB04 | 1 | UN | 1 | 1 | A | D | N | N | 85371098 | 1 | 4047621060712 | 15 | KG | 2020 |  | CP12 |  | SIRIUS soft starter 200-480 V 250 A, 24 V AC/DC Screw terminals Analog output | Lista Papel 2020 SI | 0 | 0
3RW5073-6AB05 |  | 3RW5073-6AB05 | 1 | UN | 1 | 2 | A | D | N | N | 85371098 | 1 | 4047621060729 | 15 | KG | 2222 |  | CP12 |  | SIRIUS soft starter 400-600 V 250 A, 24 V AC/DC Screw terminals Analog output | Lista Papel 2020 SI | 0 | 0
3RW5073-6AB14 |  | 3RW5073-6AB14 | 1 | UN | 1 | 1 | A | D | N | N | 85371098 | 1 | 4047621060736 | 15 | KG | 2020 |  | CP12 |  | SIRIUS soft starter 200-480 V 250 A, 110-250 V AC Screw terminals Analog output | Lista Papel 2020 SI | 0 | 0
3RW5073-6AB15 |  | 3RW5073-6AB15 | 1 | UN | 1 | 2 | A | D | N | N | 85371098 | 1 | 4047621060743 | 15 | KG | 2222 |  | CP12 |  | SIRIUS soft starter 400-600 V 250 A, 110-250 V AC Screw terminals Analog output | Lista Papel 2020 SI | 0 | 0
3RW5073-6TB04 |  | 3RW5073-6TB04 | 1 | UN | 1 | 1 | A | D | N | N | 85371098 | 1 | 4047621060750 | 15 | KG | 2020 |  | CP12 |  | SIRIUS soft starter 200-480 V 250 A, 24 V AC/DC Screw terminals Thermistor input | Lista Papel 2020 SI | 0 | 0
3RW5073-6TB05 |  | 3RW5073-6TB05 | 1 | UN | 1 | 2 | A | D | N | N | 85371098 | 1 | 4047621060767 | 15 | KG | 2222 |  | CP12 |  | SIRIUS soft starter 200-600 V 250 A, 24 V AC/DC Screw terminals Thermistor input | Lista Papel 2020 SI | 0 | 0
3RW5073-6TB14 |  | 3RW5073-6TB14 | 1 | UN | 1 | 1 | A | D | N | N | 85371098 | 1 | 4047621060774 | 15 | KG | 2020 |  | CP12 |  | SIRIUS soft starter 200-480 V 250 A, 110-250 V AC Screw terminals Thermistor input | Lista Papel 2020 SI | 0 | 0
3RW5073-6TB15 |  | 3RW5073-6TB15 | 1 | UN | 1 | 2 | A | D | N | N | 85371098 | 1 | 4047621060781 | 15 | KG | 2222 |  | CP12 |  | SIRIUS soft starter 200-600 V 250 A, 110-250 V AC Screw terminals Thermistor input | Lista Papel 2020 SI | 0 | 0
3RW5074-6AB04 |  | 3RW5074-6AB04 | 1 | UN | 1 | 1 | A | D | N | N | 85371098 | 1 | 4047621060873 | 15 | KG | 2201.8 |  | CP12 |  | SIRIUS soft starter 200-480 V 315 A, 24 V AC/DC Screw terminals Analog output | Lista Papel 2020 SI | 0 | 0
3RW5074-6AB05 |  | 3RW5074-6AB05 | 1 | UN | 1 | 2 | A | D | N | N | 85371098 | 1 | 4047621060880 | 15 | KG | 2424 |  | CP12 |  | SIRIUS soft starter 400-600 V 315 A, 24 V AC/DC Screw terminals Analog output | Lista Papel 2020 SI | 0 | 0
3RW5074-6AB14 |  | 3RW5074-6AB14 | 1 | UN | 1 | 1 | A | D | N | N | 85371098 | 1 | 4047621060897 | 15 | KG | 2201.8 |  | CP12 |  | SIRIUS soft starter 200-480 V 315 A, 110-250 V AC Screw terminals Analog output | Lista Papel 2020 SI | 0 | 0
3RW5074-6AB15 |  | 3RW5074-6AB15 | 1 | UN | 1 | 2 | A | D | N | N | 85371098 | 1 | 4047621060903 | 15 | KG | 2424 |  | CP12 |  | SIRIUS soft starter 400-600 V 315 A, 110-250 V AC Screw terminals Analog output | Lista Papel 2020 SI | 0 | 0
3RW5074-6TB04 |  | 3RW5074-6TB04 | 1 | UN | 1 | 1 | A | D | N | N | 85371098 | 1 | 4047621060910 | 15 | KG | 2201.8 |  | CP12 |  | SIRIUS soft starter 200-480 V 315 A, 24 V AC/DC Screw terminals Thermistor input | Lista Papel 2020 SI | 0 | 0
3RW5074-6TB05 |  | 3RW5074-6TB05 | 1 | UN | 1 | 2 | A | D | N | N | 85371098 | 1 | 4047621060927 | 15 | KG | 2424 |  | CP12 |  | SIRIUS soft starter 200-600 V 315 A, 24 V AC/DC Screw terminals Thermistor input | Lista Papel 2020 SI | 0 | 0
3RW5074-6TB14 |  | 3RW5074-6TB14 | 1 | UN | 1 | 1 | A | D | N | N | 85371098 | 1 | 4047621060934 | 15 | KG | 2201.8 |  | CP12 |  | SIRIUS soft starter 200-480 V 315 A, 110-250 V AC Screw terminals Thermistor input | Lista Papel 2020 SI | 0 | 0
3RW5074-6TB15 |  | 3RW5074-6TB15 | 1 | UN | 1 | 2 | A | D | N | N | 85371098 | 1 | 4047621060941 | 15 | KG | 2424 |  | CP12 |  | SIRIUS soft starter 200-600 V 315 A, 110-250 V AC Screw terminals Thermistor input | Lista Papel 2020 SI | 0 | 0
3RW5075-6AB04 |  | 3RW5075-6AB04 | 1 | UN | 1 | 1 | A | D | N | N | 85371098 | 1 | 4047621061030 | 15 | KG | 2383.6 |  | CP12 |  | SIRIUS soft starter 200-480 V 370 A, 24 V AC/DC Screw terminals Analog output | Lista Papel 2020 SI | 0 | 0
3RW5075-6AB05 |  | 3RW5075-6AB05 | 1 | UN | 1 | 2 | A | D | N | N | 85371098 | 1 | 4047621061047 | 15 | KG | 2626 |  | CP12 |  | SIRIUS soft starter 400-600 V 370 A, 24 V AC/DC Screw terminals Analog output | Lista Papel 2020 SI | 0 | 0
3RW5075-6AB14 |  | 3RW5075-6AB14 | 1 | UN | 1 | 1 | A | D | N | N | 85371098 | 1 | 4047621061054 | 15 | KG | 2383.6 |  | CP12 |  | SIRIUS soft starter 200-480 V 370 A, 110-250 V AC Screw terminals Analog output | Lista Papel 2020 SI | 0 | 0
3RW5075-6AB15 |  | 3RW5075-6AB15 | 1 | UN | 1 | 2 | A | D | N | N | 85371098 | 1 | 4047621061061 | 15 | KG | 2626 |  | CP12 |  | SIRIUS soft starter 400-600 V 370 A, 110-250 V AC Screw terminals Analog output | Lista Papel 2020 SI | 0 | 0
3RW5075-6TB04 |  | 3RW5075-6TB04 | 1 | UN | 1 | 1 | A | D | N | N | 85371098 | 1 | 4047621061078 | 15 | KG | 2383.6 |  | CP12 |  | SIRIUS soft starter 200-480 V 370 A, 24 V AC/DC Screw terminals Thermistor input | Lista Papel 2020 SI | 0 | 0
3RW5075-6TB05 |  | 3RW5075-6TB05 | 1 | UN | 1 | 2 | A | D | N | N | 85371098 | 1 | 4047621061085 | 15 | KG | 2626 |  | CP12 |  | SIRIUS soft starter 200-600 V 370 A, 24 V AC/DC Screw terminals Thermistor input | Lista Papel 2020 SI | 0 | 0
3RW5075-6TB14 |  | 3RW5075-6TB14 | 1 | UN | 1 | 1 | A | D | N | N | 85371098 | 1 | 4047621061092 | 15 | KG | 2383.6 |  | CP12 |  | SIRIUS soft starter 200-480 V 370 A, 110-250 V AC Screw terminals Thermistor input | Lista Papel 2020 SI | 0 | 0
3RW5075-6TB15 |  | 3RW5075-6TB15 | 1 | UN | 1 | 2 | A | D | N | N | 85371098 | 1 | 4047621061108 | 15 | KG | 2626 |  | CP12 |  | SIRIUS soft starter 200-600 V 370 A, 110-250 V AC Screw terminals Thermistor input | Lista Papel 2020 SI | 0 | 0
3RW5076-6AB04 |  | 3RW5076-6AB04 | 1 | UN | 1 | 1 | A | D | N | N | 85371098 | 1 | 4047621061191 | 15 | KG | 2565.4 |  | CP12 |  | SIRIUS soft starter 200-480 V 470 A, 24 V AC/DC Screw terminals Analog output | Lista Papel 2020 SI | 0 | 0
3RW5076-6AB05 |  | 3RW5076-6AB05 | 1 | UN | 1 | 2 | A | D | N | N | 85371098 | 1 | 4047621061207 | 15 | KG | 2828 |  | CP12 |  | SIRIUS soft starter 400-600 V 470 A, 24 V AC/DC Screw terminals Analog output | Lista Papel 2020 SI | 0 | 0
3RW5076-6AB14 |  | 3RW5076-6AB14 | 1 | UN | 1 | 1 | A | D | N | N | 85371098 | 1 | 4047621061214 | 15 | KG | 2565.4 |  | CP12 |  | SIRIUS soft starter 200-480 V 470 A, 110-250 V AC Screw terminals Analog output | Lista Papel 2020 SI | 0 | 0
3RW5076-6AB15 |  | 3RW5076-6AB15 | 1 | UN | 1 | 2 | A | D | N | N | 85371098 | 1 | 4047621061221 | 15 | KG | 2828 |  | CP12 |  | SIRIUS soft starter 400-600 V 470 A, 110-250 V AC Screw terminals Analog output | Lista Papel 2020 SI | 0 | 0
3RW5076-6TB04 |  | 3RW5076-6TB04 | 1 | UN | 1 | 1 | A | D | N | N | 85371098 | 1 | 4047621061238 | 15 | KG | 2565.4 |  | CP12 |  | SIRIUS soft starter 200-480 V 470 A, 24 V AC/DC Screw terminals Thermistor input | Lista Papel 2020 SI | 0 | 0
3RW5076-6TB05 |  | 3RW5076-6TB05 | 1 | UN | 1 | 2 | A | D | N | N | 85371098 | 1 | 4047621061245 | 15 | KG | 2828 |  | CP12 |  | SIRIUS soft starter 200-600 V 470 A, 24 V AC/DC Screw terminals Thermistor input | Lista Papel 2020 SI | 0 | 0
3RW5076-6TB14 |  | 3RW5076-6TB14 | 1 | UN | 1 | 1 | A | D | N | N | 85371098 | 1 | 4047621061252 | 15 | KG | 2565.4 |  | CP12 |  | SIRIUS soft starter 200-480 V 470 A, 110-250 V AC Screw terminals Thermistor input | Lista Papel 2020 SI | 0 | 0
3RW5076-6TB15 |  | 3RW5076-6TB15 | 1 | UN | 1 | 2 | A | D | N | N | 85371098 | 1 | 4047621061269 | 15 | KG | 2828 |  | CP12 |  | SIRIUS soft starter 200-600 V 470 A, 110-250 V AC Screw terminals Thermistor input | Lista Papel 2020 SI | 0 | 0
3RW5077-6AB04 |  | 3RW5077-6AB04 | 1 | UN | 1 | 1 | A | D | N | N | 85371098 | 1 | 4047621061351 | 15 | KG | 2747.2 |  | CP12 |  | SIRIUS soft starter 200-480 V 570 A, 24 V AC/DC Screw terminals Analog output | Lista Papel 2020 SI | 0 | 0
3RW5077-6AB05 |  | 3RW5077-6AB05 | 1 | UN | 1 | 2 | A | D | N | N | 85371098 | 1 | 4047621061368 | 15 | KG | 3030 |  | CP12 |  | SIRIUS soft starter 400-600 V 570 A, 24 V AC/DC Screw terminals Analog output | Lista Papel 2020 SI | 0 | 0
3RW5077-6AB14 |  | 3RW5077-6AB14 | 1 | UN | 1 | 1 | A | D | N | N | 85371098 | 1 | 4047621061375 | 15 | KG | 2747.2 |  | CP12 |  | SIRIUS soft starter 200-480 V 570 A, 110-250 V AC Screw terminals Analog output | Lista Papel 2020 SI | 0 | 0
3RW5077-6AB15 |  | 3RW5077-6AB15 | 1 | UN | 1 | 2 | A | D | N | N | 85371098 | 1 | 4047621061382 | 15 | KG | 3030 |  | CP12 |  | SIRIUS soft starter 400-600 V 570 A, 110-250 V AC Screw terminals Analog output | Lista Papel 2020 SI | 0 | 0
3RW5077-6TB04 |  | 3RW5077-6TB04 | 1 | UN | 1 | 1 | A | D | N | N | 85371098 | 1 | 4047621061399 | 15 | KG | 2747.2 |  | CP12 |  | SIRIUS soft starter 200-480 V 570 A, 24 V AC/DC Screw terminals Thermistor input | Lista Papel 2020 SI | 0 | 0
3RW5077-6TB05 |  | 3RW5077-6TB05 | 1 | UN | 1 | 2 | A | D | N | N | 85371098 | 1 | 4047621061405 | 15 | KG | 3030 |  | CP12 |  | SIRIUS soft starter 200-600 V 570 A, 24 V AC/DC Screw terminals Thermistor input | Lista Papel 2020 SI | 0 | 0
3RW5077-6TB14 |  | 3RW5077-6TB14 | 1 | UN | 1 | 1 | A | D | N | N | 85371098 | 1 | 4047621061412 | 15 | KG | 2747.2 |  | CP12 |  | SIRIUS soft starter 200-480 V 570 A, 110-250 V AC Screw terminals Thermistor input | Lista Papel 2020 SI | 0 | 0
3RW5077-6TB15 |  | 3RW5077-6TB15 | 1 | UN | 1 | 2 | A | D | N | N | 85371098 | 1 | 4047621061429 | 15 | KG | 3030 |  | CP12 |  | SIRIUS soft starter 200-600 V 570 A, 110-250 V AC Screw terminals Thermistor input | Lista Papel 2020 SI | 0 | 0
3RW5213-1AC04 |  | 3RW5213-1AC04 | 1 | UN | 1 | 1 | A | D | N | N | 85371098 | 1 | 4047621035918 | 3.1 | KG | 585.8 | 585.8 | CP12 | CP12 | SIRIUS soft starter 200-480 V 13 A, 24 V AC/DC Screw terminals Analog output | Lista Papel 2020 SI | 0 | 0
3RW5213-1AC05 |  | 3RW5213-1AC05 | 1 | UN | 1 | 2 | A | D | N | N | 85371098 | 1 | 4047621035925 | 3.1 | KG | 646.4 | 646.4 | CP12 | CP12 | SIRIUS soft starter 200-600 V 13 A, 24 V AC/DC Screw terminals Analog output | Lista Papel 2020 SI | 0 | 0
3RW5213-1AC14 |  | 3RW5213-1AC14 | 1 | UN | 1 | 1 | A | D | N | N | 85371098 | 1 | 4047621035932 | 3.1 | KG | 585.8 | 585.8 | CP12 | CP12 | SIRIUS soft starter 200-480 V 13 A, 110-250 V AC Screw terminals Analog output | Lista Papel 2020 SI | 0 | 0
3RW5213-1AC15 |  | 3RW5213-1AC15 | 1 | UN | 1 | 2 | A | D | N | N | 85371098 | 1 | 4047621035949 | 3.1 | KG | 646.4 | 646.4 | CP12 | CP12 | SIRIUS soft starter 200-600 V 13 A, 110-250 V AC Screw terminals Analog output | Lista Papel 2020 SI | 0 | 0
3RW5213-1TC04 |  | 3RW5213-1TC04 | 1 | UN | 1 | 1 | A | D | N | N | 85371098 | 1 | 4047621035956 | 3.1 | KG | 585.8 | 585.8 | CP12 | CP12 | SIRIUS soft starter 200-480 V 13 A, 24 V AC/DC Screw terminals Thermistor input | Lista Papel 2020 SI | 0 | 0
3RW5213-1TC05 |  | 3RW5213-1TC05 | 1 | UN | 1 | 2 | A | D | N | N | 85371098 | 1 | 4047621035963 | 3.1 | KG | 646.4 | 646.4 | CP12 | CP12 | SIRIUS soft starter 200-600 V 13 A, 24 V AC/DC Screw terminals Thermistor input | Lista Papel 2020 SI | 0 | 0
3RW5213-1TC14 |  | 3RW5213-1TC14 | 1 | UN | 1 | 1 | A | D | N | N | 85371098 | 1 | 4047621035970 | 3.1 | KG | 585.8 | 585.8 | CP12 | CP12 | SIRIUS soft starter 200-480 V 13 A, 110-250 V AC Screw terminals Thermistor input | Lista Papel 2020 SI | 0 | 0
3RW5213-1TC15 |  | 3RW5213-1TC15 | 1 | UN | 1 | 2 | A | D | N | N | 85371098 | 1 | 4047621035987 | 3.1 | KG | 646.4 | 646.4 | CP12 | CP12 | SIRIUS soft starter 200-600 V 13 A, 110-250 V AC Screw terminals Thermistor input | Lista Papel 2020 SI | 0 | 0
3RW5213-3AC04 |  | 3RW5213-3AC04 | 1 | UN | 1 | 5 | B | D | N | N | 85371098 | 1 | 4047621035994 | 3.1 | KG | 585.8 | 585.8 | CP12 | CP12 | SIRIUS soft starter 200-480 V 13 A, 24 V AC/DC spring-type terminals Analog output | novo jan 2019 | 0 | 0
3RW5213-3AC05 |  | 3RW5213-3AC05 | 1 | UN | 1 | 5 | B | D | N | N | 85371098 | 1 | 4047621036007 | 3.1 | KG | 646.4 | 646.4 | CP12 | CP12 | SIRIUS soft starter 200-600 V 13 A, 24 V AC/DC spring-type terminals Analog output | novo jan 2019 | 0 | 0
3RW5213-3AC14 |  | 3RW5213-3AC14 | 1 | UN | 1 | 5 | B | D | N | N | 85371098 | 1 | 4047621036014 | 3.1 | KG | 585.8 | 585.8 | CP12 | CP12 | SIRIUS soft starter 200-480 V 13 A, 110-250 V AC spring-type terminals Analog output | novo jan 2019 | 0 | 0
3RW5213-3AC15 |  | 3RW5213-3AC15 | 1 | UN | 1 | 5 | B | D | N | N | 85371098 | 1 | 4047621036021 | 3.1 | KG | 646.4 | 646.4 | CP12 | CP12 | SIRIUS soft starter 200-600 V 13 A, 110-250 V AC spring-type terminals Analog output | novo jan 2019 | 0 | 0
3RW5213-3TC04 |  | 3RW5213-3TC04 | 1 | UN | 1 | 5 | B | D | N | N | 85371098 | 1 | 4047621036038 | 3.1 | KG | 585.8 | 585.8 | CP12 | CP12 | SIRIUS soft starter 200-480 V 13 A, 24 V AC/DC spring-type terminals Thermistor input | novo jan 2019 | 0 | 0
3RW5213-3TC05 |  | 3RW5213-3TC05 | 1 | UN | 1 | 5 | B | D | N | N | 85371098 | 1 | 4047621036045 | 3.1 | KG | 646.4 | 646.4 | CP12 | CP12 | SIRIUS soft starter 200-600 V 13 A, 24 V AC/DC spring-type terminals Thermistor input | novo jan 2019 | 0 | 0
3RW5213-3TC14 |  | 3RW5213-3TC14 | 1 | UN | 1 | 5 | B | D | N | N | 85371098 | 1 | 4047621036052 | 3.1 | KG | 585.8 | 585.8 | CP12 | CP12 | SIRIUS soft starter 200-480 V 13 A, 110-250 V AC spring-type terminals Thermistor input | novo jan 2019 | 0 | 0
3RW5213-3TC15 |  | 3RW5213-3TC15 | 1 | UN | 1 | 5 | B | D | N | N | 85371098 | 1 | 4047621036069 | 3.1 | KG | 646.4 | 646.4 | CP12 | CP12 | SIRIUS soft starter 200-600 V 13 A, 110-250 V AC spring-type terminals Thermistor input | novo jan 2019 | 0 | 0
3RW5214-1AC04 |  | 3RW5214-1AC04 | 1 | UN | 1 | 1 | A | D | N | N | 85371098 | 1 | 4047621036076 | 3.1 | KG | 646.4 | 646.4 | CP12 | CP12 | SIRIUS soft starter 200-480 V 18 A, 24 V AC/DC Screw terminals Analog output | Lista Papel 2020 SI | 0 | 0
3RW5214-1AC05 |  | 3RW5214-1AC05 | 1 | UN | 1 | 2 | A | D | N | N | 85371098 | 1 | 4047621036083 | 3.1 | KG | 717.1 | 717.1 | CP12 | CP12 | SIRIUS soft starter 200-600 V 18 A, 24 V AC/DC Screw terminals Analog output | Lista Papel 2020 SI | 0 | 0
3RW5214-1AC14 |  | 3RW5214-1AC14 | 1 | UN | 1 | 1 | A | D | N | N | 85371098 | 1 | 4047621036090 | 3.1 | KG | 646.4 | 646.4 | CP12 | CP12 | SIRIUS soft starter 200-480 V 18 A, 110-250 V AC Screw terminals Analog output | Lista Papel 2020 SI | 0 | 0
3RW5214-1AC15 |  | 3RW5214-1AC15 | 1 | UN | 1 | 2 | A | D | N | N | 85371098 | 1 | 4047621036106 | 3.1 | KG | 717.1 | 717.1 | CP12 | CP12 | SIRIUS soft starter 200-600 V 18 A, 110-250 V AC Screw terminals Analog output | Lista Papel 2020 SI | 0 | 0
3RW5214-1TC04 |  | 3RW5214-1TC04 | 1 | UN | 1 | 1 | A | D | N | N | 85371098 | 1 | 4047621036113 | 3.1 | KG | 646.4 | 646.4 | CP12 | CP12 | SIRIUS soft starter 200-480 V 18 A, 24 V AC/DC Screw terminals Thermistor input | Lista Papel 2020 SI | 0 | 0
3RW5214-1TC05 |  | 3RW5214-1TC05 | 1 | UN | 1 | 2 | A | D | N | N | 85371098 | 1 | 4047621036120 | 3.1 | KG | 717.1 | 717.1 | CP12 | CP12 | SIRIUS soft starter 200-600 V 18 A, 24 V AC/DC Screw terminals Thermistor input | Lista Papel 2020 SI | 0 | 0
3RW5214-1TC14 |  | 3RW5214-1TC14 | 1 | UN | 1 | 1 | A | D | N | N | 85371098 | 1 | 4047621036137 | 3.1 | KG | 646.4 | 646.4 | CP12 | CP12 | SIRIUS soft starter 200-480 V 18 A, 110-250 V AC Screw terminals Thermistor input | Lista Papel 2020 SI | 0 | 0
3RW5214-1TC15 |  | 3RW5214-1TC15 | 1 | UN | 1 | 2 | A | D | N | N | 85371098 | 1 | 4047621036144 | 3.1 | KG | 717.1 | 717.1 | CP12 | CP12 | SIRIUS soft starter 200-600 V 18 A, 110-250 V AC Screw terminals Thermistor input | Lista Papel 2020 SI | 0 | 0
3RW5214-3AC04 |  | 3RW5214-3AC04 | 1 | UN | 1 | 5 | B | D | N | N | 85371098 | 1 | 4047621036151 | 3.1 | KG | 646.4 | 646.4 | CP12 | CP12 | SIRIUS soft starter 200-480 V 18 A, 24 V AC/DC spring-type terminals Analog output | novo jan 2019 | 0 | 0
3RW5214-3AC05 |  | 3RW5214-3AC05 | 1 | UN | 1 | 5 | B | D | N | N | 85371098 | 1 | 4047621036168 | 3.1 | KG | 717.1 | 717.1 | CP12 | CP12 | SIRIUS soft starter 200-600 V 18 A, 24 V AC/DC spring-type terminals Analog output | novo jan 2019 | 0 | 0
3RW5214-3AC14 |  | 3RW5214-3AC14 | 1 | UN | 1 | 5 | B | D | N | N | 85371098 | 1 | 4047621036175 | 3.1 | KG | 646.4 | 646.4 | CP12 | CP12 | SIRIUS soft starter 200-480 V 18 A, 110-250 V AC spring-type terminals Analog output | novo jan 2019 | 0 | 0
3RW5214-3AC15 |  | 3RW5214-3AC15 | 1 | UN | 1 | 5 | B | D | N | N | 85371098 | 1 | 4047621036182 | 3.1 | KG | 717.1 | 717.1 | CP12 | CP12 | SIRIUS soft starter 200-600 V 18 A, 110-250 V AC spring-type terminals Analog output | novo jan 2019 | 0 | 0
3RW5214-3TC04 |  | 3RW5214-3TC04 | 1 | UN | 1 | 5 | B | D | N | N | 85371098 | 1 | 4047621036199 | 3.1 | KG | 646.4 | 646.4 | CP12 | CP12 | SIRIUS soft starter 200-480 V 18 A, 24 V AC/DC spring-type terminals Thermistor input | novo jan 2019 | 0 | 0
3RW5214-3TC05 |  | 3RW5214-3TC05 | 1 | UN | 1 | 5 | B | D | N | N | 85371098 | 1 | 4047621036205 | 3.1 | KG | 717.1 | 717.1 | CP12 | CP12 | SIRIUS soft starter 200-600 V 18 A, 24 V AC/DC spring-type terminals Thermistor input | novo jan 2019 | 0 | 0
3RW5214-3TC14 |  | 3RW5214-3TC14 | 1 | UN | 1 | 5 | B | D | N | N | 85371098 | 1 | 4047621036212 | 3.1 | KG | 646.4 | 646.4 | CP12 | CP12 | SIRIUS soft starter 200-480 V 18 A, 110-250 V AC spring-type terminals Thermistor input | novo jan 2019 | 0 | 0
3RW5214-3TC15 |  | 3RW5214-3TC15 | 1 | UN | 1 | 5 | B | D | N | N | 85371098 | 1 | 4047621036229 | 3.1 | KG | 717.1 | 717.1 | CP12 | CP12 | SIRIUS soft starter 200-600 V 18 A, 110-250 V AC spring-type terminals Thermistor input | novo jan 2019 | 0 | 0
3RW5215-1AC04 |  | 3RW5215-1AC04 | 1 | UN | 1 | 1 | A | D | N | N | 85371098 | 1 | 4047621036236 | 3.1 | KG | 717.1 | 717.1 | CP12 | CP12 | SIRIUS soft starter 200-480 V 25 A, 24 V AC/DC Screw terminals Analog output | Lista Papel 2020 SI | 0 | 0
3RW5215-1AC05 |  | 3RW5215-1AC05 | 1 | UN | 1 | 2 | A | D | N | N | 85371098 | 1 | 4047621036243 | 3.1 | KG | 797.9 | 797.9 | CP12 | CP12 | SIRIUS soft starter 200-600 V 25 A, 24 V AC/DC Screw terminals Analog output | Lista Papel 2020 SI | 0 | 0
3RW5215-1AC14 |  | 3RW5215-1AC14 | 1 | UN | 1 | 1 | A | D | N | N | 85371098 | 1 | 4047621036250 | 3.1 | KG | 717.1 | 717.1 | CP12 | CP12 | SIRIUS soft starter 200-480 V 25 A, 110-250 V AC Screw terminals Analog output | Lista Papel 2020 SI | 0 | 0
3RW5215-1AC15 |  | 3RW5215-1AC15 | 1 | UN | 1 | 2 | A | D | N | N | 85371098 | 1 | 4047621036267 | 3.1 | KG | 797.9 | 797.9 | CP12 | CP12 | SIRIUS soft starter 200-600 V 25 A, 110-250 V AC Screw terminals Analog output | Lista Papel 2020 SI | 0 | 0
3RW5215-1TC04 |  | 3RW5215-1TC04 | 1 | UN | 1 | 1 | A | D | N | N | 85371098 | 1 | 4047621036274 | 3.1 | KG | 717.1 | 717.1 | CP12 | CP12 | SIRIUS soft starter 200-480 V 25 A, 24 V AC/DC Screw terminals Thermistor input | Lista Papel 2020 SI | 0 | 0
3RW5215-1TC05 |  | 3RW5215-1TC05 | 1 | UN | 1 | 2 | A | D | N | N | 85371098 | 1 | 4047621036281 | 3.1 | KG | 797.9 | 797.9 | CP12 | CP12 | SIRIUS soft starter 200-600 V 25 A, 24 V AC/DC Screw terminals Thermistor input | Lista Papel 2020 SI | 0 | 0
3RW5215-1TC14 |  | 3RW5215-1TC14 | 1 | UN | 1 | 1 | A | D | N | N | 85371098 | 1 | 4047621036298 | 3.1 | KG | 717.1 | 717.1 | CP12 | CP12 | SIRIUS soft starter 200-480 V 25 A, 110-250 V AC Screw terminals Thermistor input | Lista Papel 2020 SI | 0 | 0
3RW5215-1TC15 |  | 3RW5215-1TC15 | 1 | UN | 1 | 2 | A | D | N | N | 85371098 | 1 | 4047621036304 | 3.1 | KG | 797.9 | 797.9 | CP12 | CP12 | SIRIUS soft starter 200-600 V 25 A, 110-250 V AC Screw terminals Thermistor input | Lista Papel 2020 SI | 0 | 0
3RW5215-3AC04 |  | 3RW5215-3AC04 | 1 | UN | 1 | 5 | B | D | N | N | 85371098 | 1 | 4047621036311 | 3.1 | KG | 717.1 | 717.1 | CP12 | CP12 | SIRIUS soft starter 200-480 V 25 A, 24 V AC/DC spring-type terminals Analog output | novo jan 2019 | 0 | 0
3RW5215-3AC05 |  | 3RW5215-3AC05 | 1 | UN | 1 | 5 | B | D | N | N | 85371098 | 1 | 4047621036328 | 3.1 | KG | 797.9 | 797.9 | CP12 | CP12 | SIRIUS soft starter 200-600 V 25 A, 24 V AC/DC spring-type terminals Analog output | novo jan 2019 | 0 | 0
3RW5215-3AC14 |  | 3RW5215-3AC14 | 1 | UN | 1 | 5 | B | D | N | N | 85371098 | 1 | 4047621036335 | 3.1 | KG | 717.1 | 717.1 | CP12 | CP12 | SIRIUS soft starter 200-480 V 25 A, 110-250 V AC spring-type terminals Analog output | novo jan 2019 | 0 | 0
3RW5215-3AC15 |  | 3RW5215-3AC15 | 1 | UN | 1 | 5 | B | D | N | N | 85371098 | 1 | 4047621036342 | 3.1 | KG | 797.9 | 797.9 | CP12 | CP12 | SIRIUS soft starter 200-600 V 25 A, 110-250 V AC spring-type terminals Analog output | novo jan 2019 | 0 | 0
3RW5215-3TC04 |  | 3RW5215-3TC04 | 1 | UN | 1 | 5 | B | D | N | N | 85371098 | 1 | 4047621036359 | 3.1 | KG | 717.1 | 717.1 | CP12 | CP12 | SIRIUS soft starter 200-480 V 25 A, 24 V AC/DC spring-type terminals Thermistor input | novo jan 2019 | 0 | 0
3RW5215-3TC05 |  | 3RW5215-3TC05 | 1 | UN | 1 | 5 | B | D | N | N | 85371098 | 1 | 4047621036366 | 3.1 | KG | 797.9 | 797.9 | CP12 | CP12 | SIRIUS soft starter 200-600 V 25 A, 24 V AC/DC spring-type terminals Thermistor input | novo jan 2019 | 0 | 0
3RW5215-3TC14 |  | 3RW5215-3TC14 | 1 | UN | 1 | 5 | B | D | N | N | 85371098 | 1 | 4047621036373 | 3.1 | KG | 717.1 | 717.1 | CP12 | CP12 | SIRIUS soft starter 200-480 V 25 A, 110-250 V AC spring-type terminals Thermistor input | novo jan 2019 | 0 | 0
3RW5215-3TC15 |  | 3RW5215-3TC15 | 1 | UN | 1 | 5 | B | D | N | N | 85371098 | 1 | 4047621036380 | 3.1 | KG | 797.9 | 797.9 | CP12 | CP12 | SIRIUS soft starter 200-600 V 25 A, 110-250 V AC spring-type terminals Thermistor input | novo jan 2019 | 0 | 0
3RW5216-1AC04 |  | 3RW5216-1AC04 | 1 | UN | 1 | 1 | A | D | N | N | 85371098 | 1 | 4047621036397 | 3.1 | KG | 797.9 | 797.9 | CP12 | CP12 | SIRIUS soft starter 200-480 V 32 A, 24 V AC/DC Screw terminals Analog output | Lista Papel 2020 SI | 0 | 0
3RW5216-1AC05 |  | 3RW5216-1AC05 | 1 | UN | 1 | 2 | A | D | N | N | 85371098 | 1 | 4047621036403 | 3.1 | KG | 888.8 | 888.8 | CP12 | CP12 | SIRIUS soft starter 200-600 V 32 A, 24 V AC/DC Screw terminals Analog output | Lista Papel 2020 SI | 0 | 0
3RW5216-1AC14 |  | 3RW5216-1AC14 | 1 | UN | 1 | 1 | A | D | N | N | 85371098 | 1 | 4047621036410 | 3.1 | KG | 797.9 | 797.9 | CP12 | CP12 | SIRIUS soft starter 200-480 V 32 A, 110-250 V AC Screw terminals Analog output | Lista Papel 2020 SI | 0 | 0
3RW5216-1AC15 |  | 3RW5216-1AC15 | 1 | UN | 1 | 2 | A | D | N | N | 85371098 | 1 | 4047621036427 | 3.1 | KG | 888.8 | 888.8 | CP12 | CP12 | SIRIUS soft starter 200-600 V 32 A, 110-250 V AC Screw terminals Analog output | Lista Papel 2020 SI | 0 | 0
3RW5216-1TC04 |  | 3RW5216-1TC04 | 1 | UN | 1 | 1 | A | D | N | N | 85371098 | 1 | 4047621036434 | 3.1 | KG | 797.9 | 797.9 | CP12 | CP12 | SIRIUS soft starter 200-480 V 32 A, 24 V AC/DC Screw terminals Thermistor input | Lista Papel 2020 SI | 0 | 0
3RW5216-1TC05 |  | 3RW5216-1TC05 | 1 | UN | 1 | 2 | A | D | N | N | 85371098 | 1 | 4047621036441 | 3.1 | KG | 888.8 | 888.8 | CP12 | CP12 | SIRIUS soft starter 200-600 V 32 A, 24 V AC/DC Screw terminals Thermistor input | Lista Papel 2020 SI | 0 | 0
3RW5216-1TC14 |  | 3RW5216-1TC14 | 1 | UN | 1 | 1 | A | D | N | N | 85371098 | 1 | 4047621036458 | 3.1 | KG | 797.9 | 797.9 | CP12 | CP12 | SIRIUS soft starter 200-480 V 32 A, 110-250 V AC Screw terminals Thermistor input | Lista Papel 2020 SI | 0 | 0
3RW5216-1TC15 |  | 3RW5216-1TC15 | 1 | UN | 1 | 2 | A | D | N | N | 85371098 | 1 | 4047621036465 | 3.1 | KG | 888.8 | 888.8 | CP12 | CP12 | SIRIUS soft starter 200-600 V 32 A, 110-250 V AC Screw terminals Thermistor input | Lista Papel 2020 SI | 0 | 0
3RW5216-3AC04 |  | 3RW5216-3AC04 | 1 | UN | 1 | 5 | B | D | N | N | 85371098 | 1 | 4047621036472 | 3.1 | KG | 797.9 | 797.9 | CP12 | CP12 | SIRIUS soft starter 200-480 V 32 A, 24 V AC/DC spring-type terminals Analog output | novo jan 2019 | 0 | 0
3RW5216-3AC05 |  | 3RW5216-3AC05 | 1 | UN | 1 | 5 | B | D | N | N | 85371098 | 1 | 4047621036489 | 3.1 | KG | 888.8 | 888.8 | CP12 | CP12 | SIRIUS soft starter 200-600 V 32 A, 24 V AC/DC spring-type terminals Analog output | novo jan 2019 | 0 | 0
3RW5216-3AC14 |  | 3RW5216-3AC14 | 1 | UN | 1 | 5 | B | D | N | N | 85371098 | 1 | 4047621036496 | 3.1 | KG | 797.9 | 797.9 | CP12 | CP12 | SIRIUS soft starter 200-480 V 32 A, 110-250 V AC spring-type terminals Analog output | novo jan 2019 | 0 | 0
3RW5216-3AC15 |  | 3RW5216-3AC15 | 1 | UN | 1 | 5 | B | D | N | N | 85371098 | 1 | 4047621036502 | 3.1 | KG | 888.8 | 888.8 | CP12 | CP12 | SIRIUS soft starter 200-600 V 32 A, 110-250 V AC spring-type terminals Analog output | novo jan 2019 | 0 | 0
3RW5216-3TC04 |  | 3RW5216-3TC04 | 1 | UN | 1 | 5 | B | D | N | N | 85371098 | 1 | 4047621036519 | 3.1 | KG | 797.9 | 797.9 | CP12 | CP12 | SIRIUS soft starter 200-480 V 32 A, 24 V AC/DC spring-type terminals Thermistor input | novo jan 2019 | 0 | 0
3RW5216-3TC05 |  | 3RW5216-3TC05 | 1 | UN | 1 | 5 | B | D | N | N | 85371098 | 1 | 4047621036526 | 3.1 | KG | 888.8 | 888.8 | CP12 | CP12 | SIRIUS soft starter 200-600 V 32 A, 24 V AC/DC spring-type terminals Thermistor input | novo jan 2019 | 0 | 0
3RW5216-3TC14 |  | 3RW5216-3TC14 | 1 | UN | 1 | 5 | B | D | N | N | 85371098 | 1 | 4047621036533 | 3.1 | KG | 797.9 | 797.9 | CP12 | CP12 | SIRIUS soft starter 200-480 V 32 A, 110-250 V AC spring-type terminals Thermistor input | novo jan 2019 | 0 | 0
3RW5216-3TC15 |  | 3RW5216-3TC15 | 1 | UN | 1 | 5 | B | D | N | N | 85371098 | 1 | 4047621036540 | 3.1 | KG | 888.8 | 888.8 | CP12 | CP12 | SIRIUS soft starter 200-600 V 32 A, 110-250 V AC spring-type terminals Thermistor input | novo jan 2019 | 0 | 0
3RW5217-1AC04 |  | 3RW5217-1AC04 | 1 | UN | 1 | 1 | A | D | N | N | 85371098 | 1 | 4047621036557 | 3.1 | KG | 888.8 | 888.8 | CP12 | CP12 | SIRIUS soft starter 200-480 V 38 A, 24 V AC/DC Screw terminals Analog output | Lista Papel 2020 SI | 0 | 0
3RW5217-1AC05 |  | 3RW5217-1AC05 | 1 | UN | 1 | 2 | A | D | N | N | 85371098 | 1 | 4047621036564 | 3.1 | KG | 989.8 | 989.8 | CP12 | CP12 | SIRIUS soft starter 200-600 V 38 A, 24 V AC/DC Screw terminals Analog output | Lista Papel 2020 SI | 0 | 0
3RW5217-1AC14 |  | 3RW5217-1AC14 | 1 | UN | 1 | 1 | A | D | N | N | 85371098 | 1 | 4047621036571 | 3.1 | KG | 888.8 | 888.8 | CP12 | CP12 | SIRIUS soft starter 200-480 V 38 A, 110-250 V AC Screw terminals Analog output | Lista Papel 2020 SI | 0 | 0
3RW5217-1AC15 |  | 3RW5217-1AC15 | 1 | UN | 1 | 2 | A | D | N | N | 85371098 | 1 | 4047621036588 | 3.1 | KG | 989.8 | 989.8 | CP12 | CP12 | SIRIUS soft starter 200-600 V 38 A, 110-250 V AC Screw terminals Analog output | Lista Papel 2020 SI | 0 | 0
3RW5217-1TC04 |  | 3RW5217-1TC04 | 1 | UN | 1 | 1 | A | D | N | N | 85371098 | 1 | 4047621036595 | 3.1 | KG | 888.8 | 888.8 | CP12 | CP12 | SIRIUS soft starter 200-480 V 38 A, 24 V AC/DC Screw terminals Thermistor input | Lista Papel 2020 SI | 0 | 0
3RW5217-1TC05 |  | 3RW5217-1TC05 | 1 | UN | 1 | 2 | A | D | N | N | 85371098 | 1 | 4047621036601 | 3.1 | KG | 989.8 | 989.8 | CP12 | CP12 | SIRIUS soft starter 200-600 V 38 A, 24 V AC/DC Screw terminals Thermistor input | Lista Papel 2020 SI | 0 | 0
3RW5217-1TC14 |  | 3RW5217-1TC14 | 1 | UN | 1 | 1 | A | D | N | N | 85371098 | 1 | 4047621036618 | 3.1 | KG | 888.8 | 888.8 | CP12 | CP12 | SIRIUS soft starter 200-480 V 38 A, 110-250 V AC Screw terminals Thermistor input | Lista Papel 2020 SI | 0 | 0
3RW5217-1TC15 |  | 3RW5217-1TC15 | 1 | UN | 1 | 2 | A | D | N | N | 85371098 | 1 | 4047621036625 | 3.1 | KG | 989.8 | 989.8 | CP12 | CP12 | SIRIUS soft starter 200-600 V 38 A, 110-250 V AC Screw terminals Thermistor input | Lista Papel 2020 SI | 0 | 0
3RW5217-3AC04 |  | 3RW5217-3AC04 | 1 | UN | 1 | 5 | B | D | N | N | 85371098 | 1 | 4047621036632 | 3.1 | KG | 888.8 | 888.8 | CP12 | CP12 | SIRIUS soft starter 200-480 V 38 A, 24 V AC/DC spring-type terminals Analog output | novo jan 2019 | 0 | 0
3RW5217-3AC05 |  | 3RW5217-3AC05 | 1 | UN | 1 | 5 | B | D | N | N | 85371098 | 1 | 4047621036649 | 3.1 | KG | 989.8 | 989.8 | CP12 | CP12 | SIRIUS soft starter 200-600 V 38 A, 24 V AC/DC spring-type terminals Analog output | novo jan 2019 | 0 | 0
3RW5217-3AC14 |  | 3RW5217-3AC14 | 1 | UN | 1 | 5 | B | D | N | N | 85371098 | 1 | 4047621036656 | 3.1 | KG | 888.8 | 888.8 | CP12 | CP12 | SIRIUS soft starter 200-480 V 38 A, 110-250 V AC spring-type terminals Analog output | novo jan 2019 | 0 | 0
3RW5217-3AC15 |  | 3RW5217-3AC15 | 1 | UN | 1 | 5 | B | D | N | N | 85371098 | 1 | 4047621036663 | 3.1 | KG | 989.8 | 989.8 | CP12 | CP12 | SIRIUS soft starter 200-600 V 38 A, 110-250 V AC spring-type terminals Analog output | novo jan 2019 | 0 | 0
3RW5217-3TC04 |  | 3RW5217-3TC04 | 1 | UN | 1 | 5 | B | D | N | N | 85371098 | 1 | 4047621036670 | 3.1 | KG | 888.8 | 888.8 | CP12 | CP12 | SIRIUS soft starter 200-480 V 38 A, 24 V AC/DC spring-type terminals Thermistor input | novo jan 2019 | 0 | 0
3RW5217-3TC05 |  | 3RW5217-3TC05 | 1 | UN | 1 | 5 | B | D | N | N | 85371098 | 1 | 4047621036687 | 3.1 | KG | 989.8 | 989.8 | CP12 | CP12 | SIRIUS soft starter 200-600 V 38 A, 24 V AC/DC spring-type terminals Thermistor input | novo jan 2019 | 0 | 0
3RW5217-3TC14 |  | 3RW5217-3TC14 | 1 | UN | 1 | 5 | B | D | N | N | 85371098 | 1 | 4047621036694 | 3.1 | KG | 888.8 | 888.8 | CP12 | CP12 | SIRIUS soft starter 200-480 V 38 A, 110-250 V AC spring-type terminals Thermistor input | novo jan 2019 | 0 | 0
3RW5217-3TC15 |  | 3RW5217-3TC15 | 1 | UN | 1 | 5 | B | D | N | N | 85371098 | 1 | 4047621036700 | 3.1 | KG | 989.8 | 989.8 | CP12 | CP12 | SIRIUS soft starter 200-600 V 38 A, 110-250 V AC spring-type terminals Thermistor input | novo jan 2019 | 0 | 0
3RW5224-1AC04 |  | 3RW5224-1AC04 | 1 | UN | 1 | 1 | A | D | N | N | 85371098 | 1 | 4047621036724 | 6.2 | KG | 1010 | 1010 | CP12 | CP12 | SIRIUS soft starter 200-480 V 47 A, 24 V AC/DC Screw terminals Analog output | Lista Papel 2020 SI | 0 | 0
3RW5224-1AC05 |  | 3RW5224-1AC05 | 1 | UN | 1 | 2 | A | D | N | N | 85371098 | 1 | 4047621036755 | 6.2 | KG | 1121.1 | 1121.1 | CP12 | CP12 | SIRIUS soft starter 200-600 V 47 A, 24 V AC/DC Screw terminals Analog output | Lista Papel 2020 SI | 0 | 0
3RW5224-1AC14 |  | 3RW5224-1AC14 | 1 | UN | 1 | 1 | A | D | N | N | 85371098 | 1 | 4047621036762 | 6.2 | KG | 1010 | 1010 | CP12 | CP12 | SIRIUS soft starter 200-480 V 47 A, 110-250 V AC Screw terminals Analog output | Lista Papel 2020 SI | 0 | 0
3RW5224-1AC15 |  | 3RW5224-1AC15 | 1 | UN | 1 | 2 | A | D | N | N | 85371098 | 1 | 4047621036779 | 6.2 | KG | 1121.1 | 1121.1 | CP12 | CP12 | SIRIUS soft starter 200-600 V 47 A, 110-250 V AC Screw terminals Analog output | Lista Papel 2020 SI | 0 | 0
3RW5224-1TC04 |  | 3RW5224-1TC04 | 1 | UN | 1 | 1 | A | D | N | N | 85371098 | 1 | 4047621036786 | 6.2 | KG | 1010 | 1010 | CP12 | CP12 | SIRIUS soft starter 200-480 V 47 A, 24 V AC/DC Screw terminals Thermistor input | Lista Papel 2020 SI | 0 | 0
3RW5224-1TC05 |  | 3RW5224-1TC05 | 1 | UN | 1 | 2 | A | D | N | N | 85371098 | 1 | 4047621036793 | 6.2 | KG | 1121.1 | 1121.1 | CP12 | CP12 | SIRIUS soft starter 200-600 V 47 A, 24 V AC/DC Screw terminals Thermistor input | Lista Papel 2020 SI | 0 | 0
3RW5224-1TC14 |  | 3RW5224-1TC14 | 1 | UN | 1 | 1 | A | D | N | N | 85371098 | 1 | 4047621036809 | 6.2 | KG | 1010 | 1010 | CP12 | CP12 | SIRIUS soft starter 200-480 V 47 A, 110-250 V AC Screw terminals Thermistor input | Lista Papel 2020 SI | 0 | 0
3RW5224-1TC15 |  | 3RW5224-1TC15 | 1 | UN | 1 | 2 | A | D | N | N | 85371098 | 1 | 4047621036816 | 6.2 | KG | 1121.1 | 1121.1 | CP12 | CP12 | SIRIUS soft starter 200-600 V 47 A, 110-250 V AC Screw terminals Thermistor input | Lista Papel 2020 SI | 0 | 0
3RW5224-3AC04 |  | 3RW5224-3AC04 | 1 | UN | 1 | 5 | B | D | N | N | 85371098 | 1 | 4047621036823 | 6.2 | KG | 1010 | 1010 | CP12 | CP12 | SIRIUS soft starter 200-480 V 47 A, 24 V AC/DC spring-type terminals Analog output | novo jan 2019 | 0 | 0
3RW5224-3AC05 |  | 3RW5224-3AC05 | 1 | UN | 1 | 5 | B | D | N | N | 85371098 | 1 | 4047621036830 | 6.2 | KG | 1121.1 | 1121.1 | CP12 | CP12 | SIRIUS soft starter 200-600 V 47 A, 24 V AC/DC spring-type terminals Analog output | novo jan 2019 | 0 | 0
3RW5224-3AC14 |  | 3RW5224-3AC14 | 1 | UN | 1 | 5 | B | D | N | N | 85371098 | 1 | 4047621036847 | 6.2 | KG | 1010 | 1010 | CP12 | CP12 | SIRIUS soft starter 200-480 V 47 A, 110-250 V AC spring-type terminals Analog output | novo jan 2019 | 0 | 0
3RW5224-3AC15 |  | 3RW5224-3AC15 | 1 | UN | 1 | 5 | B | D | N | N | 85371098 | 1 | 4047621036854 | 6.2 | KG | 1121.1 | 1121.1 | CP12 | CP12 | SIRIUS soft starter 200-600 V 47 A, 110-250 V AC spring-type terminals Analog output | novo jan 2019 | 0 | 0
3RW5224-3TC04 |  | 3RW5224-3TC04 | 1 | UN | 1 | 5 | B | D | N | N | 85371098 | 1 | 4047621036861 | 6.2 | KG | 1010 | 1010 | CP12 | CP12 | SIRIUS soft starter 200-480 V 47 A, 24 V AC/DC spring-type terminals Thermistor input | novo jan 2019 | 0 | 0
3RW5224-3TC05 |  | 3RW5224-3TC05 | 1 | UN | 1 | 5 | B | D | N | N | 85371098 | 1 | 4047621036878 | 6.2 | KG | 1121.1 | 1121.1 | CP12 | CP12 | SIRIUS soft starter 200-600 V 47 A, 24 V AC/DC spring-type terminals Thermistor input | novo jan 2019 | 0 | 0
3RW5224-3TC14 |  | 3RW5224-3TC14 | 1 | UN | 1 | 5 | B | D | N | N | 85371098 | 1 | 4047621036885 | 6.2 | KG | 1010 | 1010 | CP12 | CP12 | SIRIUS soft starter 200-480 V 47 A, 110-250 V AC spring-type terminals Thermistor input | novo jan 2019 | 0 | 0
3RW5224-3TC15 |  | 3RW5224-3TC15 | 1 | UN | 1 | 5 | B | D | N | N | 85371098 | 1 | 4047621036892 | 6.2 | KG | 1121.1 | 1121.1 | CP12 | CP12 | SIRIUS soft starter 200-600 V 47 A, 110-250 V AC spring-type terminals Thermistor input | novo jan 2019 | 0 | 0
3RW5225-1AC04 |  | 3RW5225-1AC04 | 1 | UN | 1 | 1 | A | D | N | N | 85371098 | 1 | 4047621036908 | 6.2 | KG | 1131.2 | 1131.2 | CP12 | CP12 | SIRIUS soft starter 200-480 V 63 A, 24 V AC/DC Screw terminals Analog output | Lista Papel 2020 SI | 0 | 0
3RW5225-1AC05 |  | 3RW5225-1AC05 | 1 | UN | 1 | 2 | A | D | N | N | 85371098 | 1 | 4047621036915 | 6.2 | KG | 1252.4 | 1252.4 | CP12 | CP12 | SIRIUS soft starter 200-600 V 63 A, 24 V AC/DC Screw terminals Analog output | Lista Papel 2020 SI | 0 | 0
3RW5225-1AC14 |  | 3RW5225-1AC14 | 1 | UN | 1 | 1 | A | D | N | N | 85371098 | 1 | 4047621036922 | 6.2 | KG | 1131.2 | 1131.2 | CP12 | CP12 | SIRIUS soft starter 200-480 V 63 A, 110-250 V AC Screw terminals Analog output | Lista Papel 2020 SI | 0 | 0
3RW5225-1AC15 |  | 3RW5225-1AC15 | 1 | UN | 1 | 2 | A | D | N | N | 85371098 | 1 | 4047621036939 | 6.2 | KG | 1252.4 | 1252.4 | CP12 | CP12 | SIRIUS soft starter 200-600 V 63 A, 110-250 V AC Screw terminals Analog output | Lista Papel 2020 SI | 0 | 0
3RW5225-1TC04 |  | 3RW5225-1TC04 | 1 | UN | 1 | 1 | A | D | N | N | 85371098 | 1 | 4047621036946 | 6.2 | KG | 1131.2 | 1131.2 | CP12 | CP12 | SIRIUS soft starter 200-480 V 63 A, 24 V AC/DC Screw terminals Thermistor input | Lista Papel 2020 SI | 0 | 0
3RW5225-1TC05 |  | 3RW5225-1TC05 | 1 | UN | 1 | 2 | A | D | N | N | 85371098 | 1 | 4047621036953 | 6.2 | KG | 1252.4 | 1252.4 | CP12 | CP12 | SIRIUS soft starter 200-600 V 63 A, 24 V AC/DC Screw terminals Thermistor input | Lista Papel 2020 SI | 0 | 0
3RW5225-1TC14 |  | 3RW5225-1TC14 | 1 | UN | 1 | 1 | A | D | N | N | 85371098 | 1 | 4047621036960 | 6.2 | KG | 1131.2 | 1131.2 | CP12 | CP12 | SIRIUS soft starter 200-480 V 63 A, 110-250 V AC Screw terminals Thermistor input | Lista Papel 2020 SI | 0 | 0
3RW5225-1TC15 |  | 3RW5225-1TC15 | 1 | UN | 1 | 2 | A | D | N | N | 85371098 | 1 | 4047621036977 | 6.2 | KG | 1252.4 | 1252.4 | CP12 | CP12 | SIRIUS soft starter 200-600 V 63 A, 110-250 V AC Screw terminals Thermistor input | Lista Papel 2020 SI | 0 | 0
3RW5225-3AC04 |  | 3RW5225-3AC04 | 1 | UN | 1 | 5 | B | D | N | N | 85371098 | 1 | 4047621036984 | 6.2 | KG | 1131.2 | 1131.2 | CP12 | CP12 | SIRIUS soft starter 200-480 V 63 A, 24 V AC/DC spring-type terminals Analog output | novo jan 2019 | 0 | 0
3RW5225-3AC05 |  | 3RW5225-3AC05 | 1 | UN | 1 | 5 | B | D | N | N | 85371098 | 1 | 4047621036991 | 6.2 | KG | 1252.4 | 1252.4 | CP12 | CP12 | SIRIUS soft starter 200-600 V 63 A, 24 V AC/DC spring-type terminals Analog output | novo jan 2019 | 0 | 0
3RW5225-3AC14 |  | 3RW5225-3AC14 | 1 | UN | 1 | 5 | B | D | N | N | 85371098 | 1 | 4047621037004 | 6.2 | KG | 1131.2 | 1131.2 | CP12 | CP12 | SIRIUS soft starter 200-480 V 63 A, 110-250 V AC spring-type terminals Analog output | novo jan 2019 | 0 | 0
3RW5225-3AC15 |  | 3RW5225-3AC15 | 1 | UN | 1 | 5 | B | D | N | N | 85371098 | 1 | 4047621037011 | 6.2 | KG | 1252.4 | 1252.4 | CP12 | CP12 | SIRIUS soft starter 200-600 V 63 A, 110-250 V AC spring-type terminals Analog output | novo jan 2019 | 0 | 0
3RW5225-3TC04 |  | 3RW5225-3TC04 | 1 | UN | 1 | 5 | B | D | N | N | 85371098 | 1 | 4047621037028 | 6.2 | KG | 1131.2 | 1131.2 | CP12 | CP12 | SIRIUS soft starter 200-480 V 63 A, 24 V AC/DC spring-type terminals Thermistor input | novo jan 2019 | 0 | 0
3RW5225-3TC05 |  | 3RW5225-3TC05 | 1 | UN | 1 | 5 | B | D | N | N | 85371098 | 1 | 4047621037035 | 6.2 | KG | 1252.4 | 1252.4 | CP12 | CP12 | SIRIUS soft starter 200-600 V 63 A, 24 V AC/DC spring-type terminals Thermistor input | novo jan 2019 | 0 | 0
3RW5225-3TC14 |  | 3RW5225-3TC14 | 1 | UN | 1 | 5 | B | D | N | N | 85371098 | 1 | 4047621037042 | 6.2 | KG | 1131.2 | 1131.2 | CP12 | CP12 | SIRIUS soft starter 200-480 V 63 A, 110-250 V AC spring-type terminals Thermistor input | novo jan 2019 | 0 | 0
3RW5225-3TC15 |  | 3RW5225-3TC15 | 1 | UN | 1 | 5 | B | D | N | N | 85371098 | 1 | 4047621037059 | 6.2 | KG | 1252.4 | 1252.4 | CP12 | CP12 | SIRIUS soft starter 200-600 V 63 A, 110-250 V AC spring-type terminals Thermistor input | novo jan 2019 | 0 | 0
3RW5226-1AC04 |  | 3RW5226-1AC04 | 1 | UN | 1 | 1 | A | D | N | N | 85371098 | 1 | 4047621037066 | 6.6 | KG | 1242.3 | 1242.3 | CP12 | CP12 | SIRIUS soft starter 200-480 V 77 A, 24 V AC/DC Screw terminals Analog output | Lista Papel 2020 SI | 0 | 0
3RW5226-1AC05 |  | 3RW5226-1AC05 | 1 | UN | 1 | 2 | A | D | N | N | 85371098 | 1 | 4047621037073 | 6.6 | KG | 1383.7 | 1383.7 | CP12 | CP12 | SIRIUS soft starter 200-600 V 77 A, 24 V AC/DC Screw terminals Analog output | Lista Papel 2020 SI | 0 | 0
3RW5226-1AC14 |  | 3RW5226-1AC14 | 1 | UN | 1 | 1 | A | D | N | N | 85371098 | 1 | 4047621037080 | 6.6 | KG | 1242.3 | 1242.3 | CP12 | CP12 | SIRIUS soft starter 200-480 V 77 A, 110-250 V AC Screw terminals Analog output | Lista Papel 2020 SI | 0 | 0
3RW5226-1AC15 |  | 3RW5226-1AC15 | 1 | UN | 1 | 2 | A | D | N | N | 85371098 | 1 | 4047621037097 | 6.6 | KG | 1383.7 | 1383.7 | CP12 | CP12 | SIRIUS soft starter 200-600 V 77 A, 110-250 V AC Screw terminals Analog output | Lista Papel 2020 SI | 0 | 0
3RW5226-1TC04 |  | 3RW5226-1TC04 | 1 | UN | 1 | 1 | A | D | N | N | 85371098 | 1 | 4047621037103 | 6.6 | KG | 1242.3 | 1242.3 | CP12 | CP12 | SIRIUS soft starter 200-480 V 77 A, 24 V AC/DC Screw terminals Thermistor input | Lista Papel 2020 SI | 0 | 0
3RW5226-1TC05 |  | 3RW5226-1TC05 | 1 | UN | 1 | 2 | A | D | N | N | 85371098 | 1 | 4047621037110 | 6.6 | KG | 1383.7 | 1383.7 | CP12 | CP12 | SIRIUS soft starter 200-600 V 77 A, 24 V AC/DC Screw terminals Thermistor input | Lista Papel 2020 SI | 0 | 0
3RW5226-1TC14 |  | 3RW5226-1TC14 | 1 | UN | 1 | 1 | A | D | N | N | 85371098 | 1 | 4047621037127 | 6.6 | KG | 1242.3 | 1242.3 | CP12 | CP12 | SIRIUS soft starter 200-480 V 77 A, 110-250 V AC Screw terminals Thermistor input | Lista Papel 2020 SI | 0 | 0
3RW5226-1TC15 |  | 3RW5226-1TC15 | 1 | UN | 1 | 2 | A | D | N | N | 85371098 | 1 | 4047621037134 | 6.6 | KG | 1383.7 | 1383.7 | CP12 | CP12 | SIRIUS soft starter 200-600 V 77 A, 110-250 V AC Screw terminals Thermistor input | Lista Papel 2020 SI | 0 | 0
3RW5226-3AC04 |  | 3RW5226-3AC04 | 1 | UN | 1 | 5 | B | D | N | N | 85371098 | 1 | 4047621037141 | 6.6 | KG | 1242.3 | 1242.3 | CP12 | CP12 | SIRIUS soft starter 200-480 V 77 A, 24 V AC/DC spring-type terminals Analog output | novo jan 2019 | 0 | 0
3RW5226-3AC05 |  | 3RW5226-3AC05 | 1 | UN | 1 | 5 | B | D | N | N | 85371098 | 1 | 4047621037158 | 6.6 | KG | 1383.7 | 1383.7 | CP12 | CP12 | SIRIUS soft starter 200-600 V 77 A, 24 V AC/DC spring-type terminals Analog output | novo jan 2019 | 0 | 0
3RW5226-3AC14 |  | 3RW5226-3AC14 | 1 | UN | 1 | 5 | B | D | N | N | 85371098 | 1 | 4047621037165 | 6.6 | KG | 1242.3 | 1242.3 | CP12 | CP12 | SIRIUS soft starter 200-480 V 77 A, 110-250 V AC spring-type terminals Analog output | novo jan 2019 | 0 | 0
3RW5226-3AC15 |  | 3RW5226-3AC15 | 1 | UN | 1 | 5 | B | D | N | N | 85371098 | 1 | 4047621037172 | 6.6 | KG | 1383.7 | 1383.7 | CP12 | CP12 | SIRIUS soft starter 200-600 V 77 A, 110-250 V AC spring-type terminals Analog output | novo jan 2019 | 0 | 0
3RW5226-3TC04 |  | 3RW5226-3TC04 | 1 | UN | 1 | 5 | B | D | N | N | 85371098 | 1 | 4047621037189 | 6.6 | KG | 1242.3 | 1242.3 | CP12 | CP12 | SIRIUS soft starter 200-480 V 77 A, 24 V AC/DC spring-type terminals Thermistor input | novo jan 2019 | 0 | 0
3RW5226-3TC05 |  | 3RW5226-3TC05 | 1 | UN | 1 | 5 | B | D | N | N | 85371098 | 1 | 4047621037196 | 6.6 | KG | 1383.7 | 1383.7 | CP12 | CP12 | SIRIUS soft starter 200-600 V 77 A, 24 V AC/DC spring-type terminals Thermistor input | novo jan 2019 | 0 | 0
3RW5226-3TC14 |  | 3RW5226-3TC14 | 1 | UN | 1 | 5 | B | D | N | N | 85371098 | 1 | 4047621037202 | 6.6 | KG | 1242.3 | 1242.3 | CP12 | CP12 | SIRIUS soft starter 200-480 V 77 A, 110-250 V AC spring-type terminals Thermistor input | novo jan 2019 | 0 | 0
3RW5226-3TC15 |  | 3RW5226-3TC15 | 1 | UN | 1 | 5 | B | D | N | N | 85371098 | 1 | 4047621037219 | 6.6 | KG | 1383.7 | 1383.7 | CP12 | CP12 | SIRIUS soft starter 200-600 V 77 A, 110-250 V AC spring-type terminals Thermistor input | novo jan 2019 | 0 | 0
3RW5227-1AC04 |  | 3RW5227-1AC04 | 1 | UN | 1 | 1 | A | D | N | N | 85371098 | 1 | 4047621037226 | 7.9 | KG | 1363.5 | 1363.5 | CP12 | CP12 | SIRIUS soft starter 200-480 V 93 A, 24 V AC/DC Screw terminals Analog output | Lista Papel 2020 SI | 0 | 0
3RW5227-1AC05 |  | 3RW5227-1AC05 | 1 | UN | 1 | 2 | A | D | N | N | 85371098 | 1 | 4047621037233 | 7.9 | KG | 1515 | 1515 | CP12 | CP12 | SIRIUS soft starter 200-600 V 93 A, 24 V AC/DC Screw terminals Analog output | Lista Papel 2020 SI | 0 | 0
3RW5227-1AC14 |  | 3RW5227-1AC14 | 1 | UN | 1 | 1 | A | D | N | N | 85371098 | 1 | 4047621037240 | 7.9 | KG | 1363.5 | 1363.5 | CP12 | CP12 | SIRIUS soft starter 200-480 V 93 A, 110-250 V AC Screw terminals Analog output | Lista Papel 2020 SI | 0 | 0
3RW5227-1AC15 |  | 3RW5227-1AC15 | 1 | UN | 1 | 2 | A | D | N | N | 85371098 | 1 | 4047621037257 | 7.9 | KG | 1515 | 1515 | CP12 | CP12 | SIRIUS soft starter 200-600 V 93 A, 110-250 V AC Screw terminals Analog output | Lista Papel 2020 SI | 0 | 0
3RW5227-1TC04 |  | 3RW5227-1TC04 | 1 | UN | 1 | 1 | A | D | N | N | 85371098 | 1 | 4047621037264 | 7.9 | KG | 1363.5 | 1363.5 | CP12 | CP12 | SIRIUS soft starter 200-480 V 93 A, 24 V AC/DC Screw terminals Thermistor input | Lista Papel 2020 SI | 0 | 0
3RW5227-1TC05 |  | 3RW5227-1TC05 | 1 | UN | 1 | 2 | A | D | N | N | 85371098 | 1 | 4047621037271 | 7.9 | KG | 1515 | 1515 | CP12 | CP12 | SIRIUS soft starter 200-600 V 93 A, 24 V AC/DC Screw terminals Thermistor input | Lista Papel 2020 SI | 0 | 0
3RW5227-1TC14 |  | 3RW5227-1TC14 | 1 | UN | 1 | 1 | A | D | N | N | 85371098 | 1 | 4047621037288 | 7.9 | KG | 1363.5 | 1363.5 | CP12 | CP12 | SIRIUS soft starter 200-480 V 93 A, 110-250 V AC Screw terminals Thermistor input | Lista Papel 2020 SI | 0 | 0
3RW5227-1TC15 |  | 3RW5227-1TC15 | 1 | UN | 1 | 2 | A | D | N | N | 85371098 | 1 | 4047621037295 | 7.9 | KG | 1515 | 1515 | CP12 | CP12 | SIRIUS soft starter 200-600 V 93 A, 110-250 V AC Screw terminals Thermistor input | Lista Papel 2020 SI | 0 | 0
3RW5227-3AC04 |  | 3RW5227-3AC04 | 1 | UN | 1 | 5 | B | D | N | N | 85371098 | 1 | 4047621037301 | 7.9 | KG | 1363.5 | 1363.5 | CP12 | CP12 | SIRIUS soft starter 200-480 V 93 A, 24 V AC/DC spring-type terminals Analog output | novo jan 2019 | 0 | 0
3RW5227-3AC05 |  | 3RW5227-3AC05 | 1 | UN | 1 | 5 | B | D | N | N | 85371098 | 1 | 4047621037318 | 7.9 | KG | 1515 | 1515 | CP12 | CP12 | SIRIUS soft starter 200-600 V 93 A, 24 V AC/DC spring-type terminals Analog output | novo jan 2019 | 0 | 0
3RW5227-3AC14 |  | 3RW5227-3AC14 | 1 | UN | 1 | 5 | B | D | N | N | 85371098 | 1 | 4047621037325 | 7.9 | KG | 1363.5 | 1363.5 | CP12 | CP12 | SIRIUS soft starter 200-480 V 93 A, 110-250 V AC spring-type terminals Analog output | novo jan 2019 | 0 | 0
3RW5227-3AC15 |  | 3RW5227-3AC15 | 1 | UN | 1 | 5 | B | D | N | N | 85371098 | 1 | 4047621037332 | 7.9 | KG | 1515 | 1515 | CP12 | CP12 | SIRIUS soft starter 200-600 V 93 A, 110-250 V AC spring-type terminals Analog output | novo jan 2019 | 0 | 0
3RW5227-3TC04 |  | 3RW5227-3TC04 | 1 | UN | 1 | 5 | B | D | N | N | 85371098 | 1 | 4047621037349 | 7.9 | KG | 1363.5 | 1363.5 | CP12 | CP12 | SIRIUS soft starter 200-480 V 93 A, 24 V AC/DC spring-type terminals Thermistor input | novo jan 2019 | 0 | 0
3RW5227-3TC05 |  | 3RW5227-3TC05 | 1 | UN | 1 | 5 | B | D | N | N | 85371098 | 1 | 4047621037356 | 7.9 | KG | 1515 | 1515 | CP12 | CP12 | SIRIUS soft starter 200-600 V 93 A, 24 V AC/DC spring-type terminals Thermistor input | novo jan 2019 | 0 | 0
3RW5227-3TC14 |  | 3RW5227-3TC14 | 1 | UN | 1 | 5 | B | D | N | N | 85371098 | 1 | 4047621037363 | 7.9 | KG | 1363.5 | 1363.5 | CP12 | CP12 | SIRIUS soft starter 200-480 V 93 A, 110-250 V AC spring-type terminals Thermistor input | novo jan 2019 | 0 | 0
3RW5227-3TC15 |  | 3RW5227-3TC15 | 1 | UN | 1 | 5 | B | D | N | N | 85371098 | 1 | 4047621037370 | 7.9 | KG | 1515 | 1515 | CP12 | CP12 | SIRIUS soft starter 200-600 V 93 A, 110-250 V AC spring-type terminals Thermistor input | novo jan 2019 | 0 | 0
3RW5234-2AC04 |  | 3RW5234-2AC04 | 1 | UN | 1 | 5 | B | D | N | N | 85371098 | 1 | 4047621036731 | 7.6 | KG | 1545.3 | 1545.3 | CP12 | CP12 | SIRIUS soft starter 200-480 V 113 A, 24 V AC/DC spring-type terminals Analog output | novo jan 2019 | 0 | 0
3RW5234-2AC05 |  | 3RW5234-2AC05 | 1 | UN | 1 | 5 | B | D | N | N | 85371098 | 1 | 4047621038346 | 7.6 | KG | 1706.9 | 1706.9 | CP12 | CP12 | SIRIUS soft starter 200-600 V 113 A, 24 V AC/DC spring-type terminals Analog output | novo jan 2019 | 0 | 0
3RW5234-2AC14 |  | 3RW5234-2AC14 | 1 | UN | 1 | 5 | B | D | N | N | 85371098 | 1 | 4047621038353 | 7.6 | KG | 1545.3 | 1545.3 | CP12 | CP12 | SIRIUS soft starter 200-480 V 113 A, 110-250 V AC spring-type terminals Analog output | novo jan 2019 | 0 | 0
3RW5234-2AC15 |  | 3RW5234-2AC15 | 1 | UN | 1 | 5 | B | D | N | N | 85371098 | 1 | 4047621038360 | 7.6 | KG | 1706.9 | 1706.9 | CP12 | CP12 | SIRIUS soft starter 200-600 V 113 A, 110-250 V AC spring-type terminals Analog output | novo jan 2019 | 0 | 0
3RW5234-2TC04 |  | 3RW5234-2TC04 | 1 | UN | 1 | 5 | B | D | N | N | 85371098 | 1 | 4047621038377 | 7.6 | KG | 1545.3 | 1545.3 | CP12 | CP12 | SIRIUS soft starter 200-480 V 113 A, 24 V AC/DC spring-type terminals Thermistor input | novo jan 2019 | 0 | 0
3RW5234-2TC05 |  | 3RW5234-2TC05 | 1 | UN | 1 | 5 | B | D | N | N | 85371098 | 1 | 4047621038384 | 7.6 | KG | 1706.9 | 1706.9 | CP12 | CP12 | SIRIUS soft starter 200-600 V 113 A, 24 V AC/DC spring-type terminals Thermistor input | novo jan 2019 | 0 | 0
3RW5234-2TC14 |  | 3RW5234-2TC14 | 1 | UN | 1 | 5 | B | D | N | N | 85371098 | 1 | 4047621038391 | 7.6 | KG | 1545.3 | 1545.3 | CP12 | CP12 | SIRIUS soft starter 200-480 V 113 A, 110-250 V AC spring-type terminals Thermistor input | novo jan 2019 | 0 | 0
3RW5234-2TC15 |  | 3RW5234-2TC15 | 1 | UN | 1 | 5 | B | D | N | N | 85371098 | 1 | 4047621038407 | 7.6 | KG | 1706.9 | 1706.9 | CP12 | CP12 | SIRIUS soft starter 200-600 V 113 A, 110-250 V AC spring-type terminals Thermistor input | novo jan 2019 | 0 | 0
3RW5234-6AC04 |  | 3RW5234-6AC04 | 1 | UN | 1 | 1 | A | D | N | N | 85371098 | 1 | 4047621038414 | 7.6 | KG | 1545.3 | 1545.3 | CP12 | CP12 | SIRIUS soft starter 200-480 V 113 A, 24 V AC/DC Screw terminals Analog output | Lista Papel 2020 SI | 0 | 0
3RW5234-6AC05 |  | 3RW5234-6AC05 | 1 | UN | 1 | 2 | A | D | N | N | 85371098 | 1 | 4047621038421 | 7.6 | KG | 1706.9 | 1706.9 | CP12 | CP12 | SIRIUS soft starter 200-600 V 113 A, 24 V AC/DC Screw terminals Analog output | Lista Papel 2020 SI | 0 | 0
3RW5234-6AC14 |  | 3RW5234-6AC14 | 1 | UN | 1 | 1 | A | D | N | N | 85371098 | 1 | 4047621038438 | 7.6 | KG | 1545.3 | 1545.3 | CP12 | CP12 | SIRIUS soft starter 200-480 V 113 A, 110-250 V AC Screw terminals Analog output | Lista Papel 2020 SI | 0 | 0
3RW5234-6AC15 |  | 3RW5234-6AC15 | 1 | UN | 1 | 2 | A | D | N | N | 85371098 | 1 | 4047621038445 | 7.6 | KG | 1706.9 | 1706.9 | CP12 | CP12 | SIRIUS soft starter 200-600 V 113 A, 110-250 V AC Screw terminals Analog output | Lista Papel 2020 SI | 0 | 0
3RW5234-6TC04 |  | 3RW5234-6TC04 | 1 | UN | 1 | 1 | A | D | N | N | 85371098 | 1 | 4047621038452 | 7.6 | KG | 1545.3 | 1545.3 | CP12 | CP12 | SIRIUS soft starter 200-480 V 113 A, 24 V AC/DC Screw terminals Thermistor input | Lista Papel 2020 SI | 0 | 0
3RW5234-6TC05 |  | 3RW5234-6TC05 | 1 | UN | 1 | 2 | A | D | N | N | 85371098 | 1 | 4047621038469 | 7.6 | KG | 1706.9 | 1706.9 | CP12 | CP12 | SIRIUS soft starter 200-600 V 113 A, 24 V AC/DC Screw terminals Thermistor input | Lista Papel 2020 SI | 0 | 0
3RW5234-6TC14 |  | 3RW5234-6TC14 | 1 | UN | 1 | 1 | A | D | N | N | 85371098 | 1 | 4047621038476 | 7.6 | KG | 1545.3 | 1545.3 | CP12 | CP12 | SIRIUS soft starter 200-480 V 113 A, 110-250 V AC Screw terminals Thermistor input | Lista Papel 2020 SI | 0 | 0
3RW5234-6TC15 |  | 3RW5234-6TC15 | 1 | UN | 1 | 2 | A | D | N | N | 85371098 | 1 | 4047621038483 | 7.6 | KG | 1706.9 | 1706.9 | CP12 | CP12 | SIRIUS soft starter 200-600 V 113 A, 110-250 V AC Screw terminals Thermistor input | Lista Papel 2020 SI | 0 | 0
3RW5235-2AC04 |  | 3RW5235-2AC04 | 1 | UN | 1 | 5 | B | D | N | N | 85371098 | 1 | 4047621038490 | 7.6 | KG | 1838.2 | 1838.2 | CP12 | CP12 | SIRIUS soft starter 200-480 V 143 A, 24 V AC/DC spring-type terminals Analog output | novo jan 2019 | 0 | 0
3RW5235-2AC05 |  | 3RW5235-2AC05 | 1 | UN | 1 | 5 | B | D | N | N | 85371098 | 1 | 4047621038506 | 7.6 | KG | 2040.2 | 2040.2 | CP12 | CP12 | SIRIUS soft starter 200-600 V 143 A, 24 V AC/DC spring-type terminals Analog output | novo jan 2019 | 0 | 0
3RW5235-2AC14 |  | 3RW5235-2AC14 | 1 | UN | 1 | 5 | B | D | N | N | 85371098 | 1 | 4047621038513 | 7.6 | KG | 1838.2 | 1838.2 | CP12 | CP12 | SIRIUS soft starter 200-480 V 143 A, 110-250 V AC spring-type terminals Analog output | novo jan 2019 | 0 | 0
3RW5235-2AC15 |  | 3RW5235-2AC15 | 1 | UN | 1 | 5 | B | D | N | N | 85371098 | 1 | 4047621038520 | 7.6 | KG | 2040.2 | 2040.2 | CP12 | CP12 | SIRIUS soft starter 200-600 V 143 A, 110-250 V AC spring-type terminals Analog output | novo jan 2019 | 0 | 0
3RW5235-2TC04 |  | 3RW5235-2TC04 | 1 | UN | 1 | 5 | B | D | N | N | 85371098 | 1 | 4047621038537 | 7.6 | KG | 1838.2 | 1838.2 | CP12 | CP12 | SIRIUS soft starter 200-480 V 143 A, 24 V AC/DC spring-type terminals Thermistor input | novo jan 2019 | 0 | 0
3RW5235-2TC05 |  | 3RW5235-2TC05 | 1 | UN | 1 | 5 | B | D | N | N | 85371098 | 1 | 4047621038544 | 7.6 | KG | 2040.2 | 2040.2 | CP12 | CP12 | SIRIUS soft starter 200-600 V 143 A, 24 V AC/DC spring-type terminals Thermistor input | novo jan 2019 | 0 | 0
3RW5235-2TC14 |  | 3RW5235-2TC14 | 1 | UN | 1 | 5 | B | D | N | N | 85371098 | 1 | 4047621038551 | 7.6 | KG | 1838.2 | 1838.2 | CP12 | CP12 | SIRIUS soft starter 200-480 V 143 A, 110-250 V AC spring-type terminals Thermistor input | novo jan 2019 | 0 | 0
3RW5235-2TC15 |  | 3RW5235-2TC15 | 1 | UN | 1 | 5 | B | D | N | N | 85371098 | 1 | 4047621038568 | 7.6 | KG | 2040.2 | 2040.2 | CP12 | CP12 | SIRIUS soft starter 200-600 V 143 A, 110-250 V AC spring-type terminals Thermistor input | novo jan 2019 | 0 | 0
3RW5235-6AC04 |  | 3RW5235-6AC04 | 1 | UN | 1 | 1 | A | D | N | N | 85371098 | 1 | 4047621038575 | 7.6 | KG | 1838.2 | 1838.2 | CP12 | CP12 | SIRIUS soft starter 200-480 V 143 A, 24 V AC/DC Screw terminals Analog output | Lista Papel 2020 SI | 0 | 0
3RW5235-6AC05 |  | 3RW5235-6AC05 | 1 | UN | 1 | 2 | A | D | N | N | 85371098 | 1 | 4047621038582 | 7.6 | KG | 2040.2 | 2040.2 | CP12 | CP12 | SIRIUS soft starter 200-600 V 143 A, 24 V AC/DC Screw terminals Analog output | Lista Papel 2020 SI | 0 | 0
3RW5235-6AC14 |  | 3RW5235-6AC14 | 1 | UN | 1 | 1 | A | D | N | N | 85371098 | 1 | 4047621038599 | 7.6 | KG | 1838.2 | 1838.2 | CP12 | CP12 | SIRIUS soft starter 200-480 V 143 A, 110-250 V AC Screw terminals Analog output | Lista Papel 2020 SI | 0 | 0
3RW5235-6AC15 |  | 3RW5235-6AC15 | 1 | UN | 1 | 2 | A | D | N | N | 85371098 | 1 | 4047621038605 | 7.6 | KG | 2040.2 | 2040.2 | CP12 | CP12 | SIRIUS soft starter 200-600 V 143 A, 110-250 V AC Screw terminals Analog output | Lista Papel 2020 SI | 0 | 0
3RW5235-6TC04 |  | 3RW5235-6TC04 | 1 | UN | 1 | 1 | A | D | N | N | 85371098 | 1 | 4047621038612 | 7.6 | KG | 1838.2 | 1838.2 | CP12 | CP12 | SIRIUS soft starter 200-480 V 143 A, 24 V AC/DC Screw terminals Thermistor input | Lista Papel 2020 SI | 0 | 0
3RW5235-6TC05 |  | 3RW5235-6TC05 | 1 | UN | 1 | 2 | A | D | N | N | 85371098 | 1 | 4047621038629 | 7.6 | KG | 2040.2 | 2040.2 | CP12 | CP12 | SIRIUS soft starter 200-600 V 143 A, 24 V AC/DC Screw terminals Thermistor input | Lista Papel 2020 SI | 0 | 0
3RW5235-6TC14 |  | 3RW5235-6TC14 | 1 | UN | 1 | 1 | A | D | N | N | 85371098 | 1 | 4047621038636 | 7.6 | KG | 1838.2 | 1838.2 | CP12 | CP12 | SIRIUS soft starter 200-480 V 143 A, 110-250 V AC Screw terminals Thermistor input | Lista Papel 2020 SI | 0 | 0
3RW5235-6TC15 |  | 3RW5235-6TC15 | 1 | UN | 1 | 2 | A | D | N | N | 85371098 | 1 | 4047621038643 | 7.6 | KG | 2040.2 | 2040.2 | CP12 | CP12 | SIRIUS soft starter 200-600 V 143 A, 110-250 V AC Screw terminals Thermistor input | Lista Papel 2020 SI | 0 | 0
3RW5236-2AC04 |  | 3RW5236-2AC04 | 1 | UN | 1 | 5 | B | D | N | N | 85371098 | 1 | 4047621038650 | 8.1 | KG | 2131.1 | 2131.1 | CP12 | CP12 | SIRIUS soft starter 200-480 V 171 A, 24 V AC/DC spring-type terminals Analog output | novo jan 2019 | 0 | 0
3RW5236-2AC05 |  | 3RW5236-2AC05 | 1 | UN | 1 | 5 | B | D | N | N | 85371098 | 1 | 4047621038667 | 8.1 | KG | 2363.4 | 2363.4 | CP12 | CP12 | SIRIUS soft starter 200-600 V 171 A, 24 V AC/DC spring-type terminals Analog output | novo jan 2019 | 0 | 0
3RW5236-2AC14 |  | 3RW5236-2AC14 | 1 | UN | 1 | 5 | B | D | N | N | 85371098 | 1 | 4047621038674 | 8.1 | KG | 2131.1 | 2131.1 | CP12 | CP12 | SIRIUS soft starter 200-480 V 171 A, 110-250 V AC spring-type terminals Analog output | novo jan 2019 | 0 | 0
3RW5236-2AC15 |  | 3RW5236-2AC15 | 1 | UN | 1 | 5 | B | D | N | N | 85371098 | 1 | 4047621038681 | 8.1 | KG | 2363.4 | 2363.4 | CP12 | CP12 | SIRIUS soft starter 200-600 V 171 A, 110-250 V AC spring-type terminals Analog output | novo jan 2019 | 0 | 0
3RW5236-2TC04 |  | 3RW5236-2TC04 | 1 | UN | 1 | 5 | B | D | N | N | 85371098 | 1 | 4047621038698 | 8.1 | KG | 2131.1 | 2131.1 | CP12 | CP12 | SIRIUS soft starter 200-480 V 171 A, 24 V AC/DC spring-type terminals Thermistor input | novo jan 2019 | 0 | 0
3RW5236-2TC05 |  | 3RW5236-2TC05 | 1 | UN | 1 | 5 | B | D | N | N | 85371098 | 1 | 4047621038704 | 8.1 | KG | 2363.4 | 2363.4 | CP12 | CP12 | SIRIUS soft starter 200-600 V 171 A, 24 V AC/DC spring-type terminals Thermistor input | novo jan 2019 | 0 | 0
3RW5236-2TC14 |  | 3RW5236-2TC14 | 1 | UN | 1 | 5 | B | D | N | N | 85371098 | 1 | 4047621038711 | 8.1 | KG | 2131.1 | 2131.1 | CP12 | CP12 | SIRIUS soft starter 200-480 V 171 A, 110-250 V AC spring-type terminals Thermistor input | novo jan 2019 | 0 | 0
3RW5236-2TC15 |  | 3RW5236-2TC15 | 1 | UN | 1 | 5 | B | D | N | N | 85371098 | 1 | 4047621038728 | 8.1 | KG | 2363.4 | 2363.4 | CP12 | CP12 | SIRIUS soft starter 200-600 V 171 A, 110-250 V AC spring-type terminals Thermistor input | novo jan 2019 | 0 | 0
3RW5236-6AC04 |  | 3RW5236-6AC04 | 1 | UN | 1 | 1 | A | D | N | N | 85371098 | 1 | 4047621038735 | 8.1 | KG | 2131.1 | 2131.1 | CP12 | CP12 | SIRIUS soft starter 200-480 V 171 A, 24 V AC/DC Screw terminals Analog output | Lista Papel 2020 SI | 0 | 0
3RW5236-6AC05 |  | 3RW5236-6AC05 | 1 | UN | 1 | 2 | A | D | N | N | 85371098 | 1 | 4047621038742 | 8.1 | KG | 2363.4 | 2363.4 | CP12 | CP12 | SIRIUS soft starter 200-600 V 171 A, 24 V AC/DC Screw terminals Analog output | Lista Papel 2020 SI | 0 | 0
3RW5236-6AC14 |  | 3RW5236-6AC14 | 1 | UN | 1 | 1 | A | D | N | N | 85371098 | 1 | 4047621038759 | 8.1 | KG | 2131.1 | 2131.1 | CP12 | CP12 | SIRIUS soft starter 200-480 V 171 A, 110-250 V AC Screw terminals Analog output | Lista Papel 2020 SI | 0 | 0
3RW5236-6AC15 |  | 3RW5236-6AC15 | 1 | UN | 1 | 2 | A | D | N | N | 85371098 | 1 | 4047621038766 | 8.1 | KG | 2363.4 | 2363.4 | CP12 | CP12 | SIRIUS soft starter 200-600 V 171 A, 110-250 V AC Screw terminals Analog output | Lista Papel 2020 SI | 0 | 0
3RW5236-6TC04 |  | 3RW5236-6TC04 | 1 | UN | 1 | 1 | A | D | N | N | 85371098 | 1 | 4047621038773 | 8.1 | KG | 2131.1 | 2131.1 | CP12 | CP12 | SIRIUS soft starter 200-480 V 171 A, 24 V AC/DC Screw terminals Thermistor input | Lista Papel 2020 SI | 0 | 0
3RW5236-6TC05 |  | 3RW5236-6TC05 | 1 | UN | 1 | 2 | A | D | N | N | 85371098 | 1 | 4047621038780 | 8.1 | KG | 2363.4 | 2363.4 | CP12 | CP12 | SIRIUS soft starter 200-600 V 171 A, 24 V AC/DC Screw terminals Thermistor input | Lista Papel 2020 SI | 0 | 0
3RW5236-6TC14 |  | 3RW5236-6TC14 | 1 | UN | 1 | 1 | A | D | N | N | 85371098 | 1 | 4047621038797 | 8.1 | KG | 2131.1 | 2131.1 | CP12 | CP12 | SIRIUS soft starter 200-480 V 171 A, 110-250 V AC Screw terminals Thermistor input | Lista Papel 2020 SI | 0 | 0
3RW5236-6TC15 |  | 3RW5236-6TC15 | 1 | UN | 1 | 2 | A | D | N | N | 85371098 | 1 | 4047621038803 | 8.1 | KG | 2363.4 | 2363.4 | CP12 | CP12 | SIRIUS soft starter 200-600 V 171 A, 110-250 V AC Screw terminals Thermistor input | Lista Papel 2020 SI | 0 | 0
3RW5243-2AC04 |  | 3RW5243-2AC04 | 1 | UN | 1 | 5 | B | D | N | N | 85371098 | 1 | 4047621037387 | 11.2 | KG | 2484.6 | 2484.6 | CP12 | CP12 | SIRIUS soft starter 200-480 V 210 A, 24 V AC/DC spring-type terminals Analog output | novo jan 2019 | 0 | 0
3RW5243-2AC05 |  | 3RW5243-2AC05 | 1 | UN | 1 | 5 | B | D | N | N | 85371098 | 1 | 4047621037394 | 11.2 | KG | 2757.3 | 2757.3 | CP12 | CP12 | SIRIUS soft starter 200-600 V 210 A, 24 V AC/DC spring-type terminals Analog output | novo jan 2019 | 0 | 0
3RW5243-2AC14 |  | 3RW5243-2AC14 | 1 | UN | 1 | 5 | B | D | N | N | 85371098 | 1 | 4047621037400 | 11.2 | KG | 2484.6 | 2484.6 | CP12 | CP12 | SIRIUS soft starter 200-480 V 210 A, 110-250 V AC spring-type terminals Analog output | novo jan 2019 | 0 | 0
3RW5243-2AC15 |  | 3RW5243-2AC15 | 1 | UN | 1 | 5 | B | D | N | N | 85371098 | 1 | 4047621037417 | 11.2 | KG | 2757.3 | 2757.3 | CP12 | CP12 | SIRIUS soft starter 200-600 V 210 A, 110-250 V AC spring-type terminals Analog output | novo jan 2019 | 0 | 0
3RW5243-2TC04 |  | 3RW5243-2TC04 | 1 | UN | 1 | 5 | B | D | N | N | 85371098 | 1 | 4047621037424 | 11.2 | KG | 2484.6 | 2484.6 | CP12 | CP12 | SIRIUS soft starter 200-480 V 210 A, 24 V AC/DC spring-type terminals Thermistor input | novo jan 2019 | 0 | 0
3RW5243-2TC05 |  | 3RW5243-2TC05 | 1 | UN | 1 | 5 | B | D | N | N | 85371098 | 1 | 4047621037431 | 11.2 | KG | 2757.3 | 2757.3 | CP12 | CP12 | SIRIUS soft starter 200-600 V 210 A, 24 V AC/DC spring-type terminals Thermistor input | novo jan 2019 | 0 | 0
3RW5243-2TC14 |  | 3RW5243-2TC14 | 1 | UN | 1 | 5 | B | D | N | N | 85371098 | 1 | 4047621037448 | 11.2 | KG | 2484.6 | 2484.6 | CP12 | CP12 | SIRIUS soft starter 200-480 V 210 A, 110-250 V AC spring-type terminals Thermistor input | novo jan 2019 | 0 | 0
3RW5243-2TC15 |  | 3RW5243-2TC15 | 1 | UN | 1 | 5 | B | D | N | N | 85371098 | 1 | 4047621037455 | 11.2 | KG | 2757.3 | 2757.3 | CP12 | CP12 | SIRIUS soft starter 200-600 V 210 A, 110-250 V AC spring-type terminals Thermistor input | novo jan 2019 | 0 | 0
3RW5243-6AC04 |  | 3RW5243-6AC04 | 1 | UN | 1 | 1 | A | D | N | N | 85371098 | 1 | 4047621037462 | 11.2 | KG | 2484.6 | 2484.6 | CP12 | CP12 | SIRIUS soft starter 200-480 V 210 A, 24 V AC/DC Screw terminals Analog output | Lista Papel 2020 SI | 0 | 0
3RW5243-6AC05 |  | 3RW5243-6AC05 | 1 | UN | 1 | 2 | A | D | N | N | 85371098 | 1 | 4047621037479 | 11.2 | KG | 2757.3 | 2757.3 | CP12 | CP12 | SIRIUS soft starter 200-600 V 210 A, 24 V AC/DC Screw terminals Analog output | Lista Papel 2020 SI | 0 | 0
3RW5243-6AC14 |  | 3RW5243-6AC14 | 1 | UN | 1 | 1 | A | D | N | N | 85371098 | 1 | 4047621037486 | 11.2 | KG | 2484.6 | 2484.6 | CP12 | CP12 | SIRIUS soft starter 200-480 V 210 A, 110-250 V AC Screw terminals Analog output | Lista Papel 2020 SI | 0 | 0
3RW5243-6AC15 |  | 3RW5243-6AC15 | 1 | UN | 1 | 2 | A | D | N | N | 85371098 | 1 | 4047621037493 | 11.2 | KG | 2757.3 | 2757.3 | CP12 | CP12 | SIRIUS soft starter 200-600 V 210 A, 110-250 V AC Screw terminals Analog output | Lista Papel 2020 SI | 0 | 0
3RW5243-6TC04 |  | 3RW5243-6TC04 | 1 | UN | 1 | 1 | A | D | N | N | 85371098 | 1 | 4047621037509 | 11.2 | KG | 2484.6 | 2484.6 | CP12 | CP12 | SIRIUS soft starter 200-480 V 210 A, 24 V AC/DC Screw terminals Thermistor input | Lista Papel 2020 SI | 0 | 0
3RW5243-6TC05 |  | 3RW5243-6TC05 | 1 | UN | 1 | 2 | A | D | N | N | 85371098 | 1 | 4047621037516 | 11.2 | KG | 2757.3 | 2757.3 | CP12 | CP12 | SIRIUS soft starter 200-600 V 210 A, 24 V AC/DC Screw terminals Thermistor input | Lista Papel 2020 SI | 0 | 0
3RW5243-6TC14 |  | 3RW5243-6TC14 | 1 | UN | 1 | 1 | A | D | N | N | 85371098 | 1 | 4047621037523 | 11.2 | KG | 2484.6 | 2484.6 | CP12 | CP12 | SIRIUS soft starter 200-480 V 210 A, 110-250 V AC Screw terminals Thermistor input | Lista Papel 2020 SI | 0 | 0
3RW5243-6TC15 |  | 3RW5243-6TC15 | 1 | UN | 1 | 2 | A | D | N | N | 85371098 | 1 | 4047621037530 | 11.2 | KG | 2757.3 | 2757.3 | CP12 | CP12 | SIRIUS soft starter 200-600 V 210 A, 110-250 V AC Screw terminals Thermistor input | Lista Papel 2020 SI | 0 | 0
3RW5244-2AC04 |  | 3RW5244-2AC04 | 1 | UN | 1 | 5 | B | D | N | N | 85371098 | 1 | 4047621037547 | 11.2 | KG | 2898.7 | 2898.7 | CP12 | CP12 | SIRIUS soft starter 200-480 V 250 A, 24 V AC/DC spring-type terminals Analog output | novo jan 2019 | 0 | 0
3RW5244-2AC05 |  | 3RW5244-2AC05 | 1 | UN | 1 | 5 | B | D | N | N | 85371098 | 1 | 4047621037554 | 11.2 | KG | 3221.9 | 3221.9 | CP12 | CP12 | SIRIUS soft starter 200-600 V 250 A, 24 V AC/DC spring-type terminals Analog output | novo jan 2019 | 0 | 0
3RW5244-2AC14 |  | 3RW5244-2AC14 | 1 | UN | 1 | 5 | B | D | N | N | 85371098 | 1 | 4047621037561 | 11.2 | KG | 2898.7 | 2898.7 | CP12 | CP12 | SIRIUS soft starter 200-480 V 250 A, 110-250 V AC spring-type terminals Analog output | novo jan 2019 | 0 | 0
3RW5244-2AC15 |  | 3RW5244-2AC15 | 1 | UN | 1 | 5 | B | D | N | N | 85371098 | 1 | 4047621037578 | 11.2 | KG | 3221.9 | 3221.9 | CP12 | CP12 | SIRIUS soft starter 200-600 V 250 A, 110-250 V AC spring-type terminals Analog output | novo jan 2019 | 0 | 0
3RW5244-2TC04 |  | 3RW5244-2TC04 | 1 | UN | 1 | 5 | B | D | N | N | 85371098 | 1 | 4047621037585 | 11.2 | KG | 2898.7 | 2898.7 | CP12 | CP12 | SIRIUS soft starter 200-480 V 250 A, 24 V AC/DC spring-type terminals Thermistor input | novo jan 2019 | 0 | 0
3RW5244-2TC05 |  | 3RW5244-2TC05 | 1 | UN | 1 | 5 | B | D | N | N | 85371098 | 1 | 4047621037592 | 11.2 | KG | 3221.9 | 3221.9 | CP12 | CP12 | SIRIUS soft starter 200-600 V 250 A, 24 V AC/DC spring-type terminals Thermistor input | novo jan 2019 | 0 | 0
3RW5244-2TC14 |  | 3RW5244-2TC14 | 1 | UN | 1 | 5 | B | D | N | N | 85371098 | 1 | 4047621037608 | 11.2 | KG | 2898.7 | 2898.7 | CP12 | CP12 | SIRIUS soft starter 200-480 V 250 A, 110-250 V AC spring-type terminals Thermistor input | novo jan 2019 | 0 | 0
3RW5244-2TC15 |  | 3RW5244-2TC15 | 1 | UN | 1 | 5 | B | D | N | N | 85371098 | 1 | 4047621037615 | 11.2 | KG | 3221.9 | 3221.9 | CP12 | CP12 | SIRIUS soft starter 200-600 V 250 A, 110-250 V AC spring-type terminals Thermistor input | novo jan 2019 | 0 | 0
3RW5244-6AC04 |  | 3RW5244-6AC04 | 1 | UN | 1 | 1 | A | D | N | N | 85371098 | 1 | 4047621037622 | 11.2 | KG | 2898.7 | 2898.7 | CP12 | CP12 | SIRIUS soft starter 200-480 V 250 A, 24 V AC/DC Screw terminals Analog output | Lista Papel 2020 SI | 0 | 0
3RW5244-6AC05 |  | 3RW5244-6AC05 | 1 | UN | 1 | 2 | A | D | N | N | 85371098 | 1 | 4047621037639 | 11.2 | KG | 3221.9 | 3221.9 | CP12 | CP12 | SIRIUS soft starter 200-600 V 250 A, 24 V AC/DC Screw terminals Analog output | Lista Papel 2020 SI | 0 | 0
3RW5244-6AC14 |  | 3RW5244-6AC14 | 1 | UN | 1 | 1 | A | D | N | N | 85371098 | 1 | 4047621037646 | 11.2 | KG | 2898.7 | 2898.7 | CP12 | CP12 | SIRIUS soft starter 200-480 V 250 A, 110-250 V AC Screw terminals Analog output | Lista Papel 2020 SI | 0 | 0
3RW5244-6AC15 |  | 3RW5244-6AC15 | 1 | UN | 1 | 2 | A | D | N | N | 85371098 | 1 | 4047621037653 | 11.2 | KG | 3221.9 | 3221.9 | CP12 | CP12 | SIRIUS soft starter 200-600 V 250 A, 110-250 V AC Screw terminals Analog output | Lista Papel 2020 SI | 0 | 0
3RW5244-6TC04 |  | 3RW5244-6TC04 | 1 | UN | 1 | 1 | A | D | N | N | 85371098 | 1 | 4047621037660 | 11.2 | KG | 2898.7 | 2898.7 | CP12 | CP12 | SIRIUS soft starter 200-480 V 250 A, 24 V AC/DC Screw terminals Thermistor input | Lista Papel 2020 SI | 0 | 0
3RW5244-6TC05 |  | 3RW5244-6TC05 | 1 | UN | 1 | 2 | A | D | N | N | 85371098 | 1 | 4047621037677 | 11.2 | KG | 3221.9 | 3221.9 | CP12 | CP12 | SIRIUS soft starter 200-600 V 250 A, 24 V AC/DC Screw terminals Thermistor input | Lista Papel 2020 SI | 0 | 0
3RW5244-6TC14 |  | 3RW5244-6TC14 | 1 | UN | 1 | 1 | A | D | N | N | 85371098 | 1 | 4047621037684 | 11.2 | KG | 2898.7 | 2898.7 | CP12 | CP12 | SIRIUS soft starter 200-480 V 250 A, 110-250 V AC Screw terminals Thermistor input | Lista Papel 2020 SI | 0 | 0
3RW5244-6TC15 |  | 3RW5244-6TC15 | 1 | UN | 1 | 2 | A | D | N | N | 85371098 | 1 | 4047621037691 | 11.2 | KG | 3221.9 | 3221.9 | CP12 | CP12 | SIRIUS soft starter 200-600 V 250 A, 110-250 V AC Screw terminals Thermistor input | Lista Papel 2020 SI | 0 | 0
3RW5245-2AC04 |  | 3RW5245-2AC04 | 1 | UN | 1 | 5 | B | D | N | N | 85371098 | 1 | 4047621037707 | 11.2 | KG | 3434 | 3434 | CP12 | CP12 | SIRIUS soft starter 200-480 V 315 A, 24 V AC/DC spring-type terminals Analog output | novo jan 2019 | 0 | 0
3RW5245-2AC05 |  | 3RW5245-2AC05 | 1 | UN | 1 | 5 | B | D | N | N | 85371098 | 1 | 4047621037714 | 11.2 | KG | 3807.7 | 3807.7 | CP12 | CP12 | SIRIUS soft starter 200-600 V 315 A, 24 V AC/DC spring-type terminals Analog output | novo jan 2019 | 0 | 0
3RW5245-2AC14 |  | 3RW5245-2AC14 | 1 | UN | 1 | 5 | B | D | N | N | 85371098 | 1 | 4047621037721 | 11.2 | KG | 3434 | 3434 | CP12 | CP12 | SIRIUS soft starter 200-480 V 315 A, 110-250 V AC spring-type terminals Analog output | novo jan 2019 | 0 | 0
3RW5245-2AC15 |  | 3RW5245-2AC15 | 1 | UN | 1 | 5 | B | D | N | N | 85371098 | 1 | 4047621037738 | 11.2 | KG | 3807.7 | 3807.7 | CP12 | CP12 | SIRIUS soft starter 200-600 V 315 A, 110-250 V AC spring-type terminals Analog output | novo jan 2019 | 0 | 0
3RW5245-2TC04 |  | 3RW5245-2TC04 | 1 | UN | 1 | 5 | B | D | N | N | 85371098 | 1 | 4047621037745 | 11.2 | KG | 3434 | 3434 | CP12 | CP12 | SIRIUS soft starter 200-480 V 315 A, 24 V AC/DC spring-type terminals Thermistor input | novo jan 2019 | 0 | 0
3RW5245-2TC05 |  | 3RW5245-2TC05 | 1 | UN | 1 | 5 | B | D | N | N | 85371098 | 1 | 4047621037752 | 11.2 | KG | 3807.7 | 3807.7 | CP12 | CP12 | SIRIUS soft starter 200-600 V 315 A, 24 V AC/DC spring-type terminals Thermistor input | novo jan 2019 | 0 | 0
3RW5245-2TC14 |  | 3RW5245-2TC14 | 1 | UN | 1 | 5 | B | D | N | N | 85371098 | 1 | 4047621037769 | 11.2 | KG | 3434 | 3434 | CP12 | CP12 | SIRIUS soft starter 200-480 V 315 A, 110-250 V AC spring-type terminals Thermistor input | novo jan 2019 | 0 | 0
3RW5245-2TC15 |  | 3RW5245-2TC15 | 1 | UN | 1 | 5 | B | D | N | N | 85371098 | 1 | 4047621037776 | 11.2 | KG | 3807.7 | 3807.7 | CP12 | CP12 | SIRIUS soft starter 200-600 V 315 A, 110-250 V AC spring-type terminals Thermistor input | novo jan 2019 | 0 | 0
3RW5245-6AC04 |  | 3RW5245-6AC04 | 1 | UN | 1 | 1 | A | D | N | N | 85371098 | 1 | 4047621037783 | 11.2 | KG | 3434 | 3434 | CP12 | CP12 | SIRIUS soft starter 200-480 V 315 A, 24 V AC/DC Screw terminals Analog output | Lista Papel 2020 SI | 0 | 0
3RW5245-6AC05 |  | 3RW5245-6AC05 | 1 | UN | 1 | 2 | A | D | N | N | 85371098 | 1 | 4047621037790 | 11.2 | KG | 3807.7 | 3807.7 | CP12 | CP12 | SIRIUS soft starter 200-600 V 315 A, 24 V AC/DC Screw terminals Analog output | Lista Papel 2020 SI | 0 | 0
3RW5245-6AC14 |  | 3RW5245-6AC14 | 1 | UN | 1 | 1 | A | D | N | N | 85371098 | 1 | 4047621037806 | 11.2 | KG | 3434 | 3434 | CP12 | CP12 | SIRIUS soft starter 200-480 V 315 A, 110-250 V AC Screw terminals Analog output | Lista Papel 2020 SI | 0 | 0
3RW5245-6AC15 |  | 3RW5245-6AC15 | 1 | UN | 1 | 2 | A | D | N | N | 85371098 | 1 | 4047621037813 | 11.2 | KG | 3807.7 | 3807.7 | CP12 | CP12 | SIRIUS soft starter 200-600 V 315 A, 110-250 V AC Screw terminals Analog output | Lista Papel 2020 SI | 0 | 0
3RW5245-6TC04 |  | 3RW5245-6TC04 | 1 | UN | 1 | 1 | A | D | N | N | 85371098 | 1 | 4047621037820 | 11.2 | KG | 3434 | 3434 | CP12 | CP12 | SIRIUS soft starter 200-480 V 315 A, 24 V AC/DC Screw terminals Thermistor input | Lista Papel 2020 SI | 0 | 0
3RW5245-6TC05 |  | 3RW5245-6TC05 | 1 | UN | 1 | 2 | A | D | N | N | 85371098 | 1 | 4047621037837 | 11.2 | KG | 3807.7 | 3807.7 | CP12 | CP12 | SIRIUS soft starter 200-600 V 315 A, 24 V AC/DC Screw terminals Thermistor input | Lista Papel 2020 SI | 0 | 0
3RW5245-6TC14 |  | 3RW5245-6TC14 | 1 | UN | 1 | 1 | A | D | N | N | 85371098 | 1 | 4047621037844 | 11.2 | KG | 3434 | 3434 | CP12 | CP12 | SIRIUS soft starter 200-480 V 315 A, 110-250 V AC Screw terminals Thermistor input | Lista Papel 2020 SI | 0 | 0
3RW5245-6TC15 |  | 3RW5245-6TC15 | 1 | UN | 1 | 2 | A | D | N | N | 85371098 | 1 | 4047621037851 | 11.2 | KG | 3807.7 | 3807.7 | CP12 | CP12 | SIRIUS soft starter 200-600 V 315 A, 110-250 V AC Screw terminals Thermistor input | Lista Papel 2020 SI | 0 | 0
3RW5246-2AC04 |  | 3RW5246-2AC04 | 1 | UN | 1 | 5 | B | D | N | N | 85371098 | 1 | 4047621037868 | 11.2 | KG | 4019.8 | 4019.8 | CP12 | CP12 | SIRIUS soft starter 200-480 V 370 A, 24 V AC/DC spring-type terminals Analog output | novo jan 2019 | 0 | 0
3RW5246-2AC05 |  | 3RW5246-2AC05 | 1 | UN | 1 | 5 | B | D | N | N | 85371098 | 1 | 4047621037875 | 11.2 | KG | 4464.2 | 4464.2 | CP12 | CP12 | SIRIUS soft starter 200-600 V 370 A, 24 V AC/DC spring-type terminals Analog output | novo jan 2019 | 0 | 0
3RW5246-2AC14 |  | 3RW5246-2AC14 | 1 | UN | 1 | 5 | B | D | N | N | 85371098 | 1 | 4047621037882 | 11.2 | KG | 4019.8 | 4019.8 | CP12 | CP12 | SIRIUS soft starter 200-480 V 370 A, 110-250 V AC spring-type terminals Analog output | novo jan 2019 | 0 | 0
3RW5246-2AC15 |  | 3RW5246-2AC15 | 1 | UN | 1 | 5 | B | D | N | N | 85371098 | 1 | 4047621037899 | 11.2 | KG | 4464.2 | 4464.2 | CP12 | CP12 | SIRIUS soft starter 200-600 V 370 A, 110-250 V AC spring-type terminals Analog output | novo jan 2019 | 0 | 0
3RW5246-2TC04 |  | 3RW5246-2TC04 | 1 | UN | 1 | 5 | B | D | N | N | 85371098 | 1 | 4047621037905 | 11.2 | KG | 4019.8 | 4019.8 | CP12 | CP12 | SIRIUS soft starter 200-480 V 370 A, 24 V AC/DC spring-type terminals Thermistor input | novo jan 2019 | 0 | 0
3RW5246-2TC05 |  | 3RW5246-2TC05 | 1 | UN | 1 | 5 | B | D | N | N | 85371098 | 1 | 4047621037912 | 11.2 | KG | 4464.2 | 4464.2 | CP12 | CP12 | SIRIUS soft starter 200-600 V 370 A, 24 V AC/DC spring-type terminals Thermistor input | novo jan 2019 | 0 | 0
3RW5246-2TC14 |  | 3RW5246-2TC14 | 1 | UN | 1 | 5 | B | D | N | N | 85371098 | 1 | 4047621037929 | 11.2 | KG | 4019.8 | 4019.8 | CP12 | CP12 | SIRIUS soft starter 200-480 V 370 A, 110-250 V AC spring-type terminals Thermistor input | novo jan 2019 | 0 | 0
3RW5246-2TC15 |  | 3RW5246-2TC15 | 1 | UN | 1 | 5 | B | D | N | N | 85371098 | 1 | 4047621037936 | 11.2 | KG | 4464.2 | 4464.2 | CP12 | CP12 | SIRIUS soft starter 200-600 V 370 A, 110-250 V AC spring-type terminals Thermistor input | novo jan 2019 | 0 | 0
3RW5246-6AC04 |  | 3RW5246-6AC04 | 1 | UN | 1 | 1 | A | D | N | N | 85371098 | 1 | 4047621037943 | 11.2 | KG | 4019.8 | 4019.8 | CP12 | CP12 | SIRIUS soft starter 200-480 V 370 A, 24 V AC/DC Screw terminals Analog output | Lista Papel 2020 SI | 0 | 0
3RW5246-6AC05 |  | 3RW5246-6AC05 | 1 | UN | 1 | 2 | A | D | N | N | 85371098 | 1 | 4047621037950 | 11.2 | KG | 4464.2 | 4464.2 | CP12 | CP12 | SIRIUS soft starter 200-600 V 370 A, 24 V AC/DC Screw terminals Analog output | Lista Papel 2020 SI | 0 | 0
3RW5246-6AC14 |  | 3RW5246-6AC14 | 1 | UN | 1 | 1 | A | D | N | N | 85371098 | 1 | 4047621037967 | 11.2 | KG | 4019.8 | 4019.8 | CP12 | CP12 | SIRIUS soft starter 200-480 V 370 A, 110-250 V AC Screw terminals Analog output | Lista Papel 2020 SI | 0 | 0
3RW5246-6AC15 |  | 3RW5246-6AC15 | 1 | UN | 1 | 2 | A | D | N | N | 85371098 | 1 | 4047621037974 | 11.2 | KG | 4464.2 | 4464.2 | CP12 | CP12 | SIRIUS soft starter 200-600 V 370 A, 110-250 V AC Screw terminals Analog output | Lista Papel 2020 SI | 0 | 0
3RW5246-6TC04 |  | 3RW5246-6TC04 | 1 | UN | 1 | 1 | A | D | N | N | 85371098 | 1 | 4047621037981 | 11.2 | KG | 4019.8 | 4019.8 | CP12 | CP12 | SIRIUS soft starter 200-480 V 370 A, 24 V AC/DC Screw terminals Thermistor input | Lista Papel 2020 SI | 0 | 0
3RW5246-6TC05 |  | 3RW5246-6TC05 | 1 | UN | 1 | 2 | A | D | N | N | 85371098 | 1 | 4047621037998 | 11.2 | KG | 4464.2 | 4464.2 | CP12 | CP12 | SIRIUS soft starter 200-600 V 370 A, 24 V AC/DC Screw terminals Thermistor input | Lista Papel 2020 SI | 0 | 0
3RW5246-6TC14 |  | 3RW5246-6TC14 | 1 | UN | 1 | 1 | A | D | N | N | 85371098 | 1 | 4047621038001 | 11.2 | KG | 4019.8 | 4019.8 | CP12 | CP12 | SIRIUS soft starter 200-480 V 370 A, 110-250 V AC Screw terminals Thermistor input | Lista Papel 2020 SI | 0 | 0
3RW5246-6TC15 |  | 3RW5246-6TC15 | 1 | UN | 1 | 2 | A | D | N | N | 85371098 | 1 | 4047621038018 | 11.2 | KG | 4464.2 | 4464.2 | CP12 | CP12 | SIRIUS soft starter 200-600 V 370 A, 110-250 V AC Screw terminals Thermistor input | Lista Papel 2020 SI | 0 | 0
3RW5247-2AC04 |  | 3RW5247-2AC04 | 1 | UN | 1 | 5 | B | D | N | N | 85371098 | 1 | 4047621038025 | 11.2 | KG | 4726.8 | 4726.8 | CP12 | CP12 | SIRIUS soft starter 200-480 V 470 A, 24 V AC/DC spring-type terminals Analog output | novo jan 2019 | 0 | 0
3RW5247-2AC05 |  | 3RW5247-2AC05 | 1 | UN | 1 | 5 | B | D | N | N | 85371098 | 1 | 4047621038032 | 11.2 | KG | 5252 | 5252 | CP12 | CP12 | SIRIUS soft starter 200-600 V 470 A, 24 V AC/DC spring-type terminals Analog output | novo jan 2019 | 0 | 0
3RW5247-2AC14 |  | 3RW5247-2AC14 | 1 | UN | 1 | 5 | B | D | N | N | 85371098 | 1 | 4047621038049 | 11.2 | KG | 4726.8 | 4726.8 | CP12 | CP12 | SIRIUS soft starter 200-480 V 470 A, 110-250 V AC spring-type terminals Analog output | novo jan 2019 | 0 | 0
3RW5247-2AC15 |  | 3RW5247-2AC15 | 1 | UN | 1 | 5 | B | D | N | N | 85371098 | 1 | 4047621038056 | 11.2 | KG | 5252 | 5252 | CP12 | CP12 | SIRIUS soft starter 200-600 V 470 A, 110-250 V AC spring-type terminals Analog output | novo jan 2019 | 0 | 0
3RW5247-2TC04 |  | 3RW5247-2TC04 | 1 | UN | 1 | 5 | B | D | N | N | 85371098 | 1 | 4047621038063 | 11.2 | KG | 4726.8 | 4726.8 | CP12 | CP12 | SIRIUS soft starter 200-480 V 470 A, 24 V AC/DC spring-type terminals Thermistor input | novo jan 2019 | 0 | 0
3RW5247-2TC05 |  | 3RW5247-2TC05 | 1 | UN | 1 | 5 | B | D | N | N | 85371098 | 1 | 4047621038070 | 11.2 | KG | 5252 | 5252 | CP12 | CP12 | SIRIUS soft starter 200-600 V 470 A, 24 V AC/DC spring-type terminals Thermistor input | novo jan 2019 | 0 | 0
3RW5247-2TC14 |  | 3RW5247-2TC14 | 1 | UN | 1 | 5 | B | D | N | N | 85371098 | 1 | 4047621038087 | 11.2 | KG | 4726.8 | 4726.8 | CP12 | CP12 | SIRIUS soft starter 200-480 V 470 A, 110-250 V AC spring-type terminals Thermistor input | novo jan 2019 | 0 | 0
3RW5247-2TC15 |  | 3RW5247-2TC15 | 1 | UN | 1 | 5 | B | D | N | N | 85371098 | 1 | 4047621038094 | 11.2 | KG | 5252 | 5252 | CP12 | CP12 | SIRIUS soft starter 200-600 V 470 A, 110-250 V AC spring-type terminals Thermistor input | novo jan 2019 | 0 | 0
3RW5247-6AC04 |  | 3RW5247-6AC04 | 1 | UN | 1 | 1 | A | D | N | N | 85371098 | 1 | 4047621038100 | 11.2 | KG | 4726.8 | 4726.8 | CP12 | CP12 | SIRIUS soft starter 200-480 V 470 A, 24 V AC/DC Screw terminals Analog output | Lista Papel 2020 SI | 0 | 0
3RW5247-6AC05 |  | 3RW5247-6AC05 | 1 | UN | 1 | 2 | A | D | N | N | 85371098 | 1 | 4047621038117 | 11.2 | KG | 5252 | 5252 | CP12 | CP12 | SIRIUS soft starter 200-600 V 470 A, 24 V AC/DC Screw terminals Analog output | Lista Papel 2020 SI | 0 | 0
3RW5247-6AC14 |  | 3RW5247-6AC14 | 1 | UN | 1 | 1 | A | D | N | N | 85371098 | 1 | 4047621038124 | 11.2 | KG | 4726.8 | 4726.8 | CP12 | CP12 | SIRIUS soft starter 200-480 V 470 A, 110-250 V AC Screw terminals Analog output | Lista Papel 2020 SI | 0 | 0
3RW5247-6AC15 |  | 3RW5247-6AC15 | 1 | UN | 1 | 2 | A | D | N | N | 85371098 | 1 | 4047621038131 | 11.2 | KG | 5252 | 5252 | CP12 | CP12 | SIRIUS soft starter 200-600 V 470 A, 110-250 V AC Screw terminals Analog output | Lista Papel 2020 SI | 0 | 0
3RW5247-6TC04 |  | 3RW5247-6TC04 | 1 | UN | 1 | 1 | A | D | N | N | 85371098 | 1 | 4047621038148 | 11.2 | KG | 4726.8 | 4726.8 | CP12 | CP12 | SIRIUS soft starter 200-480 V 470 A, 24 V AC/DC Screw terminals Thermistor input | Lista Papel 2020 SI | 0 | 0
3RW5247-6TC05 |  | 3RW5247-6TC05 | 1 | UN | 1 | 2 | A | D | N | N | 85371098 | 1 | 4047621038155 | 11.2 | KG | 5252 | 5252 | CP12 | CP12 | SIRIUS soft starter 200-600 V 470 A, 24 V AC/DC Screw terminals Thermistor input | Lista Papel 2020 SI | 0 | 0
3RW5247-6TC14 |  | 3RW5247-6TC14 | 1 | UN | 1 | 1 | A | D | N | N | 85371098 | 1 | 4047621038162 | 11.2 | KG | 4726.8 | 4726.8 | CP12 | CP12 | SIRIUS soft starter 200-480 V 470 A, 110-250 V AC Screw terminals Thermistor input | Lista Papel 2020 SI | 0 | 0
3RW5247-6TC15 |  | 3RW5247-6TC15 | 1 | UN | 1 | 2 | A | D | N | N | 85371098 | 1 | 4047621038179 | 11.2 | KG | 5252 | 5252 | CP12 | CP12 | SIRIUS soft starter 200-600 V 470 A, 110-250 V AC Screw terminals Thermistor input | Lista Papel 2020 SI | 0 | 0
3RW5248-2AC04 |  | 3RW5248-2AC04 | 1 | UN | 1 | 5 | B | D | N | N | 85371098 | 1 | 4047621038186 | 11.9 | KG | 5322.7 | 5322.7 | CP12 | CP12 | SIRIUS soft starter 200-480 V 570 A, 24 V AC/DC spring-type terminals Analog output | novo jan 2019 | 0 | 0
3RW5248-2AC05 |  | 3RW5248-2AC05 | 1 | UN | 1 | 5 | B | D | N | N | 85371098 | 1 | 4047621038193 | 11.9 | KG | 5908.5 | 5908.5 | CP12 | CP12 | SIRIUS soft starter 200-600 V 570 A, 24 V AC/DC spring-type terminals Analog output | novo jan 2019 | 0 | 0
3RW5248-2AC14 |  | 3RW5248-2AC14 | 1 | UN | 1 | 5 | B | D | N | N | 85371098 | 1 | 4047621038209 | 11.9 | KG | 5322.7 | 5322.7 | CP12 | CP12 | SIRIUS soft starter 200-480 V 570 A, 110-250 V AC spring-type terminals Analog output | novo jan 2019 | 0 | 0
3RW5248-2AC15 |  | 3RW5248-2AC15 | 1 | UN | 1 | 5 | B | D | N | N | 85371098 | 1 | 4047621038216 | 11.9 | KG | 5908.5 | 5908.5 | CP12 | CP12 | SIRIUS soft starter 200-600 V 570 A, 110-250 V AC spring-type terminals Analog output | novo jan 2019 | 0 | 0
3RW5248-2TC04 |  | 3RW5248-2TC04 | 1 | UN | 1 | 5 | B | D | N | N | 85371098 | 1 | 4047621038223 | 11.9 | KG | 5322.7 | 5322.7 | CP12 | CP12 | SIRIUS soft starter 200-480 V 570 A, 24 V AC/DC spring-type terminals Thermistor input | novo jan 2019 | 0 | 0
3RW5248-2TC05 |  | 3RW5248-2TC05 | 1 | UN | 1 | 5 | B | D | N | N | 85371098 | 1 | 4047621038230 | 11.9 | KG | 5908.5 | 5908.5 | CP12 | CP12 | SIRIUS soft starter 200-600 V 570 A, 24 V AC/DC spring-type terminals Thermistor input | novo jan 2019 | 0 | 0
3RW5248-2TC14 |  | 3RW5248-2TC14 | 1 | UN | 1 | 5 | B | D | N | N | 85371098 | 1 | 4047621038247 | 11.9 | KG | 5322.7 | 5322.7 | CP12 | CP12 | SIRIUS soft starter 200-480 V 570 A, 110-250 V AC spring-type terminals Thermistor input | novo jan 2019 | 0 | 0
3RW5248-2TC15 |  | 3RW5248-2TC15 | 1 | UN | 1 | 5 | B | D | N | N | 85371098 | 1 | 4047621038254 | 11.9 | KG | 5908.5 | 5908.5 | CP12 | CP12 | SIRIUS soft starter 200-600 V 570 A, 110-250 V AC spring-type terminals Thermistor input | novo jan 2019 | 0 | 0
3RW5248-6AC04 |  | 3RW5248-6AC04 | 1 | UN | 1 | 1 | A | D | N | N | 85371098 | 1 | 4047621038261 | 11.9 | KG | 5322.7 | 5322.7 | CP12 | CP12 | SIRIUS soft starter 200-480 V 570 A, 24 V AC/DC Screw terminals Analog output | Lista Papel 2020 SI | 0 | 0
3RW5248-6AC05 |  | 3RW5248-6AC05 | 1 | UN | 1 | 2 | A | D | N | N | 85371098 | 1 | 4047621038278 | 11.9 | KG | 5908.5 | 5908.5 | CP12 | CP12 | SIRIUS soft starter 200-600 V 570 A, 24 V AC/DC Screw terminals Analog output | Lista Papel 2020 SI | 0 | 0
3RW5248-6AC14 |  | 3RW5248-6AC14 | 1 | UN | 1 | 1 | A | D | N | N | 85371098 | 1 | 4047621038285 | 11.9 | KG | 5322.7 | 5322.7 | CP12 | CP12 | SIRIUS soft starter 200-480 V 570 A, 110-250 V AC Screw terminals Analog output | Lista Papel 2020 SI | 0 | 0
3RW5248-6AC15 |  | 3RW5248-6AC15 | 1 | UN | 1 | 2 | A | D | N | N | 85371098 | 1 | 4047621038292 | 11.9 | KG | 5908.5 | 5908.5 | CP12 | CP12 | SIRIUS soft starter 200-600 V 570 A, 110-250 V AC Screw terminals Analog output | Lista Papel 2020 SI | 0 | 0
3RW5248-6TC04 |  | 3RW5248-6TC04 | 1 | UN | 1 | 1 | A | D | N | N | 85371098 | 1 | 4047621038308 | 11.9 | KG | 5322.7 | 5322.7 | CP12 | CP12 | SIRIUS soft starter 200-480 V 570 A, 24 V AC/DC Screw terminals Thermistor input | Lista Papel 2020 SI | 0 | 0
3RW5248-6TC05 |  | 3RW5248-6TC05 | 1 | UN | 1 | 2 | A | D | N | N | 85371098 | 1 | 4047621038315 | 11.9 | KG | 5908.5 | 5908.5 | CP12 | CP12 | SIRIUS soft starter 200-600 V 570 A, 24 V AC/DC Screw terminals Thermistor input | Lista Papel 2020 SI | 0 | 0
3RW5248-6TC14 |  | 3RW5248-6TC14 | 1 | UN | 1 | 1 | A | D | N | N | 85371098 | 1 | 4047621038322 | 11.9 | KG | 5322.7 | 5322.7 | CP12 | CP12 | SIRIUS soft starter 200-480 V 570 A, 110-250 V AC Screw terminals Thermistor input | Lista Papel 2020 SI | 0 | 0
3RW5248-6TC15 |  | 3RW5248-6TC15 | 1 | UN | 1 | 2 | A | D | N | N | 85371098 | 1 | 4047621038339 | 11.9 | KG | 5908.5 | 5908.5 | CP12 | CP12 | SIRIUS soft starter 200-600 V 570 A, 110-250 V AC Screw terminals Thermistor input | Lista Papel 2020 SI | 0 | 0
3RW5513-1HA04 |  | 3RW5513-1HA04 | 1 | UN | 1 | 1 | A | D | N | N | 85371098 | 1 | 4047621038827 | 10 | KG | 888.8 | 888.8 | CP12 | CP12 | SIRIUS soft starter 200-480 V 13 A, 24 V AC/DC Screw terminals | Lista Papel 2020 SI | 0 | 0
3RW5513-1HA05 |  | 3RW5513-1HA05 | 1 | UN | 1 | 2 | A | D | N | N | 85371098 | 1 | 4047621038834 | 10 | KG | 989.8 | 989.8 | CP12 | CP12 | SIRIUS soft starter 200-600 V 13 A, 24 V AC/DC Screw terminals | Lista Papel 2020 SI | 0 | 0
3RW5513-1HA14 |  | 3RW5513-1HA14 | 1 | UN | 1 | 1 | A | D | N | N | 85371098 | 1 | 4047621038841 | 10 | KG | 888.8 | 888.8 | CP12 | CP12 | SIRIUS soft starter 200-480 V 13 A, 110-250 V AC Screw terminals | Lista Papel 2020 SI | 0 | 0
3RW5513-1HA15 |  | 3RW5513-1HA15 | 1 | UN | 1 | 2 | A | D | N | N | 85371098 | 1 | 4047621038858 | 10 | KG | 989.8 | 989.8 | CP12 | CP12 | SIRIUS soft starter 200-600 V 13 A, 110-250 V AC Screw terminals | Lista Papel 2020 SI | 0 | 0
3RW5513-3HA04 |  | 3RW5513-3HA04 | 1 | UN | 1 | 5 | B | D | N | N | 85371098 | 1 | 4047621038902 | 10 | KG | 888.8 | 888.8 | CP12 | CP12 | SIRIUS soft starter 200-480 V 13 A, 24 V AC/DC spring-type terminals | novo jan 2019 | 0 | 0
3RW5513-3HA05 |  | 3RW5513-3HA05 | 1 | UN | 1 | 5 | B | D | N | N | 85371098 | 1 | 4047621038919 | 10 | KG | 989.8 | 989.8 | CP12 | CP12 | SIRIUS soft starter 200-600 V 13 A, 24 V AC/DC spring-type terminals | novo jan 2019 | 0 | 0
3RW5513-3HA14 |  | 3RW5513-3HA14 | 1 | UN | 1 | 5 | B | D | N | N | 85371098 | 1 | 4047621038926 | 10 | KG | 888.8 | 888.8 | CP12 | CP12 | SIRIUS soft starter 200-480 V 13 A, 110-250 V AC spring-type terminals | novo jan 2019 | 0 | 0
3RW5513-3HA15 |  | 3RW5513-3HA15 | 1 | UN | 1 | 5 | B | D | N | N | 85371098 | 1 | 4047621038933 | 10 | KG | 989.8 | 989.8 | CP12 | CP12 | SIRIUS soft starter 200-600 V 13 A, 110-250 V AC spring-type terminals | novo jan 2019 | 0 | 0
3RW5514-1HA04 |  | 3RW5514-1HA04 | 1 | UN | 1 | 1 | A | D | N | N | 85371098 | 1 | 4047621038988 | 10 | KG | 989.8 | 989.8 | CP12 | CP12 | SIRIUS soft starter 200-480 V 18 A, 24 V AC/DC Screw terminals | Lista Papel 2020 SI | 0 | 0
3RW5514-1HA05 |  | 3RW5514-1HA05 | 1 | UN | 1 | 2 | A | D | N | N | 85371098 | 1 | 4047621038995 | 10 | KG | 1100.9 | 1100.9 | CP12 | CP12 | SIRIUS soft starter 200-600 V 18 A, 24 V AC/DC Screw terminals | Lista Papel 2020 SI | 0 | 0
3RW5514-1HA14 |  | 3RW5514-1HA14 | 1 | UN | 1 | 1 | A | D | N | N | 85371098 | 1 | 4047621039008 | 10 | KG | 989.8 | 989.8 | CP12 | CP12 | SIRIUS soft starter 200-480 V 18 A, 110-250 V AC Screw terminals | Lista Papel 2020 SI | 0 | 0
3RW5514-1HA15 |  | 3RW5514-1HA15 | 1 | UN | 1 | 2 | A | D | N | N | 85371098 | 1 | 4047621039015 | 10 | KG | 1100.9 | 1100.9 | CP12 | CP12 | SIRIUS soft starter 200-600 V 18 A, 110-250 V AC Screw terminals | Lista Papel 2020 SI | 0 | 0
3RW5514-3HA04 |  | 3RW5514-3HA04 | 1 | UN | 1 | 5 | B | D | N | N | 85371098 | 1 | 4047621039060 | 10 | KG | 989.8 | 989.8 | CP12 | CP12 | SIRIUS soft starter 200-480 V 18 A, 24 V AC/DC spring-type terminals | novo jan 2019 | 0 | 0
3RW5514-3HA05 |  | 3RW5514-3HA05 | 1 | UN | 1 | 5 | B | D | N | N | 85371098 | 1 | 4047621039077 | 10 | KG | 1100.9 | 1100.9 | CP12 | CP12 | SIRIUS soft starter 200-600 V 18 A, 24 V AC/DC spring-type terminals | novo jan 2019 | 0 | 0
3RW5514-3HA14 |  | 3RW5514-3HA14 | 1 | UN | 1 | 5 | B | D | N | N | 85371098 | 1 | 4047621039084 | 10 | KG | 989.8 | 989.8 | CP12 | CP12 | SIRIUS soft starter 200-480 V 18 A, 110-250 V AC spring-type terminals | novo jan 2019 | 0 | 0
3RW5514-3HA15 |  | 3RW5514-3HA15 | 1 | UN | 1 | 5 | B | D | N | N | 85371098 | 1 | 4047621039091 | 10 | KG | 1100.9 | 1100.9 | CP12 | CP12 | SIRIUS soft starter 200-600 V 18 A, 110-250 V AC spring-type terminals | novo jan 2019 | 0 | 0
3RW5515-1HA04 |  | 3RW5515-1HA04 | 1 | UN | 1 | 1 | A | D | N | N | 85371098 | 1 | 4047621039145 | 10 | KG | 1100.9 | 1100.9 | CP12 | CP12 | SIRIUS soft starter 200-480 V 25 A, 24 V AC/DC Screw terminals | Lista Papel 2020 SI | 0 | 0
3RW5515-1HA05 |  | 3RW5515-1HA05 | 1 | UN | 1 | 2 | A | D | N | N | 85371098 | 1 | 4047621039152 | 10 | KG | 1222.1 | 1222.1 | CP12 | CP12 | SIRIUS soft starter 200-600 V 25 A, 24 V AC/DC Screw terminals | Lista Papel 2020 SI | 0 | 0
3RW5515-1HA14 |  | 3RW5515-1HA14 | 1 | UN | 1 | 1 | A | D | N | N | 85371098 | 1 | 4047621039169 | 10 | KG | 1100.9 | 1100.9 | CP12 | CP12 | SIRIUS soft starter 200-480 V 25 A, 110-250 V AC Screw terminals | Lista Papel 2020 SI | 0 | 0
3RW5515-1HA15 |  | 3RW5515-1HA15 | 1 | UN | 1 | 2 | A | D | N | N | 85371098 | 1 | 4047621039176 | 10 | KG | 1222.1 | 1222.1 | CP12 | CP12 | SIRIUS soft starter 200-600 V 25 A, 110-250 V AC Screw terminals | Lista Papel 2020 SI | 0 | 0
3RW5515-3HA04 |  | 3RW5515-3HA04 | 1 | UN | 1 | 5 | B | D | N | N | 85371098 | 1 | 4047621039220 | 10 | KG | 1100.9 | 1100.9 | CP12 | CP12 | SIRIUS soft starter 200-480 V 25 A, 24 V AC/DC spring-type terminals | novo jan 2019 | 0 | 0
3RW5515-3HA05 |  | 3RW5515-3HA05 | 1 | UN | 1 | 5 | B | D | N | N | 85371098 | 1 | 4047621039237 | 10 | KG | 1222.1 | 1222.1 | CP12 | CP12 | SIRIUS soft starter 200-600 V 25 A, 24 V AC/DC spring-type terminals | novo jan 2019 | 0 | 0
3RW5515-3HA14 |  | 3RW5515-3HA14 | 1 | UN | 1 | 5 | B | D | N | N | 85371098 | 1 | 4047621039244 | 10 | KG | 1100.9 | 1100.9 | CP12 | CP12 | SIRIUS soft starter 200-480 V 25 A, 110-250 V AC spring-type terminals | novo jan 2019 | 0 | 0
3RW5515-3HA15 |  | 3RW5515-3HA15 | 1 | UN | 1 | 5 | B | D | N | N | 85371098 | 1 | 4047621039251 | 10 | KG | 1222.1 | 1222.1 | CP12 | CP12 | SIRIUS soft starter 200-600 V 25 A, 110-250 V AC spring-type terminals | novo jan 2019 | 0 | 0
3RW5516-1HA04 |  | 3RW5516-1HA04 | 1 | UN | 1 | 1 | A | D | N | N | 85371098 | 1 | 4047621039305 | 10 | KG | 1222.1 | 1222.1 | CP12 | CP12 | SIRIUS soft starter 200-480 V 32 A, 24 V AC/DC Screw terminals | Lista Papel 2020 SI | 0 | 0
3RW5516-1HA05 |  | 3RW5516-1HA05 | 1 | UN | 1 | 2 | A | D | N | N | 85371098 | 1 | 4047621039312 | 10 | KG | 1363.5 | 1363.5 | CP12 | CP12 | SIRIUS soft starter 200-600 V 32 A, 24 V AC/DC Screw terminals | Lista Papel 2020 SI | 0 | 0
3RW5516-1HA14 |  | 3RW5516-1HA14 | 1 | UN | 1 | 1 | A | D | N | N | 85371098 | 1 | 4047621039329 | 10 | KG | 1222.1 | 1222.1 | CP12 | CP12 | SIRIUS soft starter 200-480 V 32 A, 110-250 V AC Screw terminals | Lista Papel 2020 SI | 0 | 0
3RW5516-1HA15 |  | 3RW5516-1HA15 | 1 | UN | 1 | 2 | A | D | N | N | 85371098 | 1 | 4047621039336 | 10 | KG | 1363.5 | 1363.5 | CP12 | CP12 | SIRIUS soft starter 200-600 V 32 A, 110-250 V AC Screw terminals | Lista Papel 2020 SI | 0 | 0
3RW5516-3HA04 |  | 3RW5516-3HA04 | 1 | UN | 1 | 5 | B | D | N | N | 85371098 | 1 | 4047621039381 | 10 | KG | 1222.1 | 1222.1 | CP12 | CP12 | SIRIUS soft starter 200-480 V 32 A, 24 V AC/DC spring-type terminals | novo jan 2019 | 0 | 0
3RW5516-3HA05 |  | 3RW5516-3HA05 | 1 | UN | 1 | 5 | B | D | N | N | 85371098 | 1 | 4047621039398 | 10 | KG | 1363.5 | 1363.5 | CP12 | CP12 | SIRIUS soft starter 200-600 V 32 A, 24 V AC/DC spring-type terminals | novo jan 2019 | 0 | 0
3RW5516-3HA14 |  | 3RW5516-3HA14 | 1 | UN | 1 | 5 | B | D | N | N | 85371098 | 1 | 4047621039404 | 10 | KG | 1222.1 | 1222.1 | CP12 | CP12 | SIRIUS soft starter 200-480 V 32 A, 110-250 V AC spring-type terminals | novo jan 2019 | 0 | 0
3RW5516-3HA15 |  | 3RW5516-3HA15 | 1 | UN | 1 | 5 | B | D | N | N | 85371098 | 1 | 4047621039411 | 10 | KG | 1363.5 | 1363.5 | CP12 | CP12 | SIRIUS soft starter 200-600 V 32 A, 110-250 V AC spring-type terminals | novo jan 2019 | 0 | 0
3RW5517-1HA04 |  | 3RW5517-1HA04 | 1 | UN | 1 | 1 | A | D | N | N | 85371098 | 1 | 4047621039466 | 10 | KG | 1363.5 | 1363.5 | CP12 | CP12 | SIRIUS soft starter 200-480 V 38 A, 24 V AC/DC Screw terminals | Lista Papel 2020 SI | 0 | 0
3RW5517-1HA05 |  | 3RW5517-1HA05 | 1 | UN | 1 | 2 | A | D | N | N | 85371098 | 1 | 4047621039473 | 10 | KG | 1515 | 1515 | CP12 | CP12 | SIRIUS soft starter 200-600 V 38 A, 24 V AC/DC Screw terminals | Lista Papel 2020 SI | 0 | 0
3RW5517-1HA14 |  | 3RW5517-1HA14 | 1 | UN | 1 | 1 | A | D | N | N | 85371098 | 1 | 4047621039480 | 10 | KG | 1363.5 | 1363.5 | CP12 | CP12 | SIRIUS soft starter 200-480 V 38 A, 110-250 V AC Screw terminals | Lista Papel 2020 SI | 0 | 0
3RW5517-1HA15 |  | 3RW5517-1HA15 | 1 | UN | 1 | 2 | A | D | N | N | 85371098 | 1 | 4047621039497 | 10 | KG | 1515 | 1515 | CP12 | CP12 | SIRIUS soft starter 200-600 V 38 A, 110-250 V AC Screw terminals | Lista Papel 2020 SI | 0 | 0
3RW5517-3HA04 |  | 3RW5517-3HA04 | 1 | UN | 1 | 5 | B | D | N | N | 85371098 | 1 | 4047621039541 | 10 | KG | 1363.5 | 1363.5 | CP12 | CP12 | SIRIUS soft starter 200-480 V 38 A, 24 V AC/DC spring-type terminals | novo jan 2019 | 0 | 0
3RW5517-3HA05 |  | 3RW5517-3HA05 | 1 | UN | 1 | 5 | B | D | N | N | 85371098 | 1 | 4047621039558 | 10 | KG | 1515 | 1515 | CP12 | CP12 | SIRIUS soft starter 200-600 V 38 A, 24 V AC/DC spring-type terminals | novo jan 2019 | 0 | 0
3RW5517-3HA14 |  | 3RW5517-3HA14 | 1 | UN | 1 | 5 | B | D | N | N | 85371098 | 1 | 4047621039565 | 10 | KG | 1363.5 | 1363.5 | CP12 | CP12 | SIRIUS soft starter 200-480 V 38 A, 110-250 V AC spring-type terminals | novo jan 2019 | 0 | 0
3RW5517-3HA15 |  | 3RW5517-3HA15 | 1 | UN | 1 | 5 | B | D | N | N | 85371098 | 1 | 4047621039572 | 10 | KG | 1515 | 1515 | CP12 | CP12 | SIRIUS soft starter 200-600 V 38 A, 110-250 V AC spring-type terminals | novo jan 2019 | 0 | 0
3RW5521-1HA06 |  | 3RW5521-1HA06 | 1 | UN | 1 | 2 | A | D | N | N | 85371098 | 1 | 4047621039626 | 10 | KG | 1343.3 | 1343.3 | CP12 | CP12 | SIRIUS soft starter 200-690 V 25 A, 24 V AC/DC Screw terminals | Lista Papel 2020 SI | 0 | 0
3RW5521-1HA16 |  | 3RW5521-1HA16 | 1 | UN | 1 | 2 | A | D | N | N | 85371098 | 1 | 4047621039633 | 10 | KG | 1343.3 | 1343.3 | CP12 | CP12 | SIRIUS soft starter 200-690 V 25 A, 110-250 V AC Screw terminals | Lista Papel 2020 SI | 0 | 0
3RW5521-3HA06 |  | 3RW5521-3HA06 | 1 | UN | 1 | 5 | B | D | N | N | 85371098 | 1 | 4047621039640 | 10 | KG | 1343.3 | 1343.3 | CP12 | CP12 | SIRIUS soft starter 200-690 V 25 A, 24 V AC/DC spring-type terminals | novo jan 2019 | 0 | 0
3RW5521-3HA16 |  | 3RW5521-3HA16 | 1 | UN | 1 | 5 | B | D | N | N | 85371098 | 1 | 4047621039657 | 10 | KG | 1343.3 | 1343.3 | CP12 | CP12 | SIRIUS soft starter 200-690 V 25 A, 110-250 V AC spring-type terminals | novo jan 2019 | 0 | 0
3RW5524-1HA04 |  | 3RW5524-1HA04 | 1 | UN | 1 | 1 | A | D | N | N | 85371098 | 1 | 4047621039664 | 10 | KG | 1545.3 | 1545.3 | CP12 | CP12 | SIRIUS soft starter 200-480 V 47 A, 24 V AC/DC Screw terminals | Lista Papel 2020 SI | 0 | 0
3RW5524-1HA06 |  | 3RW5524-1HA06 | 1 | UN | 1 | 2 | A | D | N | N | 85371098 | 1 | 4047621039688 | 10 | KG | 1717 | 1717 | CP12 | CP12 | SIRIUS soft starter 200-690 V 47 A, 24 V AC/DC Screw terminals | Lista Papel 2020 SI | 0 | 0
3RW5524-1HA14 |  | 3RW5524-1HA14 | 1 | UN | 1 | 1 | A | D | N | N | 85371098 | 1 | 4047621039695 | 10 | KG | 1545.3 | 1545.3 | CP12 | CP12 | SIRIUS soft starter 200-480 V 47 A, 110-250 V AC Screw terminals | Lista Papel 2020 SI | 0 | 0
3RW5524-1HA16 |  | 3RW5524-1HA16 | 1 | UN | 1 | 2 | A | D | N | N | 85371098 | 1 | 4047621039718 | 10 | KG | 1717 | 1717 | CP12 | CP12 | SIRIUS soft starter 200-690 V 47 A, 110-250 V AC Screw terminals | Lista Papel 2020 SI | 0 | 0
3RW5524-3HA04 |  | 3RW5524-3HA04 | 1 | UN | 1 | 5 | B | D | N | N | 85371098 | 1 | 4047621039763 | 10 | KG | 1545.3 | 1545.3 | CP12 | CP12 | SIRIUS soft starter 200-480 V 47 A, 24 V AC/DC spring-type terminals | novo jan 2019 | 0 | 0
3RW5524-3HA06 |  | 3RW5524-3HA06 | 1 | UN | 1 | 5 | B | D | N | N | 85371098 | 1 | 4047621039787 | 10 | KG | 1717 | 1717 | CP12 | CP12 | SIRIUS soft starter 200-690 V 47 A, 24 V AC/DC spring-type terminals | novo jan 2019 | 0 | 0
3RW5524-3HA14 |  | 3RW5524-3HA14 | 1 | UN | 1 | 5 | B | D | N | N | 85371098 | 1 | 4047621039794 | 10 | KG | 1545.3 | 1545.3 | CP12 | CP12 | SIRIUS soft starter 200-480 V 47 A, 110-250 V AC spring-type terminals | novo jan 2019 | 0 | 0
3RW5524-3HA16 |  | 3RW5524-3HA16 | 1 | UN | 1 | 5 | B | D | N | N | 85371098 | 1 | 4047621039817 | 10 | KG | 1717 | 1717 | CP12 | CP12 | SIRIUS soft starter 200-690 V 47 A, 110-250 V AC spring-type terminals | novo jan 2019 | 0 | 0
3RW5525-1HA04 |  | 3RW5525-1HA04 | 1 | UN | 1 | 1 | A | D | N | N | 85371098 | 1 | 4047621039862 | 10 | KG | 1727.1 | 1727.1 | CP12 | CP12 | SIRIUS soft starter 200-480 V 63 A, 24 V AC/DC Screw terminals | Lista Papel 2020 SI | 0 | 0
3RW5525-1HA06 |  | 3RW5525-1HA06 | 1 | UN | 1 | 2 | A | D | N | N | 85371098 | 1 | 4047621039886 | 10 | KG | 1919 | 1919 | CP12 | CP12 | SIRIUS soft starter 200-690 V 63 A, 24 V AC/DC Screw terminals | Lista Papel 2020 SI | 0 | 0
3RW5525-1HA14 |  | 3RW5525-1HA14 | 1 | UN | 1 | 1 | A | D | N | N | 85371098 | 1 | 4047621039893 | 10 | KG | 1727.1 | 1727.1 | CP12 | CP12 | SIRIUS soft starter 200-480 V 63 A, 110-250 V AC Screw terminals | Lista Papel 2020 SI | 0 | 0
3RW5525-1HA16 |  | 3RW5525-1HA16 | 1 | UN | 1 | 2 | A | D | N | N | 85371098 | 1 | 4047621039916 | 10 | KG | 1919 | 1919 | CP12 | CP12 | SIRIUS soft starter 200-690 V 63 A, 110-250 V AC Screw terminals | Lista Papel 2020 SI | 0 | 0
3RW5525-3HA04 |  | 3RW5525-3HA04 | 1 | UN | 1 | 5 | B | D | N | N | 85371098 | 1 | 4047621039961 | 10 | KG | 1727.1 | 1727.1 | CP12 | CP12 | SIRIUS soft starter 200-480 V 63 A, 24 V AC/DC spring-type terminals | novo jan 2019 | 0 | 0
3RW5525-3HA06 |  | 3RW5525-3HA06 | 1 | UN | 1 | 5 | B | D | N | N | 85371098 | 1 | 4047621039985 | 10 | KG | 1919 | 1919 | CP12 | CP12 | SIRIUS soft starter 200-690 V 63 A, 24 V AC/DC spring-type terminals | novo jan 2019 | 0 | 0
3RW5525-3HA14 |  | 3RW5525-3HA14 | 1 | UN | 1 | 5 | B | D | N | N | 85371098 | 1 | 4047621039992 | 10 | KG | 1727.1 | 1727.1 | CP12 | CP12 | SIRIUS soft starter 200-480 V 63 A, 110-250 V AC spring-type terminals | novo jan 2019 | 0 | 0
3RW5525-3HA16 |  | 3RW5525-3HA16 | 1 | UN | 1 | 5 | B | D | N | N | 85371098 | 1 | 4047621040011 | 10 | KG | 1919 | 1919 | CP12 | CP12 | SIRIUS soft starter 200-690 V 63 A, 110-250 V AC spring-type terminals | novo jan 2019 | 0 | 0
3RW5526-1HA04 |  | 3RW5526-1HA04 | 1 | UN | 1 | 1 | A | D | N | N | 85371098 | 1 | 4047621040066 | 10 | KG | 1908.9 | 1908.9 | CP12 | CP12 | SIRIUS soft starter 200-480 V 77 A, 24 V AC/DC Screw terminals | Lista Papel 2020 SI | 0 | 0
3RW5526-1HA06 |  | 3RW5526-1HA06 | 1 | UN | 1 | 2 | A | D | N | N | 85371098 | 1 | 4047621040080 | 10 | KG | 2121 | 2121 | CP12 | CP12 | SIRIUS soft starter 200-690 V 77 A, 24 V AC/DC Screw terminals | Lista Papel 2020 SI | 0 | 0
3RW5526-1HA14 |  | 3RW5526-1HA14 | 1 | UN | 1 | 1 | A | D | N | N | 85371098 | 1 | 4047621040097 | 10 | KG | 1908.9 | 1908.9 | CP12 | CP12 | SIRIUS soft starter 200-480 V 77 A, 110-250 V AC Screw terminals | Lista Papel 2020 SI | 0 | 0
3RW5526-1HA16 |  | 3RW5526-1HA16 | 1 | UN | 1 | 2 | A | D | N | N | 85371098 | 1 | 4047621040110 | 10 | KG | 2121 | 2121 | CP12 | CP12 | SIRIUS soft starter 200-690 V 77 A, 110-250 V AC Screw terminals | Lista Papel 2020 SI | 0 | 0
3RW5526-3HA04 |  | 3RW5526-3HA04 | 1 | UN | 1 | 5 | B | D | N | N | 85371098 | 1 | 4047621040165 | 10 | KG | 1908.9 | 1908.9 | CP12 | CP12 | SIRIUS soft starter 200-480 V 77 A, 24 V AC/DC spring-type terminals | novo jan 2019 | 0 | 0
3RW5526-3HA06 |  | 3RW5526-3HA06 | 1 | UN | 1 | 5 | B | D | N | N | 85371098 | 1 | 4047621040189 | 10 | KG | 2121 | 2121 | CP12 | CP12 | SIRIUS soft starter 200-690 V 77 A, 24 V AC/DC spring-type terminals | novo jan 2019 | 0 | 0
3RW5526-3HA14 |  | 3RW5526-3HA14 | 1 | UN | 1 | 5 | B | D | N | N | 85371098 | 1 | 4047621040196 | 10 | KG | 1908.9 | 1908.9 | CP12 | CP12 | SIRIUS soft starter 200-480 V 77 A, 110-250 V AC spring-type terminals | novo jan 2019 | 0 | 0
3RW5526-3HA16 |  | 3RW5526-3HA16 | 1 | UN | 1 | 5 | B | D | N | N | 85371098 | 1 | 4047621040219 | 10 | KG | 2121 | 2121 | CP12 | CP12 | SIRIUS soft starter 200-690 V 77 A, 110-250 V AC spring-type terminals | novo jan 2019 | 0 | 0
3RW5527-1HA04 |  | 3RW5527-1HA04 | 1 | UN | 1 | 1 | A | D | N | N | 85371098 | 1 | 4047621040264 | 10 | KG | 2090.7 | 2090.7 | CP12 | CP12 | SIRIUS soft starter 200-480 V 93 A, 24 V AC/DC Screw terminals | Lista Papel 2020 SI | 0 | 0
3RW5527-1HA06 |  | 3RW5527-1HA06 | 1 | UN | 1 | 2 | A | D | N | N | 85371098 | 1 | 4047621040288 | 10 | KG | 2323 | 2323 | CP12 | CP12 | SIRIUS soft starter 200-690 V 93 A, 24 V AC/DC Screw terminals | Lista Papel 2020 SI | 0 | 0
3RW5527-1HA14 |  | 3RW5527-1HA14 | 1 | UN | 1 | 1 | A | D | N | N | 85371098 | 1 | 4047621040295 | 10 | KG | 2090.7 | 2090.7 | CP12 | CP12 | SIRIUS soft starter 200-480 V 93 A, 110-250 V AC Screw terminals | Lista Papel 2020 SI | 0 | 0
3RW5527-1HA16 |  | 3RW5527-1HA16 | 1 | UN | 1 | 2 | A | D | N | N | 85371098 | 1 | 4047621040318 | 10 | KG | 2323 | 2323 | CP12 | CP12 | SIRIUS soft starter 200-690 V 93 A, 110-250 V AC Screw terminals | Lista Papel 2020 SI | 0 | 0
3RW5527-3HA04 |  | 3RW5527-3HA04 | 1 | UN | 1 | 5 | B | D | N | N | 85371098 | 1 | 4047621040363 | 10 | KG | 2090.7 | 2090.7 | CP12 | CP12 | SIRIUS soft starter 200-480 V 93 A, 24 V AC/DC spring-type terminals | novo jan 2019 | 0 | 0
3RW5527-3HA06 |  | 3RW5527-3HA06 | 1 | UN | 1 | 5 | B | D | N | N | 85371098 | 1 | 4047621040387 | 10 | KG | 2323 | 2323 | CP12 | CP12 | SIRIUS soft starter 200-690 V 93 A, 24 V AC/DC spring-type terminals | novo jan 2019 | 0 | 0
3RW5527-3HA14 |  | 3RW5527-3HA14 | 1 | UN | 1 | 5 | B | D | N | N | 85371098 | 1 | 4047621040394 | 10 | KG | 2090.7 | 2090.7 | CP12 | CP12 | SIRIUS soft starter 200-480 V 93 A, 110-250 V AC spring-type terminals | novo jan 2019 | 0 | 0
3RW5527-3HA16 |  | 3RW5527-3HA16 | 1 | UN | 1 | 5 | B | D | N | N | 85371098 | 1 | 4047621040417 | 10 | KG | 2323 | 2323 | CP12 | CP12 | SIRIUS soft starter 200-690 V 93 A, 110-250 V AC spring-type terminals | novo jan 2019 | 0 | 0
3RW5534-2HA04 |  | 3RW5534-2HA04 | 1 | UN | 1 | 5 | B | D | N | N | 85371098 | 1 | 4047621040462 | 10 | KG | 2363.4 | 2363.4 | CP12 | CP12 | SIRIUS soft starter 200-480 V 113 A, 24 V AC/DC spring-type terminals | novo jan 2019 | 0 | 0
3RW5534-2HA06 |  | 3RW5534-2HA06 | 1 | UN | 1 | 5 | B | D | N | N | 85371098 | 1 | 4047621040486 | 10 | KG | 2626 | 2626 | CP12 | CP12 | SIRIUS soft starter 200-690 V 113 A, 24 V AC/DC spring-type terminals | novo jan 2019 | 0 | 0
3RW5534-2HA14 |  | 3RW5534-2HA14 | 1 | UN | 1 | 5 | B | D | N | N | 85371098 | 1 | 4047621040493 | 10 | KG | 2363.4 | 2363.4 | CP12 | CP12 | SIRIUS soft starter 200-480 V 113 A, 110-250 V AC spring-type terminals | novo jan 2019 | 0 | 0
3RW5534-2HA16 |  | 3RW5534-2HA16 | 1 | UN | 1 | 5 | B | D | N | N | 85371098 | 1 | 4047621040516 | 10 | KG | 2626 | 2626 | CP12 | CP12 | SIRIUS soft starter 200-690 V 113 A, 110-250 V AC spring-type terminals | novo jan 2019 | 0 | 0
3RW5534-6HA04 |  | 3RW5534-6HA04 | 1 | UN | 1 | 1 | A | D | N | N | 85371098 | 1 | 4047621040561 | 10 | KG | 2363.4 | 2363.4 | CP12 | CP12 | SIRIUS soft starter 200-480 V 113 A, 24 V AC/DC Screw terminals | Lista Papel 2020 SI | 0 | 0
3RW5534-6HA06 |  | 3RW5534-6HA06 | 1 | UN | 1 | 2 | A | D | N | N | 85371098 | 1 | 4047621040585 | 10 | KG | 2626 | 2626 | CP12 | CP12 | SIRIUS soft starter 200-690 V 113 A, 24 V AC/DC Screw terminals | Lista Papel 2020 SI | 0 | 0
3RW5534-6HA14 |  | 3RW5534-6HA14 | 1 | UN | 1 | 1 | A | D | N | N | 85371098 | 1 | 4047621040592 | 10 | KG | 2363.4 | 2363.4 | CP12 | CP12 | SIRIUS soft starter 200-480 V 113 A, 110-250 V AC Screw terminals | Lista Papel 2020 SI | 0 | 0
3RW5534-6HA16 |  | 3RW5534-6HA16 | 1 | UN | 1 | 2 | A | D | N | N | 85371098 | 1 | 4047621040615 | 10 | KG | 2626 | 2626 | CP12 | CP12 | SIRIUS soft starter 200-690 V 113 A, 110-250 V AC Screw terminals | Lista Papel 2020 SI | 0 | 0
3RW5535-2HA04 |  | 3RW5535-2HA04 | 1 | UN | 1 | 5 | B | D | N | N | 85371098 | 1 | 4047621040660 | 10 | KG | 2817.9 | 2817.9 | CP12 | CP12 | SIRIUS soft starter 200-480 V 143 A, 24 V AC/DC spring-type terminals | novo jan 2019 | 0 | 0
3RW5535-2HA06 |  | 3RW5535-2HA06 | 1 | UN | 1 | 5 | B | D | N | N | 85371098 | 1 | 4047621040684 | 10 | KG | 3131 | 3131 | CP12 | CP12 | SIRIUS soft starter 200-690 V 143 A, 24 V AC/DC spring-type terminals | novo jan 2019 | 0 | 0
3RW5535-2HA14 |  | 3RW5535-2HA14 | 1 | UN | 1 | 5 | B | D | N | N | 85371098 | 1 | 4047621040691 | 10 | KG | 2817.9 | 2817.9 | CP12 | CP12 | SIRIUS soft starter 200-480 V 143 A, 110-250 V AC spring-type terminals | novo jan 2019 | 0 | 0
3RW5535-2HA16 |  | 3RW5535-2HA16 | 1 | UN | 1 | 5 | B | D | N | N | 85371098 | 1 | 4047621040714 | 10 | KG | 3131 | 3131 | CP12 | CP12 | SIRIUS soft starter 200-690 V 143 A, 110-250 V AC spring-type terminals | novo jan 2019 | 0 | 0
3RW5535-6HA04 |  | 3RW5535-6HA04 | 1 | UN | 1 | 1 | A | D | N | N | 85371098 | 1 | 4047621040769 | 10 | KG | 2817.9 | 2817.9 | CP12 | CP12 | SIRIUS soft starter 200-480 V 143 A, 24 V AC/DC Screw terminals | Lista Papel 2020 SI | 0 | 0
3RW5535-6HA06 |  | 3RW5535-6HA06 | 1 | UN | 1 | 2 | A | D | N | N | 85371098 | 1 | 4047621040783 | 10 | KG | 3131 | 3131 | CP12 | CP12 | SIRIUS soft starter 200-690 V 143 A, 24 V AC/DC Screw terminals | Lista Papel 2020 SI | 0 | 0
3RW5535-6HA14 |  | 3RW5535-6HA14 | 1 | UN | 1 | 1 | A | D | N | N | 85371098 | 1 | 4047621040790 | 10 | KG | 2817.9 | 2817.9 | CP12 | CP12 | SIRIUS soft starter 200-480 V 143 A, 110-250 V AC Screw terminals | Lista Papel 2020 SI | 0 | 0
3RW5535-6HA16 |  | 3RW5535-6HA16 | 1 | UN | 1 | 2 | A | D | N | N | 85371098 | 1 | 4047621040813 | 10 | KG | 3131 | 3131 | CP12 | CP12 | SIRIUS soft starter 200-690 V 143 A, 110-250 V AC Screw terminals | Lista Papel 2020 SI | 0 | 0
3RW5536-2HA04 |  | 3RW5536-2HA04 | 1 | UN | 1 | 5 | B | D | N | N | 85371098 | 1 | 4047621040868 | 10 | KG | 3272.4 | 3272.4 | CP12 | CP12 | SIRIUS soft starter 200-480 V 171 A, 24 V AC/DC spring-type terminals | novo jan 2019 | 0 | 0
3RW5536-2HA06 |  | 3RW5536-2HA06 | 1 | UN | 1 | 5 | B | D | N | N | 85371098 | 1 | 4047621040882 | 10 | KG | 3636 | 3636 | CP12 | CP12 | SIRIUS soft starter 200-690 V 171 A, 24 V AC/DC spring-type terminals | novo jan 2019 | 0 | 0
3RW5536-2HA14 |  | 3RW5536-2HA14 | 1 | UN | 1 | 5 | B | D | N | N | 85371098 | 1 | 4047621040899 | 10 | KG | 3272.4 | 3272.4 | CP12 | CP12 | SIRIUS soft starter 200-480 V 171 A, 110-250 V AC spring-type terminals | novo jan 2019 | 0 | 0
3RW5536-2HA16 |  | 3RW5536-2HA16 | 1 | UN | 1 | 5 | B | D | N | N | 85371098 | 1 | 4047621040912 | 10 | KG | 3636 | 3636 | CP12 | CP12 | SIRIUS soft starter 200-690 V 171 A, 110-250 V AC spring-type terminals | novo jan 2019 | 0 | 0
3RW5536-6HA04 |  | 3RW5536-6HA04 | 1 | UN | 1 | 1 | A | D | N | N | 85371098 | 1 | 4047621040967 | 10 | KG | 3272.4 | 3272.4 | CP12 | CP12 | SIRIUS soft starter 200-480 V 171 A, 24 V AC/DC Screw terminals | Lista Papel 2020 SI | 0 | 0
3RW5536-6HA06 |  | 3RW5536-6HA06 | 1 | UN | 1 | 2 | A | D | N | N | 85371098 | 1 | 4047621040981 | 10 | KG | 3636 | 3636 | CP12 | CP12 | SIRIUS soft starter 200-690 V 171 A, 24 V AC/DC Screw terminals | Lista Papel 2020 SI | 0 | 0
3RW5536-6HA14 |  | 3RW5536-6HA14 | 1 | UN | 1 | 1 | A | D | N | N | 85371098 | 1 | 4047621040998 | 10 | KG | 3272.4 | 3272.4 | CP12 | CP12 | SIRIUS soft starter 200-480 V 171 A, 110-250 V AC Screw terminals | Lista Papel 2020 SI | 0 | 0
3RW5536-6HA16 |  | 3RW5536-6HA16 | 1 | UN | 1 | 2 | A | D | N | N | 85371098 | 1 | 4047621041018 | 10 | KG | 3636 | 3636 | CP12 | CP12 | SIRIUS soft starter 200-690 V 171 A, 110-250 V AC Screw terminals | Lista Papel 2020 SI | 0 | 0
3RW5543-2HA04 |  | 3RW5543-2HA04 | 1 | UN | 1 | 5 | B | D | N | N | 85371098 | 1 | 4047621041063 | 10 | KG | 3817.8 | 3817.8 | CP12 | CP12 | SIRIUS soft starter 200-480 V 210 A, 24 V AC/DC spring-type terminals | novo jan 2019 | 0 | 0
3RW5543-2HA06 |  | 3RW5543-2HA06 | 1 | UN | 1 | 5 | B | D | N | N | 85371098 | 1 | 4047621041087 | 10 | KG | 4242 | 4242 | CP12 | CP12 | SIRIUS soft starter 200-690 V 210 A, 24 V AC/DC spring-type terminals | novo jan 2019 | 0 | 0
3RW5543-2HA14 |  | 3RW5543-2HA14 | 1 | UN | 1 | 5 | B | D | N | N | 85371098 | 1 | 4047621041094 | 10 | KG | 3817.8 | 3817.8 | CP12 | CP12 | SIRIUS soft starter 200-480 V 210 A, 110-250 V AC spring-type terminals | novo jan 2019 | 0 | 0
3RW5543-2HA16 |  | 3RW5543-2HA16 | 1 | UN | 1 | 5 | B | D | N | N | 85371098 | 1 | 4047621041117 | 10 | KG | 4242 | 4242 | CP12 | CP12 | SIRIUS soft starter 200-690 V 210 A, 110-250 V AC spring-type terminals | novo jan 2019 | 0 | 0
3RW5543-6HA04 |  | 3RW5543-6HA04 | 1 | UN | 1 | 1 | A | D | N | N | 85371098 | 1 | 4047621041162 | 10 | KG | 3817.8 | 3817.8 | CP12 | CP12 | SIRIUS soft starter 200-480 V 210 A, 24 V AC/DC Screw terminals | Lista Papel 2020 SI | 0 | 0
3RW5543-6HA06 |  | 3RW5543-6HA06 | 1 | UN | 1 | 2 | A | D | N | N | 85371098 | 1 | 4047621041186 | 10 | KG | 4242 | 4242 | CP12 | CP12 | SIRIUS soft starter 200-690 V 210 A, 24 V AC/DC Screw terminals | Lista Papel 2020 SI | 0 | 0
3RW5543-6HA14 |  | 3RW5543-6HA14 | 1 | UN | 1 | 1 | A | D | N | N | 85371098 | 1 | 4047621041193 | 10 | KG | 3817.8 | 3817.8 | CP12 | CP12 | SIRIUS soft starter 200-480 V 210 A, 110-250 V AC Screw terminals | Lista Papel 2020 SI | 0 | 0
3RW5543-6HA16 |  | 3RW5543-6HA16 | 1 | UN | 1 | 2 | A | D | N | N | 85371098 | 1 | 4047621041216 | 10 | KG | 4242 | 4242 | CP12 | CP12 | SIRIUS soft starter 200-690 V 210 A, 110-250 V AC Screw terminals | Lista Papel 2020 SI | 0 | 0
3RW5544-2HA04 |  | 3RW5544-2HA04 | 1 | UN | 1 | 5 | B | D | N | N | 85371098 | 1 | 4047621041261 | 10 | KG | 4454.1 | 4454.1 | CP12 | CP12 | SIRIUS soft starter 200-480 V 250 A, 24 V AC/DC spring-type terminals | novo jan 2019 | 0 | 0
3RW5544-2HA06 |  | 3RW5544-2HA06 | 1 | UN | 1 | 5 | B | D | N | N | 85371098 | 1 | 4047621041285 | 10 | KG | 4949 | 4949 | CP12 | CP12 | SIRIUS soft starter 200-690 V 250 A, 24 V AC/DC spring-type terminals | novo jan 2019 | 0 | 0
3RW5544-2HA14 |  | 3RW5544-2HA14 | 1 | UN | 1 | 5 | B | D | N | N | 85371098 | 1 | 4047621041292 | 10 | KG | 4454.1 | 4454.1 | CP12 | CP12 | SIRIUS soft starter 200-480 V 250 A, 110-250 V AC spring-type terminals | novo jan 2019 | 0 | 0
3RW5544-2HA16 |  | 3RW5544-2HA16 | 1 | UN | 1 | 5 | B | D | N | N | 85371098 | 1 | 4047621041315 | 10 | KG | 4949 | 4949 | CP12 | CP12 | SIRIUS soft starter 200-690 V 250 A, 110-250 V AC spring-type terminals | novo jan 2019 | 0 | 0
3RW5544-6HA04 |  | 3RW5544-6HA04 | 1 | UN | 1 | 1 | A | D | N | N | 85371098 | 1 | 4047621041360 | 10 | KG | 4454.1 | 4454.1 | CP12 | CP12 | SIRIUS soft starter 200-480 V 250 A, 24 V AC/DC Screw terminals | Lista Papel 2020 SI | 0 | 0
3RW5544-6HA06 |  | 3RW5544-6HA06 | 1 | UN | 1 | 2 | A | D | N | N | 85371098 | 1 | 4047621041384 | 10 | KG | 4949 | 4949 | CP12 | CP12 | SIRIUS soft starter 200-690 V 250 A, 24 V AC/DC Screw terminals | Lista Papel 2020 SI | 0 | 0
3RW5544-6HA14 |  | 3RW5544-6HA14 | 1 | UN | 1 | 1 | A | D | N | N | 85371098 | 1 | 4047621041391 | 10 | KG | 4454.1 | 4454.1 | CP12 | CP12 | SIRIUS soft starter 200-480 V 250 A, 110-250 V AC Screw terminals | Lista Papel 2020 SI | 0 | 0
3RW5544-6HA16 |  | 3RW5544-6HA16 | 1 | UN | 1 | 2 | A | D | N | N | 85371098 | 1 | 4047621041414 | 10 | KG | 4949 | 4949 | CP12 | CP12 | SIRIUS soft starter 200-690 V 250 A, 110-250 V AC Screw terminals | Lista Papel 2020 SI | 0 | 0
3RW5545-2HA04 |  | 3RW5545-2HA04 | 1 | UN | 1 | 5 | B | D | N | N | 85371098 | 1 | 4047621041469 | 10 | KG | 5272.2 | 5272.2 | CP12 | CP12 | SIRIUS soft starter 200-480 V 315 A, 24 V AC/DC spring-type terminals | novo jan 2019 | 0 | 0
3RW5545-2HA06 |  | 3RW5545-2HA06 | 1 | UN | 1 | 5 | B | D | N | N | 85371098 | 1 | 4047621041483 | 10 | KG | 5858 | 5858 | CP12 | CP12 | SIRIUS soft starter 200-690 V 315 A, 24 V AC/DC spring-type terminals | novo jan 2019 | 0 | 0
3RW5545-2HA14 |  | 3RW5545-2HA14 | 1 | UN | 1 | 5 | B | D | N | N | 85371098 | 1 | 4047621041490 | 10 | KG | 5272.2 | 5272.2 | CP12 | CP12 | SIRIUS soft starter 200-480 V 315 A, 110-250 V AC spring-type terminals | novo jan 2019 | 0 | 0
3RW5545-2HA16 |  | 3RW5545-2HA16 | 1 | UN | 1 | 5 | B | D | N | N | 85371098 | 1 | 4047621041513 | 10 | KG | 5858 | 5858 | CP12 | CP12 | SIRIUS soft starter 200-690 V 315 A, 110-250 V AC spring-type terminals | novo jan 2019 | 0 | 0
3RW5545-6HA04 |  | 3RW5545-6HA04 | 1 | UN | 1 | 1 | A | D | N | N | 85371098 | 1 | 4047621041568 | 10 | KG | 5272.2 | 5272.2 | CP12 | CP12 | SIRIUS soft starter 200-480 V 315 A, 24 V AC/DC Screw terminals | Lista Papel 2020 SI | 0 | 0
3RW5545-6HA06 |  | 3RW5545-6HA06 | 1 | UN | 1 | 2 | A | D | N | N | 85371098 | 1 | 4047621041582 | 10 | KG | 5858 | 5858 | CP12 | CP12 | SIRIUS soft starter 200-690 V 315 A, 24 V AC/DC Screw terminals | Lista Papel 2020 SI | 0 | 0
3RW5545-6HA14 |  | 3RW5545-6HA14 | 1 | UN | 1 | 1 | A | D | N | N | 85371098 | 1 | 4047621041599 | 10 | KG | 5272.2 | 5272.2 | CP12 | CP12 | SIRIUS soft starter 200-480 V 315 A, 110-250 V AC Screw terminals | Lista Papel 2020 SI | 0 | 0
3RW5545-6HA16 |  | 3RW5545-6HA16 | 1 | UN | 1 | 2 | A | D | N | N | 85371098 | 1 | 4047621041612 | 10 | KG | 5858 | 5858 | CP12 | CP12 | SIRIUS soft starter 200-690 V 315 A, 110-250 V AC Screw terminals | Lista Papel 2020 SI | 0 | 0
3RW5546-2HA04 |  | 3RW5546-2HA04 | 1 | UN | 1 | 5 | B | D | N | N | 85371098 | 1 | 4047621041667 | 10 | KG | 6181.2 | 6181.2 | CP12 | CP12 | SIRIUS soft starter 200-480 V 370 A, 24 V AC/DC spring-type terminals | novo jan 2019 | 0 | 0
3RW5546-2HA06 |  | 3RW5546-2HA06 | 1 | UN | 1 | 5 | B | D | N | N | 85371098 | 1 | 4047621041681 | 10 | KG | 6868 | 6868 | CP12 | CP12 | SIRIUS soft starter 200-690 V 370 A, 24 V AC/DC spring-type terminals | novo jan 2019 | 0 | 0
3RW5546-2HA14 |  | 3RW5546-2HA14 | 1 | UN | 1 | 5 | B | D | N | N | 85371098 | 1 | 4047621041698 | 10 | KG | 6181.2 | 6181.2 | CP12 | CP12 | SIRIUS soft starter 200-480 V 370 A, 110-250 V AC spring-type terminals | novo jan 2019 | 0 | 0
3RW5546-2HA16 |  | 3RW5546-2HA16 | 1 | UN | 1 | 5 | B | D | N | N | 85371098 | 1 | 4047621041711 | 10 | KG | 6868 | 6868 | CP12 | CP12 | SIRIUS soft starter 200-690 V 370 A, 110-250 V AC spring-type terminals | novo jan 2019 | 0 | 0
3RW5546-6HA04 |  | 3RW5546-6HA04 | 1 | UN | 1 | 1 | A | D | N | N | 85371098 | 1 | 4047621041766 | 10 | KG | 6181.2 | 6181.2 | CP12 | CP12 | SIRIUS soft starter 200-480 V 370 A, 24 V AC/DC Screw terminals | Lista Papel 2020 SI | 0 | 0
3RW5546-6HA06 |  | 3RW5546-6HA06 | 1 | UN | 1 | 2 | A | D | N | N | 85371098 | 1 | 4047621041780 | 10 | KG | 6868 | 6868 | CP12 | CP12 | SIRIUS soft starter 200-690 V 370 A, 24 V AC/DC Screw terminals | Lista Papel 2020 SI | 0 | 0
3RW5546-6HA14 |  | 3RW5546-6HA14 | 1 | UN | 1 | 1 | A | D | N | N | 85371098 | 1 | 4047621041797 | 10 | KG | 6181.2 | 6181.2 | CP12 | CP12 | SIRIUS soft starter 200-480 V 370 A, 110-250 V AC Screw terminals | Lista Papel 2020 SI | 0 | 0
3RW5546-6HA16 |  | 3RW5546-6HA16 | 1 | UN | 1 | 2 | A | D | N | N | 85371098 | 1 | 4047621041810 | 10 | KG | 6868 | 6868 | CP12 | CP12 | SIRIUS soft starter 200-690 V 370 A, 110-250 V AC Screw terminals | Lista Papel 2020 SI | 0 | 0
3RW5547-2HA04 |  | 3RW5547-2HA04 | 1 | UN | 1 | 5 | B | D | N | N | 85371098 | 1 | 4047621041865 | 10 | KG | 7272 | 7272 | CP12 | CP12 | SIRIUS soft starter 200-480 V 470 A, 24 V AC/DC spring-type terminals | novo jan 2019 | 0 | 0
3RW5547-2HA06 |  | 3RW5547-2HA06 | 1 | UN | 1 | 5 | B | D | N | N | 85371098 | 1 | 4047621041889 | 10 | KG | 8080 | 8080 | CP12 | CP12 | SIRIUS soft starter 200-690 V 470 A, 24 V AC/DC spring-type terminals | novo jan 2019 | 0 | 0
3RW5547-2HA14 |  | 3RW5547-2HA14 | 1 | UN | 1 | 5 | B | D | N | N | 85371098 | 1 | 4047621041896 | 10 | KG | 7272 | 7272 | CP12 | CP12 | SIRIUS soft starter 200-480 V 470 A, 110-250 V AC spring-type terminals | novo jan 2019 | 0 | 0
3RW5547-2HA16 |  | 3RW5547-2HA16 | 1 | UN | 1 | 5 | B | D | N | N | 85371098 | 1 | 4047621041919 | 10 | KG | 8080 | 8080 | CP12 | CP12 | SIRIUS soft starter 200-690 V 470 A, 110-250 V AC spring-type terminals | novo jan 2019 | 0 | 0
3RW5547-6HA04 |  | 3RW5547-6HA04 | 1 | UN | 1 | 1 | A | D | N | N | 85371098 | 1 | 4047621041964 | 10 | KG | 7272 | 7272 | CP12 | CP12 | SIRIUS soft starter 200-480 V 470 A, 24 V AC/DC Screw terminals | Lista Papel 2020 SI | 0 | 0
3RW5547-6HA06 |  | 3RW5547-6HA06 | 1 | UN | 1 | 2 | A | D | N | N | 85371098 | 1 | 4047621041988 | 10 | KG | 8080 | 8080 | CP12 | CP12 | SIRIUS soft starter 200-690 V 470 A, 24 V AC/DC Screw terminals | Lista Papel 2020 SI | 0 | 0
3RW5547-6HA14 |  | 3RW5547-6HA14 | 1 | UN | 1 | 1 | A | D | N | N | 85371098 | 1 | 4047621041995 | 10 | KG | 7272 | 7272 | CP12 | CP12 | SIRIUS soft starter 200-480 V 470 A, 110-250 V AC Screw terminals | Lista Papel 2020 SI | 0 | 0
3RW5547-6HA16 |  | 3RW5547-6HA16 | 1 | UN | 1 | 2 | A | D | N | N | 85371098 | 1 | 4047621042015 | 10 | KG | 8080 | 8080 | CP12 | CP12 | SIRIUS soft starter 200-690 V 470 A, 110-250 V AC Screw terminals | Lista Papel 2020 SI | 0 | 0
3RW5548-2HA04 |  | 3RW5548-2HA04 | 1 | UN | 1 | 5 | B | D | N | N | 85371098 | 1 | 4047621042060 | 10 | KG | 8181 | 8181 | CP12 | CP12 | SIRIUS soft starter 200-480 V 570 A, 24 V AC/DC spring-type terminals | novo jan 2019 | 0 | 0
3RW5548-2HA06 |  | 3RW5548-2HA06 | 1 | UN | 1 | 5 | B | D | N | N | 85371098 | 1 | 4047621042084 | 10 | KG | 9090 | 9090 | CP12 | CP12 | SIRIUS soft starter 200-690 V 570 A, 24 V AC/DC spring-type terminals | novo jan 2019 | 0 | 0
3RW5548-2HA14 |  | 3RW5548-2HA14 | 1 | UN | 1 | 5 | B | D | N | N | 85371098 | 1 | 4047621042091 | 10 | KG | 8181 | 8181 | CP12 | CP12 | SIRIUS soft starter 200-480 V 570 A, 110-250 V AC spring-type terminals | novo jan 2019 | 0 | 0
3RW5548-2HA16 |  | 3RW5548-2HA16 | 1 | UN | 1 | 5 | B | D | N | N | 85371098 | 1 | 4047621042114 | 10 | KG | 9090 | 9090 | CP12 | CP12 | SIRIUS soft starter 200-690 V 570 A, 110-250 V AC spring-type terminals | novo jan 2019 | 0 | 0
3RW5548-6HA04 |  | 3RW5548-6HA04 | 1 | UN | 1 | 1 | A | D | N | N | 85371098 | 1 | 4047621042169 | 10 | KG | 8181 | 8181 | CP12 | CP12 | SIRIUS soft starter 200-480 V 570 A, 24 V AC/DC Screw terminals | Lista Papel 2020 SI | 0 | 0
3RW5548-6HA06 |  | 3RW5548-6HA06 | 1 | UN | 1 | 2 | A | D | N | N | 85371098 | 1 | 4047621042183 | 10 | KG | 9090 | 9090 | CP12 | CP12 | SIRIUS soft starter 200-690 V 570 A, 24 V AC/DC Screw terminals | Lista Papel 2020 SI | 0 | 0
3RW5548-6HA14 |  | 3RW5548-6HA14 | 1 | UN | 1 | 1 | A | D | N | N | 85371098 | 1 | 4047621042190 | 10 | KG | 8181 | 8181 | CP12 | CP12 | SIRIUS soft starter 200-480 V 570 A, 110-250 V AC Screw terminals | Lista Papel 2020 SI | 0 | 0
3RW5548-6HA16 |  | 3RW5548-6HA16 | 1 | UN | 1 | 2 | A | D | N | N | 85371098 | 1 | 4047621042213 | 10 | KG | 9090 | 9090 | CP12 | CP12 | SIRIUS soft starter 200-690 V 570 A, 110-250 V AC Screw terminals | Lista Papel 2020 SI | 0 | 0
3RW5552-2HA04 |  | 3RW5552-2HA04 | 1 | UN | 1 | 15 | C | D | N | N | 85371098 | 1 | 4047621059068 | 15 | KG | 9090 | 9090 | CP12 | CP12 | SIRIUS soft starter 200-480 V 630 A, 24 V AC/DC Spring-type terminals | novo jan 2019 | 0 | 0
3RW5552-2HA06 |  | 3RW5552-2HA06 | 1 | UN | 1 | 15 | C | D | N | N | 85371098 | 1 | 4047621059112 | 15 | KG | 10100 | 10100 | CP12 | CP12 | SIRIUS soft starter 200-690 V 630 A, 24 V AC/DC Spring-type terminals | novo jan 2019 | 0 | 0
3RW5552-2HA14 |  | 3RW5552-2HA14 | 1 | UN | 1 | 15 | C | D | N | N | 85371098 | 1 | 4047621059129 | 15 | KG | 9090 | 9090 | CP12 | CP12 | SIRIUS soft starter 200-480 V 630 A, 110-250 V AC Spring-type terminals | novo jan 2019 | 0 | 0
3RW5552-2HA16 |  | 3RW5552-2HA16 | 1 | UN | 1 | 15 | C | D | N | N | 85371098 | 1 | 4047621059136 | 15 | KG | 10100 | 10100 | CP12 | CP12 | SIRIUS soft starter 200-690 V 630 A, 110-250 V AC Spring-type terminals | novo jan 2019 | 0 | 0
3RW5552-6HA04 |  | 3RW5552-6HA04 | 1 | UN | 1 | 1 | A | D | N | N | 85371098 | 1 | 4047621059143 | 15 | KG | 9090 | 9090 | CP12 | CP12 | SIRIUS soft starter 200-480 V 630 A, 24 V AC/DC Screw terminals | novo jan 2019 | 0 | 0
3RW5552-6HA06 |  | 3RW5552-6HA06 | 1 | UN | 1 | 5 | B | D | N | N | 85371098 | 1 | 4047621059150 | 15 | KG | 10100 | 10100 | CP12 | CP12 | SIRIUS soft starter 200-690 V 630 A, 24 V AC/DC Screw terminals | novo jan 2019 | 0 | 0
3RW5552-6HA14 |  | 3RW5552-6HA14 | 1 | UN | 1 | 1 | A | D | N | N | 85371098 | 1 | 4047621059167 | 15 | KG | 9090 | 9090 | CP12 | CP12 | SIRIUS soft starter 200-480 V 630 A, 110-250 V AC Screw terminals | novo jan 2019 | 0 | 0
3RW5552-6HA16 |  | 3RW5552-6HA16 | 1 | UN | 1 | 5 | B | D | N | N | 85371098 | 1 | 4047621059174 | 15 | KG | 10100 | 10100 | CP12 | CP12 | SIRIUS soft starter 200-690 V 630 A, 110-250 V AC Screw terminals | novo jan 2019 | 0 | 0
3RW5553-2HA04 |  | 3RW5553-2HA04 | 1 | UN | 1 | 15 | C | D | N | N | 85371098 | 1 | 4047621059181 | 15 | KG | 9999 | 9999 | CP12 | CP12 | SIRIUS soft starter 200-480 V 720 A, 24 V AC/DC Spring-type terminals | novo jan 2019 | 0 | 0
3RW5553-2HA06 |  | 3RW5553-2HA06 | 1 | UN | 1 | 15 | C | D | N | N | 85371098 | 1 | 4047621059198 | 15 | KG | 11110 | 11110 | CP12 | CP12 | SIRIUS soft starter 200-690 V 720 A, 24 V AC/DC Spring-type terminals | novo jan 2019 | 0 | 0
3RW5553-2HA14 |  | 3RW5553-2HA14 | 1 | UN | 1 | 15 | C | D | N | N | 85371098 | 1 | 4047621059204 | 15 | KG | 9999 | 9999 | CP12 | CP12 | SIRIUS soft starter 200-480 V 720 A, 110-250 V AC Spring-type terminals | novo jan 2019 | 0 | 0
3RW5553-2HA16 |  | 3RW5553-2HA16 | 1 | UN | 1 | 15 | C | D | N | N | 85371098 | 1 | 4047621059211 | 15 | KG | 11110 | 11110 | CP12 | CP12 | SIRIUS soft starter 200-690 V 720 A, 110-250 V AC Spring-type terminals | novo jan 2019 | 0 | 0
3RW5553-6HA04 |  | 3RW5553-6HA04 | 1 | UN | 1 | 1 | A | D | N | N | 85371098 | 1 | 4047621059228 | 15 | KG | 9999 | 9999 | CP12 | CP12 | SIRIUS soft starter 200-480 V 720 A, 24 V AC/DC Screw terminals | novo jan 2019 | 0 | 0
3RW5553-6HA06 |  | 3RW5553-6HA06 | 1 | UN | 1 | 5 | B | D | N | N | 85371098 | 1 | 4047621059235 | 15 | KG | 11110 | 11110 | CP12 | CP12 | SIRIUS soft starter 200-690 V 720 A, 24 V AC/DC Screw terminals | novo jan 2019 | 0 | 0
3RW5553-6HA14 |  | 3RW5553-6HA14 | 1 | UN | 1 | 1 | A | D | N | N | 85371098 | 1 | 4047621059242 | 15 | KG | 9999 | 9999 | CP12 | CP12 | SIRIUS soft starter 200-480 V 720 A, 110-250 V AC Screw terminals | novo jan 2019 | 0 | 0
3RW5553-6HA16 |  | 3RW5553-6HA16 | 1 | UN | 1 | 5 | B | D | N | N | 85371098 | 1 | 4047621059259 | 15 | KG | 11110 | 11110 | CP12 | CP12 | SIRIUS soft starter 200-690 V 720 A, 110-250 V AC Screw terminals | novo jan 2019 | 0 | 0
3RW5554-2HA04 |  | 3RW5554-2HA04 | 1 | UN | 1 | 15 | C | D | N | N | 85371098 | 1 | 4047621059266 | 15 | KG | 10908 | 10908 | CP12 | CP12 | SIRIUS soft starter 200-480 V 840 A, 24 V AC/DC Spring-type terminals | novo jan 2019 | 0 | 0
3RW5554-2HA06 |  | 3RW5554-2HA06 | 1 | UN | 1 | 15 | C | D | N | N | 85371098 | 1 | 4047621059273 | 15 | KG | 12120 | 12120 | CP12 | CP12 | SIRIUS soft starter 200-690 V 840 A, 24 V AC/DC Spring-type terminals | novo jan 2019 | 0 | 0
3RW5554-2HA14 |  | 3RW5554-2HA14 | 1 | UN | 1 | 15 | C | D | N | N | 85371098 | 1 | 4047621059280 | 15 | KG | 10908 | 10908 | CP12 | CP12 | SIRIUS soft starter 200-480 V 840 A, 110-250 V AC Spring-type terminals | novo jan 2019 | 0 | 0
3RW5554-2HA16 |  | 3RW5554-2HA16 | 1 | UN | 1 | 15 | C | D | N | N | 85371098 | 1 | 4047621059297 | 15 | KG | 12120 | 12120 | CP12 | CP12 | SIRIUS soft starter 200-690 V 840 A, 110-250 V AC Spring-type terminals | novo jan 2019 | 0 | 0
3RW5554-6HA04 |  | 3RW5554-6HA04 | 1 | UN | 1 | 1 | A | D | N | N | 85371098 | 1 | 4047621059303 | 15 | KG | 10908 | 10908 | CP12 | CP12 | SIRIUS soft starter 200-480 V 840 A, 24 V AC/DC Screw terminals | novo jan 2019 | 0 | 0
3RW5554-6HA06 |  | 3RW5554-6HA06 | 1 | UN | 1 | 5 | B | D | N | N | 85371098 | 1 | 4047621059310 | 15 | KG | 12120 | 12120 | CP12 | CP12 | SIRIUS soft starter 200-690 V 840 A, 24 V AC/DC Screw terminals | novo jan 2019 | 0 | 0
3RW5554-6HA14 |  | 3RW5554-6HA14 | 1 | UN | 1 | 1 | A | D | N | N | 85371098 | 1 | 4047621059327 | 15 | KG | 10908 | 10908 | CP12 | CP12 | SIRIUS soft starter 200-480 V 840 A, 110-250 V AC Screw terminals | novo jan 2019 | 0 | 0
3RW5554-6HA16 |  | 3RW5554-6HA16 | 1 | UN | 1 | 5 | B | D | N | N | 85371098 | 1 | 4047621059334 | 15 | KG | 12120 | 12120 | CP12 | CP12 | SIRIUS soft starter 200-690 V 840 A, 110-250 V AC Screw terminals | novo jan 2019 | 0 | 0
3RW5556-2HA04 |  | 3RW5556-2HA04 | 1 | UN | 1 | 15 | C | D | N | N | 85371098 | 1 | 4047621059341 | 15 | KG | 12726 | 12726 | CP12 | CP12 | SIRIUS soft starter 200-480 V 1100 A, 24 V AC/DC Spring-type terminals | novo jan 2019 | 0 | 0
3RW5556-2HA06 |  | 3RW5556-2HA06 | 1 | UN | 1 | 15 | C | D | N | N | 85371098 | 1 | 4047621059358 | 15 | KG | 14140 | 14140 | CP12 | CP12 | SIRIUS soft starter 200-690 V 1100 A, 24 V AC/DC Spring-type terminals | novo jan 2019 | 0 | 0
3RW5556-2HA14 |  | 3RW5556-2HA14 | 1 | UN | 1 | 15 | C | D | N | N | 85371098 | 1 | 4047621059365 | 15 | KG | 12726 | 12726 | CP12 | CP12 | SIRIUS soft starter 200-480 V 1100 A, 110-250 V AC Spring-type terminals | novo jan 2019 | 0 | 0
3RW5556-2HA16 |  | 3RW5556-2HA16 | 1 | UN | 1 | 15 | C | D | N | N | 85371098 | 1 | 4047621059372 | 15 | KG | 14140 | 14140 | CP12 | CP12 | SIRIUS soft starter 200-690 V 1100 A, 110-250 V AC Spring-type terminals | novo jan 2019 | 0 | 0
3RW5556-6HA04 |  | 3RW5556-6HA04 | 1 | UN | 1 | 1 | A | D | N | N | 85371098 | 1 | 4047621059389 | 15 | KG | 12726 | 12726 | CP12 | CP12 | SIRIUS soft starter 200-480 V 1100 A, 24 V AC/DC Screw terminals | novo jan 2019 | 0 | 0
3RW5556-6HA06 |  | 3RW5556-6HA06 | 1 | UN | 1 | 5 | B | D | N | N | 85371098 | 1 | 4047621059396 | 15 | KG | 14140 | 14140 | CP12 | CP12 | SIRIUS soft starter 200-690 V 1100 A, 24 V AC/DC Screw terminals | novo jan 2019 | 0 | 0
3RW5556-6HA14 |  | 3RW5556-6HA14 | 1 | UN | 1 | 1 | A | D | N | N | 85371098 | 1 | 4047621059402 | 15 | KG | 12726 | 12726 | CP12 | CP12 | SIRIUS soft starter 200-480 V 1100 A, 110-250 V AC Screw terminals | novo jan 2019 | 0 | 0
3RW5556-6HA16 |  | 3RW5556-6HA16 | 1 | UN | 1 | 5 | B | D | N | N | 85371098 | 1 | 4047621059419 | 15 | KG | 14140 | 14140 | CP12 | CP12 | SIRIUS soft starter 200-690 V 1100 A, 110-250 V AC Screw terminals | novo jan 2019 | 0 | 0
3RW5558-2HA04 |  | 3RW5558-2HA04 | 1 | UN | 1 | 15 | C | D | N | N | 85371098 | 1 | 4047621059426 | 15 | KG | 14544 | 14544 | CP12 | CP12 | SIRIUS soft starter 200-480 V 1280 A, 24 V AC/DC Spring-type terminals | novo jan 2019 | 0 | 0
3RW5558-2HA06 |  | 3RW5558-2HA06 | 1 | UN | 1 | 15 | C | D | N | N | 85371098 | 1 | 4047621059433 | 15 | KG | 16160 | 16160 | CP12 | CP12 | SIRIUS soft starter 200-690 V 1280 A, 24 V AC/DC Spring-type terminals | novo jan 2019 | 0 | 0
3RW5558-2HA14 |  | 3RW5558-2HA14 | 1 | UN | 1 | 15 | C | D | N | N | 85371098 | 1 | 4047621059440 | 15 | KG | 14544 | 14544 | CP12 | CP12 | SIRIUS soft starter 200-480 V 1280 A, 110-250 V AC Spring-type terminals | novo jan 2019 | 0 | 0
3RW5558-2HA16 |  | 3RW5558-2HA16 | 1 | UN | 1 | 15 | C | D | N | N | 85371098 | 1 | 4047621059457 | 15 | KG | 16160 | 16160 | CP12 | CP12 | SIRIUS soft starter 200-690 V 1280 A, 110-250 V AC Spring-type terminals | novo jan 2019 | 0 | 0
3RW5558-6HA04 |  | 3RW5558-6HA04 | 1 | UN | 1 | 1 | A | D | N | N | 85371098 | 1 | 4047621059464 | 15 | KG | 14544 | 14544 | CP12 | CP12 | SIRIUS soft starter 200-480 V 1280 A, 24 V AC/DC Screw terminals | novo jan 2019 | 0 | 0
3RW5558-6HA06 |  | 3RW5558-6HA06 | 1 | UN | 1 | 5 | B | D | N | N | 85371098 | 1 | 4047621059471 | 15 | KG | 16160 | 16160 | CP12 | CP12 | SIRIUS soft starter 200-690 V 1280 A, 24 V AC/DC Screw terminals | novo jan 2019 | 0 | 0
3RW5558-6HA14 |  | 3RW5558-6HA14 | 1 | UN | 1 | 1 | A | D | N | N | 85371098 | 1 | 4047621059488 | 15 | KG | 14544 | 14544 | CP12 | CP12 | SIRIUS soft starter 200-480 V 1280 A, 110-250 V AC Screw terminals | novo jan 2019 | 0 | 0
3RW5558-6HA16 |  | 3RW5558-6HA16 | 1 | UN | 1 | 5 | B | D | N | N | 85371098 | 1 | 4047621059495 | 15 | KG | 16160 | 16160 | CP12 | CP12 | SIRIUS soft starter 200-690 V 1280 A, 110-250 V AC Screw terminals | novo jan 2019 | 0 | 0
3RW5900-0CC00 |  | 3RW5900-0CC00 | 1 | UN | 1 | 1 | A | D | N | N | 85444290 | 1 | 4047621029351 | 0.031 | KG | 25.25 |  | CP12 |  | COM connecting cable 0.3 m for 3RW50 | Lista Papel 2020 SI | 0 | 0
3RW5920-1UA00 |  | 3RW5920-1UA00 | 1 | UN | 1 | 1 | A | D | N | N | 85371098 | 1 | 4047621052526 | 500 | G | 292.9 | 292.9 | CP12 | CP12 | Control unit 24 V for 3RW52, Size 1 to 4 Analog output | novo jan 2019 | 0 | 0
3RW5920-1UA10 |  | 3RW5920-1UA10 | 1 | UN | 1 | 1 | A | D | N | N | 85371098 | 1 | 4047621052533 | 500 | G | 292.9 | 292.9 | CP12 | CP12 | Control unit 110-250 V for 3RW52, Size 1 to 4 Analog output | novo jan 2019 | 0 | 0
3RW5920-1UT00 |  | 3RW5920-1UT00 | 1 | UN | 1 | 1 | A | D | N | N | 85371098 | 1 | 4047621052540 | 500 | G | 292.9 | 292.9 | CP12 | CP12 | Control unit 24 V for 3RW52, Size 1 to 4 Thermistor input | novo jan 2019 | 0 | 0
3RW5920-1UT10 |  | 3RW5920-1UT10 | 1 | UN | 1 | 1 | A | D | N | N | 85371098 | 1 | 4047621052557 | 500 | G | 292.9 | 292.9 | CP12 | CP12 | Control unit 110-250 V for 3RW52, Size 1 to 4 Thermistor input | novo jan 2019 | 0 | 0
3RW5921-0PA04 |  | 3RW5921-0PA04 | 1 | UN | 1 | 1 | A | D | EAR99 | N | 85389091 | 1 | 4047621052564 | 100 | G | 262.6 | 262.6 | CP12 | CP12 | PCB 480 V for 3RW52, Size 1, 13 A | novo jan 2019 | 0 | 0
3RW5921-0PA05 |  | 3RW5921-0PA05 | 1 | UN | 1 | 1 | A | D | EAR99 | N | 85389091 | 1 | 4047621052571 | 100 | G | 292.9 | 292.9 | CP12 | CP12 | PCB 600 V for 3RW52, Size 1, 13 A | novo jan 2019 | 0 | 0
3RW5921-0PB04 |  | 3RW5921-0PB04 | 1 | UN | 1 | 1 | A | D | EAR99 | N | 85389091 | 1 | 4047621052588 | 100 | G | 292.9 | 292.9 | CP12 | CP12 | PCB 480 V for 3RW52, Size 1, 18 A | novo jan 2019 | 0 | 0
3RW5921-0PB05 |  | 3RW5921-0PB05 | 1 | UN | 1 | 1 | A | D | EAR99 | N | 85389091 | 1 | 4047621052595 | 100 | G | 323.2 | 323.2 | CP12 | CP12 | PCB 600 V for 3RW52, Size 1, 18 A | novo jan 2019 | 0 | 0
3RW5921-0PC04 |  | 3RW5921-0PC04 | 1 | UN | 1 | 1 | A | D | EAR99 | N | 85389091 | 1 | 4047621052601 | 100 | G | 333.3 | 333.3 | CP12 | CP12 | PCB 480 V for 3RW52, Size 1, 25 A | novo jan 2019 | 0 | 0
3RW5921-0PC05 |  | 3RW5921-0PC05 | 1 | UN | 1 | 1 | A | D | EAR99 | N | 85389091 | 1 | 4047621052618 | 100 | G | 373.7 | 373.7 | CP12 | CP12 | PCB 600 V for 3RW52, Size 1, 25 A | novo jan 2019 | 0 | 0
3RW5921-0PD04 |  | 3RW5921-0PD04 | 1 | UN | 1 | 1 | A | D | EAR99 | N | 85389091 | 1 | 4047621052625 | 100 | G | 363.6 | 363.6 | CP12 | CP12 | PCB 480 V for 3RW52, Size 1, 32 A | novo jan 2019 | 0 | 0
3RW5921-0PD05 |  | 3RW5921-0PD05 | 1 | UN | 1 | 1 | A | D | EAR99 | N | 85389091 | 1 | 4047621052632 | 100 | G | 404 | 404 | CP12 | CP12 | PCB 600 V for 3RW52, Size 1, 32 A | novo jan 2019 | 0 | 0
3RW5921-0PE04 |  | 3RW5921-0PE04 | 1 | UN | 1 | 1 | A | D | EAR99 | N | 85389091 | 1 | 4047621052649 | 100 | G | 404 | 404 | CP12 | CP12 | PCB 480 V for 3RW52, Size 1, 38 A | novo jan 2019 | 0 | 0
3RW5921-0PE05 |  | 3RW5921-0PE05 | 1 | UN | 1 | 1 | A | D | EAR99 | N | 85389091 | 1 | 4047621052656 | 100 | G | 444.4 | 444.4 | CP12 | CP12 | PCB 600 V for 3RW52, Size 1, 38 A | novo jan 2019 | 0 | 0
3RW5923-0PY04 |  | 3RW5923-0PY04 | 1 | UN | 1 | 1 | A | D | EAR99 | N | 85389091 | 1 | 4047621052663 | 100 | G | 151.5 | 151.5 | CP12 | CP12 | PCB 480 V for 3RW52, Size 2 and 3 | novo jan 2019 | 0 | 0
3RW5923-0PY05 |  | 3RW5923-0PY05 | 1 | UN | 1 | 1 | A | D | EAR99 | N | 85389091 | 1 | 4047621052670 | 100 | G | 181.8 | 181.8 | CP12 | CP12 | PCB 600 V for 3RW52, Size 2 and 3 | novo jan 2019 | 0 | 0
3RW5924-0PY04 |  | 3RW5924-0PY04 | 1 | UN | 1 | 1 | A | D | EAR99 | N | 85389091 | 1 | 4047621052687 | 100 | G | 252.5 | 252.5 | CP12 | CP12 | PCB 480 V for 3RW52, Size 4 | novo jan 2019 | 0 | 0
3RW5924-0PY05 |  | 3RW5924-0PY05 | 1 | UN | 1 | 1 | A | D | EAR99 | N | 85389091 | 1 | 4047621052694 | 100 | G | 313.1 | 313.1 | CP12 | CP12 | PCB 600 V for 3RW52, Size 4 | novo jan 2019 | 0 | 0
3RW5924-0SN05 |  | 3RW5924-0SN05 | 1 | UN | 1 | 1 | A | D | EAR99 | N | 85363090 | 1 | 4047621052717 | 120 | G | 333.3 | 333.3 | CP12 | CP12 | Power semiconductor module 600 V, for 3RW52/50, 210 A | novo jan 2019 | 0 | 0
3RW5924-0SQ05 |  | 3RW5924-0SQ05 | 1 | UN | 1 | 1 | A | D | EAR99 | N | 85363090 | 1 | 4047621052731 | 120 | G | 383.8 | 383.8 | CP12 | CP12 | Power semiconductor module 600 V, for 3RW52/50, 315 A | novo jan 2019 | 0 | 0
3RW5924-0SS05 |  | 3RW5924-0SS05 | 1 | UN | 1 | 1 | A | D | EAR99 | N | 85363090 | 1 | 4047621057033 | 120 | G | 515.1 | 515.1 | CP12 | CP12 | Power semiconductor module 600 V, for 3RW52/50, 470 A | novo jan 2019 | 0 | 0
3RW5924-0ST05 |  | 3RW5924-0ST05 | 1 | UN | 1 | 1 | A | D | EAR99 | N | 85363090 | 1 | 4047621052755 | 120 | G | 595.9 | 595.9 | CP12 | CP12 | Power semiconductor module 600 V, for 3RW52/50, 570 A | novo jan 2019 | 0 | 0
3RW5950-0CH00 |  | 3RW5950-0CH00 | 1 | UN | 1 | 1 | A | D | N | N | 85371098 | 1 | 4047621044194 | 300 | G | 300.98 | 300.98 | CP12 | CP12 | communication module PROFINET High-Feature with integrated switch | novo jan 2019 | 0 | 0
3RW5950-0GD20 |  | 3RW5950-0GD20 | 1 | UN | 1 | 1 | A | D | N | N | 85389099 | 1 | 4047621030166 | 10 | G | 12.12 | 12.12 | CP12 | CP12 | Cover control cable duct titanium gray | novo jan 2019 | 0 | 0
3RW5950-0GL20 |  | 3RW5950-0GL20 | 1 | UN | 1 | 1 | A | D | N | N | 85389099 | 1 | 4047621052762 | 20 | G | 15.15 | 15.15 | CP12 | CP12 | Spring flap for 3RW55/52 without cutout | novo jan 2019 | 0 | 0
3RW5950-0GL30 |  | 3RW5950-0GL30 | 1 | UN | 1 | 1 | A | D | N | N | 85389099 | 1 | 4047621052779 | 20 | G | 15.15 | 15.15 | CP12 | CP12 | Spring flap for 3RW55/52 with cutout for HMI module High-Feature | novo jan 2019 | 0 | 0
3RW5950-0GL40 |  | 3RW5950-0GL40 | 1 | UN | 1 | 1 | A | D | N | N | 85389099 | 1 | 4047621052786 | 100 | G | 15.15 | 15.15 | CP12 | CP12 | Spring flap for 3RW52 with cutout for HMI module Standard | Lista Papel 2020 SI | 0 | 0
3RW5950-1UY00 |  | 3RW5950-1UY00 | 1 | UN | 1 | 1 | A | D | N | N | 85371098 | 1 | 4047621052823 | 500 | G | 444.4 | 444.4 | CP12 | CP12 | Control unit 24 V for 3RW55, Size 1 to 4 | novo jan 2019 | 0 | 0
3RW5950-1UY10 |  | 3RW5950-1UY10 | 1 | UN | 1 | 1 | A | D | N | N | 85371098 | 1 | 4047621052830 | 500 | G | 444.4 | 444.4 | CP12 | CP12 | Control unit 110-250 V for 3RW55, Size 1 to 4 | novo jan 2019 | 0 | 0
3RW5951-0PA04 |  | 3RW5951-0PA04 | 1 | UN | 1 | 1 | A | D | EAR99 | N | 85389091 | 1 | 4047621052847 | 100 | G | 262.6 | 262.6 | CP12 | CP12 | PCB 480 V for 3RW55, Size 1, 13 A | novo jan 2019 | 0 | 0
3RW5951-0PA05 |  | 3RW5951-0PA05 | 1 | UN | 1 | 1 | A | D | EAR99 | N | 85389091 | 1 | 4047621052854 | 100 | G | 292.9 | 292.9 | CP12 | CP12 | PCB 600 V for 3RW55, Size 1, 13 A | novo jan 2019 | 0 | 0
3RW5951-0PB04 |  | 3RW5951-0PB04 | 1 | UN | 1 | 1 | A | D | EAR99 | N | 85389091 | 1 | 4047621052861 | 100 | G | 292.9 | 292.9 | CP12 | CP12 | PCB 480 V for 3RW55, Size 1, 18 A | novo jan 2019 | 0 | 0
3RW5951-0PB05 |  | 3RW5951-0PB05 | 1 | UN | 1 | 1 | A | D | EAR99 | N | 85389091 | 1 | 4047621052878 | 100 | G | 323.2 | 323.2 | CP12 | CP12 | PCB 600 V for 3RW55, Size 1, 18 A | novo jan 2019 | 0 | 0
3RW5951-0PC04 |  | 3RW5951-0PC04 | 1 | UN | 1 | 1 | A | D | EAR99 | N | 85389091 | 1 | 4047621052885 | 100 | G | 333.3 | 333.3 | CP12 | CP12 | PCB 480 V for 3RW55, Size 1, 25 A | novo jan 2019 | 0 | 0
3RW5951-0PC05 |  | 3RW5951-0PC05 | 1 | UN | 1 | 1 | A | D | EAR99 | N | 85389091 | 1 | 4047621052892 | 100 | G | 373.7 | 373.7 | CP12 | CP12 | PCB 600 V for 3RW55, Size 1, 25 A | novo jan 2019 | 0 | 0
3RW5951-0PD04 |  | 3RW5951-0PD04 | 1 | UN | 1 | 1 | A | D | EAR99 | N | 85389091 | 1 | 4047621052908 | 100 | G | 363.6 | 363.6 | CP12 | CP12 | PCB 480 V for 3RW55, Size 1, 32 A | novo jan 2019 | 0 | 0
3RW5951-0PD05 |  | 3RW5951-0PD05 | 1 | UN | 1 | 1 | A | D | EAR99 | N | 85389091 | 1 | 4047621052915 | 100 | G | 404 | 404 | CP12 | CP12 | PCB 600 V for 3RW55, Size 1, 32 A | novo jan 2019 | 0 | 0
3RW5951-0PE04 |  | 3RW5951-0PE04 | 1 | UN | 1 | 1 | A | D | EAR99 | N | 85389091 | 1 | 4047621052922 | 100 | G | 404 | 404 | CP12 | CP12 | PCB 480 V for 3RW55, Size 1, 38 A | novo jan 2019 | 0 | 0
3RW5951-0PE05 |  | 3RW5951-0PE05 | 1 | UN | 1 | 1 | A | D | EAR99 | N | 85389091 | 1 | 4047621052939 | 100 | G | 444.4 | 444.4 | CP12 | CP12 | PCB 600 V for 3RW55, Size 1, 38 A | novo jan 2019 | 0 | 0
3RW5951-0VY00 |  | 3RW5951-0VY00 | 1 | UN | 1 | 1 | A | D | N | N | 48191000 | 1 | 4047621052946 | 100 | G | 25.25 | 25.25 | CP12 | CP12 | Transport packaging for 3RW55/52, Size 1 | novo jan 2019 | 0 | 0
3RW5951-1ES04 |  | 3RW5951-1ES04 | 1 | UN | 1 | 5 | B | D | N | N | 85371098 | 1 | 4047621064369 | 3.804 | KG | 888.8 | 888.8 | CP12 | CP12 | SIRIUS 3RW55 starter kit including 3RW55 Soft Starter 13 A, 200-480 V, 24 V AC/DC Soft Starter ES V15, 24 V power supply, connecting cable and RJ45 network cable | novo jan 2019 | 0 | 0
3RW5952-0SF04 |  | 3RW5952-0SF04 | 1 | UN | 1 | 1 | A | D | N | N | 85363030 | 1 | 4047621052953 | 120 | G | 101 | 101 | CP12 | CP12 | Power semiconductor module 480 V, for 3RW55/52, 47 A | novo jan 2019 | 0 | 0
3RW5952-0SF05 |  | 3RW5952-0SF05 | 1 | UN | 1 | 1 | A | D | N | N | 85363030 | 1 | 4047621055527 | 120 | G | 111.1 | 111.1 | CP12 | CP12 | Power semiconductor module 600 V, for 3RW52, 47 A | novo jan 2019 | 0 | 0
3RW5952-0SF06 |  | 3RW5952-0SF06 | 1 | UN | 1 | 1 | A | D | N | N | 85363030 | 1 | 4047621052960 | 120 | G | 121.2 | 121.2 | CP12 | CP12 | Power semiconductor module 690 V, for 3RW55, 47 A | novo jan 2019 | 0 | 0
3RW5952-0SH04 |  | 3RW5952-0SH04 | 1 | UN | 1 | 1 | A | D | N | N | 85363030 | 1 | 4047621052977 | 120 | G | 131.3 | 131.3 | CP12 | CP12 | Power semiconductor module 480 V, for 3RW55/52, 77 A | novo jan 2019 | 0 | 0
3RW5952-0SH05 |  | 3RW5952-0SH05 | 1 | UN | 1 | 1 | A | D | N | N | 85363030 | 1 | 4047621052984 | 120 | G | 141.4 | 141.4 | CP12 | CP12 | Power semiconductor module 600 V, for 3RW52, 77 A | novo jan 2019 | 0 | 0
3RW5952-0SH06 |  | 3RW5952-0SH06 | 1 | UN | 1 | 1 | A | D | N | N | 85363030 | 1 | 4047621052991 | 120 | G | 161.6 | 161.6 | CP12 | CP12 | Power semiconductor module 690 V, for 3RW55, 77 A | novo jan 2019 | 0 | 0
3RW5952-0SJ04 |  | 3RW5952-0SJ04 | 1 | UN | 1 | 1 | A | D | N | N | 85363030 | 1 | 4047621053004 | 120 | G | 161.6 | 161.6 | CP12 | CP12 | Power semiconductor module 480 V, for 3RW55/52, 93 A | novo jan 2019 | 0 | 0
3RW5952-0SJ05 |  | 3RW5952-0SJ05 | 1 | UN | 1 | 1 | A | D | N | N | 85363030 | 1 | 4047621053011 | 120 | G | 181.8 | 181.8 | CP12 | CP12 | Power semiconductor module 600 V, for 3RW52, 93 A | novo jan 2019 | 0 | 0
3RW5952-0SJ06 |  | 3RW5952-0SJ06 | 1 | UN | 1 | 1 | A | D | N | N | 85363030 | 1 | 4047621053028 | 120 | G | 202 | 202 | CP12 | CP12 | Power semiconductor module 690 V, for 3RW55, 93 A | novo jan 2019 | 0 | 0
3RW5953-0BY00 |  | 3RW5953-0BY00 | 1 | UN | 1 | 1 | A | D | N | N | 85369095 | 1 | 4047621053035 | 100 | G | 151.5 | 151.5 | CP12 | CP12 | Bypass kit for 3RW55/52 Size 2 and 3 | novo jan 2019 | 0 | 0
3RW5953-0GB00 |  | 3RW5953-0GB00 | 1 | UN | 1 | 1 | A | D | N | N | 85389099 | 1 | 4047621053592 | 200 | G | 40.4 | 40.4 | CP12 | CP12 | Enclosure base for 3RW55/52 Size 2 and 3 | novo jan 2019 | 0 | 0
3RW5953-0PY04 |  | 3RW5953-0PY04 | 1 | UN | 1 | 1 | A | D | EAR99 | N | 85389091 | 1 | 4047621053042 | 100 | G | 151.5 | 151.5 | CP12 | CP12 | PCB 480 V for 3RW55, Size 2 and 3 | novo jan 2019 | 0 | 0
3RW5953-0PY06 |  | 3RW5953-0PY06 | 1 | UN | 1 | 1 | A | D | EAR99 | N | 85389091 | 1 | 4047621053059 | 100 | G | 181.8 | 181.8 | CP12 | CP12 | PCB 690 V for 3RW55, Size 2 and 3 | novo jan 2019 | 0 | 0
3RW5953-0SL04 |  | 3RW5953-0SL04 | 1 | UN | 1 | 1 | A | D | N | N | 85363090 | 1 | 4047621053066 | 120 | G | 212.1 | 212.1 | CP12 | CP12 | Power semiconductor module 480 V, for 3RW55/52, 143 A for 3RW50, 171 A | novo jan 2019 | 0 | 0
3RW5953-0SL05 |  | 3RW5953-0SL05 | 1 | UN | 1 | 1 | A | D | N | N | 85363090 | 1 | 4047621053073 | 120 | G | 232.3 | 232.3 | CP12 | CP12 | Power semiconductor module 600 V, for 3RW52, 143 A for 3RW50, 171 A | novo jan 2019 | 0 | 0
3RW5953-0SL06 |  | 3RW5953-0SL06 | 1 | UN | 1 | 1 | A | D | N | N | 85363090 | 1 | 4047621053080 | 120 | G | 262.6 | 262.6 | CP12 | CP12 | Power semiconductor module 690 V, for 3RW55, 143 A | novo jan 2019 | 0 | 0
3RW5953-0SM04 |  | 3RW5953-0SM04 | 1 | UN | 1 | 1 | A | D | N | N | 85363090 | 1 | 4047621053097 | 120 | G | 272.7 | 272.7 | CP12 | CP12 | Power semiconductor module 480 V, for 3RW55/52, 171 A | novo jan 2019 | 0 | 0
3RW5953-0SM05 |  | 3RW5953-0SM05 | 1 | UN | 1 | 1 | A | D | N | N | 85363090 | 1 | 4047621053103 | 120 | G | 303 | 303 | CP12 | CP12 | Power semiconductor module 600 V, for 3RW52, 171 A | novo jan 2019 | 0 | 0
3RW5953-0SM06 |  | 3RW5953-0SM06 | 1 | UN | 1 | 1 | A | D | N | N | 85363090 | 1 | 4047621053110 | 120 | G | 333.3 | 333.3 | CP12 | CP12 | Power semiconductor module 690 V, for 3RW55, 171 A | novo jan 2019 | 0 | 0
3RW5953-0VY00 |  | 3RW5953-0VY00 | 1 | UN | 1 | 1 | A | D | N | N | 48191000 | 1 | 4047621053127 | 100 | G | 30.3 | 30.3 | CP12 | CP12 | Transport packaging for 3RW55/52, Size 2 and 3 | novo jan 2019 | 0 | 0
3RW5954-0BP00 |  | 3RW5954-0BP00 | 1 | UN | 1 | 1 | A | D | N | N | 85369095 | 1 | 4047621053134 | 100 | G | 191.9 | 191.9 | CP12 | CP12 | Bypass kit for 3RW55/52 Size 4, 210 A to 315 A | novo jan 2019 | 0 | 0
3RW5954-0BT00 |  | 3RW5954-0BT00 | 1 | UN | 1 | 1 | A | D | N | N | 85369095 | 1 | 4047621053141 | 100 | G | 303 | 303 | CP12 | CP12 | Bypass kit for 3RW55/52 Size 4, 370 A to 570 A | novo jan 2019 | 0 | 0
3RW5954-0GB00 |  | 3RW5954-0GB00 | 1 | UN | 1 | 1 | A | D | N | N | 85389099 | 1 | 4047621053158 | 200 | G | 60.6 | 60.6 | CP12 | CP12 | Enclosure base for 3RW55/52 Size 4 | novo jan 2019 | 0 | 0
3RW5954-0GF00 |  | 3RW5954-0GF00 | 1 | UN | 1 | 1 | A | D | N | N | 85389099 | 1 | 4047621053165 | 200 | G | 25.25 | 25.25 | CP12 | CP12 | Front cover 3RW55/52 Size 4 | novo jan 2019 | 0 | 0
3RW5954-0PY04 |  | 3RW5954-0PY04 | 1 | UN | 1 | 1 | A | D | EAR99 | N | 85389091 | 1 | 4047621053172 | 100 | G | 252.5 | 252.5 | CP12 | CP12 | PCB 480 V for 3RW55, Size 4 | novo jan 2019 | 0 | 0
3RW5954-0PY06 |  | 3RW5954-0PY06 | 1 | UN | 1 | 1 | A | D | EAR99 | N | 85389091 | 1 | 4047621053189 | 100 | G | 313.1 | 313.1 | CP12 | CP12 | PCB 690 V for 3RW55, Size 4 | novo jan 2019 | 0 | 0
3RW5954-0SN04 |  | 3RW5954-0SN04 | 1 | UN | 1 | 1 | A | D | EAR99 | N | 85363090 | 1 | 4047621053196 | 120 | G | 383.8 | 383.8 | CP12 | CP12 | Power semiconductor module 480 V, for 3RW55, 210 A | novo jan 2019 | 0 | 0
3RW5954-0SN06 |  | 3RW5954-0SN06 | 1 | UN | 1 | 1 | A | D | EAR99 | N | 85363090 | 1 | 4047621053219 | 120 | G | 464.6 | 464.6 | CP12 | CP12 | Power semiconductor module 690 V, for 3RW55, 210 A | novo jan 2019 | 0 | 0
3RW5954-0SP04 |  | 3RW5954-0SP04 | 1 | UN | 1 | 1 | A | D | EAR99 | N | 85363090 | 1 | 4047621057040 | 120 | G | 464.6 | 464.6 | CP12 | CP12 | Power semiconductor module 480 V, for 3RW55, 250 A | novo jan 2019 | 0 | 0
3RW5954-0SP06 |  | 3RW5954-0SP06 | 1 | UN | 1 | 1 | A | D | EAR99 | N | 85363090 | 1 | 4047621057057 | 120 | G | 565.6 | 565.6 | CP12 | CP12 | Power semiconductor module 690 V, for 3RW55, 250 A | novo jan 2019 | 0 | 0
3RW5954-0SR04 |  | 3RW5954-0SR04 | 1 | UN | 1 | 1 | A | D | EAR99 | N | 85363090 | 1 | 4047621057842 | 120 | G | 656.5 | 656.5 | CP12 | CP12 | Power semiconductor module 480 V, for 3RW55, 370 A | novo jan 2019 | 0 | 0
3RW5954-0SR06 |  | 3RW5954-0SR06 | 1 | UN | 1 | 1 | A | D | EAR99 | N | 85363090 | 1 | 4047621057835 | 120 | G | 797.9 | 797.9 | CP12 | CP12 | Power semiconductor module 690 V, for 3RW55, 370 A | novo jan 2019 | 0 | 0
3RW5954-0ST04 |  | 3RW5954-0ST04 | 1 | UN | 1 | 1 | A | D | EAR99 | N | 85363090 | 1 | 4047621053288 | 120 | G | 959.5 | 959.5 | CP12 | CP12 | Power semiconductor module 480 V, for 3RW55, 570 A | novo jan 2019 | 0 | 0
3RW5954-0ST06 |  | 3RW5954-0ST06 | 1 | UN | 1 | 1 | A | D | EAR99 | N | 85363090 | 1 | 4047621053301 | 120 | G | 1171.6 | 1171.6 | CP12 | CP12 | Power semiconductor module 690 V, for 3RW55, 570 A | novo jan 2019 | 0 | 0
3RW5954-0VY00 |  | 3RW5954-0VY00 | 1 | UN | 1 | 1 | A | D | N | N | 48191000 | 1 | 4047621053318 | 100 | G | 35.35 | 35.35 | CP12 | CP12 | Transport packaging for 3RW55/52, Size 4 | novo jan 2019 | 0 | 0
3RW5955-0BW00 |  | 3RW5955-0BW00 | 1 | UN | 1 | 1 | A | D | N | N | 85369095 | 1 | 4047621063591 | 320 | G | 505 | 505 | CP12 | CP12 | Bypass kit for 3RW55 Size 5, 630 A to 840 A | novo jan 2019 | 0 | 0
3RW5955-0BY00 |  | 3RW5955-0BY00 | 1 | UN | 1 | 1 | A | D | N | N | 85369095 | 1 | 4047621063607 | 320 | G | 909 | 909 | CP12 | CP12 | Bypass kit for 3RW55 Size 5, 1100 A and 1280 A | novo jan 2019 | 0 | 0
3RW5955-0GC00 |  | 3RW5955-0GC00 | 1 | UN | 1 | 1 | A | D | N | N | 85389099 | 1 | 4047621063539 | 80 | G | 30.3 | 30.3 | CP12 | CP12 | Ventilation cover for 3RW55 Size 5 | novo jan 2019 | 0 | 0
3RW5955-0GF00 |  | 3RW5955-0GF00 | 1 | UN | 1 | 1 | A | D | N | N | 85389099 | 1 | 4047621063706 | 1600 | G | 60.6 | 60.6 | CP12 | CP12 | Front cover 3RW55 Size 5 | novo jan 2019 | 0 | 0
3RW5955-0PY14 |  | 3RW5955-0PY14 | 1 | UN | 1 | 1 | A | D | N | N | 85389091 | 1 | 4047621063713 | 150 | G | 404 | 404 | CP12 | CP12 | Firing PCB 480 V for 3RW55, Size 5 | novo jan 2019 | 0 | 0
3RW5955-0PY16 |  | 3RW5955-0PY16 | 1 | UN | 1 | 1 | A | D | N | N | 85389091 | 1 | 4047621063720 | 150 | G | 494.9 | 494.9 | CP12 | CP12 | Firing PCB 690 V for 3RW55, Size 5 | novo jan 2019 | 0 | 0
3RW5955-0PY24 |  | 3RW5955-0PY24 | 1 | UN | 1 | 1 | A | D | EAR99 | N | 85389091 | 1 | 4047621063744 | 140 | G | 151.5 | 151.5 | CP12 | CP12 | TSE PCB 480 V for 3RW55, Size 5 | novo jan 2019 | 0 | 0
3RW5955-0PY26 |  | 3RW5955-0PY26 | 1 | UN | 1 | 1 | A | D | EAR99 | N | 85389091 | 1 | 4047621063751 | 140 | G | 181.8 | 181.8 | CP12 | CP12 | TSE PCB 690 V for 3RW55, Size 5 | novo jan 2019 | 0 | 0
3RW5955-0SU04 |  | 3RW5955-0SU04 | 1 | UN | 1 | 1 | A | D | N | N | 85371098 | 1 | 4047621053325 | 3.93 | KG | 1161.5 | 1161.5 | CP12 | CP12 | Power semiconductor module 480 V, for 3RW55, 630 A | novo jan 2019 | 0 | 0
3RW5955-0SU06 |  | 3RW5955-0SU06 | 1 | UN | 1 | 1 | A | D | N | N | 85363090 | 1 | 4047621053349 | 2 | KG | 1424.1 | 1424.1 | CP12 | CP12 | Power semiconductor module 690 V, for 3RW55, 630 A | novo jan 2019 | 0 | 0
3RW5955-0SV04 |  | 3RW5955-0SV04 | 1 | UN | 1 | 1 | A | D | N | N | 85363090 | 1 | 4047621053356 | 2 | KG | 1363.5 | 1363.5 | CP12 | CP12 | Power semiconductor module 480 V, for 3RW55, 720 A | novo jan 2019 | 0 | 0
3RW5955-0SV06 |  | 3RW5955-0SV06 | 1 | UN | 1 | 1 | A | D | N | N | 85363090 | 1 | 4047621053370 | 2 | KG | 1666.5 | 1666.5 | CP12 | CP12 | Power semiconductor module 690 V, for 3RW55, 720 A | novo jan 2019 | 0 | 0
3RW5955-0SW04 |  | 3RW5955-0SW04 | 1 | UN | 1 | 1 | A | D | N | N | 85363090 | 1 | 4047621053387 | 2 | KG | 1565.5 | 1565.5 | CP12 | CP12 | Power semiconductor module 480 V, for 3RW55, 840 A | novo jan 2019 | 0 | 0
3RW5955-0SW06 |  | 3RW5955-0SW06 | 1 | UN | 1 | 1 | A | D | N | N | 85363090 | 1 | 4047621053400 | 2 | KG | 1908.9 | 1908.9 | CP12 | CP12 | Power semiconductor module 690 V, for 3RW55, 840 A | novo jan 2019 | 0 | 0
3RW5955-0SX04 |  | 3RW5955-0SX04 | 1 | UN | 1 | 1 | A | D | N | N | 85363090 | 1 | 4047621053417 | 5 | KG | 2323 | 2323 | CP12 | CP12 | Power semiconductor module 480 V, for 3RW55, 1100 A | novo jan 2019 | 0 | 0
3RW5955-0SX06 |  | 3RW5955-0SX06 | 1 | UN | 1 | 1 | A | D | N | N | 85363090 | 1 | 4047621057903 | 5 | KG | 2838.1 | 2838.1 | CP12 | CP12 | Power semiconductor module 690 V, for 3RW55, 1100 A | novo jan 2019 | 0 | 0
3RW5955-0SY04 |  | 3RW5955-0SY04 | 1 | UN | 1 | 1 | A | D | N | N | 85371098 | 1 | 4047621063775 | 5 | KG | 2626 | 2626 | CP12 | CP12 | Power semiconductor module 480 V, for 3RW55, 1280 A | novo jan 2019 | 0 | 0
3RW5955-0SY06 |  | 3RW5955-0SY06 | 1 | UN | 1 | 1 | A | D | N | N | 85363090 | 1 | 4047621063782 | 5 | KG | 3211.8 | 3211.8 | CP12 | CP12 | Power semiconductor module 690 V, for 3RW55, 1280 A | novo jan 2019 | 0 | 0
3RW5955-0TC20 |  | 3RW5955-0TC20 | 1 | UN | 1 | 1 | A | D | N | N | 85389099 | 1 | 4047621063799 | 900 | G | 40.4 | 40.4 | CP12 | CP12 | Terminal cover for 3RW55 Size 5 | novo jan 2019 | 0 | 0
3RW5955-0VY00 |  | 3RW5955-0VY00 | 1 | UN | 1 | 1 | A | D | N | N | 48191000 | 1 | 4047621063935 | 6.5 | KG | 65.65 | 65.65 | CP12 | CP12 | Transport packaging for 3RW55, Size 5 | novo jan 2019 | 0 | 0
3RW5955-1UY00 |  | 3RW5955-1UY00 | 1 | UN | 1 | 1 | A | D | N | N | 85371098 | 1 | 4047621058405 | 500 | G | 444.4 | 444.4 | CP12 | CP12 | Control unit 24 V for 3RW55, Size 5 | novo jan 2019 | 0 | 0
3RW5955-1UY10 |  | 3RW5955-1UY10 | 1 | UN | 1 | 1 | A | D | N | N | 85371098 | 1 | 4047621058412 | 500 | G | 444.4 | 444.4 | CP12 | CP12 | Control unit 110-250 V for 3RW55, Size 5 | novo jan 2019 | 0 | 0
3RW5980-0CE00 |  | 3RW5980-0CE00 | 1 | UN | 1 | 1 | A | D | N | N | 85176200 | 1 | 4047621044187 | 300 | G | 259.57 | 259.57 | CP12 | CP12 | communication module Ethernet/IP | Lista Papel 2020 SI | 0 | 0
3RW5980-0CP00 |  | 3RW5980-0CP00 | 1 | UN | 1 | 1 | A | D | EAR99 | N | 85371098 | 1 | 4047621044156 | 300 | G | 259.57 | 259.57 | CP12 | CP12 | communication module PROFIBUS | Lista Papel 2020 SI | 0 | 0
3RW5980-0CR00 |  | 3RW5980-0CR00 | 1 | UN | 1 | 1 | A | D | N | N | 85371098 | 1 | 4047621044163 | 300 | G | 259.57 | 259.57 | CP12 | CP12 | Communication module Modbus RTU | Lista Papel 2020 SI | 0 | 0
3RW5980-0CS00 |  | 3RW5980-0CS00 | 1 | UN | 1 | 1 | A | D | EAR99 | N | 85371098 | 1 | 4047621044132 | 300 | G | 259.57 | 259.57 | CP12 | CP12 | communication module PROFINET standard | Lista Papel 2020 SI | 0 | 0
3RW5980-0CT00 |  | 3RW5980-0CT00 | 1 | UN | 1 | 1 | A | D | EAR99 | N | 85371098 | 1 | 4047621044170 | 300 | G | 259.57 | 259.57 | CP12 | CP12 | communication module Modbus TCP | Lista Papel 2020 SI | 0 | 0
3RW5980-0HC60 |  | 3RW5980-0HC60 | 1 | UN | 1 | 1 | A | D | N | N | 85444290 | 1 | 4047621014579 | 0.309 | KG | 48.48 | 48.48 | CP12 | CP12 | HMI connecting cable 5 m for door mounting | Lista Papel 2020 SI | 0 | 0
3RW5980-0HD00 |  | 3RW5980-0HD00 | 1 | UN | 1 | 1 | A | D | N | N | 85389099 | 1 | 4047621053448 | 0.2 | KG | 30.3 | 30.3 | CP12 | CP12 | Door mounting kit IP65 for HMI module | Lista Papel 2020 SI | 0 | 0
3RW5980-0HF00 |  | 3RW5980-0HF00 | 1 | UN | 1 | 1 | A | D | N | N | 85371098 | 1 | 4047621044088 | 100 | G | 262.6 | 262.6 | CP12 | CP12 | HMI module High-Feature | Lista Papel 2020 SI | 0 | 0
3RW5980-0HL00 |  | 3RW5980-0HL00 | 1 | UN | 1 | 1 | A | D | N | N | 85389099 | 1 | 4047621053455 | 5 | G | 4.95 | 4.95 | CP12 | CP12 | Interface cover for HMI module High-Feature | novo jan 2019 | 0 | 0
3RW5980-0HS00 |  | 3RW5980-0HS00 | 1 | UN | 1 | 1 | A | D | N | N | 85371098 | 1 | 4047621044095 | 100 | G | 90.9 | 90.9 | CP12 | CP12 | HMI module Standard | Lista Papel 2020 SI | 0 | 0
3RW5980-1TR00 |  | 3RW5980-1TR00 | 1 | UN | 1 | 1 | A | D | N | N | 85369010 | 1 | 4047621053530 | 50 | G | 30.3 | 30.3 | CP12 | CP12 | Removable control terminals with screw terminals 2 blocks with 6 terminals each | novo jan 2019 | 0 | 0
3RW5980-2TR00 |  | 3RW5980-2TR00 | 1 | UN | 1 | 1 | A | D | N | N | 85369010 | 1 | 4047621053523 | 50 | G | 30.3 | 30.3 | CP12 | CP12 | Removable control terminals with spring-type terminals 2 blocks with 6 terminals each | novo jan 2019 | 0 | 0
3RW5982-0TB00 |  | 3RW5982-0TB00 | 1 | UN | 1 | 1 | A | D | N | N | 85369010 | 1 | 4047621031484 | 120 | G | 35.35 | 35.35 | CP12 | CP12 | Box terminal block for 3RW55/52 Size 2 | novo jan 2019 | 0 | 0
3RW5983-0FC00 |  | 3RW5983-0FC00 | 1 | UN | 1 | 1 | A | D | N | N | 85389099 | 1 | 4047621029399 | 0.022 | KG | 25.25 | 25.25 | CP12 | CP12 | Fan cover for 3RW55 and 3RW52, Size 1, 2 and 3 | Lista Papel 2020 SI | 0 | 0
3RW5983-0FF00 |  | 3RW5983-0FF00 | 1 | UN | 1 | 1 | A | D | N | N | 84145925 | 1 | 4047621029139 | 0.115 | KG | 60.6 | 60.6 | CP12 | CP12 | Fan for 3RW55 and 3RW52 Size 1, 2 and 3 | novo jan 2019 | 0 | 0
3RW5983-0TC20 |  | 3RW5983-0TC20 | 1 | UN | 1 | 1 | A | D | N | N | 85389099 | 1 | 4047621029146 | 92 | G | 15.15 | 15.15 | CP12 | CP12 | Terminal cover for 3RW55/52 Size 2 and 3 | Lista Papel 2020 SI | 0 | 0
3RW5984-0FC00 |  | 3RW5984-0FC00 | 1 | UN | 1 | 1 | A | D | N | N | 85389099 | 1 | 4047621053554 | 0.026 | KG | 35.35 | 35.35 | CP12 | CP12 | fan cover for 3RW55 and 3RW52 frame size 4 | Lista Papel 2020 SI | 0 | 0
3RW5984-0FF00 |  | 3RW5984-0FF00 | 1 | UN | 1 | 1 | A | D | N | N | 84145925 | 1 | 4047621053547 | 0.116 | KG | 80.8 | 80.8 | CP12 | CP12 | fan for 3RW55 and 3RW52 size 4 | Lista Papel 2020 SI | 0 | 0
3RW5984-0TC20 |  | 3RW5984-0TC20 | 1 | UN | 1 | 1 | A | D | N | N | 85389099 | 1 | 4047621029153 | 169 | G | 20.2 | 20.2 | CP12 | CP12 | Terminal cover for 3RW55/52 Size 4 | Lista Papel 2020 SI | 0 | 0
3RW5985-0FC00 |  | 3RW5985-0FC00 | 1 | UN | 1 | 1 | A | D | N | N | 85389099 | 1 | 4047621029405 | 0.031 | KG | 35.35 | 35.35 | CP12 | CP12 | Fan cover for 3RW55 Size 5 and 3RW50 size S6 and S12 | Lista Papel 2020 SI | 0 | 0
3RW5985-0FF00 |  | 3RW5985-0FF00 | 1 | UN | 1 | 1 | A | D | N | N | 84145925 | 1 | 4047621049397 | 0.235 | KG | 80.8 | 80.8 | CP12 | CP12 | Fan for 3RW55 Size 5 | novo jan 2019 | 0 | 0
3RX9010-0AA00 |  | 3RX9010-0AA00 | 1 | UN | 1 | 2 | A | D | N | N | 85444993 | 1 | 4011209139589 | 7.125 | KG | 262.8 | 262.8 | CP01 | CP01 | AS-i cable, shaped yellow, rubber 2x 1.5 mm2, 100 m consists of 100 m cable | - | 0 | 0
3RX9012-0AA00 |  | 3RX9012-0AA00 | 1 | UN | 1 | 5 | B | D | N | N | 85444993 | 1 | 4011209227163 | 75 | KG | 2628 | 2628 | CP01 | CP01 | AS-i cable, shaped yellow, Rubber 2 x 1.5 mm2, 1 km, on drum consists of 1000 m cable | - | 0 | 0
3RX9013-0AA00 |  | 3RX9013-0AA00 | 1 | UN | 1 | 2 | A | D | N | N | 85444993 | 1 | 4011209261273 | 6.627 | KG | 307.2 | 307.2 | CP01 | CP01 | AS-i cable, shaped yellow, TPE, oil-resistant 2x 1.5 mm2, 100 m consists of 100 m cable | - | 0 | 0
3RX9014-0AA00 |  | 3RX9014-0AA00 | 1 | UN | 1 | 5 | B | D | N | N | 85444993 | 1 | 4011209286214 | 64 | KG | 3072 | 3072 | CP01 | CP01 | AS-i cable, shaped yellow, TPE, oil-resistant 2 x 1.5 mm2, 1 km, on drum consists of 1000 m cable | - | 0 | 0
3RX9015-0AA00 |  | 3RX9015-0AA00 | 1 | UN | 1 | 2 | A | D | N | N | 85444993 | 1 | 4011209295438 | 6.535 | KG | 528 | 528 | CP01 | CP01 | AS-i cable, shaped yellow, pure, oil-resistant 2x 1.5 mm2, 100 m consists of 100 m cable Shipbuilding approval | - | 0 | 0
3RX9016-0AA00 |  | 3RX9016-0AA00 | 1 | UN | 1 | 5 | B | D | N | N | 85444993 | 1 | 4011209333840 | 69.1 | KG | 5280 | 5280 | CP01 | CP01 | AS-i cable, shaped yellow, pure, oil-resistant 2 x 1.5 mm2, 1 km, on drum consists of 1000 m cable Shipbuilding approval | - | 0 | 0
3RX9017-0AA00 |  | 3RX9017-0AA00 | 1 | UN | 1 | 5 | B | D | N | N | 85444993 | 1 | 4011209648517 | 6.9 | KG | 619.2 | 619.2 | CP01 | CP01 | AS-i cable, shaped yellow, TPE, oil-resistant Special version according to UL Class 2, 2 x 1.5 mm2, 100 m consists of 100 m cable | - | 0 | 0
3RX9020-0AA00 |  | 3RX9020-0AA00 | 1 | UN | 1 | 2 | A | D | N | N | 85444993 | 1 | 4011209181519 | 7.149 | KG | 312 | 312 | CP01 | CP01 | AS-i cable, shaped for external auxiliary voltage 24 V black, Rubber 2 x 1.5 mm2, 100 m consists of 100 m cable | - | 0 | 0
3RX9022-0AA00 |  | 3RX9022-0AA00 | 1 | UN | 1 | 5 | B | D | N | N | 85444993 | 1 | 4011209227170 | 72.5 | KG | 3120 | 3120 | CP01 | CP01 | AS-i cable, shaped for external auxiliary voltage 24 V black, Rubber 2 x 1.5 mm2, 1 km, on drum consists of 1000 m cable | - | 0 | 0
3RX9023-0AA00 |  | 3RX9023-0AA00 | 1 | UN | 1 | 2 | A | D | N | N | 85444993 | 1 | 4011209261280 | 6.86 | KG | 326.4 | 326.4 | CP01 | CP01 | AS-i cable, shaped for external auxiliary voltage 24 V black, TPE, oil-resistant 2 x 1.5 mm2, 100 m consists of 100 m cable | - | 0 | 0
3RX9024-0AA00 |  | 3RX9024-0AA00 | 1 | UN | 1 | 5 | B | D | N | N | 85444993 | 1 | 4011209286221 | 69.666 | KG | 3264 | 3264 | CP01 | CP01 | AS-i cable, shaped for external auxiliary voltage 24 V black, TPE, oil-resistant 2 x 1.5 mm2, 1 km, on drum consists of 1000 m cable | - | 0 | 0
3RX9025-0AA00 |  | 3RX9025-0AA00 | 1 | UN | 1 | 2 | A | D | N | N | 85444993 | 1 | 4011209295445 | 6.323 | KG | 561.6 | 561.6 | CP01 | CP01 | AS-i cable, shaped for external auxiliary voltage 24 V black, pure, oil-resistant 2 x 1.5 mm2, 100 m consists of 100 m cable Shipbuilding approval | - | 0 | 0
3RX9026-0AA00 |  | 3RX9026-0AA00 | 1 | UN | 1 | 5 | B | D | N | N | 85444993 | 1 | 4011209333857 | 69 | KG | 5616 | 5616 | CP01 | CP01 | AS-i cable, shaped for external auxiliary voltage 24 V black, pure, oil-resistant 2 x 1.5 mm2, 1 km, on drum consists of 1000 m cable Shipbuilding approval | - | 0 | 0
3RX9027-0AA00 |  | 3RX9027-0AA00 | 1 | UN | 1 | 5 | B | D | N | N | 85444993 | 1 | 4011209648524 | 6.62 | KG | 638.4 | 638.4 | CP01 | CP01 | AS-i cable, shaped for external auxiliary voltage 24 V black, TPE, oil-resistant Special version according to UL Class 2, 2 x 1.5 mm2, 100 m consists of 100 m cable | - | 0 | 0
3RX9306-1AA00 |  | 3RX9306-1AA00 | 1 | UN | 1 | 0 | A | D | N | N | 85044084 | 1 | 4011209450394 | 2.134 | KG | 1260 | 1260 | CP01 | CP01 | AS-Interface combi-power supply IP20, AS-Interface 30 V DC, 4 A with data decoupling 24 V DC, 5 A (primary clocking) Input voltage 115 V/230 V AC reconnectable | - | 0 | 7
3RX9307-0AA00 |  | 3RX9307-0AA00 | 1 | UN | 1 | 0 | A | D | EAR99 | N | 85044084 | 1 |  | 0.845 | KG | 465.6 | 465.6 | CP01 | CP01 | Notice: Phase-out type AS-Interface power supply unit with data decoupling Output voltage 30 V AC, 2.4 A Input voltage 115 V/230 V AC reconnectable | - | 0 | 7
3RX9310-0AA00 |  | 3RX9310-0AA00 | 1 | UN | 1 | 0 | A | D | N | N | 85044084 | 1 | 4011209400955 | 1.189 | KG | 938.4 | 938.4 | CP01 | CP01 | Notice: Phase-out type AS-Interface power supply unit IP20 30 V DC, 2.4 A with integrated ground fault detection | - | 0 | 7
3RX9501-0BA00 |  | 3RX9501-0BA00 | 1 | UN | 1 | 1 | A | D | N | N | 85044084 | 1 | 4011209641457 | 0.547 | KG | 306 | 306 | CP01 | CP01 | AS-i Power 3A 120 V/230 V AC AS-Interface power supply unit, IP20 IN: 120 V / 230 V AC OUT: AS-i, 3 A (30 V DC), IP20 with integrated ground fault detection, with integrated overload detection with AS-i data decoupling | - | 0 | 0
3RX9501-1BA00 |  | 3RX9501-1BA00 | 1 | UN | 1 | 1 | A | D | N | N | 85044084 | 1 | 4011209646964 | 0.567 | KG | 519.6 | 519.6 | CP01 | CP01 | AS-i Power 3 A 24 V DC AS-Interface power supply unit, IP20 IN: 24 V DC OUT: AS-i, 3 A (30 V DC), IP20 with integrated ground fault detection, with integrated overload detection with AS-i data decoupling | - | 0 | 0
3RX9501-2BA00 |  | 3RX9501-2BA00 | 1 | UN | 1 | 2 | A | D | N | N | 85044084 | 1 | 4011209700482 | 0.545 | KG | 343.2 | 343.2 | CP01 | CP01 | AS-i Power 2.6 A, max. 100 W 120 V/230 V AC AS-Interface power supply unit, IP20 IN: 120 V AC / 230 V OUT: AS-i, 2.6 A (30 V DC) Limitation of the output power max. 100 W, IP20 with integr. ground fault detection with AS-i data decoupling | - | 0 | 0
3RX9502-0BA00 |  | 3RX9502-0BA00 | 1 | UN | 1 | 1 | A | D | N | N | 85044084 | 1 | 4011209641464 | 0.715 | KG | 396 | 396 | CP01 | CP01 | AS-i Power 5A 120 V/230 V AC AS-Interface power supply unit, IP20 IN: 120 V / 230 V AC OUT: AS-i, 5 A (30 V DC), IP20 with integrated ground fault detection, with integrated overload detection with AS-i data decoupling | - | 0 | 0
3RX9503-0BA00 |  | 3RX9503-0BA00 | 1 | UN | 1 | 1 | A | D | N | N | 85044084 | 1 | 4011209641471 | 1.27 | KG | 580.8 | 580.8 | CP01 | CP01 | AS-i Power 8 A 120 V / 230-500 V AC AS-Interface power supply unit, IP20 IN: 120 V / 230-500 V AC OUT: AS-i, 8 A (30 V DC) with integrated ground fault detection, with integrated overload detection with AS-i data decoupling | - | 0 | 0
3RX9511-0AA00 |  | 3RX9511-0AA00 | 1 | UN | 1 | 2 | A | D | EAR99 | N | 85044084 | 1 | 4011209914261 | 0.474 | KG | 146.4 | 146.4 | CP01 | CP01 | PSN130S 3 A 120 V/230 V AC IP20 Power supply unit 30 V, for AS-i without AS-i data decoupling IN: 120 V / 230 V AC OUT: 30 V DC, 3 A, IP20 with integrated Overload detection with signaling contact | - | 0 | 0
3RX9512-0AA00 |  | 3RX9512-0AA00 | 1 | UN | 1 | 2 | A | D | EAR99 | N | 85044084 | 1 | 4011209914278 | 0.476 | KG | 220.8 | 220.8 | CP01 | CP01 | PSN130S 4 A 120 V/230 V AC IP20 Power supply unit 30 V, for AS-i without AS-i data decoupling IN: 120 V / 230 V AC OUT: 30 V DC, 4 A, IP20 with integrated Overload detection with signaling contact | - | 0 | 0
3RX9513-0AA00 |  | 3RX9513-0AA00 | 1 | UN | 1 | 2 | A | D | EAR99 | N | 85044084 | 1 | 4011209914285 | 0.768 | KG | 351.6 | 351.6 | CP01 | CP01 | PSN130S 8 A 120 V/230 V AC IP20 Power supply unit 30 V, for AS-i without AS-i data decoupling IN: 120 V / 230 V AC OUT: 30 V DC, 8 A, IP20 with integrated Overload detection with signaling contact | - | 0 | 0
3RX9800-0AA00 |  | 3RX9800-0AA00 | 1 | UN | 1 | 2 | A | D | N | N | 85389099 | 1 | 4011209144705 | 0.057 | KG | 11.59 | 11.59 | CP01 | CP01 | AS-Interface cover for EC coupling module and PG coupling module | - | 0 | 0
3RX9800-0AA01 |  | 3RX9800-0AA01 | 1 | UN | 1 | 5 | B | D | N | N | 85389099 | 500 | 4011209144712 | 0.057 | KG | 13.68 | 13.68 | CP01 | CP01 | Cover IFM | - | 0 | 7
3RX9801-0AA00 |  | 3RX9801-0AA00 | 1 | UN | 1 | 1 | A | D | N | N | 85369010 | 1 | 4011209173200 | 0.024 | KG | 14.52 | 14.52 | CP01 | CP01 | AS-Interface M12 branch U_ASI without Uaux, with M12 socket | - | 0 | 0
3RX9802-0AA00 |  | 3RX9802-0AA00 | 100 | UN | 1 | 1 | A | D | N | N | 85389099 | 10 | 4011209186613 | 0.72 | G | 111 | 111 | CP01 | CP01 | AS-Interface accessory Cover M12 for module IP67 outer diameter 12 mm, without O-ring | - | 0 | 0
3RX9805-0AA00 |  | 3RX9805-0AA00 | 100 | UN | 1 | 2 | A | D | N | N | 40169300 | 10 | 4011209213777 | 0.002 | KG | 169.2 | 169.2 | CP01 | CP01 | AS-Interface accessory Seal PG11 for AS-i cable, shaped | - | 0 | 0
3RX9806-0AA00 |  | 3RX9806-0AA00 | 1 | UN | 1 | 5 | B | D | N | N | 85444290 | 1 | 4011209234383 | 0.02 | KG | 20.88 | 20.88 | CP01 | CP01 | Cable adapter EC for threaded joint, heavy gauge 11 AS-i cable connection to heavy-gauge threaded joint with insulation displacement system Continuation via standard cable | - | 0 | 7
3RX9807-0AA00 |  | 3RX9807-0AA00 | 1 | UN | 1 | 5 | B | D | N | N | 85444290 | 1 | 4011209234390 | 0.02 | KG | 20.88 | 20.88 | CP01 | CP01 | Cable adapter EC for threaded joint, heavy gauge 13.5 AS-i cable connection to heavy-gauge threaded joint with insulation displacement system Continuation via standard cable | - | 0 | 7
3RX9808-0AA00 |  | 3RX9808-0AA00 | 1 | UN | 1 | 10 | C | D | N | N | 85444290 | 1 | 4011209234406 | 0.02 | KG | 20.88 | 20.88 | CP01 | CP01 | Cable adapter EC for threaded joint, heavy gauge 9 AS-i cable connection to heavy-gauge threaded joint with insulation displacement system Continuation via standard cable | - | 0 | 7
3RX9810-0AA00 |  | 3RX9810-0AA00 | 1 | UN | 1 | 5 | B | D | N | N | 85366990 | 1 | 4011209234413 | 0.062 | KG | 27 | 27 | CP01 | CP01 | Combicon connector set for modules 4I/4O with Combicon connection 3RG9004-0D.00, 4 x 5-pole Connector for connection of standard sensors/actuators 2 x 4-pole connector for AS-i and external auxiliary voltage | - | 0 | 0
3RX9814-0AA00 |  | 3RX9814-0AA00 | 1 | UN | 1 | 20 | D | D | N | N | 85444290 | 1 | 4011209375000 | 0.02 | KG | 22.44 | 22.44 | CP01 | CP01 | Cable adapter EC for threaded joint, heavy gauge 11 AS-i cable connection to heavy-gauge threaded joint with insulation displacement system Continuation via standard cable (L = 60 cm) | - | 0 | 7
3RX9816-0AA00 |  | 3RX9816-0AA00 | 1 | UN | 1 | 10 | C | D | N | N | 85444290 | 1 | 4011209278417 | 0.02 | KG | 20.88 | 20.88 | CP01 | CP01 | AS-Interface heavy gauge feeder from ASI flat cable without individual slits Customer side heavy gauge 11 Continuation via pins | - | 0 | 7
3RX9817-0AA00 |  | 3RX9817-0AA00 | 1 | UN | 1 | 20 | D | D | N | N | 85444290 | 1 | 4011209258525 | 0.02 | KG | 20.88 | 20.88 | CP01 | CP01 | AS-Interface heavy gauge feeder from ASI flat cable to pins Customer side heavy gauge 13,5 Insulation displacement system Continuation via pins | - | 0 | 7
3RX9818-0AA00 |  | 3RX9818-0AA00 | 1 | UN | 1 | 20 | D | D | N | N | 85444290 | 1 | 4011209278424 | 0.02 | KG | 20.88 | 20.88 | CP01 | CP01 | AS-Interface heavy gauge feeder from ASI flat cable without individual slits Customer side heavy gauge 9 Continuation via pins | - | 0 | 7
3RX9847-0AA00 |  | 3RX9847-0AA00 | 1 | UN | 1 | 20 | D | D | N | N | 85444290 | 1 | 4011209450226 | 0.02 | KG | 22.32 | 22.32 | CP01 | CP01 | Cable adapter EC for threaded joint, heavy gauge 13.5 AS-i cable connection to heavy-gauge threaded joint with insulation displacement system Continuation via standard cable (L = 60 cm) | - | 0 | 7
3SB1000-0AH01 |  | 3SB1000-0AH01 | 1 | UN | 1 | 40 | X | D | N | N | 85389099 | 10 | 4011209019911 | 0.015 | KG | 30.78 | 30.78 | CP20 | CP20 | ACTUATOR 22MM PUSHB.UNIT W.FLAT PUSHBUTTON CLEAR W.MOULDED PLASTIC FRONT RING | - | 0 | 7
3SB1000-0EC02 |  | 3SB1000-0EC02 | 1 | UN | 1 | 10 | C | D | N | N | 85389099 | 1 | 4011209020016 | 0.015 | KG | 28.22 | 28.22 | CP20 | CP20 | Pushbutton, 12 mm stroke, 22 mm, round, plastic, red transparent, with flat pushbutton, mounting using ring nut | - | 0 | 7
3SB1000-0EE02 |  | 3SB1000-0EE02 | 1 | UN | 1 | 10 | C | D | N | N | 85389099 | 1 | 4011209129641 | 0.015 | KG | 28.22 | 28.22 | CP20 | CP20 | Pushbutton, 12 mm stroke, 22 mm, round, plastic, green, with flat pushbutton, mounting using ring nut, customer-specific for PTD | - | 0 | 7
3SB1000-0EH02 |  | 3SB1000-0EH02 | 1 | UN | 1 | 10 | C | D | N | N | 85389099 | 1 | 4011209020023 | 0.015 | KG | 28.22 | 28.22 | CP20 | CP20 | Pushbutton, 12 mm stroke, 22 mm, round, plastic, clear, with flat pushbutton, mounting using ring nut | - | 0 | 7
3SB1000-0ER02 |  | 3SB1000-0ER02 | 1 | UN | 1 | 10 | C | D | N | N | 85389099 | 1 | 4011209892316 | 0.015 | KG | 28.22 | 28.22 | CP20 | CP20 | Pushbutton, 12 mm stroke, 22 mm, round, plastic, red, with flat pushbutton, mounting using ring nut, customer-specific for PTD | - | 0 | 7
3SB1000-1AC20 |  | 3SB1000-1AC20 | 1 | UN | 1 | 40 | X | D | N | N | 85389099 | 5 | 4011209020184 | 0.027 | KG | 97.85 | 97.85 | CP20 | CP20 | ACTUATOR 22MM MUSHROOM-SHAPED PUSHB.UNIT 40MM MAINTAINED-CONTACT TYPE,RED WITH METAL FRONT RING | - | 0 | 7
3SB1000-1FC01 |  | 3SB1000-1FC01 | 1 | UN | 1 | 40 | X | D | N | N | 85389099 | 5 | 4011209020313 | 0.025 | KG | 75.15 | 75.15 | CP20 | CP20 | ACTUATOR 22MM MUSHROOM-SHAPED PUSHB.UNIT 30MM MAINTAINED-CONTACT TYPE, RED WITH MOULD.-PLASTIC FRONT RING | - | 0 | 7
3SB1000-2AB01 |  | 3SB1000-2AB01 | 1 | UN | 1 | 40 | X | D | N | N | 85389099 | 10 | 4011209020474 | 0.016 | KG | 42.18 | 42.18 | CP20 | CP20 | ACTUATOR 22MM KNOB, 0-I, MAINTAINED-CONTACT BLACK W.MOULDED PLASTIC FRONT RING | - | 0 | 7
3SB1000-3AB01 |  | 3SB1000-3AB01 | 1 | UN | 1 | 40 | X | D | N | N | 85389099 | 10 | 4011209081598 | 0.017 | KG | 52.73 | 52.73 | CP20 | CP20 | ACTUATOR 22MM TWIST LEVER,BLACK,SEQ.0-I LATCHING W.MOULDED PLASTIC FRONT RING | - | 0 | 7
3SB1000-4LC01 |  | 3SB1000-4LC01 | 1 | UN | 1 | 30 | D | D | N | N | 83014090 | 1 | 4011209020818 | 0.128 | KG | 211.85 | 211.85 | CP20 | CP20 | ACTUATOR 22MM CES SAFETY LOCK,SEQUENCE 0-I MAINTAINED CONTACT KEY WITHDRAW.AT POSITION I CLOSURE NO. SSG 10 WITH MOULD.-PLASTIC FRONT RING | - | 0 | 7
3SB1000-4MA01 |  | 3SB1000-4MA01 | 1 | UN | 1 | 40 | X | D | N | N | 83014090 | 1 | 4011209020870 | 0.129 | KG | 206.15 | 206.15 | CP20 | CP20 | ACTUATOR 22MM CES SAFETY LOCK,SEQUENCE 0-I MOMENTARY-CONTACT KEY WITHDRAW.AT POSITION 0 CLOSURE NO. SSG 10 WITH MOULD.-PLASTIC FRONT RING | - | 0 | 7
3SB1000-5MA01 |  | 3SB1000-5MA01 | 1 | UN | 1 | 40 | X | D | N | N | 83014090 | 1 | 4011209021174 | 0.136 | KG | 346.75 | 346.75 | CP20 | CP20 | ACTUATOR 22MM ZEISS-IKON SAF.LOCK SEQ. 0-I MOMENTARY-CONTACT KEY WITHDRAW.AT POSITION 0 CLOSURE NO. 360012 K1 WITH MOULD.-PLASTIC FRONT RING | - | 0 | 7
3SB1000-7CH07 |  | 3SB1000-7CH07 | 1 | UN | 1 | 10 | C | D | N | N | 85365080 | 1 | 4011209021204 | 0.031 | KG | 52.25 | 52.25 | CP20 | CP20 | Drive for potentiometer 22 mm, round, plastic, 30...32 mm long, according to DIN 41450, shaft diameter 6 mm | - | 0 | 7
3SB1000-7CH07-Z | B05 | 3SB1000-7CH07-ZB05 | 1 | UN | 1 | 20 | D | D | N | N | 85365080 | 1 | 4011209440340 | 0.024 | KG | 60.61 | 60.61 | CP20 | CP20 | Drive for potentiometer 22 mm, round, plastic, 30...32 mm long, according to DIN 41450 Z=Viton sealing ring for control panel !!! Phased-out product !!! SIRIUS ACT 3SU1 is the successor | - | 0 | 7
3SB1000-7CJ07 |  | 3SB1000-7CJ07 | 1 | UN | 1 | 10 | C | D | N | N | 85365080 | 1 | 4011209228986 | 0.031 | KG | 57.95 | 57.95 | CP20 | CP20 | Drive for potentiometer 22 mm, round, plastic, 30...32 mm long, Shaft diameter 6.35 mm (USA) | - | 0 | 7
3SB1201-7DV01 |  | 3SB1201-7DV01 | 1 | UN | 1 | 10 | C | D | N | N | 85365080 | 1 | 4011209022720 | 0.104 | KG | 102.6 | 102.6 | CP20 | CP20 | Coordinate switch, 22 mm, round, plastic, black, Plastic front ring black, 2 switch positions, horizontal momentary contact type, without mechanical interlocking in O position, with holder, 1 NO per direction | - | 0 | 7
3SB1201-7DV20 |  | 3SB1201-7DV20 | 1 | UN | 1 | 10 | C | D | N | N | 85365080 | 1 | 4011209125278 | 0.106 | KG | 105.45 | 105.45 | CP20 | CP20 | Coordinate switch, 22 mm, round, plastic, black, Metal front ring, 2 switch positions, horizontal momentary contact type, without mechanical interlocking in O position, with holder, 1 NO per direction | - | 0 | 7
3SB1201-7DW01 |  | 3SB1201-7DW01 | 1 | UN | 1 | 10 | C | D | N | N | 85365080 | 1 | 4011209101517 | 0.102 | KG | 135.85 | 135.85 | CP20 | CP20 | Coordinate switch, 22 mm, round, plastic, black, Plastic front ring black, 2 switch positions, horizontal momentary contact type, with mechanical interlocking in O position, with holder, 1 NO per direction | - | 0 | 7
3SB1201-7DW20 |  | 3SB1201-7DW20 | 1 | UN | 1 | 20 | D | D | N | N | 85365080 | 1 | 4011209136595 | 0.107 | KG | 139.65 | 139.65 | CP20 | CP20 | Coordinate switch, 22 mm, round, plastic, black, Metal front ring, 2 switch positions, horizontal momentary contact type, with mechanical interlocking in O position, with holder, 1 NO per direction | - | 0 | 7
3SB1201-7EV01 |  | 3SB1201-7EV01 | 1 | UN | 1 | 10 | C | D | N | N | 85365080 | 1 | 4011209165304 | 0.102 | KG | 102.6 | 102.6 | CP20 | CP20 | Coordinate switch, 22 mm, round, plastic, black, Plastic front ring black, 2 switch positions, horizontal latching, without mechanical interlocking in O position, with holder, 1 NO per direction | - | 0 | 7
3SB1201-7EV20 |  | 3SB1201-7EV20 | 1 | UN | 1 | 10 | C | D | N | N | 85365080 | 1 | 4011209213654 | 0.112 | KG | 105.45 | 105.45 | CP20 | CP20 | Coordinate switch, 22 mm, round, plastic, black, Metal front ring, 2 switch positions, horizontal latching, without mechanical interlocking in O position, with holder, 1 NO per direction | - | 0 | 7
3SB1201-7EW01 |  | 3SB1201-7EW01 | 1 | UN | 1 | 20 | D | D | N | N | 85365080 | 1 | 4011209186347 | 0.101 | KG | 135.85 | 135.85 | CP20 | CP20 | Coordinate switch, 22 mm, round, plastic, black, Plastic front ring black, 2 switch positions, horizontal latching, with mechanical interlocking in O position, with holder, 1 NO per direction | - | 0 | 7
3SB1201-7EW20 |  | 3SB1201-7EW20 | 1 | UN | 1 | 20 | D | D | N | N | 85365080 | 1 | 4011209106598 | 0.103 | KG | 139.65 | 139.65 | CP20 | CP20 | Coordinate switch, 22 mm, round, plastic, black, Metal front ring, 2 switch positions, horizontal latching, with mechanical interlocking in O position, with holder, 1 NO per direction | - | 0 | 7
3SB1201-7FV01 |  | 3SB1201-7FV01 | 1 | UN | 1 | 10 | C | D | N | N | 85365080 | 1 | 4011209022737 | 0.103 | KG | 102.6 | 102.6 | CP20 | CP20 | Coordinate switch, 22 mm, round, plastic, black, Plastic front ring black, 2 switch positions, horizontal momentary contact type, without mechanical interlocking in O position, with holder, 1 NO per direction | - | 0 | 7
3SB1201-7FV20 |  | 3SB1201-7FV20 | 1 | UN | 1 | 10 | C | D | N | N | 85365080 | 1 | 4011209086081 | 0.099 | KG | 105.45 | 105.45 | CP20 | CP20 | Coordinate switch, 22 mm, round, plastic, black, Metal front ring, 2 switch positions, horizontal momentary contact type, without mechanical interlocking in O position, with holder, 1 NO per direction | - | 0 | 7
3SB1201-7FW01 |  | 3SB1201-7FW01 | 1 | UN | 1 | 10 | C | D | N | N | 85365080 | 1 | 4011209087101 | 0.102 | KG | 135.85 | 135.85 | CP20 | CP20 | Coordinate switch, 22 mm, round, plastic, black, Plastic front ring black, 2 switch positions, horizontal momentary contact type, with mechanical interlocking in O position, with holder, 1 NO per direction | - | 0 | 7
3SB1201-7FW20 |  | 3SB1201-7FW20 | 1 | UN | 1 | 10 | C | D | N | N | 85365080 | 1 | 4011209094161 | 0.105 | KG | 139.65 | 139.65 | CP20 | CP20 | Coordinate switch, 22 mm, round, plastic, black, Metal front ring, 2 switch positions, horizontal momentary contact type, with mechanical interlocking in O position, with holder, 1 NO per direction | - | 0 | 7
3SB1201-7GV01 |  | 3SB1201-7GV01 | 1 | UN | 1 | 10 | C | D | N | N | 85365080 | 1 | 4011209097360 | 0.103 | KG | 102.6 | 102.6 | CP20 | CP20 | Coordinate switch, 22 mm, round, plastic, black, Plastic front ring black, 2 switch positions, vertical latching, without mechanical interlocking in O position, with holder, 1 NO per direction | - | 0 | 7
3SB1201-7GV20 |  | 3SB1201-7GV20 | 1 | UN | 1 | 20 | D | D | N | N | 85365080 | 1 | 4011209218048 | 0.105 | KG | 105.45 | 105.45 | CP20 | CP20 | Coordinate switch, 22 mm, round, plastic, black, Metal front ring, 2 switch positions, vertical latching, without mechanical interlocking in O position, with holder, 1 NO per direction | - | 0 | 7
3SB1201-7GW01 |  | 3SB1201-7GW01 | 1 | UN | 1 | 20 | D | D | N | N | 85365080 | 1 | 4011209134768 | 0.102 | KG | 135.85 | 135.85 | CP20 | CP20 | Coordinate switch, 22 mm, round, plastic, black, Plastic front ring black, 2 switch positions, vertical latching, with mechanical interlocking in O position, with holder, 1 NO per direction | - | 0 | 7
3SB1201-7GW20 |  | 3SB1201-7GW20 | 1 | UN | 1 | 20 | D | D | N | N | 85365080 | 1 | 4011209150676 | 0.11 | KG | 139.65 | 139.65 | CP20 | CP20 | Coordinate switch, 22 mm, round, plastic, black, Metal front ring, 2 switch positions, vertical latching, with mechanical interlocking in O position, with holder, 1 NO per direction | - | 0 | 7
3SB1208-7JV01 |  | 3SB1208-7JV01 | 1 | UN | 1 | 10 | C | D | N | N | 85365080 | 1 | 4011209023130 | 0.122 | KG | 131.1 | 131.1 | CP20 | CP20 | Coordinate switch, 22 mm, round, plastic, black, Plastic front ring black, 4 switch positions, momentary contact type, without mechanical interlocking in O position, with holder, 1 NO per direction | - | 0 | 7
3SB1208-7JV20 |  | 3SB1208-7JV20 | 1 | UN | 1 | 10 | C | D | N | N | 85365080 | 1 | 4011209088191 | 0.125 | KG | 133 | 133 | CP20 | CP20 | Coordinate switch, 22 mm, round, plastic, black, Metal front ring, 4 switch positions, momentary contact type, without mechanical interlocking in O position, with holder, 1 NO per direction | - | 0 | 7
3SB1208-7JW01 |  | 3SB1208-7JW01 | 1 | UN | 1 | 10 | C | D | N | N | 85365080 | 1 | 4011209091627 | 0.12 | KG | 166.25 | 166.25 | CP20 | CP20 | Coordinate switch, 22 mm, round, plastic, black, Plastic front ring black, 4 switch positions, momentary contact type, with mechanical interlocking in O position, with holder, 1 NO per direction | - | 0 | 7
3SB1208-7JW20 |  | 3SB1208-7JW20 | 1 | UN | 1 | 10 | C | D | N | N | 85365080 | 1 | 4011209119925 | 0.122 | KG | 168.15 | 168.15 | CP20 | CP20 | Coordinate switch, 22 mm, round, plastic, black, Metal front ring, 4 switch positions, momentary contact type, with mechanical interlocking in O position, with holder, 1 NO per direction | - | 0 | 7
3SB1208-7KV01 |  | 3SB1208-7KV01 | 1 | UN | 1 | 10 | C | D | N | N | 85365080 | 1 | 4011209096622 | 0.121 | KG | 131.1 | 131.1 | CP20 | CP20 | Coordinate switch, 22 mm, round, plastic, black, Plastic front ring black, 4 switch positions, latching, without mechanical interlocking in O position, with holder, 1 NO per direction | - | 0 | 7
3SB1208-7KV20 |  | 3SB1208-7KV20 | 1 | UN | 1 | 10 | C | D | N | N | 85365080 | 1 | 4011209144958 | 0.125 | KG | 133 | 133 | CP20 | CP20 | Coordinate switch, 22 mm, round, plastic, black, Metal front ring, 4 switch positions, latching, without mechanical interlocking in O position, with holder, 1 NO per direction | - | 0 | 7
3SB1208-7KW01 |  | 3SB1208-7KW01 | 1 | UN | 1 | 20 | D | D | N | N | 85365080 | 1 | 4011209091634 | 0.122 | KG | 166.25 | 166.25 | CP20 | CP20 | Coordinate switch, 22 mm, round, plastic, black, Plastic front ring black, 4 switch positions, latching, with mechanical interlocking in O position, with holder, 1 NO per direction | - | 0 | 7
3SB1208-7KW20 |  | 3SB1208-7KW20 | 1 | UN | 1 | 10 | C | D | N | N | 85365080 | 1 | 4011209103245 | 0.123 | KG | 168.15 | 168.15 | CP20 | CP20 | Coordinate switch, 22 mm, round, plastic, black, Metal front ring, 4 switch positions, latching, with mechanical interlocking in O position, with holder, 1 NO per direction | - | 0 | 7
3SB1320-0D |  | 3SB1320-0D | 1 | UN | 1 | 40 | X | D | N | N | 85365080 | 1 | 4011209023604 | 59 | G | 70.21 | 70.21 | CP20 | CP20 | CONTACT BLOCK WITH HOLDER F.CONTACT BLOCK W. 2 CONTACTS 1NO+1NC,1NO+1NC | - | 0 | 7
3SB1400-0A |  | 3SB1400-0A | 1 | UN | 1 | 10 | C | D | N | N | 85365080 | 1 | 4011209023628 | 0.019 | KG | 15.2 | 15.2 | CP20 | CP20 | Contact block, 22 and 30 mm, 1 NO + 1 NC, screw terminal, front plate mounting !!! Phased-out product !!! Successor is SIRIUS ACT 3SU1 Preferred successor type is >>3SU1400-1AA10-1FA0<< | - | 0 | 7
3SB1400-0B |  | 3SB1400-0B | 1 | UN | 1 | 40 | X | D | N | N | 85365080 | 20 | 4011209023635 | 0.058 | KG | 25.37 | 25.37 | CP20 | CP20 | CONTACT BLOCK 22 AND 30 MM 1 NO | - | 0 | 7
3SB1400-0C |  | 3SB1400-0C | 1 | UN | 1 | 40 | X | D | N | N | 85365080 | 20 | 4011209023642 | 12 | G | 25.37 | 25.37 | CP20 | CP20 | CONTACT BLOCK 22 AND 30 MM 1 NC | - | 0 | 7
3SB1400-0G |  | 3SB1400-0G | 1 | UN | 1 | 10 | C | D | N | N | 85365080 | 1 | 4011209023659 | 0.019 | KG | 31.83 | 31.83 | CP20 | CP20 | Contact block, 22 and 30 mm, 2 NO, screw terminal, front plate mounting !!! Phased-out product !!! Successor is SIRIUS ACT 3SU1 Preferred successor type is >>3SU1400-1AA10-1DA0<< | - | 0 | 7
3SB1400-0H |  | 3SB1400-0H | 1 | UN | 1 | 10 | C | D | N | N | 85365080 | 1 | 4011209023666 | 0.02 | KG | 31.83 | 31.83 | CP20 | CP20 | Contact block, 22 and 30 mm, 2 NC, screw terminal, front plate mounting !!! Phased-out product !!! Successor is SIRIUS ACT 3SU1 Preferred successor type is >>3SU1400-1AA10-1EA0<< | - | 0 | 7
3SB1400-0J |  | 3SB1400-0J | 1 | UN | 1 | 10 | C | D | N | N | 85365080 | 1 | 4011209096486 | 0.02 | KG | 13.21 | 13.21 | CP20 | CP20 | Contact block for coordinate switch, 1 NO, 1 NO, screw terminal, Front plate mounting | - | 0 | 7
3SB1420-0B |  | 3SB1420-0B | 1 | UN | 1 | 40 | X | D | N | N | 85365080 | 10 | 4011209023987 | 0.012 | KG | 30.12 | 30.12 | CP20 | CP20 | CONTACT BLOCK 1NO FLOOR-M. PU: 10 FOR BASE FIXING 1NO | - | 0 | 7
3SB1420-0C |  | 3SB1420-0C | 1 | UN | 1 | 40 | X | D | N | N | 85365080 | 10 | 4011209024007 | 0.011 | KG | 30.12 | 30.12 | CP20 | CP20 | CONTACT BLOCK 1NC FLOOR-M. PU: 10 FOR BASE FIXING 1NC | - | 0 | 7
3SB1430-0B |  | 3SB1430-0B | 1 | UN | 1 | 40 | X | D | N | N | 85365080 | 10 | 4011209024106 | 10 | G | 30.12 | 30.12 | CP20 | CP20 | CONTACT BLOCK 1NO 10 UNITS F.FRONT PLATE MOUNTING 1NO, SHORT VERSION | - | 0 | 7
3SB1430-0C |  | 3SB1430-0C | 1 | UN | 1 | 40 | X | D | N | N | 85365080 | 10 | 4011209024113 | 0.01 | KG | 30.12 | 30.12 | CP20 | CP20 | CONTACT BLOCK 1NC SHORT 10 UNITS F.FRONT PLATE MOUNTING 1NC, SHORT VERSION | - | 0 | 7
3SB1455-0C |  | 3SB1455-0C | 1 | UN | 1 | 40 | X | D | N | N | 85365080 | 10 | 4011209024182 | 56 | G | 26.79 | 26.79 | CP20 | CP20 | CONTACT BLOCK WITH SOLDER, 1NC | - | 0 | 7
3SB1600-5AB01 |  | 3SB1600-5AB01 | 1 | UN | 1 | 40 | X | D | N | N | 83014090 | 1 | 4011209087972 | 0.108 | KG | 191.9 | 191.9 | CP20 | CP20 | SAFETY LOCK | - | 0 | 7
3SB1600-5DB01 |  | 3SB1600-5DB01 | 1 | UN | 1 | 40 | X | D | N | N | 83014090 | 1 | 4011209082526 | 0.107 | KG | 191.9 | 191.9 | CP20 | CP20 | SAFETY LOCK | - | 0 | 7
3SB1901-2AA |  | 3SB1901-2AA | 100 | UN | 1 | 10 | C | D | N | N | 85389099 | 10 | 4011209024854 | 0.42 | G | 94.72 | 94.72 | CP20 | CP20 | Adhesive labeling plate on label holder, Label size 12.5 x 27 mm, silver label, black font, without inscription, for self-labeling | - | 0 | 7
3SB1901-2AB |  | 3SB1901-2AB | 100 | UN | 1 | 10 | C | D | N | N | 85389099 | 10 | 4011209024861 | 0.001 | KG | 135.85 | 135.85 | CP20 | CP20 | Adhesive labeling plate on label holder, Label size 12.5 x 27 mm, silver label, black font, with inscription: ON | - | 0 | 7
3SB1901-2AC |  | 3SB1901-2AC | 100 | UN | 1 | 10 | C | D | N | N | 85389099 | 10 | 4011209024878 | 0.001 | KG | 135.85 | 135.85 | CP20 | CP20 | Adhesive labeling plate on label holder, Label size 12.5 x 27 mm, silver label, black font, with inscription: OFF | - | 0 | 7
3SB1901-2AD |  | 3SB1901-2AD | 100 | UN | 1 | 10 | C | D | N | N | 85389099 | 10 | 4011209082519 | 0.001 | KG | 135.85 | 135.85 | CP20 | CP20 | Adhesive labeling plate on label holder, Label size 12.5 x 27 mm, silver label, black font, with inscription: UP | - | 0 | 7
3SB1901-2AE |  | 3SB1901-2AE | 100 | UN | 1 | 10 | C | D | N | N | 85389099 | 10 | 4011209087620 | 0.001 | KG | 135.85 | 135.85 | CP20 | CP20 | Adhesive labeling plate on label holder, Label size 12.5 x 27 mm, silver label, black font, with inscription: DOWN | - | 0 | 7
3SB1901-2AF |  | 3SB1901-2AF | 100 | UN | 1 | 10 | C | D | N | N | 85389099 | 10 | 4011209024885 | 0.001 | KG | 135.85 | 135.85 | CP20 | CP20 | Adhesive labeling plate on label holder, Label size 12.5 x 27 mm, silver label, black font, with inscription: FORWARD | - | 0 | 7
3SB1901-2AG |  | 3SB1901-2AG | 100 | UN | 1 | 10 | C | D | N | N | 85389099 | 10 | 4011209104266 | 0.001 | G | 135.85 | 135.85 | CP20 | CP20 | Adhesive labeling plate on label holder, Label size 12.5 x 27 mm, silver label, black font, with inscription: BACK | - | 0 | 7
3SB1901-2AH |  | 3SB1901-2AH | 100 | UN | 1 | 10 | C | D | N | N | 85389099 | 10 | 4011209128590 | 0.001 | KG | 135.85 | 135.85 | CP20 | CP20 | Adhesive labeling plate on label holder, Label size 12.5 x 27 mm, silver label, black font, with inscription: RIGHT | - | 0 | 7
3SB1901-2AJ |  | 3SB1901-2AJ | 100 | UN | 1 | 10 | C | D | N | N | 85389099 | 10 | 4011209128606 | 0.001 | KG | 135.85 | 135.85 | CP20 | CP20 | Adhesive labeling plate on label holder, Label size 12.5 x 27 mm, silver label, black font, with inscription: LEFT | - | 0 | 7
3SB1901-2AK |  | 3SB1901-2AK | 100 | UN | 1 | 10 | C | D | N | N | 85389099 | 10 | 4011209127524 | 0.001 | KG | 135.85 | 135.85 | CP20 | CP20 | Adhesive labeling plate on label holder, Label size 12.5 x 27 mm, silver label, black font, with inscription: STOP | - | 0 | 7
3SB1901-2AL |  | 3SB1901-2AL | 100 | UN | 1 | 10 | C | D | N | N | 85389099 | 10 | 4011209082533 | 0.001 | KG | 135.85 | 135.85 | CP20 | CP20 | Adhesive labeling plate on label holder, Label size 12.5 x 27 mm, silver label, black font, with inscription: CLOSE | - | 0 | 7
3SB1901-2AM |  | 3SB1901-2AM | 100 | UN | 1 | 10 | C | D | N | N | 85389099 | 10 | 4011209111899 | 0.3 | G | 135.85 | 135.85 | CP20 | CP20 | Adhesive labeling plate on label holder, Label size 12.5 x 27 mm, silver label, black font, with inscription: FAST | - | 0 | 7
3SB1901-2AN |  | 3SB1901-2AN | 100 | UN | 1 | 10 | C | D | N | N | 85389099 | 10 | 4011209111905 | 0.001 | KG | 135.85 | 135.85 | CP20 | CP20 | Adhesive labeling plate on label holder, Label size 12.5 x 27 mm, silver label, black font, with inscription: SLOW | - | 0 | 7
3SB1901-2AP |  | 3SB1901-2AP | 100 | UN | 1 | 10 | C | D | N | N | 85389099 | 10 | 4011209024892 | 0.001 | KG | 135.85 | 135.85 | CP20 | CP20 | Adhesive labeling plate on label holder, Label size 12.5 x 27 mm, silver label, black font, with inscription: OPERATION | - | 0 | 7
3SB1901-2AQ |  | 3SB1901-2AQ | 100 | UN | 1 | 10 | C | D | N | N | 85389099 | 10 | 4011209024908 | 0.007 | KG | 135.85 | 135.85 | CP20 | CP20 | Adhesive labeling plate on label holder, Label size 12.5 x 27 mm, silver label, black font, with inscription: FAULT | - | 0 | 7
3SB1901-2AR |  | 3SB1901-2AR | 100 | UN | 1 | 10 | C | D | N | N | 85389099 | 10 | 4011209100824 | 0.001 | KG | 135.85 | 135.85 | CP20 | CP20 | Adhesive labeling plate on label holder, Label size 12.5 x 27 mm, silver label, black font, with inscription: SET-UP | - | 0 | 7
3SB1901-2BA |  | 3SB1901-2BA | 100 | UN | 1 | 10 | C | D | N | N | 85389099 | 10 | 4011209024915 | 0.001 | KG | 135.85 | 135.85 | CP20 | CP20 | Adhesive labeling plate on label holder, Label size 12.5 x 27 mm, silver label, black font, with inscription: MANUAL AUTO | - | 0 | 7
3SB1901-2BC |  | 3SB1901-2BC | 100 | UN | 1 | 10 | C | D | N | N | 85389099 | 10 | 4011209153165 | 0.001 | G | 135.85 | 135.85 | CP20 | CP20 | Adhesive labeling plate on label holder, Label size 12.5 x 27 mm, silver label, black font, with inscription: STOP START | - | 0 | 7
3SB1901-2BE |  | 3SB1901-2BE | 100 | UN | 1 | 10 | C | D | N | N | 85389099 | 10 | 4011209024922 | 0.002 | KG | 135.85 | 135.85 | CP20 | CP20 | Adhesive labeling plate on label holder, Label size 12.5 x 27 mm, silver label, black font, with inscription: MANUAL O AUTO | - | 0 | 7
3SB1901-2EB |  | 3SB1901-2EB | 100 | UN | 1 | 10 | C | D | N | N | 85389099 | 10 | 4011209114579 | 0.001 | KG | 135.85 | 135.85 | CP20 | CP20 | Adhesive labeling plate on label holder, Label size 12.5 x 27 mm, silver label, black font, with inscription: ON | - | 0 | 7
3SB1901-2EC |  | 3SB1901-2EC | 100 | UN | 1 | 10 | C | D | N | N | 85389099 | 10 | 4011209098008 | 0.001 | KG | 135.85 | 135.85 | CP20 | CP20 | Adhesive labeling plate on label holder, Label size 12.5 x 27 mm, silver label, black font, with inscription: OFF | - | 0 | 7
3SB1901-2ED |  | 3SB1901-2ED | 100 | UN | 1 | 10 | C | D | N | N | 85389099 | 10 | 4011209163263 | 0.001 | KG | 135.85 | 135.85 | CP20 | CP20 | Adhesive labeling plate on label holder, Label size 12.5 x 27 mm, silver label, black font, with inscription: FM | - | 0 | 7
3SB1901-2EE |  | 3SB1901-2EE | 100 | UN | 1 | 10 | C | D | N | N | 85389099 | 10 | 4011209194144 | 0.001 | KG | 135.85 | 135.85 | CP20 | CP20 | Adhesive labeling plate on label holder, Label size 12.5 x 27 mm, silver label, black font, with inscription: DOWN | - | 0 | 7
3SB1901-2EF |  | 3SB1901-2EF | 100 | UN | 1 | 10 | C | D | N | N | 85389099 | 10 | 4011209199613 | 0.001 | KG | 135.85 | 135.85 | CP20 | CP20 | Adhesive labeling plate on label holder, Label size 12.5 x 27 mm, silver label, black font, with inscription: FORWARD | - | 0 | 7
3SB1901-2EG |  | 3SB1901-2EG | 100 | UN | 1 | 10 | C | D | N | N | 85389099 | 10 | 4011209166028 | 0.001 | KG | 135.85 | 135.85 | CP20 | CP20 | Adhesive labeling plate on label holder, Label size 12.5 x 27 mm, silver label, black font, with inscription: REVERSE | - | 0 | 7
3SB1901-2EH |  | 3SB1901-2EH | 100 | UN | 1 | 10 | C | D | N | N | 85389099 | 10 | 4011209237759 | 0.001 | KG | 135.85 | 135.85 | CP20 | CP20 | Adhesive labeling plate on label holder, Label size 12.5 x 27 mm, silver label, black font, with inscription: RIGHT | - | 0 | 7
3SB1901-2EJ |  | 3SB1901-2EJ | 100 | UN | 1 | 10 | C | D | N | N | 85389099 | 10 | 4011209237766 | 0.3 | G | 135.85 | 135.85 | CP20 | CP20 | Adhesive labeling plate on label holder, Label size 12.5 x 27 mm, silver label, black font, with inscription: LEFT | - | 0 | 7
3SB1901-2EK |  | 3SB1901-2EK | 100 | UN | 1 | 10 | C | D | N | N | 85389099 | 10 | 4011209024939 | 0.002 | KG | 135.85 | 135.85 | CP20 | CP20 | Adhesive labeling plate on label holder, Label size 12.5 x 27 mm, silver label, black font, with inscription: STOP | - | 0 | 7
3SB1901-2EL |  | 3SB1901-2EL | 100 | UN | 1 | 10 | C | D | N | N | 85389099 | 10 | 4011209024946 | 0.001 | KG | 135.85 | 135.85 | CP20 | CP20 | Adhesive labeling plate on label holder, Label size 12.5 x 27 mm, silver label, black font, with inscription: START | - | 0 | 7
3SB1901-2EM |  | 3SB1901-2EM | 100 | UN | 1 | 10 | C | D | N | N | 85389099 | 10 | 4011209024953 | 0.001 | KG | 135.85 | 135.85 | CP20 | CP20 | Adhesive labeling plate on label holder, Label size 12.5 x 27 mm, silver label, black font, with inscription: RESET | - | 0 | 7
3SB1901-2EN |  | 3SB1901-2EN | 100 | UN | 1 | 10 | C | D | N | N | 85389099 | 10 | 4011209104310 | 0.002 | KG | 135.85 | 135.85 | CP20 | CP20 | Adhesive labeling plate on label holder, Label size 12.5 x 27 mm, silver label, black font, with inscription: TEST | - | 0 | 7
3SB1901-2EP |  | 3SB1901-2EP | 100 | UN | 1 | 10 | C | D | N | N | 85389099 | 10 | 4011209165502 | 0.001 | KG | 135.85 | 135.85 | CP20 | CP20 | Adhesive labeling plate on label holder, Label size 12.5 x 27 mm, silver label, black font, with inscription: OPEN | - | 0 | 7
3SB1901-2EQ |  | 3SB1901-2EQ | 100 | UN | 1 | 10 | C | D | N | N | 85389099 | 10 | 4011209149960 | 0.001 | KG | 135.85 | 135.85 | CP20 | CP20 | Adhesive labeling plate on label holder, Label size 12.5 x 27 mm, silver label, black font, with inscription: CLOSE | - | 0 | 7
3SB1901-2ER |  | 3SB1901-2ER | 100 | UN | 1 | 10 | C | D | N | N | 85389099 | 10 | 4011209092693 | 0.001 | KG | 135.85 | 135.85 | CP20 | CP20 | Adhesive labeling plate on label holder, Label size 12.5 x 27 mm, silver label, black font, with inscription: FAST | - | 0 | 7
3SB1901-2ES |  | 3SB1901-2ES | 100 | UN | 1 | 10 | C | D | N | N | 85389099 | 10 | 4011209092686 | 0.001 | KG | 135.85 | 135.85 | CP20 | CP20 | Adhesive labeling plate on label holder, Label size 12.5 x 27 mm, silver label, black font, with inscription: SLOW | - | 0 | 7
3SB1901-2ET |  | 3SB1901-2ET | 100 | UN | 1 | 10 | C | D | N | N | 85389099 | 10 | 4011209024960 | 0.001 | KG | 135.85 | 135.85 | CP20 | CP20 | Adhesive labeling plate on label holder, Label size 12.5 x 27 mm, silver label, black font, with inscription: MANUAL O AUTO | - | 0 | 7
3SB1901-2EU |  | 3SB1901-2EU | 100 | UN | 1 | 10 | C | D | N | N | 85389099 | 10 | 4011209098213 | 0.001 | KG | 135.85 | 135.85 | CP20 | CP20 | Adhesive labeling plate on label holder, Label size 12.5 x 27 mm, silver label, black font, with inscription: MANUAL AUTO | - | 0 | 7
3SB1901-2EV |  | 3SB1901-2EV | 100 | UN | 1 | 10 | C | D | N | N | 85389099 | 10 | 4011209142107 | 0.001 | KG | 135.85 | 135.85 | CP20 | CP20 | Adhesive labeling plate on label holder, Label size 12.5 x 27 mm, silver label, black font, with inscription: RUNNING | - | 0 | 7
3SB1901-2EW |  | 3SB1901-2EW | 100 | UN | 1 | 10 | C | D | N | N | 85389099 | 10 | 4011209098015 | 0.001 | KG | 135.85 | 135.85 | CP20 | CP20 | Adhesive labeling plate on label holder, Label size 12.5 x 27 mm, silver label, black font, with inscription: FAULT | - | 0 | 7
3SB1901-2MB |  | 3SB1901-2MB | 100 | UN | 1 | 10 | C | D | N | N | 85389099 | 10 | 4011209024977 | 0.001 | KG | 135.85 | 135.85 | CP20 | CP20 | Adhesive labeling plate on label holder, Label size 12.5 x 27 mm, silver label, black font, with graphic symbol: O | - | 0 | 7
3SB1901-2MC |  | 3SB1901-2MC | 100 | UN | 1 | 10 | C | D | N | N | 85389099 | 10 | 4011209024984 | 0.001 | KG | 135.85 | 135.85 | CP20 | CP20 | Adhesive labeling plate on label holder, Label size 12.5 x 27 mm, silver label, black font, with graphic symbol: I | - | 0 | 7
3SB1901-2MD |  | 3SB1901-2MD | 100 | UN | 1 | 10 | C | D | N | N | 85389099 | 10 | 4011209119666 | 0.001 | KG | 135.85 | 135.85 | CP20 | CP20 | Adhesive labeling plate on label holder, Label size 12.5 x 27 mm, silver label, black font, with graphic symbol: II | - | 0 | 7
3SB1901-2ME |  | 3SB1901-2ME | 100 | UN | 1 | 10 | C | D | N | N | 85389099 | 10 | 4011209119659 | 0.001 | KG | 135.85 | 135.85 | CP20 | CP20 | Adhesive labeling plate on label holder, Label size 12.5 x 27 mm, silver label, black font, with graphic symbol: III | - | 0 | 7
3SB1901-2MF |  | 3SB1901-2MF | 100 | UN | 1 | 10 | C | D | N | N | 85389099 | 10 | 4011209024991 | 0.001 | KG | 135.85 | 135.85 | CP20 | CP20 | Adhesive labeling plate on label holder, Label size 12.5 x 27 mm, silver label, black font, with graphic symbol: O I | - | 0 | 7
3SB1901-2MG |  | 3SB1901-2MG | 100 | UN | 1 | 10 | C | D | N | N | 85389099 | 10 | 4011209025004 | 0.001 | KG | 135.85 | 135.85 | CP20 | CP20 | Adhesive labeling plate on label holder, Label size 12.5 x 27 mm, silver label, black font, with graphic symbol: I O II | - | 0 | 7
3SB1901-2MK |  | 3SB1901-2MK | 100 | UN | 1 | 10 | C | D | N | N | 85389099 | 10 | 4011209134683 | 0.001 | KG | 135.85 | 135.85 | CP20 | CP20 | Adhesive labeling plate on label holder, Label size 12.5 x 27 mm, silver label, black font, with graphic symbol: 1 O 2 | - | 0 | 7
3SB1901-2ML |  | 3SB1901-2ML | 100 | UN | 1 | 10 | C | D | N | N | 85389099 | 10 | 4011209138568 | 0.001 | KG | 135.85 | 135.85 | CP20 | CP20 | Adhesive labeling plate on label holder, Label size 12.5 x 27 mm, silver label, black font, with graphic symbol: 1 2 | - | 0 | 7
3SB1901-2MM |  | 3SB1901-2MM | 100 | UN | 1 | 10 | C | D | N | N | 85389099 | 10 | 4011209462946 | 0.001 | KG | 135.85 | 135.85 | CP20 | CP20 | Adhesive labeling plate on label holder, Label size 12.5 x 27 mm, silver label, black font, with graphic symbol: 1 2 | - | 0 | 7
3SB1901-2MN |  | 3SB1901-2MN | 100 | UN | 1 | 10 | C | D | N | N | 85389099 | 10 | 4011209424449 | 0.001 | KG | 135.85 | 135.85 | CP20 | CP20 | Adhesive labeling plate on label holder, Label size 12.5 x 27 mm, silver label, black font, with graphic symbol: I O II | - | 0 | 7
3SB1901-2NA |  | 3SB1901-2NA | 100 | UN | 1 | 10 | C | D | N | N | 85389099 | 10 | 4011209137509 | 0.001 | KG | 135.85 | 135.85 | CP20 | CP20 | Adhesive labeling plate on label holder, Label size 12.5 x 27 mm, silver label, black font, with graphic symbol: arrow pointing to the right | - | 0 | 7
3SB1901-2NJ |  | 3SB1901-2NJ | 100 | UN | 1 | 10 | C | D | N | N | 85389099 | 10 | 4011209083936 | 0.001 | KG | 135.85 | 135.85 | CP20 | CP20 | Adhesive labeling plate on label holder, Label size 12.5 x 27 mm, silver label, black font, with graphic symbol: ARROW POINTING UP | - | 0 | 7
3SB1901-2XA |  | 3SB1901-2XA | 1 | UN | 1 | 20 | D | D | N | N | 85389099 | 1 | 4011209025011 | 0.15 | G | 4.14 | 4.14 | CP20 | CP20 | Adhesive labeling plate on label holder, Label size 12.5 x 27 mm, Label red, white font, without inscription, for self-labeling | - | 0 | 7
3SB1901-2XZ | K0Y | 3SB1901-2XZK0Y | 1 | UN | 1 | 40 | X | D | N | N | 85389099 | 1 |  | 0.308 | G | 3.69 | 3.69 | CP20 | CP20 | Adhesive labeling plate on label holder, Label size 12.5 x 27 mm, silver label, black font, customer-specific inscription, upper case and lower case, always upper case at beginning of line | - | 0 | 7
3SB1901-2XZ | K1Y | 3SB1901-2XZK1Y | 1 | UN | 1 | 40 | X | D | N | N | 85389099 | 1 |  | 0.001 | KG | 3.69 | 3.69 | CP20 | CP20 | Adhesive labeling plate on label holder, Label size 12.5 x 27 mm, silver label, black font, customer-specific inscription, upper case | - | 0 | 7
3SB1901-2XZ | K2Y | 3SB1901-2XZK2Y | 1 | UN | 1 | 40 | X | D | N | N | 85389099 | 1 |  | 0.002 | KG | 3.69 | 3.69 | CP20 | CP20 | Adhesive labeling plate on label holder, Label size 12.5 x 27 mm, silver label, black font, customer-specific inscription, lower case | - | 0 | 7
3SB1901-2XZ | K3Y | 3SB1901-2XZK3Y | 1 | UN | 1 | 40 | X | D | N | N | 85389099 | 1 |  | 0.001 | KG | 3.69 | 3.69 | CP20 | CP20 | Adhesive labeling plate on label holder, Label size 12.5 x 27 mm, silver label, black font, customer-specific inscription, Symbol number according to ISO7000 or IEC60417 | - | 0 | 7
3SB1901-2XZ | K5Y | 3SB1901-2XZK5Y | 1 | UN | 1 | 10 | C | D | N | N | 85389099 | 1 |  | 0.01 | KG | 3.69 | 3.69 | CP20 | CP20 | Adhesive labeling plate on label holder, Label size 12.5 x 27 mm, silver label, black font, customer-specific inscription, upper case and lower case, always upper case at beginning of line | - | 0 | 7
3SB1901-2XZ | K9Y | 3SB1901-2XZK9Y | 1 | UN | 1 | 40 | X | D | N | N | 85389099 | 1 |  | 0.02 | KG | 3.69 | 3.69 | CP20 | CP20 | Adhesive labeling plate on label holder, Label size 12.5 x 27 mm, silver label, black font, customer-specific inscription, inscription or symbol according to order form supplement | - | 0 | 7
3SB1901-3AA |  | 3SB1901-3AA | 100 | UN | 1 | 10 | C | D | N | N | 85389099 | 10 | 4011209025028 | 0.4 | G | 124.45 | 124.45 | CP20 | CP20 | Adhesive labeling plate on enclosure, Label size 22 x 22 mm, silver label, black font, without inscription, for self-labeling | - | 0 | 7
3SB1901-3AB |  | 3SB1901-3AB | 1 | UN | 1 | 10 | C | D | N | N | 85389099 | 10 | 4011209025035 | 0.001 | KG | 3.41 | 3.41 | CP20 | CP20 | Adhesive labeling plate on enclosure, Label size 22 x 22 mm, silver label, black font, with inscription: ON | - | 0 | 7
3SB1901-3AC |  | 3SB1901-3AC | 1 | UN | 1 | 10 | C | D | N | N | 85389099 | 10 | 4011209025042 | 0.001 | KG | 3.41 | 3.41 | CP20 | CP20 | Adhesive labeling plate on enclosure, Label size 22 x 22 mm, silver label, black font, with inscription: OFF | - | 0 | 7
3SB1901-3AD |  | 3SB1901-3AD | 1 | UN | 1 | 10 | C | D | N | N | 85389099 | 10 | 4011209025059 | 0.001 | KG | 3.41 | 3.41 | CP20 | CP20 | Adhesive labeling plate on enclosure, Label size 22 x 22 mm, silver label, black font, with inscription: UP | - | 0 | 7
3SB1901-3AE |  | 3SB1901-3AE | 1 | UN | 1 | 10 | C | D | N | N | 85389099 | 10 | 4011209025066 | 0.001 | KG | 3.41 | 3.41 | CP20 | CP20 | Adhesive labeling plate on enclosure, Label size 22 x 22 mm, silver label, black font, with inscription: DOWN | - | 0 | 7
3SB1901-3AF |  | 3SB1901-3AF | 1 | UN | 1 | 10 | C | D | N | N | 85389099 | 10 | 4011209094048 | 0.001 | KG | 3.41 | 3.41 | CP20 | CP20 | Adhesive labeling plate on enclosure, Label size 22 x 22 mm, silver label, black font, with inscription: FORWARD | - | 0 | 7
3SB1901-3AG |  | 3SB1901-3AG | 1 | UN | 1 | 10 | C | D | N | N | 85389099 | 10 | 4011209094307 | 0.001 | KG | 3.41 | 3.41 | CP20 | CP20 | Adhesive labeling plate on enclosure, Label size 22 x 22 mm, silver label, black font, with inscription: BACK | - | 0 | 7
3SB1901-3AH |  | 3SB1901-3AH | 1 | UN | 1 | 10 | C | D | N | N | 85389099 | 10 | 4011209084186 | 0.025 | KG | 3.41 | 3.41 | CP20 | CP20 | Adhesive labeling plate on enclosure, Label size 22 x 22 mm, silver label, black font, with inscription: RIGHT | - | 0 | 7
3SB1901-3AJ |  | 3SB1901-3AJ | 1 | UN | 1 | 10 | C | D | N | N | 85389099 | 10 | 4011209084179 | 0.001 | KG | 3.41 | 3.41 | CP20 | CP20 | Adhesive labeling plate on enclosure, Label size 22 x 22 mm, silver label, black font, with inscription: LEFT | - | 0 | 7
3SB1901-3AK |  | 3SB1901-3AK | 1 | UN | 1 | 10 | C | D | N | N | 85389099 | 10 | 4011209101999 | 0.001 | KG | 3.41 | 3.41 | CP20 | CP20 | Adhesive labeling plate on enclosure, Label size 22 x 22 mm, silver label, black font, with inscription: STOP | - | 0 | 7
3SB1901-3AL |  | 3SB1901-3AL | 1 | UN | 1 | 10 | C | D | N | N | 85389099 | 10 | 4011209025073 | 0.001 | KG | 3.41 | 3.41 | CP20 | CP20 | Adhesive labeling plate on enclosure, Label size 22 x 22 mm, silver label, black font, with inscription: CLOSE | - | 0 | 7
3SB1901-3AM |  | 3SB1901-3AM | 1 | UN | 1 | 10 | C | D | N | N | 85389099 | 10 | 4011209096455 | 0.004 | KG | 3.41 | 3.41 | CP20 | CP20 | Adhesive labeling plate on enclosure, Label size 22 x 22 mm, silver label, black font, with inscription: FAST | - | 0 | 7
3SB1901-3AN |  | 3SB1901-3AN | 1 | UN | 1 | 10 | C | D | N | N | 85389099 | 10 | 4011209096448 | 0.001 | KG | 3.41 | 3.41 | CP20 | CP20 | Adhesive labeling plate on enclosure, Label size 22 x 22 mm, silver label, black font, with inscription: SLOW | - | 0 | 7
3SB1901-3AP |  | 3SB1901-3AP | 1 | UN | 1 | 10 | C | D | N | N | 85389099 | 10 | 4011209025080 | 0.001 | KG | 3.41 | 3.41 | CP20 | CP20 | Adhesive labeling plate on enclosure, Label size 22 x 22 mm, silver label, black font, with inscription: OPERATION | - | 0 | 7
3SB1901-3AQ |  | 3SB1901-3AQ | 1 | UN | 1 | 10 | C | D | N | N | 85389099 | 10 | 4011209079731 | 0.001 | KG | 3.41 | 3.41 | CP20 | CP20 | Adhesive labeling plate on enclosure, Label size 22 x 22 mm, silver label, black font, with inscription: FAULT | - | 0 | 7
3SB1901-3AR |  | 3SB1901-3AR | 1 | UN | 1 | 10 | C | D | N | N | 85389099 | 10 | 4011209113947 | 0.001 | G | 3.41 | 3.41 | CP20 | CP20 | Adhesive labeling plate on enclosure, Label size 22 x 22 mm, silver label, black font, with inscription: SET-UP | - | 0 | 7
3SB1901-3AS |  | 3SB1901-3AS | 1 | UN | 1 | 10 | C | D | N | N | 85389099 | 10 | 4011209025097 | 0.001 | KG | 3.41 | 3.41 | CP20 | CP20 | Adhesive labeling plate on enclosure, Label size 22 x 22 mm, silver label, black font, with inscription: EMERGENCY OFF | - | 0 | 7
3SB1901-3AT |  | 3SB1901-3AT | 1 | UN | 1 | 10 | C | D | N | N | 85389099 | 10 | 4011209791572 | 0.001 | KG | 3.41 | 3.41 | CP20 | CP20 | Adhesive labeling plate on enclosure, Label size 22 x 22 mm, silver label, black font, with inscription: EMERGENCY STOP | - | 0 | 7
3SB1901-3BE |  | 3SB1901-3BE | 1 | UN | 1 | 10 | C | D | N | N | 85389099 | 10 | 4011209086357 | 0.002 | KG | 3.41 | 3.41 | CP20 | CP20 | Adhesive labeling plate on enclosure, Label size 22 x 22 mm, silver label, black font, with inscription: MANUAL O AUTO | - | 0 | 7
3SB1901-3BF |  | 3SB1901-3BF | 1 | UN | 1 | 10 | C | D | N | N | 85389099 | 10 | 4011209462991 | 0.001 | KG | 3.41 | 3.41 | CP20 | CP20 | Adhesive labeling plate on enclosure, Label size 22 x 22 mm, silver label, black font, with inscription: AUTO O MANUAL | - | 0 | 7
3SB1901-3CA |  | 3SB1901-3CA | 1 | UN | 1 | 10 | C | D | N | N | 85389099 | 10 | 4011209197053 | 0.7 | G | 3.41 | 3.41 | CP20 | CP20 | Adhesive labeling plate on enclosure, Label size 22 x 22 mm, silver label, black font, with inscription: FAN | - | 0 | 7
3SB1901-3CB |  | 3SB1901-3CB | 1 | UN | 1 | 10 | C | D | N | N | 85389099 | 10 | 4011209139848 | 0.001 | KG | 3.41 | 3.41 | CP20 | CP20 | Adhesive labeling plate on enclosure, Label size 22 x 22 mm, silver label, black font, with inscription: PUMP | - | 0 | 7
3SB1901-3CC |  | 3SB1901-3CC | 1 | UN | 1 | 10 | C | D | N | N | 85389099 | 10 | 4011209154643 | 0.7 | G | 3.41 | 3.41 | CP20 | CP20 | Adhesive labeling plate on enclosure, Label size 22 x 22 mm, silver label, black font, with inscription: COOLING | - | 0 | 7
3SB1901-3CD |  | 3SB1901-3CD | 1 | UN | 1 | 10 | C | D | N | N | 85389099 | 10 | 4011209166929 | 0.001 | KG | 3.41 | 3.41 | CP20 | CP20 | Adhesive labeling plate on enclosure, Label size 22 x 22 mm, silver label, black font, with inscription: Heating | - | 0 | 7
3SB1901-3CE |  | 3SB1901-3CE | 1 | UN | 1 | 10 | C | D | N | N | 85389099 | 10 | 4011209144590 | 0.002 | KG | 3.41 | 3.41 | CP20 | CP20 | Adhesive labeling plate on enclosure, Label size 22 x 22 mm, silver label, black font, with inscription: LIGHTING | - | 0 | 7
3SB1901-3CF |  | 3SB1901-3CF | 1 | UN | 1 | 10 | C | D | N | N | 85389099 | 10 | 4011209435698 | 0.7 | G | 3.41 | 3.41 | CP20 | CP20 | Adhesive labeling plate on enclosure, Label size 22 x 22 mm, silver label, black font, with inscription: FILTER | - | 0 | 7
3SB1901-3CG |  | 3SB1901-3CG | 1 | UN | 1 | 10 | C | D | N | N | 85389099 | 10 | 4011209120488 | 0.001 | KG | 3.41 | 3.41 | CP20 | CP20 | Adhesive labeling plate on enclosure, Label size 22 x 22 mm, silver label, black font, with inscription: MOTOR | - | 0 | 7
3SB1901-3CH |  | 3SB1901-3CH | 1 | UN | 1 | 10 | C | D | N | N | 85389099 | 10 | 4011209190276 | 0.7 | G | 3.41 | 3.41 | CP20 | CP20 | Adhesive labeling plate on enclosure, Label size 22 x 22 mm, silver label, black font, with inscription: Compressor | - | 0 | 7
3SB1901-3EB |  | 3SB1901-3EB | 1 | UN | 1 | 10 | C | D | N | N | 85389099 | 10 | 4011209142831 | 0.001 | KG | 3.41 | 3.41 | CP20 | CP20 | Adhesive labeling plate on enclosure, Label size 22 x 22 mm, silver label, black font, with inscription: ON | - | 0 | 7
3SB1901-3EC |  | 3SB1901-3EC | 1 | UN | 1 | 10 | C | D | N | N | 85389099 | 10 | 4011209084810 | 0.001 | G | 3.41 | 3.41 | CP20 | CP20 | Adhesive labeling plate on enclosure, Label size 22 x 22 mm, silver label, black font, with inscription: OFF | - | 0 | 7
3SB1901-3ED |  | 3SB1901-3ED | 1 | UN | 1 | 10 | C | D | N | N | 85389099 | 10 | 4011209113060 | 0.01 | KG | 3.33 | 3.33 | CP20 | CP20 | Adhesive labeling plate on enclosure, Label size 22 x 22 mm, silver label, black font, with inscription: FM | - | 0 | 7
3SB1901-3EE |  | 3SB1901-3EE | 1 | UN | 1 | 10 | C | D | N | N | 85389099 | 10 | 4011209113053 | 0.001 | KG | 3.33 | 3.33 | CP20 | CP20 | Adhesive labeling plate on enclosure, Label size 22 x 22 mm, silver label, black font, with inscription: DOWN | - | 0 | 7
3SB1901-3EF |  | 3SB1901-3EF | 1 | UN | 1 | 10 | C | D | N | N | 85389099 | 10 | 4011209135284 | 0.001 | KG | 3.33 | 3.33 | CP20 | CP20 | Adhesive labeling plate on enclosure, Label size 22 x 22 mm, silver label, black font, with inscription: FORWARD | - | 0 | 7
3SB1901-3EG |  | 3SB1901-3EG | 1 | UN | 1 | 10 | C | D | N | N | 85389099 | 10 | 4011209135291 | 0.001 | KG | 3.33 | 3.33 | CP20 | CP20 | Adhesive labeling plate on enclosure, Label size 22 x 22 mm, silver label, black font, with inscription: REVERSE | - | 0 | 7
3SB1901-3EH |  | 3SB1901-3EH | 1 | UN | 1 | 10 | C | D | N | N | 85389099 | 10 | 4011209163232 | 0.001 | KG | 3.33 | 3.33 | CP20 | CP20 | Adhesive labeling plate on enclosure, Label size 22 x 22 mm, silver label, black font, with inscription: RIGHT | - | 0 | 7
3SB1901-3EJ |  | 3SB1901-3EJ | 1 | UN | 1 | 10 | C | D | N | N | 85389099 | 10 | 4011209163249 | 0.001 | KG | 3.33 | 3.33 | CP20 | CP20 | Adhesive labeling plate on enclosure, Label size 22 x 22 mm, silver label, black font, with inscription: LEFT | - | 0 | 7
3SB1901-3EK |  | 3SB1901-3EK | 1 | UN | 1 | 10 | C | D | N | N | 85389099 | 10 | 4011209025103 | 0.001 | KG | 3.33 | 3.33 | CP20 | CP20 | Adhesive labeling plate on enclosure, Label size 22 x 22 mm, silver label, black font, with inscription: STOP | - | 0 | 7
3SB1901-3EL |  | 3SB1901-3EL | 1 | UN | 1 | 10 | C | D | N | N | 85389099 | 10 | 4011209025110 | 0.001 | KG | 3.33 | 3.33 | CP20 | CP20 | Adhesive labeling plate on enclosure, Label size 22 x 22 mm, silver label, black font, with inscription: START | - | 0 | 7
3SB1901-3EM |  | 3SB1901-3EM | 1 | UN | 1 | 10 | C | D | N | N | 85389099 | 10 | 4011209025127 | 0.003 | KG | 3.33 | 3.33 | CP20 | CP20 | Adhesive labeling plate on enclosure, Label size 22 x 22 mm, silver label, black font, with inscription: RESET | - | 0 | 7
3SB1901-3EN |  | 3SB1901-3EN | 1 | UN | 1 | 10 | C | D | N | N | 85389099 | 10 | 4011209083868 | 0.001 | KG | 3.33 | 3.33 | CP20 | CP20 | Adhesive labeling plate on enclosure, Label size 22 x 22 mm, silver label, black font, with inscription: TEST | - | 0 | 7
3SB1901-3EP |  | 3SB1901-3EP | 1 | UN | 1 | 10 | C | D | N | N | 85389099 | 10 | 4011209144279 | 0.001 | KG | 3.33 | 3.33 | CP20 | CP20 | Adhesive labeling plate on enclosure, Label size 22 x 22 mm, silver label, black font, with inscription: OPEN | - | 0 | 7
3SB1901-3EQ |  | 3SB1901-3EQ | 1 | UN | 1 | 10 | C | D | N | N | 85389099 | 10 | 4011209084827 | 0.001 | KG | 3.33 | 3.33 | CP20 | CP20 | Adhesive labeling plate on enclosure, Label size 22 x 22 mm, silver label, black font, with inscription: CLOSE | - | 0 | 7
3SB1901-3ER |  | 3SB1901-3ER | 1 | UN | 1 | 10 | C | D | N | N | 85389099 | 10 | 4011209237537 | 0.004 | KG | 3.33 | 3.33 | CP20 | CP20 | Adhesive labeling plate on enclosure, Label size 22 x 22 mm, silver label, black font, with inscription: FAST | - | 0 | 7
3SB1901-3ES |  | 3SB1901-3ES | 1 | UN | 1 | 10 | C | D | N | N | 85389099 | 10 | 4011209229952 | 0.002 | KG | 3.33 | 3.33 | CP20 | CP20 | Adhesive labeling plate on enclosure, Label size 22 x 22 mm, silver label, black font, with inscription: SLOW | - | 0 | 7
3SB1901-3EV |  | 3SB1901-3EV | 1 | UN | 1 | 10 | C | D | N | N | 85389099 | 10 | 4011209097537 | 0.002 | KG | 3.33 | 3.33 | CP20 | CP20 | Adhesive labeling plate on enclosure, Label size 22 x 22 mm, silver label, black font, with inscription: RUNNING | - | 0 | 7
3SB1901-3EW |  | 3SB1901-3EW | 1 | UN | 1 | 10 | C | D | N | N | 85389099 | 10 | 4011209142848 | 0.001 | KG | 3.33 | 3.33 | CP20 | CP20 | Adhesive labeling plate on enclosure, Label size 22 x 22 mm, silver label, black font, with inscription: FAULT | - | 0 | 7
3SB1901-3EY |  | 3SB1901-3EY | 1 | UN | 1 | 10 | C | D | N | N | 85389099 | 10 | 4011209831193 | 0.002 | KG | 3.33 | 3.33 | CP20 | CP20 | Adhesive labeling plate on enclosure, Label size 22 x 22 mm, silver label, black font, with inscription: EMERGENCY STOP | - | 0 | 7
3SB1901-3MB |  | 3SB1901-3MB | 1 | UN | 1 | 10 | C | D | N | N | 85389099 | 10 | 4011209025134 | 0.001 | G | 3.33 | 3.33 | CP20 | CP20 | Adhesive labeling plate on enclosure, Label size 22 x 22 mm, silver label, black font, with graphic symbol: O | - | 0 | 7
3SB1901-3MC |  | 3SB1901-3MC | 1 | UN | 1 | 10 | C | D | N | N | 85389099 | 10 | 4011209025141 | 0.001 | KG | 3.33 | 3.33 | CP20 | CP20 | Adhesive labeling plate on enclosure, Label size 22 x 22 mm, silver label, black font, with graphic symbol: I | - | 0 | 7
3SB1901-3MD |  | 3SB1901-3MD | 1 | UN | 1 | 10 | C | D | N | N | 85389099 | 10 | 4011209025158 | 0.001 | KG | 3.33 | 3.33 | CP20 | CP20 | Adhesive labeling plate on enclosure, Label size 22 x 22 mm, silver label, black font, with graphic symbol: II | - | 0 | 7
3SB1901-3ME |  | 3SB1901-3ME | 1 | UN | 1 | 10 | C | D | N | N | 85389099 | 10 | 4011209130326 | 0.001 | KG | 3.33 | 3.33 | CP20 | CP20 | Adhesive labeling plate on enclosure, Label size 22 x 22 mm, silver label, black font, with graphic symbol: III | - | 0 | 7
3SB1901-3MF |  | 3SB1901-3MF | 1 | UN | 1 | 10 | C | D | N | N | 85389099 | 10 | 4011209025165 | 0.001 | KG | 3.33 | 3.33 | CP20 | CP20 | Adhesive labeling plate on enclosure, Label size 22 x 22 mm, silver label, black font, with graphic symbol: O I | - | 0 | 7
3SB1901-3MG |  | 3SB1901-3MG | 1 | UN | 1 | 10 | C | D | N | N | 85389099 | 10 | 4011209120679 | 0.001 | KG | 3.33 | 3.33 | CP20 | CP20 | Adhesive labeling plate on enclosure, Label size 22 x 22 mm, silver label, black font, with graphic symbol: I O II | - | 0 | 7
3SB1901-3MH |  | 3SB1901-3MH | 1 | UN | 1 | 10 | C | D | N | N | 85389099 | 10 | 4011209094031 | 0.001 | KG | 3.33 | 3.33 | CP20 | CP20 | Adhesive labeling plate on enclosure, Label size 22 x 22 mm, silver label, black font, with graphic symbol: I O (one below the other) | - | 0 | 7
3SB1901-3MW |  | 3SB1901-3MW | 1 | UN | 1 | 10 | C | D | N | N | 85389099 | 10 | 4011209137769 | 0.3 | G | 3.33 | 3.33 | CP20 | CP20 | Adhesive labeling plate on enclosure, Label size 22 x 22 mm, silver label, black font, with graphic symbol: I O II (one below the other) | - | 0 | 7
3SB1901-3NA |  | 3SB1901-3NA | 1 | UN | 1 | 10 | C | D | N | N | 85389099 | 10 | 4011209025172 | 0.001 | KG | 3.33 | 3.33 | CP20 | CP20 | Adhesive labeling plate on enclosure, Label size 22 x 22 mm, silver label, black font, with graphic symbol: arrow pointing to the right | - | 0 | 7
3SB1901-3XZ | K0Y | 3SB1901-3XZK0Y | 1 | UN | 1 | 20 | D | D | N | N | 85389099 | 1 |  | 0.015 | KG | 5.54 | 5.54 | CP20 | CP20 | Adhesive labeling plate on enclosure, Label size 22 x 22 mm, silver label, black font, customer-specific inscription, upper case and lower case, always upper case at beginning of line !!! Phased-out product !!! SIRIUS ACT 3SU1 is the successor | - | 0 | 7
3SB1901-3XZ | K1Y | 3SB1901-3XZK1Y | 1 | UN | 1 | 40 | X | D | N | N | 85389099 | 1 |  | 0.007 | KG | 5.54 | 5.54 | CP20 | CP20 | Adhesive labeling plate on enclosure, Label size 22 x 22 mm, silver label, black font, customer-specific inscription, upper case !!! Phased-out product !!! SIRIUS ACT 3SU1 is the successor | - | 0 | 7
3SB1901-3XZ | K2Y | 3SB1901-3XZK2Y | 1 | UN | 1 | 40 | X | D | N | N | 85389099 | 1 |  | 0.001 | KG | 5.54 | 5.54 | CP20 | CP20 | Adhesive labeling plate on enclosure, Label size 22 x 22 mm, silver label, black font, customer-specific inscription, lower case !!! Phased-out product !!! SIRIUS ACT 3SU1 is the successor | - | 0 | 7
3SB1901-3XZ | K3Y | 3SB1901-3XZK3Y | 1 | UN | 1 | 40 | X | D | N | N | 85389099 | 1 |  | 0.001 | KG | 5.54 | 5.54 | CP20 | CP20 | Adhesive labeling plate on enclosure, Label size 22 x 22 mm, silver label, black font, customer-specific inscription, Symbol number according to ISO7000 or IEC60417 !!! Phased-out product !!! SIRIUS ACT 3SU1 is the successor | - | 0 | 7
3SB1901-3XZ | K5Y | 3SB1901-3XZK5Y | 1 | UN | 1 | 40 | X | D | N | N | 85389099 | 1 |  | 0.001 | KG | 5.54 | 5.54 | CP20 | CP20 | Adhesive labeling plate on enclosure, Label size 22 x 22 mm, silver label, black font, customer-specific inscription, upper case and lower case, always upper case at beginning of line !!! Phased-out product !!! SIRIUS ACT 3SU1 is the successor | - | 0 | 7
3SB1901-3XZ | K9Y | 3SB1901-3XZK9Y | 1 | UN | 1 | 40 | X | D | N | N | 85389099 | 1 |  | 0.001 | KG | 5.54 | 5.54 | CP20 | CP20 | Adhesive labeling plate on enclosure, Label size 22 x 22 mm, silver label, black font, customer-specific inscription, inscription or symbol according to order form supplement !!! Phased-out product !!! SIRIUS ACT 3SU1 is the successor | - | 0 | 7
3SB1901-4AB |  | 3SB1901-4AB | 100 | UN | 1 | 10 | C | D | N | N | 85389099 | 10 | 4011209025202 | 0.001 | KG | 135.85 | 135.85 | CP20 | CP20 | Inscription plate for illuminated pushbutton and switch, flat, round, milky with black font, with inscription: ON | - | 0 | 7
3SB1901-4AC |  | 3SB1901-4AC | 100 | UN | 1 | 10 | C | D | N | N | 85389099 | 10 | 4011209025219 | 0.001 | KG | 135.85 | 135.85 | CP20 | CP20 | Inscription plate for illuminated pushbutton and switch, flat, round, milky with black font, with inscription: OFF | - | 0 | 7
3SB1901-4AD |  | 3SB1901-4AD | 100 | UN | 1 | 10 | C | D | N | N | 85389099 | 10 | 4011209025226 | 0.001 | KG | 135.85 | 135.85 | CP20 | CP20 | Inscription plate for illuminated pushbutton and switch, flat, round, milky with black font, with inscription: UP | - | 0 | 7
3SB1901-4AE |  | 3SB1901-4AE | 100 | UN | 1 | 10 | C | D | N | N | 85389099 | 10 | 4011209025233 | 0.001 | KG | 135.85 | 135.85 | CP20 | CP20 | Inscription plate for illuminated pushbutton and switch, flat, round, milky with black font, with inscription: DOWN | - | 0 | 7
3SB1901-4AF |  | 3SB1901-4AF | 100 | UN | 1 | 10 | C | D | N | N | 85389099 | 10 | 4011209025240 | 0.001 | KG | 135.85 | 135.85 | CP20 | CP20 | Inscription plate for illuminated pushbutton and switch, flat, round, milky with black font, with inscription: FORWARD | - | 0 | 7
3SB1901-4AG |  | 3SB1901-4AG | 100 | UN | 1 | 10 | C | D | N | N | 85389099 | 10 | 4011209025257 | 0.001 | KG | 135.85 | 135.85 | CP20 | CP20 | Inscription plate for illuminated pushbutton and switch, flat, round, milky with black font, with inscription: BACK | - | 0 | 7
3SB1901-4AH |  | 3SB1901-4AH | 100 | UN | 1 | 10 | C | D | N | N | 85389099 | 10 | 4011209108011 | 0.001 | G | 135.85 | 135.85 | CP20 | CP20 | Inscription plate for illuminated pushbutton and switch, flat, round, milky with black font, with inscription: RIGHT | - | 0 | 7
3SB1901-4AJ |  | 3SB1901-4AJ | 100 | UN | 1 | 10 | C | D | N | N | 85389099 | 10 | 4011209108028 | 0.001 | KG | 135.85 | 135.85 | CP20 | CP20 | Inscription plate for illuminated pushbutton and switch, flat, round, milky with black font, with inscription: LEFT | - | 0 | 7
3SB1901-4AK |  | 3SB1901-4AK | 100 | UN | 1 | 10 | C | D | N | N | 85389099 | 10 | 4011209096097 | 0.004 | KG | 135.85 | 135.85 | CP20 | CP20 | Inscription plate for illuminated pushbutton and switch, flat, round, milky with black font, with inscription: STOP | - | 0 | 7
3SB1901-4AL |  | 3SB1901-4AL | 100 | UN | 1 | 10 | C | D | N | N | 85389099 | 10 | 4011209085930 | 0.001 | KG | 135.85 | 135.85 | CP20 | CP20 | Inscription plate for illuminated pushbutton and switch, flat, round, milky with black font, with inscription: CLOSE | - | 0 | 7
3SB1901-4AM |  | 3SB1901-4AM | 100 | UN | 1 | 10 | C | D | N | N | 85389099 | 10 | 4011209102538 | 0.001 | KG | 135.85 | 135.85 | CP20 | CP20 | Inscription plate for illuminated pushbutton and switch, flat, round, milky with black font, with inscription: FAST | - | 0 | 7
3SB1901-4AN |  | 3SB1901-4AN | 100 | UN | 1 | 10 | C | D | N | N | 85389099 | 10 | 4011209082229 | 0.001 | KG | 135.85 | 135.85 | CP20 | CP20 | Inscription plate for illuminated pushbutton and switch, flat, round, milky with black font, with inscription: SLOW | - | 0 | 7
3SB1901-4AP |  | 3SB1901-4AP | 100 | UN | 1 | 10 | C | D | N | N | 85389099 | 10 | 4011209120501 | 0.001 | KG | 135.85 | 135.85 | CP20 | CP20 | Inscription plate for illuminated pushbutton and switch, flat, round, milky with black font, with inscription: OPERATION | - | 0 | 7
3SB1901-4AQ |  | 3SB1901-4AQ | 100 | UN | 1 | 10 | C | D | N | N | 85389099 | 10 | 4011209084049 | 0.001 | KG | 135.85 | 135.85 | CP20 | CP20 | Inscription plate for illuminated pushbutton and switch, flat, round, milky with black font, with inscription: FAULT | - | 0 | 7
3SB1901-4AR |  | 3SB1901-4AR | 100 | UN | 1 | 10 | C | D | N | N | 85389099 | 10 | 4011209087903 | 0.001 | KG | 135.85 | 135.85 | CP20 | CP20 | Inscription plate for illuminated pushbutton and switch, flat, round, milky with black font, with inscription: SET-UP | - | 0 | 7
3SB1901-4AS |  | 3SB1901-4AS | 100 | UN | 1 | 10 | C | D | N | N | 85389099 | 10 | 4011209378728 | 0.022 | G | 135.85 | 135.85 | CP20 | CP20 | Inscription plate for illuminated pushbutton and switch, flat, round, milky, without inscription, for self-labeling | - | 0 | 7
3SB1901-4AZ | K0Y | 3SB1901-4AZK0Y | 1 | UN | 1 | 40 | X | D | N | N | 85389099 | 1 |  | 0.001 | KG | 3.54 | 3.54 | CP20 | CP20 | Inscription plate for illuminated pushbutton and switch, flat, round, milky with black font, customer-specific inscription, upper case and lower case, always upper case at beginning of line | - | 0 | 7
3SB1901-4AZ | K1Y | 3SB1901-4AZK1Y | 1 | UN | 1 | 40 | X | D | N | N | 85389099 | 1 |  | 0.001 | KG | 3.54 | 3.54 | CP20 | CP20 | Inscription plate for illuminated pushbutton and switch, flat, round, milky with black font, customer-specific inscription, upper case | - | 0 | 7
3SB1901-4AZ | K2Y | 3SB1901-4AZK2Y | 1 | UN | 1 | 40 | X | D | N | N | 85389099 | 1 |  | 0.001 | KG | 3.54 | 3.54 | CP20 | CP20 | Inscription plate for illuminated pushbutton and switch, flat, round, milky with black font, customer-specific inscription, lower case | - | 0 | 7
3SB1901-4AZ | K3Y | 3SB1901-4AZK3Y | 1 | UN | 1 | 40 | X | D | N | N | 85389099 | 1 |  | 0.001 | KG | 3.54 | 3.54 | CP20 | CP20 | Inscription plate for illuminated pushbutton and switch, flat, round, milky with black font, customer-specific inscription, Symbol number according to ISO7000 or IEC60417 | - | 0 | 7
3SB1901-4AZ | K5Y | 3SB1901-4AZK5Y | 1 | UN | 1 | 40 | X | D | N | N | 85389099 | 1 |  | 0.001 | KG | 3.54 | 3.54 | CP20 | CP20 | Inscription plate for illuminated pushbutton and switch, flat, round, milky with black font, customer-specific inscription, upper case and lower case, always upper case at the beginning of the word | - | 0 | 7
3SB1901-4AZ | K9Y | 3SB1901-4AZK9Y | 1 | UN | 1 | 40 | X | D | N | N | 85389099 | 1 |  | 0.001 | KG | 3.54 | 3.54 | CP20 | CP20 | Inscription plate for illuminated pushbutton and switch, flat, round, milky with black font, customer-specific inscription, inscription or symbol according to order form supplement | - | 0 | 7
3SB1901-4EB |  | 3SB1901-4EB | 100 | UN | 1 | 10 | C | D | N | N | 85389099 | 10 | 4011209100213 | 0.001 | KG | 135.85 | 135.85 | CP20 | CP20 | Inscription plate for illuminated pushbutton and switch, flat, round, milky with black font, with inscription: ON | - | 0 | 7
3SB1901-4EC |  | 3SB1901-4EC | 100 | UN | 1 | 10 | C | D | N | N | 85389099 | 10 | 4011209130791 | 0.001 | KG | 135.85 | 135.85 | CP20 | CP20 | Inscription plate for illuminated pushbutton and switch, flat, round, milky with black font, with inscription: OFF | - | 0 | 7
3SB1901-4ED |  | 3SB1901-4ED | 100 | UN | 1 | 10 | C | D | N | N | 85389099 | 10 | 4011209087019 | 0.001 | KG | 135.85 | 135.85 | CP20 | CP20 | Inscription plate for illuminated pushbutton and switch, flat, round, milky with black font, with inscription: FM | - | 0 | 7
3SB1901-4EE |  | 3SB1901-4EE | 100 | UN | 1 | 10 | C | D | N | N | 85389099 | 10 | 4011209084858 | 0.001 | KG | 135.85 | 135.85 | CP20 | CP20 | Inscription plate for illuminated pushbutton and switch, flat, round, milky with black font, with inscription: DOWN | - | 0 | 7
3SB1901-4EF |  | 3SB1901-4EF | 100 | UN | 1 | 10 | C | D | N | N | 85389099 | 10 | 4011209087026 | 0.4 | G | 135.85 | 135.85 | CP20 | CP20 | Inscription plate for illuminated pushbutton and switch, flat, round, milky with black font, with inscription: FORWARD | - | 0 | 7
3SB1901-4EG |  | 3SB1901-4EG | 100 | UN | 1 | 10 | C | D | N | N | 85389099 | 10 | 4011209087033 | 0.3 | G | 135.85 | 135.85 | CP20 | CP20 | Inscription plate for illuminated pushbutton and switch, flat, round, milky with black font, with inscription: REVERSE | - | 0 | 7
3SB1901-4EH |  | 3SB1901-4EH | 100 | UN | 1 | 10 | C | D | N | N | 85389099 | 10 | 4011209119635 | 0.004 | KG | 135.85 | 135.85 | CP20 | CP20 | Inscription plate for illuminated pushbutton and switch, flat, round, milky with black font, with inscription: RIGHT | - | 0 | 7
3SB1901-4EJ |  | 3SB1901-4EJ | 100 | UN | 1 | 10 | C | D | N | N | 85389099 | 10 | 4011209119628 | 0.4 | G | 135.85 | 135.85 | CP20 | CP20 | Inscription plate for illuminated pushbutton and switch, flat, round, milky with black font, with inscription: LEFT | - | 0 | 7
3SB1901-4EK |  | 3SB1901-4EK | 100 | UN | 1 | 10 | C | D | N | N | 85389099 | 10 | 4011209025264 | 0.001 | KG | 135.85 | 135.85 | CP20 | CP20 | Inscription plate for illuminated pushbutton and switch, flat, round, milky with black font, with inscription: START | - | 0 | 7
3SB1901-4EL |  | 3SB1901-4EL | 100 | UN | 1 | 10 | C | D | N | N | 85389099 | 10 | 4011209025271 | 0.001 | KG | 135.85 | 135.85 | CP20 | CP20 | Inscription plate for illuminated pushbutton and switch, flat, round, milky with black font, with inscription: STOP | - | 0 | 7
3SB1901-4EM |  | 3SB1901-4EM | 100 | UN | 1 | 10 | C | D | N | N | 85389099 | 10 | 4011209025288 | 0.001 | KG | 135.85 | 135.85 | CP20 | CP20 | Inscription plate for illuminated pushbutton and switch, flat, round, milky with black font, with inscription: RESET | - | 0 | 7
3SB1901-4EN |  | 3SB1901-4EN | 100 | UN | 1 | 10 | C | D | N | N | 85389099 | 10 | 4011209087187 | 0.001 | KG | 135.85 | 135.85 | CP20 | CP20 | Inscription plate for illuminated pushbutton and switch, flat, round, milky with black font, with inscription: TEST | - | 0 | 7
3SB1901-4EP |  | 3SB1901-4EP | 100 | UN | 1 | 10 | C | D | N | N | 85389099 | 10 | 4011209114937 | 0.002 | KG | 135.85 | 135.85 | CP20 | CP20 | Inscription plate for illuminated pushbutton and switch, flat, round, milky with black font, with inscription: OPEN | - | 0 | 7
3SB1901-4EQ |  | 3SB1901-4EQ | 100 | UN | 1 | 10 | C | D | N | N | 85389099 | 10 | 4011209114944 | 0.001 | KG | 135.85 | 135.85 | CP20 | CP20 | Inscription plate for illuminated pushbutton and switch, flat, round, milky with black font, with inscription: CLOSE | - | 0 | 7
3SB1901-4ER |  | 3SB1901-4ER | 100 | UN | 1 | 10 | C | D | N | N | 85389099 | 10 | 4011209084872 | 0.015 | KG | 135.85 | 135.85 | CP20 | CP20 | Inscription plate for illuminated pushbutton and switch, flat, round, milky with black font, with inscription: FAST | - | 0 | 7
3SB1901-4ES |  | 3SB1901-4ES | 100 | UN | 1 | 10 | C | D | N | N | 85389099 | 10 | 4011209084865 | 0.001 | KG | 135.85 | 135.85 | CP20 | CP20 | Inscription plate for illuminated pushbutton and switch, flat, round, milky with black font, with inscription: SLOW | - | 0 | 7
3SB1901-4EV |  | 3SB1901-4EV | 100 | UN | 1 | 10 | C | D | N | N | 85389099 | 10 | 4011209141100 | 0.001 | KG | 135.85 | 135.85 | CP20 | CP20 | Inscription plate for illuminated pushbutton and switch, flat, round, milky with black font, with inscription: RUNNING | - | 0 | 7
3SB1901-4EW |  | 3SB1901-4EW | 100 | UN | 1 | 10 | C | D | N | N | 85389099 | 10 | 4011209136021 | 0.001 | KG | 135.85 | 135.85 | CP20 | CP20 | Inscription plate for illuminated pushbutton and switch, flat, round, milky with black font, with inscription: FAULT | - | 0 | 7
3SB1901-4MB |  | 3SB1901-4MB | 100 | UN | 1 | 10 | C | D | N | N | 85389099 | 10 | 4011209025295 | 0.001 | KG | 135.85 | 135.85 | CP20 | CP20 | Inscription plate for illuminated pushbutton and switch, flat, round, milky with black font, with graphic symbol: O | - | 0 | 7
3SB1901-4MC |  | 3SB1901-4MC | 100 | UN | 1 | 10 | C | D | N | N | 85389099 | 10 | 4011209025301 | 0.001 | KG | 135.85 | 135.85 | CP20 | CP20 | Inscription plate for illuminated pushbutton and switch, flat, round, milky with black font, with graphic symbol: I | - | 0 | 7
3SB1901-4MD |  | 3SB1901-4MD | 100 | UN | 1 | 10 | C | D | N | N | 85389099 | 10 | 4011209025318 | 0.001 | G | 135.85 | 135.85 | CP20 | CP20 | Inscription plate for illuminated pushbutton and switch, flat, round, milky with black font, with graphic symbol: II | - | 0 | 7
3SB1901-4ME |  | 3SB1901-4ME | 100 | UN | 1 | 10 | C | D | N | N | 85389099 | 10 | 4011209135796 | 0.001 | KG | 135.85 | 135.85 | CP20 | CP20 | Inscription plate for illuminated pushbutton and switch, flat, round, milky with black font, with graphic symbol: III | - | 0 | 7
3SB1901-4MF |  | 3SB1901-4MF | 1 | UN | 1 | 40 | X | D | N | N | 85389099 | 10 | 4011209025325 | 0.193 | G | 5.38 | 5.38 | CP20 | CP20 | Inscription plate for illuminated pushbutton and switch, flat, round, red (front), green (rear) with black font, with graphic symbol: O and rear I, Material PVC | - | 0 | 7
3SB1901-4NA |  | 3SB1901-4NA | 100 | UN | 1 | 10 | C | D | N | N | 85389099 | 10 | 4011209025349 | 0.001 | KG | 135.85 | 135.85 | CP20 | CP20 | Inscription plate for illuminated pushbutton and switch, flat, round, milky with black font, with graphic symbol: arrow pointing to the right | - | 0 | 7
3SB1901-4NB |  | 3SB1901-4NB | 100 | UN | 1 | 10 | C | D | N | N | 85389099 | 10 | 4011209025356 | 0.001 | KG | 135.85 | 135.85 | CP20 | CP20 | Inscription plate for illuminated pushbutton and switch, flat, round, milky with black font, with graphic symbol: arrow pointing to the top left | - | 0 | 7
3SB1901-4NC |  | 3SB1901-4NC | 100 | UN | 1 | 10 | C | D | N | N | 85389099 | 10 | 4011209025363 | 0.001 | KG | 135.85 | 135.85 | CP20 | CP20 | Inscription plate for illuminated pushbutton and switch, flat, round, milky with black font, with graphic symbol: ROTATION TO THE RIGHT | - | 0 | 7
3SB1901-4ND |  | 3SB1901-4ND | 100 | UN | 1 | 10 | C | D | N | N | 85389099 | 10 | 4011209025370 | 0.001 | G | 135.85 | 135.85 | CP20 | CP20 | Inscription plate for illuminated pushbutton and switch, flat, round, milky with black font, with graphic symbol: ROTATION TO THE LEFT | - | 0 | 7
3SB1901-4NE |  | 3SB1901-4NE | 100 | UN | 1 | 10 | C | D | N | N | 85389099 | 10 | 4011209111431 | 0.001 | KG | 135.85 | 135.85 | CP20 | CP20 | Inscription plate for illuminated pushbutton and switch, flat, round, milky with black font, with graphic symbol: RAPID TRAVERSE | - | 0 | 7
3SB1901-4NF |  | 3SB1901-4NF | 100 | UN | 1 | 10 | C | D | N | N | 85389099 | 10 | 4011209025387 | 0.002 | KG | 135.85 | 135.85 | CP20 | CP20 | Inscription plate for illuminated pushbutton and switch, flat, round, milky with black font, with graphic symbol: FEED | - | 0 | 7
3SB1901-4NG |  | 3SB1901-4NG | 100 | UN | 1 | 10 | C | D | N | N | 85389099 | 10 | 4011209025394 | 0.001 | KG | 135.85 | 135.85 | CP20 | CP20 | Inscription plate for illuminated pushbutton and switch, flat, round, milky with black font, with graphic symbol: INCREASE, PLUS | - | 0 | 7
3SB1901-4NH |  | 3SB1901-4NH | 100 | UN | 1 | 10 | C | D | N | N | 85389099 | 10 | 4011209106086 | 0.002 | KG | 161.5 | 161.5 | CP20 | CP20 | Inscription plate for illuminated pushbutton and switch, flat, round, milky with black font, with graphic symbol: DECREASE, MINUS | - | 0 | 7
3SB1901-4PA |  | 3SB1901-4PA | 100 | UN | 1 | 10 | C | D | N | N | 85389099 | 10 | 4011209108035 | 0.001 | KG | 135.85 | 135.85 | CP20 | CP20 | Inscription plate for illuminated pushbutton and switch, flat, round, milky with black font, with graphic symbol: ELECTRIC MOTOR | - | 0 | 7
3SB1901-4PB |  | 3SB1901-4PB | 100 | UN | 1 | 10 | C | D | N | N | 85389099 | 10 | 4011209102491 | 0.001 | KG | 135.85 | 135.85 | CP20 | CP20 | Inscription plate for illuminated pushbutton and switch, flat, round, milky with black font, with graphic symbol: HORN | - | 0 | 7
3SB1901-4PC |  | 3SB1901-4PC | 100 | UN | 1 | 10 | C | D | N | N | 85389099 | 10 | 4011209140394 | 0.001 | G | 135.85 | 135.85 | CP20 | CP20 | Inscription plate for illuminated pushbutton and switch, flat, round, milky with black font, with graphic symbol: WATER TAP | - | 0 | 7
3SB1901-4PD |  | 3SB1901-4PD | 100 | UN | 1 | 10 | C | D | N | N | 85389099 | 10 | 4011209115521 | 0.001 | KG | 135.85 | 135.85 | CP20 | CP20 | Inscription plate for illuminated pushbutton and switch, flat, round, milky with black font, with graphic symbol: PUMP | - | 0 | 7
3SB1901-4PE |  | 3SB1901-4PE | 100 | UN | 1 | 10 | C | D | N | N | 85389099 | 10 | 4011209163645 | 0.001 | KG | 135.85 | 135.85 | CP20 | CP20 | Inscription plate for illuminated pushbutton and switch, flat, round, milky with black font, with graphic symbol: COOLANT PUMP | - | 0 | 7
3SB1901-4QA |  | 3SB1901-4QA | 100 | UN | 1 | 10 | C | D | N | N | 85389099 | 10 | 4011209118386 | 0.001 | KG | 135.85 | 135.85 | CP20 | CP20 | Inscription plate for illuminated pushbutton and switch, flat, round, milky with black font, with graphic symbol: infinitely variable adjustoment | - | 0 | 7
3SB1901-4QB |  | 3SB1901-4QB | 100 | UN | 1 | 10 | C | D | N | N | 85389099 | 10 | 4011209025400 | 0.001 | KG | 135.85 | 135.85 | CP20 | CP20 | Inscription plate for illuminated pushbutton and switch, flat, round, milky with black font, with graphic symbol: CLAMP | - | 0 | 7
3SB1901-4QC |  | 3SB1901-4QC | 100 | UN | 1 | 10 | C | D | N | N | 85389099 | 10 | 4011209025417 | 0.001 | KG | 135.85 | 135.85 | CP20 | CP20 | Inscription plate for illuminated pushbutton and switch, flat, round, milky with black font, with graphic symbol: RELEASE | - | 0 | 7
3SB1901-4QD |  | 3SB1901-4QD | 100 | UN | 1 | 10 | C | D | N | N | 85389099 | 10 | 4011209176614 | 0.002 | KG | 135.85 | 135.85 | CP20 | CP20 | Inscription plate for illuminated pushbutton and switch, flat, round, milky with black font, with graphic symbol: Brake | - | 0 | 7
3SB1901-4QE |  | 3SB1901-4QE | 100 | UN | 1 | 10 | C | D | N | N | 85389099 | 10 | 4011209025424 | 0.001 | KG | 135.85 | 135.85 | CP20 | CP20 | Inscription plate for illuminated pushbutton and switch, flat, round, milky with black font, with graphic symbol: RELEASE BRAKE | - | 0 | 7
3SB1901-4QF |  | 3SB1901-4QF | 100 | UN | 1 | 10 | C | D | N | N | 85389099 | 10 | 4011209092716 | 0.001 | KG | 135.85 | 135.85 | CP20 | CP20 | Inscription plate for illuminated pushbutton and switch, flat, round, milky with black font, with graphic symbol: LOCK | - | 0 | 7
3SB1901-4QG |  | 3SB1901-4QG | 100 | UN | 1 | 10 | C | D | N | N | 85389099 | 10 | 4011209092723 | 0.001 | KG | 135.85 | 135.85 | CP20 | CP20 | Inscription plate for illuminated pushbutton and switch, flat, round, milky with black font, with graphic symbol: UNLOCK | - | 0 | 7
3SB1901-4QH |  | 3SB1901-4QH | 100 | UN | 1 | 10 | C | D | N | N | 85389099 | 10 | 4011209092754 | 0.001 | KG | 135.85 | 135.85 | CP20 | CP20 | Inscription plate for illuminated pushbutton and switch, flat, round, milky with black font, with graphic symbol: SET-UP | - | 0 | 7
3SB1901-4QJ |  | 3SB1901-4QJ | 100 | UN | 1 | 10 | C | D | N | N | 85389099 | 10 | 4011209025431 | 0.001 | KG | 135.85 | 135.85 | CP20 | CP20 | Inscription plate for illuminated pushbutton and switch, flat, round, milky with black font, with graphic symbol: ON/OFF MOMENTARY CONTACT | - | 0 | 7
3SB1901-4QK |  | 3SB1901-4QK | 100 | UN | 1 | 10 | C | D | N | N | 85389099 | 10 | 4011209025448 | 0.002 | KG | 135.85 | 135.85 | CP20 | CP20 | Inscription plate for illuminated pushbutton and switch, flat, round, milky with black font, with graphic symbol: MANUAL OPERATION | - | 0 | 7
3SB1901-4QL |  | 3SB1901-4QL | 100 | UN | 1 | 10 | C | D | N | N | 85389099 | 10 | 4011209092662 | 0.001 | KG | 135.85 | 135.85 | CP20 | CP20 | Inscription plate for illuminated pushbutton and switch, flat, round, milky with black font, with graphic symbol: automatic sequence | - | 0 | 7
3SB1901-4QM |  | 3SB1901-4QM | 100 | UN | 1 | 10 | C | D | N | N | 85389099 | 10 | 4011209133518 | 0.001 | KG | 135.85 | 135.85 | CP20 | CP20 | Inscription plate for illuminated pushbutton and switch, flat, round, milky with black font, with graphic symbol: SUCTION | - | 0 | 7
3SB1901-4QN |  | 3SB1901-4QN | 100 | UN | 1 | 10 | C | D | N | N | 85389099 | 10 | 4011209085947 | 0.001 | KG | 135.85 | 135.85 | CP20 | CP20 | Inscription plate for illuminated pushbutton and switch, flat, round, milky with black font, with graphic symbol: BLOW | - | 0 | 7
3SB1901-4QR |  | 3SB1901-4QR | 100 | UN | 1 | 10 | C | D | N | N | 85389099 | 10 | 4011209111448 | 0.002 | KG | 135.85 | 135.85 | CP20 | CP20 | Inscription plate for illuminated pushbutton and switch, flat, round, milky with black font, with graphic symbol: Cooling | - | 0 | 7
3SB1902-0AA |  | 3SB1902-0AA | 100 | UN | 1 | 10 | C | D | N | N | 85389099 | 10 | 4011209025493 | 0.26 | G | 81.13 | 81.13 | CP20 | CP20 | Pressure cap for pushbutton for actuation of the center contact block | - | 0 | 7
3SB1902-0AK |  | 3SB1902-0AK | 1 | UN | 1 | 10 | C | D | N | N | 85389099 | 1 | 4011209025554 | 0.002 | KG | 5.38 | 5.38 | CP20 | CP20 | Protective cover for flat pushbutton metal and raised pushbutton plastic, clear, material silicone | - | 0 | 7
3SB1902-0AL |  | 3SB1902-0AL | 1 | UN | 1 | 10 | C | D | N | N | 85389099 | 1 | 4011209025561 | 0.003 | KG | 3.85 | 3.85 | CP20 | CP20 | Sealable cap for flat pushbutton plastic, black | - | 0 | 7
3SB1902-0AN |  | 3SB1902-0AN | 1 | UN | 1 | 10 | C | D | N | N | 85389099 | 1 | 4011209025578 | 0.002 | KG | 5.54 | 5.54 | CP20 | CP20 | Protective cover for raised pushbutton metal, clear, material silicone | - | 0 | 7
3SB1902-0AQ |  | 3SB1902-0AQ | 1 | UN | 1 | 10 | C | D | N | N | 85389099 | 10 | 4011209025592 | 0.008 | KG | 5.23 | 5.23 | CP20 | CP20 | Sealing plug for unused control points, aluminum-colored | - | 0 | 7
3SB1902-0AY |  | 3SB1902-0AY | 1 | UN | 1 | 5 | B | D | N | N | 85392998 | 10 | 4011209025677 | 0.002 | KG | 4.84 | 4.84 | CP20 | CP20 | Incandescent lamp 1.2 W, clear, Rated voltage 24 V AC/DC, Base BA 9s, Length max. 28 mm, piston diameter 10 mm |  | 0 | 7
3SB1902-1AC |  | 3SB1902-1AC | 1 | UN | 1 | 10 | C | D | N | N | 85389099 | 1 | 4011209025684 | 0.014 | KG | 6.06 | 6.06 | CP20 | CP20 | Support for 3SB1, 22 mm, Labeling 1-3-2 | - | 0 | 9
3SB1902-1AP |  | 3SB1902-1AP | 1 | UN | 1 | 10 | C | D | N | N | 85392998 | 10 | 4011209025769 | 0.003 | KG | 8.82 | 8.82 | CP20 | CP20 | Incandescent lamp 2 W, clear, Rated voltage 48 V AC/DC, Base BA 9s, Length max. 28 mm, piston diameter 10 mm |  | 0 | 7
3SB1902-1AQ |  | 3SB1902-1AQ | 1 | UN | 1 | 40 | X | D | N | N | 85389099 | 1 | 4011209025776 | 0.001 | KG | 5.68 | 5.68 | CP20 | CP20 | Backing plate for emergency stop, in the enclosure, yellow, without inscription, self-adhesive | - | 0 | 7
3SB1902-1AU |  | 3SB1902-1AU | 1 | UN | 1 | 20 | D | D | N | N | 85389099 | 1 | 4011209025783 | 0.002 | KG | 9.22 | 9.22 | CP20 | CP20 | Lamp adapter for installation of a lamp with wedge base in yellow, | - | 0 | 7
3SB1902-2AD |  | 3SB1902-2AD | 1 | UN | 1 | 20 | D | D | N | N | 85389099 | 1 | 4011209025837 | 0.007 | KG | 5.54 | 5.54 | CP20 | CP20 | lamp extractor for lamps with base BA 9s black | - | 0 | 7
3SB1902-2AF |  | 3SB1902-2AF | 1 | UN | 1 | 10 | C | D | N | N | 85392998 | 10 | 4011209025851 | 0.003 | KG | 4.84 | 4.84 | CP20 | CP20 | Incandescent lamp 2 W, clear, Rated voltage 30 V AC/DC, Base BA 9s, Length max. 28 mm, piston diameter 10 mm |  | 0 | 7
3SB1902-2AN |  | 3SB1902-2AN | 1 | UN | 1 | 20 | D | D | N | N | 85389099 | 1 | 4011209025899 | 0.003 | KG | 6.46 | 6.46 | CP20 | CP20 | Protective cover for raised pushbutton metal, clear, Material PVC | - | 0 | 7
3SB1902-2AQ |  | 3SB1902-2AQ | 1 | UN | 1 | 10 | C | D | N | N | 85389099 | 1 | 4011209025905 | 0.001 | KG | 6.91 | 6.91 | CP20 | CP20 | Backing plate for emergency stop, in the enclosure, yellow, self-adhesive with inscription: EMERGENCY STOP !!! Phased-out product !!! SIRIUS ACT 3SU1 is the successor | - | 0 | 7
3SB1902-2AR |  | 3SB1902-2AR | 1 | UN | 1 | 10 | C | D | N | N | 85389099 | 1 | 4011209025912 | 0.008 | KG | 41.99 | 41.99 | CP20 | CP20 | Sealable cap for flat pushbutton metal and raised pushbutton plastic, clear | - | 0 | 7
3SB1902-2AS |  | 3SB1902-2AS | 1 | UN | 1 | 40 | X | D | N | N | 85389099 | 1 | 4011209025929 | 0.011 | G | 6.06 | 6.06 | CP20 | CP20 | SHEET SUPPORT FOR GRID 30X30MM | - | 0 | 7
3SB1902-2AS-Z | X90 | 3SB1902-2AS-ZX90 | 1 | UN | 1 | 40 | X | D | N | N | 85389099 | 100 | 4011209187276 | 0.01 | KG | 6.34 | 6.34 | CP20 | CP20 | SHIM FOR 30X30MM GRID | - | 0 | 7
3SB1902-2BA |  | 3SB1902-2BA | 1 | UN | 1 | 10 | C | D | N | N | 85389099 | 1 | 4011209025967 | 0.005 | KG | 7.07 | 7.07 | CP20 | CP20 | Washer for emergency stop yellow, without inscription, outer diameter 75 mm, Inside diameter 22.5 mm, Thickness 1 mm | - | 0 | 7
3SB1902-2BB |  | 3SB1902-2BB | 1 | UN | 1 | 10 | C | D | N | N | 85389099 | 1 | 4011209025974 | 0.005 | KG | 8.94 | 8.94 | CP20 | CP20 | Washer for emergency stop yellow, with inscription: EMERGENCY STOP, outer diameter 75 mm, Inside diameter 22.5 mm, Thickness 1 mm | - | 0 | 7
3SB1902-2BG |  | 3SB1902-2BG | 1 | UN | 1 | 20 | D | D | N | N | 85389099 | 1 | 4011209026001 | 0.021 | KG | 5.68 | 5.68 | CP20 | CP20 | Hole drilling template for Grid 30 mm x 30 mm, horizontal and vertical distance, operating conditions see installation dimensions in operating instructions | - | 0 | 7
3SB1902-2BH |  | 3SB1902-2BH | 1 | UN | 1 | 10 | C | D | N | N | 85389099 | 1 | 4011209026018 | 0.006 | KG | 34.87 | 34.87 | CP20 | CP20 | Protective cover for mushroom push-pull button 40 mm, clear, material silicone | - | 0 | 7
3SB1902-2BN |  | 3SB1902-2BN | 1 | UN | 1 | 10 | C | D | N | N | 85319000 | 1 | 4011209026032 | 0.004 | KG | 29.93 | 29.93 | CP20 | CP20 | Sound transducer base BA 9s for acoustic signal device 0.6 W, Rated voltage 24-28 V AC/DC Operating current 25 mA, sound pressure 80 dB/10 cm | - | 0 | 7
3SB1902-2BU |  | 3SB1902-2BU | 1 | UN | 1 | 10 | C | D | N | N | 85392998 | 10 | 4011209026070 | 0.002 | KG | 37.15 | 37.15 | CP20 | CP20 | Multi-incandescent lamp 1.2 W, clear, Rated voltage 24 V AC/DC, Base BA 9s, service life 25 000 h, high resistance to vibration | - | 0 | 7
3SB1902-4AJ |  | 3SB1902-4AJ | 1 | UN | 1 | 40 | X | D | N | N | 85437090 | 10 | 4011209026117 | 0.002 | KG | 26.13 | 26.13 | CP20 | CP20 | LED lamp, red, Rated voltage 22-36 V AC/DC Operating current max. 6 mA, Base BA 9s, Length max. 28 mm, piston diameter 10 mm | - | 0 | 7
3SB1902-4BJ |  | 3SB1902-4BJ | 1 | UN | 1 | 40 | X | D | N | N | 85437090 | 10 | 4011209026124 | 0.002 | KG | 26.13 | 26.13 | CP20 | CP20 | LED lamp, yellow, Rated voltage 22-36 V AC/DC Operating current max. 6 mA, Base BA 9s, Length max. 28 mm, piston diameter 10 mm | - | 0 | 7
3SB1902-4CJ |  | 3SB1902-4CJ | 1 | UN | 1 | 40 | X | D | N | N | 85437090 | 10 | 4011209026148 | 0.002 | KG | 26.13 | 26.13 | CP20 | CP20 | LED lamp, green, Rated voltage 22-36 V AC/DC Operating current max. 6 mA, Base BA 9s, Length max. 28 mm, piston diameter 10 mm | - | 0 | 7
3SB1902-4LC |  | 3SB1902-4LC | 1 | UN | 1 | 10 | C | D | N | N | 85437090 | 10 | 4011209026216 | 0.002 | KG | 38 | 38 | CP20 | CP20 | LED lamp flashing (1.4 Hz), red, Rated voltage 24-28 V AC/DC Operating current 40 mA, Base BA 9s, piston diameter 10 mm | - | 0 | 7
3SB1902-4MC |  | 3SB1902-4MC | 1 | UN | 1 | 20 | D | D | N | N | 85437090 | 10 | 4011209026223 | 0.003 | KG | 38 | 38 | CP20 | CP20 | LED lamp flashing (1.4 Hz), yellow, Rated voltage 24-28 V AC/DC Operating current 40 mA, Base BA 9s, piston diameter 10 mm | - | 0 | 7
3SB1902-4NC |  | 3SB1902-4NC | 1 | UN | 1 | 20 | D | D | N | N | 85437090 | 10 | 4011209026230 | 0.003 | KG | 38 | 38 | CP20 | CP20 | LED lamp flashing (1.4 Hz), green, Rated voltage 24-28 V AC/DC Operating current 40 mA, Base BA 9s, piston diameter 10 mm | - | 0 | 7
3SB1904-2AA |  | 3SB1904-2AA | 100 | UN | 1 | 10 | C | D | N | N | 85389099 | 10 | 4011209026384 | 0.32 | G | 94.72 | 94.72 | CP20 | CP20 | Labeling plate for snapping on on label holder, Label size 17.5 x 28 mm, silver label, black font, without inscription, for self-labeling | - | 0 | 7
3SB1904-2AB |  | 3SB1904-2AB | 100 | UN | 1 | 10 | C | D | N | N | 85389099 | 10 | 4011209119277 | 0.001 | KG | 135.85 | 135.85 | CP20 | CP20 | Labeling plate for snapping on on label holder, Label size 17.5 x 28 mm, silver label, black font, with inscription: ON ON | - | 0 | 7
3SB1904-2AC |  | 3SB1904-2AC | 100 | UN | 1 | 10 | C | D | N | N | 85389099 | 10 | 4011209119260 | 0.002 | KG | 135.85 | 135.85 | CP20 | CP20 | Labeling plate for snapping on on label holder, Label size 17.5 x 28 mm, silver label, black font, with inscription: OFF OFF | - | 0 | 7
3SB1904-2AD |  | 3SB1904-2AD | 100 | UN | 1 | 10 | C | D | N | N | 85389099 | 10 | 4011209095250 | 0.001 | KG | 135.85 | 135.85 | CP20 | CP20 | Labeling plate for snapping on on label holder, Label size 17.5 x 28 mm, silver label, black font, with inscription: UP UP | - | 0 | 7
3SB1904-2AE |  | 3SB1904-2AE | 100 | UN | 1 | 10 | C | D | N | N | 85389099 | 10 | 4011209213623 | 0.001 | KG | 135.85 | 135.85 | CP20 | CP20 | Labeling plate for snapping on on label holder, Label size 17.5 x 28 mm, silver label, black font, with inscription: DOWN DOWN | - | 0 | 7
3SB1904-2AF |  | 3SB1904-2AF | 100 | UN | 1 | 10 | C | D | N | N | 85389099 | 10 | 4011209213630 | 0.001 | KG | 135.85 | 135.85 | CP20 | CP20 | Labeling plate for snapping on on label holder, Label size 17.5 x 28 mm, silver label, black font, with inscription: FORWARD FORWARD | - | 0 | 7
3SB1904-2AG |  | 3SB1904-2AG | 100 | UN | 1 | 10 | C | D | N | N | 85389099 | 10 | 4011209213647 | 0.001 | KG | 135.85 | 135.85 | CP20 | CP20 | Labeling plate for snapping on on label holder, Label size 17.5 x 28 mm, silver label, black font, with inscription: BACK | - | 0 | 7
3SB1904-2AH |  | 3SB1904-2AH | 100 | UN | 1 | 10 | C | D | N | N | 85389099 | 10 | 4011209152021 | 0.001 | KG | 135.85 | 135.85 | CP20 | CP20 | Labeling plate for snapping on on label holder, Label size 17.5 x 28 mm, silver label, black font, with inscription: RIGHT RIGHT | - | 0 | 7
3SB1904-2AJ |  | 3SB1904-2AJ | 100 | UN | 1 | 10 | C | D | N | N | 85389099 | 10 | 4011209152014 | 0.001 | KG | 135.85 | 135.85 | CP20 | CP20 | Labeling plate for snapping on on label holder, Label size 17.5 x 28 mm, silver label, black font, with inscription: LEFT LEFT | - | 0 | 7
3SB1904-2AK |  | 3SB1904-2AK | 100 | UN | 1 | 10 | C | D | N | N | 85389099 | 10 | 4011209146266 | 0.001 | KG | 135.85 | 135.85 | CP20 | CP20 | Labeling plate for snapping on on label holder, Label size 17.5 x 28 mm, silver label, black font, with inscription: STOP STOP | - | 0 | 7
3SB1904-2AL |  | 3SB1904-2AL | 100 | UN | 1 | 10 | C | D | N | N | 85389099 | 10 | 4011209104488 | 0.001 | KG | 135.85 | 135.85 | CP20 | CP20 | Labeling plate for snapping on on label holder, Label size 17.5 x 28 mm, silver label, black font, with inscription: CLOSE CLOSE | - | 0 | 7
3SB1904-2AM |  | 3SB1904-2AM | 100 | UN | 1 | 10 | C | D | N | N | 85389099 | 10 | 4011209140042 | 0.001 | KG | 135.85 | 135.85 | CP20 | CP20 | Labeling plate for snapping on on label holder, Label size 17.5 x 28 mm, silver label, black font, with inscription: FAST FAST | - | 0 | 7
3SB1904-2AN |  | 3SB1904-2AN | 100 | UN | 1 | 10 | C | D | N | N | 85389099 | 10 | 4011209140059 | 0.001 | KG | 135.85 | 135.85 | CP20 | CP20 | Labeling plate for snapping on on label holder, Label size 17.5 x 28 mm, silver label, black font, with inscription: SLOW SLOW | - | 0 | 7
3SB1904-2AP |  | 3SB1904-2AP | 100 | UN | 1 | 10 | C | D | N | N | 85389099 | 10 | 4011209108257 | 0.001 | KG | 135.85 | 135.85 | CP20 | CP20 | Labeling plate for snapping on on label holder, Label size 17.5 x 28 mm, silver label, black font, with inscription: OPERATION OPERATION | - | 0 | 7
3SB1904-2AQ |  | 3SB1904-2AQ | 100 | UN | 1 | 10 | C | D | N | N | 85389099 | 10 | 4011209087446 | 0.012 | KG | 135.85 | 135.85 | CP20 | CP20 | Labeling plate for snapping on on label holder, Label size 17.5 x 28 mm, silver label, black font, with inscription: FAULT | - | 0 | 7
3SB1904-2AR |  | 3SB1904-2AR | 100 | UN | 1 | 10 | C | D | N | N | 85389099 | 10 | 4011209203112 | 0.001 | KG | 135.85 | 135.85 | CP20 | CP20 | Labeling plate for snapping on on label holder, Label size 17.5 x 28 mm, silver label, black font, with inscription: SET-UP SET-UP | - | 0 | 7
3SB1904-2BA |  | 3SB1904-2BA | 100 | UN | 1 | 10 | C | D | N | N | 85389099 | 10 | 4011209119253 | 0.001 | KG | 135.85 | 135.85 | CP20 | CP20 | Labeling plate for snapping on on label holder, Label size 17.5 x 28 mm, silver label, black font, with inscription: MANUAL AUTO MANUAL AUTO | - | 0 | 7
3SB1904-2BC |  | 3SB1904-2BC | 100 | UN | 1 | 10 | C | D | N | N | 85389099 | 10 | 4011209173743 | 0.8 | G | 135.85 | 135.85 | CP20 | CP20 | Labeling plate for snapping on on label holder, Label size 17.5 x 28 mm, silver label, black font, with inscription: START STOP START STOP | - | 0 | 7
3SB1904-2BE |  | 3SB1904-2BE | 100 | UN | 1 | 10 | C | D | N | N | 85389099 | 10 | 4011209118072 | 0.001 | KG | 135.85 | 135.85 | CP20 | CP20 | Labeling plate for snapping on on label holder, Label size 17.5 x 28 mm, silver label, black font, with inscription: MANUAL O AUTO MANUAL O AUTO | - | 0 | 7
3SB1904-2EB |  | 3SB1904-2EB | 100 | UN | 1 | 10 | C | D | N | N | 85389099 | 10 | 4011209142855 | 0.001 | KG | 135.85 | 135.85 | CP20 | CP20 | Labeling plate for snapping on on label holder, Label size 17.5 x 28 mm, silver label, black font, with inscription: ON ON | - | 0 | 7
3SB1904-2EC |  | 3SB1904-2EC | 100 | UN | 1 | 10 | C | D | N | N | 85389099 | 10 | 4011209142862 | 0.001 | KG | 135.85 | 135.85 | CP20 | CP20 | Labeling plate for snapping on on label holder, Label size 17.5 x 28 mm, silver label, black font, with inscription: OFF OFF | - | 0 | 7
3SB1904-2ED |  | 3SB1904-2ED | 100 | UN | 1 | 10 | C | D | N | N | 85389099 | 10 | 4011209408050 | 0.001 | KG | 135.85 | 135.85 | CP20 | CP20 | Labeling plate for snapping on on label holder, Label size 17.5 x 28 mm, silver label, black font, with inscription: FM | - | 0 | 7
3SB1904-2EE |  | 3SB1904-2EE | 100 | UN | 1 | 10 | C | D | N | N | 85389099 | 10 | 4011209408067 | 0.029 | KG | 135.85 | 135.85 | CP20 | CP20 | Labeling plate for snapping on on label holder, Label size 17.5 x 28 mm, silver label, black font, with inscription: DOWN | - | 0 | 7
3SB1904-2EF |  | 3SB1904-2EF | 100 | UN | 1 | 10 | C | D | N | N | 85389099 | 10 | 4011209226814 | 0.001 | KG | 135.85 | 135.85 | CP20 | CP20 | Labeling plate for snapping on on label holder, Label size 17.5 x 28 mm, silver label, black font, with inscription: FORWARD | - | 0 | 7
3SB1904-2EG |  | 3SB1904-2EG | 100 | UN | 1 | 10 | C | D | N | N | 85389099 | 10 | 4011209226821 | 0.001 | KG | 135.85 | 135.85 | CP20 | CP20 | Labeling plate for snapping on on label holder, Label size 17.5 x 28 mm, silver label, black font, with inscription: REVERSE | - | 0 | 7
3SB1904-2EH |  | 3SB1904-2EH | 100 | UN | 1 | 10 | C | D | N | N | 85389099 | 10 | 4011209371200 | 0.002 | KG | 135.85 | 135.85 | CP20 | CP20 | Labeling plate for snapping on on label holder, Label size 17.5 x 28 mm, silver label, black font, with inscription: RIGHT | - | 0 | 7
3SB1904-2EJ |  | 3SB1904-2EJ | 100 | UN | 1 | 10 | C | D | N | N | 85389099 | 10 | 4011209371217 | 0.002 | KG | 135.85 | 135.85 | CP20 | CP20 | Labeling plate for snapping on on label holder, Label size 17.5 x 28 mm, silver label, black font, with inscription: LEFT | - | 0 | 7
3SB1904-2EK |  | 3SB1904-2EK | 100 | UN | 1 | 10 | C | D | N | N | 85389099 | 10 | 4011209125827 | 0.002 | KG | 135.85 | 135.85 | CP20 | CP20 | Labeling plate for snapping on on label holder, Label size 17.5 x 28 mm, silver label, black font, with inscription: STOP STOP | - | 0 | 7
3SB1904-2EL |  | 3SB1904-2EL | 100 | UN | 1 | 10 | C | D | N | N | 85389099 | 10 | 4011209125834 | 0.002 | KG | 135.85 | 135.85 | CP20 | CP20 | Labeling plate for snapping on on label holder, Label size 17.5 x 28 mm, silver label, black font, with inscription: START START | - | 0 | 7
3SB1904-2EM |  | 3SB1904-2EM | 100 | UN | 1 | 10 | C | D | N | N | 85389099 | 10 | 4011209102729 | 0.001 | KG | 135.85 | 135.85 | CP20 | CP20 | Labeling plate for snapping on on label holder, Label size 17.5 x 28 mm, silver label, black font, with inscription: RESET RESET | - | 0 | 7
3SB1904-2EN |  | 3SB1904-2EN | 100 | UN | 1 | 10 | C | D | N | N | 85389099 | 10 | 4011209102712 | 0.001 | KG | 135.85 | 135.85 | CP20 | CP20 | Labeling plate for snapping on on label holder, Label size 17.5 x 28 mm, silver label, black font, with inscription: TEST TEST | - | 0 | 7
3SB1904-2EP |  | 3SB1904-2EP | 100 | UN | 1 | 10 | C | D | N | N | 85389099 | 10 | 4011209144262 | 0.001 | KG | 135.85 | 135.85 | CP20 | CP20 | Labeling plate for snapping on on label holder, Label size 17.5 x 28 mm, silver label, black font, with inscription: OPEN | - | 0 | 7
3SB1904-2EQ |  | 3SB1904-2EQ | 100 | UN | 1 | 10 | C | D | N | N | 85389099 | 10 | 4011209144255 | 0.002 | KG | 135.85 | 135.85 | CP20 | CP20 | Labeling plate for snapping on on label holder, Label size 17.5 x 28 mm, silver label, black font, with inscription: CLOSE | - | 0 | 7
3SB1904-2ET |  | 3SB1904-2ET | 100 | UN | 1 | 10 | C | D | N | N | 85389099 | 10 | 4011209176133 | 0.001 | KG | 135.85 | 135.85 | CP20 | CP20 | Labeling plate for snapping on on label holder, Label size 17.5 x 28 mm, silver label, black font, with inscription: MANUAL O AUTO MANUAL O AUTO | - | 0 | 7
3SB1904-2EU |  | 3SB1904-2EU | 100 | UN | 1 | 10 | C | D | N | N | 85389099 | 10 | 4011209171473 | 0.001 | G | 135.85 | 135.85 | CP20 | CP20 | Labeling plate for snapping on on label holder, Label size 17.5 x 28 mm, silver label, black font, with inscription: MANUAL AUTO MANUAL AUTO | - | 0 | 7
3SB1904-2EV |  | 3SB1904-2EV | 100 | UN | 1 | 10 | C | D | N | N | 85389099 | 10 | 4011209172371 | 0.001 | KG | 135.85 | 135.85 | CP20 | CP20 | Labeling plate for snapping on on label holder, Label size 17.5 x 28 mm, silver label, black font, with inscription: RUNNING | - | 0 | 7
3SB1904-2EW |  | 3SB1904-2EW | 100 | UN | 1 | 10 | C | D | N | N | 85389099 | 10 | 4011209172388 | 0.001 | KG | 135.85 | 135.85 | CP20 | CP20 | Labeling plate for snapping on on label holder, Label size 17.5 x 28 mm, silver label, black font, with inscription: FAULT FAULT | - | 0 | 7
3SB1904-2MB |  | 3SB1904-2MB | 100 | UN | 1 | 10 | C | D | N | N | 85389099 | 10 | 4011209150386 | 0.001 | KG | 135.85 | 135.85 | CP20 | CP20 | Labeling plate for snapping on on label holder, Label size 17.5 x 28 mm, silver label, black font, with graphic symbol: O O | - | 0 | 7
3SB1904-2MC |  | 3SB1904-2MC | 100 | UN | 1 | 10 | C | D | N | N | 85389099 | 10 | 4011209106048 | 0.003 | KG | 135.85 | 135.85 | CP20 | CP20 | Labeling plate for snapping on on label holder, Label size 17.5 x 28 mm, silver label, black font, with graphic symbol: I I | - | 0 | 7
3SB1904-2MD |  | 3SB1904-2MD | 100 | UN | 1 | 10 | C | D | N | N | 85389099 | 10 | 4011209132283 | 0.001 | KG | 135.85 | 135.85 | CP20 | CP20 | Labeling plate for snapping on on label holder, Label size 17.5 x 28 mm, silver label, black font, with graphic symbol: II | - | 0 | 7
3SB1904-2ME |  | 3SB1904-2ME | 100 | UN | 1 | 10 | C | D | N | N | 85389099 | 10 | 4011209132290 | 0.001 | KG | 135.85 | 135.85 | CP20 | CP20 | Labeling plate for snapping on on label holder, Label size 17.5 x 28 mm, silver label, black font, with graphic symbol: III | - | 0 | 7
3SB1904-2MF |  | 3SB1904-2MF | 100 | UN | 1 | 10 | C | D | N | N | 85389099 | 10 | 4011209095625 | 0.004 | KG | 135.85 | 135.85 | CP20 | CP20 | Labeling plate for snapping on on label holder, Label size 17.5 x 28 mm, silver label, black font, with graphic symbol: O I O I | - | 0 | 7
3SB1904-2MG |  | 3SB1904-2MG | 100 | UN | 1 | 10 | C | D | N | N | 85389099 | 10 | 4011209132276 | 0.001 | KG | 135.85 | 135.85 | CP20 | CP20 | Labeling plate for snapping on on label holder, Label size 17.5 x 28 mm, silver label, black font, with graphic symbol: I O II I O II | - | 0 | 7
3SB1904-2MK |  | 3SB1904-2MK | 100 | UN | 1 | 10 | C | D | N | N | 85389099 | 10 | 4011209198142 | 0.002 | KG | 135.85 | 135.85 | CP20 | CP20 | Labeling plate for snapping on on label holder, Label size 17.5 x 28 mm, silver label, black font, with graphic symbol: 1 O 2 1 O 2 | - | 0 | 7
3SB1904-2ML |  | 3SB1904-2ML | 100 | UN | 1 | 10 | C | D | N | N | 85389099 | 10 | 4011209184121 | 0.001 | KG | 135.85 | 135.85 | CP20 | CP20 | Labeling plate for snapping on on label holder, Label size 17.5 x 28 mm, silver label, black font, with graphic symbol: 1 2 | - | 0 | 7
3SB1904-2MM |  | 3SB1904-2MM | 100 | UN | 1 | 10 | C | D | N | N | 85389099 | 10 | 4011209142183 | 0.001 | KG | 135.85 | 135.85 | CP20 | CP20 | Labeling plate for snapping on on label holder, Label size 17.5 x 28 mm, silver label, black font, with graphic symbol: 1-2 | - | 0 | 7
3SB1904-2MN |  | 3SB1904-2MN | 100 | UN | 1 | 10 | C | D | N | N | 85389099 | 10 | 4011209438040 | 0.001 | KG | 135.85 | 135.85 | CP20 | CP20 | Labeling plate for snapping on on label holder, Label size 17.5 x 28 mm, silver label, black font, with graphic symbol: I O I I O I | - | 0 | 7
3SB1904-2NA |  | 3SB1904-2NA | 100 | UN | 1 | 10 | C | D | N | N | 85389099 | 10 | 4011209150393 | 0.001 | KG | 135.85 | 135.85 | CP20 | CP20 | Labeling plate for snapping on on label holder, Label size 17.5 x 28 mm, silver label, black font, with graphic symbol: arrow pointing to the right arrow pointing to the right | - | 0 | 7
3SB1904-2NJ |  | 3SB1904-2NJ | 100 | UN | 1 | 10 | C | D | N | N | 85389099 | 10 | 4011209150409 | 0.001 | KG | 135.85 | 135.85 | CP20 | CP20 | Labeling plate for snapping on on label holder, Label size 17.5 x 28 mm, silver label, black font, with graphic symbol: ARROW POINTING UP ARROW POINTING UP | - | 0 | 7
3SB1904-2XZ | K0Y | 3SB1904-2XZK0Y | 1 | UN | 1 | 40 | X | D | N | N | 85389099 | 1 |  | 0.001 | KG | 3.69 | 3.69 | CP20 | CP20 | Labeling plate for snapping on on label holder, Label size 17.5 x 28 mm, silver label, black font, customer-specific inscription, upper case and lower case, always upper case at beginning of line | - | 0 | 7
3SB1904-2XZ | K1Y | 3SB1904-2XZK1Y | 1 | UN | 1 | 10 | C | D | N | N | 85389099 | 1 |  | 0.002 | KG | 3.69 | 3.69 | CP20 | CP20 | Labeling plate for snapping on on label holder, Label size 17.5 x 28 mm, silver label, black font, customer-specific inscription, upper case | - | 0 | 7
3SB1904-2XZ | K2Y | 3SB1904-2XZK2Y | 1 | UN | 1 | 40 | X | D | N | N | 85389099 | 1 |  | 0.001 | KG | 3.69 | 3.69 | CP20 | CP20 | Labeling plate for snapping on on label holder, Label size 17.5 x 28 mm, silver label, black font, customer-specific inscription, lower case | - | 0 | 7
3SB1904-2XZ | K3Y | 3SB1904-2XZK3Y | 1 | UN | 1 | 40 | X | D | N | N | 85389099 | 1 |  | 0.001 | KG | 3.69 | 3.69 | CP20 | CP20 | Labeling plate for snapping on on label holder, Label size 17.5 x 28 mm, silver label, black font, customer-specific inscription, Symbol number according to ISO7000 or IEC60417 | - | 0 | 7
3SB1904-2XZ | K5Y | 3SB1904-2XZK5Y | 1 | UN | 1 | 40 | X | D | N | N | 85389099 | 1 |  | 0.001 | KG | 3.69 | 3.69 | CP20 | CP20 | Labeling plate for snapping on on label holder, Label size 17.5 x 28 mm, silver label, black font, customer-specific inscription, upper case and lower case, always upper case at beginning of line | - | 0 | 7
3SB1904-2XZ | K9Y | 3SB1904-2XZK9Y | 1 | UN | 1 | 40 | X | D | N | N | 85389099 | 1 |  | 0.001 | KG | 3.69 | 3.69 | CP20 | CP20 | Labeling plate for snapping on on label holder, Label size 17.5 x 28 mm, silver label, black font, customer-specific inscription, inscription or symbol according to order form supplement | - | 0 | 7
3SB1906-0AU |  | 3SB1906-0AU | 1 | UN | 1 | 10 | C | D | N | N | 85389099 | 1 | 4011209026391 | 0.004 | KG | 5.23 | 5.23 | CP20 | CP20 | Label holder for Coordinate switch, 2 switch positions, horizontal, black, for label size 27 x 27 mm | - | 0 | 7
3SB1906-0AV |  | 3SB1906-0AV | 1 | UN | 1 | 10 | C | D | N | N | 85389099 | 1 | 4011209026407 | 0.004 | KG | 5.23 | 5.23 | CP20 | CP20 | Label holder for Coordinate switch, 2 switch positions, vertical, black, for label size 27 x 27 mm | - | 0 | 7
3SB1906-0AW |  | 3SB1906-0AW | 1 | UN | 1 | 10 | C | D | N | N | 85389099 | 1 | 4011209026414 | 0.007 | KG | 8.94 | 8.94 | CP20 | CP20 | Label holder for Coordinate switch, 4 switch positions, black, for label size 27 x 27 mm | - | 0 | 7
3SB1906-2AA |  | 3SB1906-2AA | 100 | UN | 1 | 10 | C | D | N | N | 85389099 | 10 | 4011209026438 | 0.88 | G | 124.45 | 124.45 | CP20 | CP20 | Adhesive labeling plate on label holder, Label size 27 x 27 mm, silver label, black font, without inscription, for self-labeling | - | 0 | 7
3SB1906-2XA |  | 3SB1906-2XA | 1 | UN | 1 | 40 | X | D | N | N | 85389099 | 1 | 4011209189904 | 0.001 | KG | 4.46 | 4.46 | CP20 | CP20 | Adhesive labeling plate on label holder, Label size 27 x 27 mm, Label red, white font, without inscription, for self-labeling | - | 0 | 7
3SB1906-2XZ | K0Y | 3SB1906-2XZK0Y | 1 | UN | 1 | 40 | X | D | N | N | 85389099 | 1 |  | 0.001 | KG | 3.69 | 3.69 | CP20 | CP20 | Adhesive labeling plate on label holder, Label size 27 x 27 mm, silver label, black font, customer-specific inscription, upper case and lower case, always upper case at beginning of line | - | 0 | 7
3SB1906-2XZ | K1Y | 3SB1906-2XZK1Y | 1 | UN | 1 | 40 | X | D | N | N | 85389099 | 1 |  | 0.001 | KG | 3.69 | 3.69 | CP20 | CP20 | Adhesive labeling plate on label holder, Label size 27 x 27 mm, silver label, black font, customer-specific inscription, upper case | - | 0 | 7
3SB1906-2XZ | K2Y | 3SB1906-2XZK2Y | 1 | UN | 1 | 40 | X | D | N | N | 85389099 | 1 |  | 0.006 | KG | 3.69 | 3.69 | CP20 | CP20 | Adhesive labeling plate on label holder, Label size 27 x 27 mm, silver label, black font, customer-specific inscription, lower case | - | 0 | 7
3SB1906-2XZ | K3Y | 3SB1906-2XZK3Y | 1 | UN | 1 | 40 | X | D | N | N | 85389099 | 1 |  | 0.001 | KG | 3.69 | 3.69 | CP20 | CP20 | Adhesive labeling plate on label holder, Label size 27 x 27 mm, silver label, black font, customer-specific inscription, Symbol number according to ISO7000 or IEC60417 | - | 0 | 7
3SB1906-2XZ | K5Y | 3SB1906-2XZK5Y | 1 | UN | 1 | 40 | X | D | N | N | 85389099 | 1 |  | 0.003 | KG | 3.69 | 3.69 | CP20 | CP20 | Adhesive labeling plate on label holder, Label size 27 x 27 mm, silver label, black font, customer-specific inscription, upper case and lower case, always upper case at beginning of line | - | 0 | 7
3SB1906-2XZ | K9Y | 3SB1906-2XZK9Y | 1 | UN | 1 | 40 | X | D | N | N | 85389099 | 1 |  | 0.002 | KG | 3.69 | 3.69 | CP20 | CP20 | Adhesive labeling plate on label holder, Label size 27 x 27 mm, silver label, black font, customer-specific inscription, inscription or symbol according to order form supplement | - | 0 | 7
3SB1910-0CE |  | 3SB1910-0CE | 100 | UN | 1 | 40 | X | D | N | N | 85389099 | 20 | 4011209026605 | 0.001 | KG | 320.15 | 320.15 | CP20 | CP20 | PUSHBUTTON (ACCESSORY A. SET) PUSHBUTTON,FLAT,22 AND 30MM F.ILLUM.PUSHB.UNIT, GREEN | - | 0 | 7
3SB1910-1NE |  | 3SB1910-1NE | 1 | UN | 1 | 40 | X | D | N | N | 85389099 | 1 | 4011209026971 | 1 | G | 8.79 | 8.79 | CP20 | CP20 | SCREW CAP GN W/INDICATOR LIGHT, GREEN | - | 0 | 7
3SB1910-2F |  | 3SB1910-2F | 1 | UN | 1 | 10 | C | D | N | N | 83017000 | 1 | 4011209027077 | 0.007 | KG | 9.5 | 9.5 | CP20 | CP20 | Key for lock CES, Lock No. LSG 1 | - | 0 | 7
3SB1910-2L |  | 3SB1910-2L | 1 | UN | 1 | 20 | D | D | N | N | 83017000 | 1 | 4011209142404 | 0.011 | KG | 5.38 | 5.38 | CP20 | CP20 | Key for lock O.M.R., lock number 73038, light blue | - | 0 | 7
3SB1910-2M |  | 3SB1910-2M | 1 | UN | 1 | 10 | C | D | N | N | 83017000 | 1 | 4011209140981 | 0.011 | KG | 5.38 | 5.38 | CP20 | CP20 | Key for lock O.M.R., lock number 73037, red | - | 0 | 7
3SB1910-2N |  | 3SB1910-2N | 1 | UN | 1 | 10 | C | D | N | N | 83017000 | 1 | 4011209142411 | 0.011 | KG | 5.38 | 5.38 | CP20 | CP20 | Key for lock O.M.R., lock number 73034, black | - | 0 | 7
3SB1910-2P |  | 3SB1910-2P | 1 | UN | 1 | 40 | X | D | N | N | 83017000 | 1 | 4011209142428 | 0.011 | KG | 5.38 | 5.38 | CP20 | CP20 | Key for lock O.M.R., lock number 73033, yellow | - | 0 | 7
3SB1911-0BA |  | 3SB1911-0BA | 100 | UN | 1 | 40 | X | D | N | N | 85389099 | 1 | 4011209027206 | 0.1 | KG | 190.95 | 190.95 | CP20 | CP20 | FRONT RING 22 MM,MOLDED PLASTIC BLACK, HEIGHT = 12MM | - | 0 | 7
3SB2000-0AB01 |  | 3SB2000-0AB01 | 1 | UN | 1 | 2 | A | D | N | N | 85389099 | 1 | 4011209027527 | 0.02 | KG | 7.9 | 7.69 | CP20 | CP20 | Pushbutton, 16 mm, round, plastic, black, pushbutton, flat | Lista Papel 2020 SI | 0 | 0
3SB2000-0AB01-Z | X90 | 3SB2000-0AB01-ZX90 | 1 | UN | 1 | 0 | A | D | N | N | 85389099 | 50 |  | 0.02 | KG | 7.9 |  | CP20 |  | Pushbutton, 16 mm, round, plastic, black, pushbutton, flat, Z=multi-unit packaging 50 units |  | 0 | 0
3SB2000-0AC01 |  | 3SB2000-0AC01 | 1 | UN | 1 | 2 | A | D | N | N | 85389099 | 1 | 4011209027534 | 0.02 | KG | 7.9 | 7.69 | CP20 | CP20 | Pushbutton, 16 mm, round, plastic, red, pushbutton, flat | Lista Papel 2020 SI | 0 | 0
3SB2000-0AD01 |  | 3SB2000-0AD01 | 1 | UN | 1 | 10 | C | D | N | N | 85389099 | 1 | 4011209027541 | 0.02 | KG | 7.9 | 7.69 | CP20 | CP20 | Pushbutton, 16 mm, round, plastic, yellow, pushbutton, flat | Lista Papel 2020 SI | 0 | 0
3SB2000-0AE01 |  | 3SB2000-0AE01 | 1 | UN | 1 | 2 | A | D | N | N | 85389099 | 1 | 4011209027558 | 0.02 | KG | 7.9 | 7.69 | CP20 | CP20 | Pushbutton, 16 mm, round, plastic, green, pushbutton, flat | Lista Papel 2020 SI | 0 | 0
3SB2000-0AF01 |  | 3SB2000-0AF01 | 1 | UN | 1 | 2 | A | D | N | N | 85389099 | 1 | 4011209027565 | 0.02 | KG | 7.9 | 7.69 | CP20 | CP20 | Pushbutton, 16 mm, round, plastic, blue, pushbutton, flat | Lista Papel 2020 SI | 0 | 0
3SB2000-0AG01 |  | 3SB2000-0AG01 | 1 | UN | 1 | 2 | A | D | N | N | 85389099 | 1 | 4011209027572 | 0.02 | KG | 7.9 | 7.69 | CP20 | CP20 | Pushbutton, 16 mm, round, plastic, white, pushbutton, flat | Lista Papel 2020 SI | 0 | 0
3SB2000-0AH01 |  | 3SB2000-0AH01 | 1 | UN | 1 | 10 | C | D | N | N | 85389099 | 1 | 4011209027589 | 0.02 | KG | 7.9 | 7.69 | CP20 | CP20 | Pushbutton, 16 mm, round, plastic, clear, pushbutton, flat | Lista Papel 2020 SI | 0 | 0
3SB2000-0LB01 |  | 3SB2000-0LB01 | 1 | UN | 1 | 10 | C | D | N | N | 85389099 | 1 | 4011209027596 | 0.02 | KG | 9.2 | 8.94 | CP20 | CP20 | Pushbutton, 16 mm, round, plastic, black, pushbutton, raised | Lista Papel 2020 SI | 0 | 0
3SB2000-0LC01 |  | 3SB2000-0LC01 | 1 | UN | 1 | 10 | C | D | N | N | 85389099 | 1 | 4011209027602 | 0.02 | KG | 9.2 | 8.94 | CP20 | CP20 | Pushbutton, 16 mm, round, plastic, red, pushbutton, raised | Lista Papel 2020 SI | 0 | 0
3SB2000-0LD01 |  | 3SB2000-0LD01 | 1 | UN | 1 | 10 | C | D | N | N | 85389099 | 1 | 4011209027619 | 0.02 | KG | 9.2 | 8.94 | CP20 | CP20 | Pushbutton, 16 mm, round, plastic, yellow, pushbutton, raised | Lista Papel 2020 SI | 0 | 0
3SB2000-0LF01 |  | 3SB2000-0LF01 | 1 | UN | 1 | 10 | C | D | N | N | 85389099 | 1 | 4011209027626 | 0.02 | KG | 9.2 | 8.94 | CP20 | CP20 | Pushbutton, 16 mm, round, plastic, blue, pushbutton, raised | Lista Papel 2020 SI | 0 | 0
3SB2000-0LG01 |  | 3SB2000-0LG01 | 1 | UN | 1 | 10 | C | D | N | N | 85389099 | 1 | 4011209102873 | 0.02 | KG | 9.2 | 8.94 | CP20 | CP20 | Pushbutton, 16 mm, round, plastic, white, pushbutton, raised | Lista Papel 2020 SI | 0 | 0
3SB2000-0LH01 |  | 3SB2000-0LH01 | 1 | UN | 1 | 10 | C | D | N | N | 85389099 | 1 | 4011209027633 | 0.02 | KG | 9.2 | 8.94 | CP20 | CP20 | Pushbutton, 16 mm, round, plastic, clear, pushbutton, raised | Lista Papel 2020 SI | 0 | 0
3SB2000-1AC01 |  | 3SB2000-1AC01 | 1 | UN | 1 | 2 | A | D | N | N | 85389099 | 1 | 4011209027640 | 0.02 | KG | 23.09 | 22.42 | CP20 | CP20 | Emergency stop mushroom pushbutton, 16 mm, round, plastic, red latching, with rotate-to-unlatch mechanism, according to ISO 13850 | Lista Papel 2020 SI | 0 | 0
3SB2000-2AB01 |  | 3SB2000-2AB01 | 1 | UN | 1 | 2 | A | D | N | N | 85389099 | 1 | 4011209027657 | 0.02 | KG | 15.3 | 14.82 | CP20 | CP20 | Selector switch, 16 mm, round, plastic, black, 2 switch positions O-I, latching, actuating angle 62 degree | Lista Papel 2020 SI | 0 | 0
3SB2000-2AC01 |  | 3SB2000-2AC01 | 1 | UN | 1 | 10 | C | D | N | N | 85389099 | 1 | 4011209027664 | 0.02 | KG | 15.3 | 14.82 | CP20 | CP20 | Selector switch, 16 mm, round, plastic, red, 2 switch positions O-I, latching, actuating angle 62 degree | Lista Papel 2020 SI | 0 | 0
3SB2000-2AE01 |  | 3SB2000-2AE01 | 1 | UN | 1 | 10 | C | D | N | N | 85389099 | 1 | 4011209027671 | 0.02 | KG | 15.3 | 14.82 | CP20 | CP20 | Selector switch, 16 mm, round, plastic, green, 2 switch positions O-I, latching, actuating angle 62 degree | Lista Papel 2020 SI | 0 | 0
3SB2000-2AG01 |  | 3SB2000-2AG01 | 1 | UN | 1 | 10 | C | D | N | N | 85389099 | 1 | 4011209027688 | 0.02 | KG | 15.3 | 14.82 | CP20 | CP20 | Selector switch, 16 mm, round, plastic, white, 2 switch positions O-I, latching, actuating angle 62 degree | Lista Papel 2020 SI | 0 | 0
3SB2000-2BB01 |  | 3SB2000-2BB01 | 1 | UN | 1 | 10 | C | D | N | N | 85389099 | 1 | 4011209027695 | 0.02 | KG | 15.3 | 14.82 | CP20 | CP20 | Selector switch, 16 mm, round, plastic, black, 2 switch positions O<I, momentary contact type, retraction from right, actuating angle 50 degree | Lista Papel 2020 SI | 0 | 0
3SB2000-2BC01 |  | 3SB2000-2BC01 | 1 | UN | 1 | 10 | C | D | N | N | 85389099 | 1 | 4011209027701 | 0.02 | KG | 15.3 | 14.82 | CP20 | CP20 | Selector switch, 16 mm, round, plastic, red, 2 switch positions O<I, momentary contact type, retraction from right, actuating angle 50 degree | Lista Papel 2020 SI | 0 | 0
3SB2000-2BE01 |  | 3SB2000-2BE01 | 1 | UN | 1 | 10 | C | D | N | N | 85389099 | 1 | 4011209027718 | 0.02 | KG | 15.3 | 14.82 | CP20 | CP20 | Selector switch, 16 mm, round, plastic, green, 2 switch positions O<I, momentary contact type, retraction from right, actuating angle 50 degree | Lista Papel 2020 SI | 0 | 0
3SB2000-2DB01 |  | 3SB2000-2DB01 | 1 | UN | 1 | 2 | A | D | N | N | 85389099 | 1 | 4011209027732 | 0.02 | KG | 17.86 | 17.39 | CP20 | CP20 | Selector switch, 16 mm, round, plastic, black, 3 switch positions I-O-II, latching, Actuating angle 2 x 62 degree | Lista Papel 2020 SI | 0 | 0
3SB2000-2DC01 |  | 3SB2000-2DC01 | 1 | UN | 1 | 10 | C | D | N | N | 85389099 | 1 | 4011209027749 | 0.02 | KG | 17.86 | 17.39 | CP20 | CP20 | Selector switch, 16 mm, round, plastic, red, 3 switch positions I-O-II, latching, Actuating angle 2 x 62 degree | Lista Papel 2020 SI | 0 | 0
3SB2000-2DE01 |  | 3SB2000-2DE01 | 1 | UN | 1 | 10 | C | D | N | N | 85389099 | 1 | 4011209027756 | 0.02 | KG | 17.86 | 17.39 | CP20 | CP20 | Selector switch, 16 mm, round, plastic, green, 3 switch positions I-O-II, latching, Actuating angle 2 x 62 degree | Lista Papel 2020 SI | 0 | 0
3SB2000-2DG01 |  | 3SB2000-2DG01 | 1 | UN | 1 | 10 | C | D | N | N | 85389099 | 1 | 4011209027763 | 0.02 | KG | 17.86 | 17.39 | CP20 | CP20 | Selector switch, 16 mm, round, plastic, white, 3 switch positions I-O-II, latching, Actuating angle 2 x 62 degree | Lista Papel 2020 SI | 0 | 0
3SB2000-2EB01 |  | 3SB2000-2EB01 | 1 | UN | 1 | 2 | A | D | N | N | 85389099 | 1 | 4011209027770 | 0.02 | KG | 17.86 | 17.39 | CP20 | CP20 | Selector switch, 16 mm, round, plastic, black, 3 switch positions I>O<II, momentary contact type, Retraction from left and right, Actuating angle 2 x 50 degree | Lista Papel 2020 SI | 0 | 0
3SB2000-2EC01 |  | 3SB2000-2EC01 | 1 | UN | 1 | 10 | C | D | N | N | 85389099 | 1 | 4011209027787 | 0.02 | KG | 17.86 | 17.39 | CP20 | CP20 | Selector switch, 16 mm, round, plastic, red, 3 switch positions I>O<II, momentary contact type, Retraction from left and right, Actuating angle 2 x 50 degree | Lista Papel 2020 SI | 0 | 0
3SB2000-2EE01 |  | 3SB2000-2EE01 | 1 | UN | 1 | 10 | C | D | N | N | 85389099 | 1 | 4011209027794 | 0.02 | KG | 17.86 | 17.39 | CP20 | CP20 | Selector switch, 16 mm, round, plastic, green, 3 switch positions I>O<II, momentary contact type, Retraction from left and right, Actuating angle 2 x 50 degree | Lista Papel 2020 SI | 0 | 0
3SB2000-2EG01 |  | 3SB2000-2EG01 | 1 | UN | 1 | 10 | C | D | N | N | 85389099 | 1 | 4011209027800 | 0.008 | KG | 17.86 | 17.39 | CP20 | CP20 | Selector switch, 16 mm, round, plastic, white, 3 switch positions I>O<II, momentary contact type, Retraction from left and right, Actuating angle 2 x 50 degree | Lista Papel 2020 SI | 0 | 0
3SB2000-2HB01 |  | 3SB2000-2HB01 | 1 | UN | 1 | 10 | C | D | N | N | 85389099 | 1 | 4011209150850 | 0.02 | KG | 15.68 | 15.2 | CP20 | CP20 | Selector switch, 16 mm, round, plastic, black, 2 switch positions O-I, latching, actuating angle 90 degree | Lista Papel 2020 SI | 0 | 0
3SB2000-2HC01 |  | 3SB2000-2HC01 | 1 | UN | 1 | 10 | C | D | N | N | 85389099 | 1 | 4011209190511 | 0.02 | KG | 15.68 | 15.2 | CP20 | CP20 | Selector switch, 16 mm, round, plastic, red, 2 switch positions O-I, latching, actuating angle 90 degree | Lista Papel 2020 SI | 0 | 0
3SB2000-2HE01 |  | 3SB2000-2HE01 | 1 | UN | 1 | 10 | C | D | N | N | 85389099 | 1 | 4011209210608 | 0.02 | KG | 15.68 | 15.2 | CP20 | CP20 | Selector switch, 16 mm, round, plastic, green, 2 switch positions O-I, latching, actuating angle 90 degree | Lista Papel 2020 SI | 0 | 0
3SB2000-2HG01 |  | 3SB2000-2HG01 | 1 | UN | 1 | 10 | C | D | N | N | 85389099 | 1 | 4011209210615 | 0.008 | KG | 15.68 | 15.2 | CP20 | CP20 | Selector switch, 16 mm, round, plastic, white, 2 switch positions O-I, latching, actuating angle 90 degree | Lista Papel 2020 SI | 0 | 0
3SB2000-2JB01 |  | 3SB2000-2JB01 | 1 | UN | 1 | 10 | C | D | N | N | 85389099 | 1 | 4011209139886 | 0.02 | KG | 17.96 | 17.48 | CP20 | CP20 | Selector switch, 16 mm, round, plastic, black, 3 switch positions I-O-II, latching, Actuating angle 2 x 90 degree | Lista Papel 2020 SI | 0 | 0
3SB2000-4LA01 |  | 3SB2000-4LA01 | 1 | UN | 1 | 2 | A | D | N | N | 83014090 | 1 | 4011209027817 | 0.02 | KG | 50.35 | 48.93 | CP20 | CP20 | Key-operated switch, 16 mm, round, plastic, CES, SB2, 2 switch positions O-I, latching, actuating angle 62 degree key removal O, possible special locks: SB3, SB4, SB5 | Lista Papel 2020 SI | 0 | 0
3SB2000-4LB01 |  | 3SB2000-4LB01 | 1 | UN | 1 | 10 | C | D | N | N | 83014090 | 1 | 4011209027824 | 0.02 | KG | 50.35 | 48.93 | CP20 | CP20 | Key-operated switch, 16 mm, round, plastic, CES, SB2, 2 switch positions O-I, latching, actuating angle 62 degree key removal O+I, possible special locks: SB3, SB4, SB5 | Lista Papel 2020 SI | 0 | 0
3SB2000-4MA01 |  | 3SB2000-4MA01 | 1 | UN | 1 | 2 | A | D | N | N | 83014090 | 1 | 4011209027831 | 0.02 | KG | 50.35 | 48.93 | CP20 | CP20 | Key-operated switch, 16 mm, round, plastic, CES, SB2, 2 switch positions O<I, momentary contact type, reset from right, actuating angle 50 degree, key removal O, possible special locks: SB3, SB4, SB5 | Lista Papel 2020 SI | 0 | 0
3SB2000-4PA01 |  | 3SB2000-4PA01 | 1 | UN | 1 | 10 | C | D | N | N | 83014090 | 1 | 4011209145269 | 0.02 | KG | 54.82 | 53.3 | CP20 | CP20 | Key-operated switch, 16 mm, round, plastic, CES, SB2, 3 switch positions I-O-II, latching, Actuating angle 2 x 62 degree key removal O, possible special locks: SB3, SB4, SB5 | Lista Papel 2020 SI | 0 | 0
3SB2000-4PB01 |  | 3SB2000-4PB01 | 1 | UN | 1 | 10 | C | D | N | N | 83014090 | 1 | 4011209027848 | 0.02 | KG | 54.82 | 53.3 | CP20 | CP20 | Key-operated switch, 16 mm, round, plastic, CES, SB2, 3 switch positions I-O-II, latching, Actuating angle 2 x 62 degree Key removal I+O+II, possible special locks: SB3, SB4, SB5 | Lista Papel 2020 SI | 0 | 0
3SB2000-4PC01 |  | 3SB2000-4PC01 | 1 | UN | 1 | 20 | D | D | N | N | 83014090 | 1 | 4011209291621 | 0.02 | KG | 54.82 | 54.82 | CP20 | CP20 | Key-operated switch, 16 mm, round, plastic, CES, 3 switch positions I-O-II, latching, Actuating angle 2 x 62 degree Key removal I | - | 0 | 0
3SB2000-4QA01 |  | 3SB2000-4QA01 | 1 | UN | 1 | 10 | C | D | N | N | 83014090 | 1 | 4011209091832 | 0.043 | KG | 54.82 | 53.3 | CP20 | CP20 | Key-operated switch, 16 mm, round, plastic, CES, SB2, 3 switch positions I>O<II, momentary contact type, Retraction from left and right, Actuating angle 2 x 50 degree, key removal O, possible special locks: SB3, SB4, SB5 | Lista Papel 2020 SI | 0 | 0
3SB2001-0AC01 |  | 3SB2001-0AC01 | 1 | UN | 1 | 2 | A | D | N | N | 85389099 | 1 | 4011209027855 | 0.02 | KG | 7.9 | 7.69 | CP20 | CP20 | Illuminated pushbutton, 16 mm, round, plastic, red, pushbutton, flat | Lista Papel 2020 SI | 0 | 0
3SB2001-0AD01 |  | 3SB2001-0AD01 | 1 | UN | 1 | 10 | C | D | N | N | 85389099 | 1 | 4011209027862 | 0.02 | KG | 7.9 | 7.69 | CP20 | CP20 | Illuminated pushbutton, 16 mm, round, plastic, yellow, pushbutton, flat | Lista Papel 2020 SI | 0 | 0
3SB2001-0AE01 |  | 3SB2001-0AE01 | 1 | UN | 1 | 2 | A | D | N | N | 85389099 | 1 | 4011209027879 | 0.02 | KG | 7.9 | 7.69 | CP20 | CP20 | Illuminated pushbutton, 16 mm, round, plastic, green, pushbutton, flat | Lista Papel 2020 SI | 0 | 0
3SB2001-0AF01 |  | 3SB2001-0AF01 | 1 | UN | 1 | 10 | C | D | N | N | 85389099 | 1 | 4011209027886 | 0.02 | KG | 7.9 | 7.69 | CP20 | CP20 | Illuminated pushbutton, 16 mm, round, plastic, blue, pushbutton, flat | Lista Papel 2020 SI | 0 | 0
3SB2001-0LC01 |  | 3SB2001-0LC01 | 1 | UN | 1 | 10 | C | D | N | N | 85389099 | 1 | 4011209027893 | 0.02 | KG | 9.2 | 8.94 | CP20 | CP20 | Illuminated pushbutton, 16 mm, round, plastic, red, pushbutton, raised | Lista Papel 2020 SI | 0 | 0
3SB2001-0LD01 |  | 3SB2001-0LD01 | 1 | UN | 1 | 10 | C | D | N | N | 85389099 | 1 | 4011209123311 | 0.02 | KG | 9.2 | 8.94 | CP20 | CP20 | Illuminated pushbutton, 16 mm, round, plastic, yellow, pushbutton, raised | Lista Papel 2020 SI | 0 | 0
3SB2001-0LE01 |  | 3SB2001-0LE01 | 1 | UN | 1 | 2 | A | D | N | N | 85389099 | 1 | 4011209027909 | 0.02 | KG | 9.23 | 8.98 | CP20 | CP20 | Illuminated pushbutton, 16 mm, round, plastic, green, pushbutton, raised | Lista Papel 2020 SI | 0 | 0
3SB2001-0LF01 |  | 3SB2001-0LF01 | 1 | UN | 1 | 10 | C | D | N | N | 85389099 | 1 | 4011209027916 | 0.02 | KG | 9.23 | 8.98 | CP20 | CP20 | Illuminated pushbutton, 16 mm, round, plastic, blue, pushbutton, raised | Lista Papel 2020 SI | 0 | 0
3SB2001-6BC06 |  | 3SB2001-6BC06 | 1 | UN | 1 | 2 | A | D | N | N | 85389099 | 1 | 4011209027923 | 0.02 | KG | 4.8 | 4.66 | CP20 | CP20 | Indicator light, 16 mm, round, plastic, red, with concentric rings | Lista Papel 2020 SI | 0 | 0
3SB2001-6BD06 |  | 3SB2001-6BD06 | 1 | UN | 1 | 10 | C | D | N | N | 85389099 | 1 | 4011209027930 | 0.02 | KG | 4.8 | 4.66 | CP20 | CP20 | Indicator light, 16 mm, round, plastic, yellow, with concentric rings | Lista Papel 2020 SI | 0 | 0
3SB2001-6BE06 |  | 3SB2001-6BE06 | 1 | UN | 1 | 2 | A | D | N | N | 85389099 | 1 | 4011209027947 | 0.02 | KG | 4.8 | 4.66 | CP20 | CP20 | Indicator light, 16 mm, round, plastic, green, with concentric rings | Lista Papel 2020 SI | 0 | 0
3SB2001-6BF06 |  | 3SB2001-6BF06 | 1 | UN | 1 | 10 | C | D | N | N | 85389099 | 1 | 4011209027954 | 0.02 | KG | 4.8 | 4.66 | CP20 | CP20 | Indicator light, 16 mm, round, plastic, blue, with concentric rings | Lista Papel 2020 SI | 0 | 0
3SB2001-6BG06 |  | 3SB2001-6BG06 | 1 | UN | 1 | 2 | A | D | N | N | 85389099 | 1 | 4011209027961 | 0.02 | KG | 4.8 | 4.66 | CP20 | CP20 | Indicator light, 16 mm, round, plastic, white, with concentric rings | Lista Papel 2020 SI | 0 | 0
3SB2001-6BH06 |  | 3SB2001-6BH06 | 1 | UN | 1 | 10 | C | D | N | N | 85389099 | 1 | 4011209027978 | 0.02 | KG | 4.8 | 4.66 | CP20 | CP20 | Indicator light, 16 mm, round, plastic, clear, with concentric rings | Lista Papel 2020 SI | 0 | 0
3SB2001-6CC06 |  | 3SB2001-6CC06 | 1 | UN | 1 | 10 | C | D | N | N | 85389099 | 1 | 4011209027985 | 0.02 | KG | 4.92 | 4.78 | CP20 | CP20 | Indicator light, 16 mm, round, plastic, red, smooth, for inscription with insert caps | Lista Papel 2020 SI | 0 | 0
3SB2001-6CD06 |  | 3SB2001-6CD06 | 1 | UN | 1 | 10 | C | D | N | N | 85389099 | 1 | 4011209027992 | 0.02 | KG | 4.92 | 4.78 | CP20 | CP20 | Indicator light, 16 mm, round, plastic, yellow, smooth, for inscription with insert caps | Lista Papel 2020 SI | 0 | 0
3SB2001-6CE06 |  | 3SB2001-6CE06 | 1 | UN | 1 | 10 | C | D | N | N | 85389099 | 1 | 4011209028005 | 0.02 | KG | 4.92 | 4.78 | CP20 | CP20 | Indicator light, 16 mm, round, plastic, green, smooth, for inscription with insert caps | Lista Papel 2020 SI | 0 | 0
3SB2001-6CF06 |  | 3SB2001-6CF06 | 1 | UN | 1 | 10 | C | D | N | N | 85389099 | 1 | 4011209028012 | 0.02 | KG | 4.92 | 4.78 | CP20 | CP20 | Indicator light, 16 mm, round, plastic, blue, smooth, for inscription with insert caps | Lista Papel 2020 SI | 0 | 0
3SB2001-6CH06 |  | 3SB2001-6CH06 | 1 | UN | 1 | 10 | C | D | N | N | 85389099 | 1 | 4011209028029 | 0.02 | KG | 4.92 | 4.78 | CP20 | CP20 | Indicator light, 16 mm, round, plastic, clear, smooth, for inscription with insert caps | Lista Papel 2020 SI | 0 | 0
3SB2202-0AB01 |  | 3SB2202-0AB01 | 1 | UN | 1 | 2 | A | D | N | N | 85365080 | 1 | 4011209028036 | 0.02 | KG | 18.72 | 18.15 | CP20 | CP20 | Pushbutton, 16 mm, round, plastic, black, pushbutton, flat, 1 NO | Lista Papel 2020 SI | 0 | 0
3SB2202-0AD01 |  | 3SB2202-0AD01 | 1 | UN | 1 | 10 | C | D | N | N | 85365080 | 1 | 4011209028043 | 0.05 | KG | 18.72 | 18.15 | CP20 | CP20 | Pushbutton, 16 mm, round, plastic, yellow, pushbutton, flat, 1 NO | Lista Papel 2020 SI | 0 | 0
3SB2202-0AE01 |  | 3SB2202-0AE01 | 1 | UN | 1 | 2 | A | D | N | N | 85365080 | 1 | 4011209028050 | 0.02 | KG | 18.72 | 18.15 | CP20 | CP20 | Pushbutton, 16 mm, round, plastic, green, pushbutton, flat, 1 NO | Lista Papel 2020 SI | 0 | 0
3SB2202-0AF01 |  | 3SB2202-0AF01 | 1 | UN | 1 | 10 | C | D | N | N | 85365080 | 1 | 4011209092570 | 0.02 | KG | 18.72 | 18.15 | CP20 | CP20 | Pushbutton, 16 mm, round, plastic, blue, pushbutton, flat, 1 NO | Lista Papel 2020 SI | 0 | 0
3SB2202-0AG01 |  | 3SB2202-0AG01 | 1 | UN | 1 | 2 | A | D | N | N | 85365080 | 1 | 4011209028067 | 0.02 | KG | 18.72 | 18.15 | CP20 | CP20 | Pushbutton, 16 mm, round, plastic, white, pushbutton, flat, 1 NO | Lista Papel 2020 SI | 0 | 0
3SB2202-0AH01 |  | 3SB2202-0AH01 | 1 | UN | 1 | 10 | C | D | N | N | 85365080 | 1 | 4011209028074 | 0.02 | KG | 18.72 | 18.15 | CP20 | CP20 | Pushbutton, 16 mm, round, plastic, clear, pushbutton, flat, 1 NO | Lista Papel 2020 SI | 0 | 0
3SB2202-0LB01 |  | 3SB2202-0LB01 | 1 | UN | 1 | 10 | C | D | N | N | 85365080 | 1 | 4011209210912 | 0.02 | KG | 20.14 | 19.57 | CP20 | CP20 | Pushbutton, 16 mm, round, plastic, black, pushbutton, raised, 1 NO | Lista Papel 2020 SI | 0 | 0
3SB2202-0LD01 |  | 3SB2202-0LD01 | 1 | UN | 1 | 10 | C | D | N | N | 85365080 | 1 | 4011209210684 | 0.02 | KG | 20.14 | 19.57 | CP20 | CP20 | Pushbutton, 16 mm, round, plastic, yellow, pushbutton, raised, 1 NO | Lista Papel 2020 SI | 0 | 0
3SB2202-0LF01 |  | 3SB2202-0LF01 | 1 | UN | 1 | 10 | C | D | N | N | 85365080 | 1 | 4011209234352 | 0.02 | KG | 20.14 | 19.57 | CP20 | CP20 | Pushbutton, 16 mm, round, plastic, blue, pushbutton, raised, 1 NO | Lista Papel 2020 SI | 0 | 0
3SB2202-0LH01 |  | 3SB2202-0LH01 | 1 | UN | 1 | 10 | C | D | N | N | 85365080 | 1 | 4011209238657 | 0.02 | KG | 20.14 | 19.57 | CP20 | CP20 | Pushbutton, 16 mm, round, plastic, clear, pushbutton, raised, 1 NO | Lista Papel 2020 SI | 0 | 0
3SB2202-2AB01 |  | 3SB2202-2AB01 | 1 | UN | 1 | 2 | A | D | N | N | 85365080 | 1 | 4011209028081 | 0.02 | KG | 26.79 | 26.03 | CP20 | CP20 | Selector switch, 16 mm, round, plastic, black, 2 switch positions O-I, latching, actuating angle 62 degree, 1 NO | Lista Papel 2020 SI | 0 | 0
3SB2202-2AC01 |  | 3SB2202-2AC01 | 1 | UN | 1 | 10 | C | D | N | N | 85365080 | 1 | 4011209131637 | 0.02 | KG | 26.79 | 26.03 | CP20 | CP20 | Selector switch, 16 mm, round, plastic, red, 2 switch positions O-I, latching, actuating angle 62 degree, 1 NO | Lista Papel 2020 SI | 0 | 0
3SB2202-2AE01 |  | 3SB2202-2AE01 | 1 | UN | 1 | 10 | C | D | N | N | 85365080 | 1 | 4011209100206 | 0.02 | KG | 26.79 | 26.03 | CP20 | CP20 | Selector switch, 16 mm, round, plastic, green, 2 switch positions O-I, latching, actuating angle 62 degree, 1 NO | Lista Papel 2020 SI | 0 | 0
3SB2202-2AG01 |  | 3SB2202-2AG01 | 1 | UN | 1 | 10 | C | D | N | N | 85365080 | 1 | 4011209141513 | 0.03 | KG | 26.79 | 26.03 | CP20 | CP20 | Selector switch, 16 mm, round, plastic, white, 2 switch positions O-I, latching, actuating angle 62 degree, 1 NO | Lista Papel 2020 SI | 0 | 0
3SB2202-4LA01 |  | 3SB2202-4LA01 | 1 | UN | 1 | 2 | A | D | N | N | 85365080 | 1 | 4011209028098 | 0.02 | KG | 60.99 | 59.28 | CP20 | CP20 | Key-operated switch, 16 mm, round, plastic, CES, 2 switch positions O-I, latching, actuating angle 62 degree, Key removal O | Lista Papel 2020 SI | 0 | 0
3SB2202-4LB01 |  | 3SB2202-4LB01 | 1 | UN | 1 | 10 | C | D | N | N | 85365080 | 1 | 4011209028104 | 0.02 | KG | 60.99 | 59.28 | CP20 | CP20 | Key-operated switch, 16 mm, round, plastic, CES, 2 switch positions O-I, latching, actuating angle 62 degree, Key removal O+I | Lista Papel 2020 SI | 0 | 0
3SB2203-0AB01 |  | 3SB2203-0AB01 | 1 | UN | 1 | 10 | C | D | N | N | 85365080 | 1 | 4011209321724 | 0.02 | KG | 18.72 | 18.15 | CP20 | CP20 | Pushbutton, 16 mm, round, plastic, black, pushbutton, flat, 1 NC | Lista Papel 2020 SI | 0 | 0
3SB2203-0AC01 |  | 3SB2203-0AC01 | 1 | UN | 1 | 2 | A | D | N | N | 85365080 | 1 | 4011209028111 | 0.02 | KG | 18.72 | 18.15 | CP20 | CP20 | Pushbutton, 16 mm, round, plastic, red, pushbutton, flat, 1 NC | Lista Papel 2020 SI | 0 | 0
3SB2203-0LC01 |  | 3SB2203-0LC01 | 1 | UN | 1 | 10 | C | D | N | N | 85365080 | 1 | 4011209210929 | 0.02 | KG | 20.14 | 19.57 | CP20 | CP20 | Pushbutton, 16 mm, round, plastic, red, pushbutton, raised, 1 NC | Lista Papel 2020 SI | 0 | 0
3SB2203-1AC01 |  | 3SB2203-1AC01 | 1 | UN | 1 | 2 | A | D | N | N | 85365080 | 1 | 4011209028128 | 0.02 | KG | 35.34 | 34.39 | CP20 | CP20 | Emergency stop mushroom pushbutton, 16 mm, round, plastic, red, latching, with rotate-to-unlatch mechanism, according to ISO 13850, 1 NC, with yellow backing plate, EMERGENCY STOP | Lista Papel 2020 SI | 0 | 0
3SB2204-6BC06 |  | 3SB2204-6BC06 | 1 | UN | 1 | 2 | A | D | N | N | 85366190 | 1 | 4011209028135 | 0.02 | KG | 11.21 | 10.93 | CP20 | CP20 | Indicator light, 16 mm, round, plastic, red, Lampholder W2 x 4.6 d, without lamp | Lista Papel 2020 SI | 0 | 0
3SB2204-6BD06 |  | 3SB2204-6BD06 | 1 | UN | 1 | 10 | C | D | N | N | 85366190 | 1 | 4011209028142 | 0.02 | KG | 11.21 | 10.93 | CP20 | CP20 | Indicator light, 16 mm, round, plastic, yellow, Lampholder W2 x 4.6 d, without lamp | Lista Papel 2020 SI | 0 | 0
3SB2204-6BE06 |  | 3SB2204-6BE06 | 1 | UN | 1 | 2 | A | D | N | N | 85366190 | 1 | 4011209028159 | 0.02 | KG | 11.21 | 10.93 | CP20 | CP20 | Indicator light, 16 mm, round, plastic, green, Lampholder W2 x 4.6 d, without lamp | Lista Papel 2020 SI | 0 | 0
3SB2204-6BG06 |  | 3SB2204-6BG06 | 1 | UN | 1 | 2 | A | D | N | N | 85366190 | 1 | 4011209028166 | 0.02 | KG | 11.21 | 10.93 | CP20 | CP20 | Indicator light, 16 mm, round, plastic, white, Lampholder W2 x 4.6 d, without lamp | Lista Papel 2020 SI | 0 | 0
3SB2204-6BH06 |  | 3SB2204-6BH06 | 1 | UN | 1 | 10 | C | D | N | N | 85366190 | 1 | 4011209028173 | 0.02 | KG | 11.21 | 10.93 | CP20 | CP20 | Indicator light, 16 mm, round, plastic, clear, Lampholder W2 x 4.6 d, without lamp | Lista Papel 2020 SI | 0 | 0
3SB2206-0AD01 |  | 3SB2206-0AD01 | 1 | UN | 1 | 10 | C | D | N | N | 85365080 | 1 | 4011209028180 | 0.02 | KG | 21.85 | 21.28 | CP20 | CP20 | Illuminated pushbutton, 16 mm, round, plastic, yellow, pushbutton, flat, 1 NO, Lampholder W2 x 4.6 d, | Lista Papel 2020 SI | 0 | 0
3SB2206-0AE01 |  | 3SB2206-0AE01 | 1 | UN | 1 | 2 | A | D | N | N | 85365080 | 1 | 4011209028197 | 0.02 | KG | 21.85 | 21.28 | CP20 | CP20 | Illuminated pushbutton, 16 mm, round, plastic, green, pushbutton, flat, 1 NO, Lampholder W2 x 4.6 d, | Lista Papel 2020 SI | 0 | 0
3SB2206-0AF01 |  | 3SB2206-0AF01 | 1 | UN | 1 | 10 | C | D | N | N | 85365080 | 1 | 4011209131934 | 0.02 | KG | 21.85 | 21.28 | CP20 | CP20 | Illuminated pushbutton, 16 mm, round, plastic, blue, pushbutton, flat, 1 NO, Lampholder W2 x 4.6 d, | Lista Papel 2020 SI | 0 | 0
3SB2206-0AH01 |  | 3SB2206-0AH01 | 1 | UN | 1 | 2 | A | D | N | N | 85365080 | 1 | 4011209028203 | 0.02 | KG | 21.85 | 21.28 | CP20 | CP20 | Illuminated pushbutton, 16 mm, round, plastic, clear, pushbutton, flat, 1 NO, Lampholder W2 x 4.6 d, | Lista Papel 2020 SI | 0 | 0
3SB2206-0LD01 |  | 3SB2206-0LD01 | 1 | UN | 1 | 10 | C | D | N | N | 85365080 | 1 | 4011209211124 | 0.02 | KG | 25.75 | 24.99 | CP20 | CP20 | Illuminated pushbutton, 16 mm, round, plastic, yellow, pushbutton, raised, 1 NO, Lampholder W2 x 4.6 d, | Lista Papel 2020 SI | 0 | 0
3SB2206-0LE01 |  | 3SB2206-0LE01 | 1 | UN | 1 | 10 | C | D | N | N | 85365080 | 1 | 4011209211131 | 0.02 | KG | 25.75 | 24.99 | CP20 | CP20 | Illuminated pushbutton, 16 mm, round, plastic, green, pushbutton, raised, 1 NO, Lampholder W2 x 4.6 d, | Lista Papel 2020 SI | 0 | 0
3SB2206-0LF01 |  | 3SB2206-0LF01 | 1 | UN | 1 | 10 | C | D | N | N | 85365080 | 1 | 4011209606579 | 0.02 | KG | 25.75 | 24.99 | CP20 | CP20 | Illuminated pushbutton, 16 mm, round, plastic, blue, pushbutton, raised, 1 NO, Lampholder W2 x 4.6 d, | Lista Papel 2020 SI | 0 | 0
3SB2206-0LH01 |  | 3SB2206-0LH01 | 1 | UN | 1 | 10 | C | D | N | N | 85365080 | 1 | 4011209230736 | 0.02 | KG | 25.75 | 24.99 | CP20 | CP20 | Illuminated pushbutton, 16 mm, round, plastic, clear, pushbutton, raised, 1 NO, Lampholder W2 x 4.6 d, | Lista Papel 2020 SI | 0 | 0
3SB2207-0AC01 |  | 3SB2207-0AC01 | 1 | UN | 1 | 2 | A | D | N | N | 85365080 | 1 | 4011209028210 | 0.02 | KG | 21.85 | 21.28 | CP20 | CP20 | Illuminated pushbutton, 16 mm, round, plastic, red, pushbutton, flat, 1 NC Lampholder W2 x 4.6 d, | Lista Papel 2020 SI | 0 | 0
3SB2207-0LC01 |  | 3SB2207-0LC01 | 1 | UN | 1 | 10 | C | D | N | N | 85365080 | 1 | 4011209211117 | 0.02 | KG | 25.75 | 24.99 | CP20 | CP20 | Illuminated pushbutton, 16 mm, round, plastic, red, pushbutton, raised, 1 NC Lampholder W2 x 4.6 d, | Lista Papel 2020 SI | 0 | 0
3SB2210-2DB01 |  | 3SB2210-2DB01 | 1 | UN | 1 | 2 | A | D | N | N | 85365080 | 1 | 4011209028227 | 0.02 | KG | 36.67 | 35.63 | CP20 | CP20 | Selector switch, 16 mm, round, plastic, black, 3 switch positions I-O-II, latching, Actuating angle 2 x 62 degree, 1 NO, 1 NO | Lista Papel 2020 SI | 0 | 0
3SB2210-2DC01 |  | 3SB2210-2DC01 | 1 | UN | 1 | 10 | C | D | N | N | 85365080 | 1 | 4011209113909 | 0.02 | KG | 36.67 | 35.63 | CP20 | CP20 | Selector switch, 16 mm, round, plastic, red, 3 switch positions I-O-II, latching, Actuating angle 2 x 62 degree, 1 NO, 1 NO | Lista Papel 2020 SI | 0 | 0
3SB2210-2DE01 |  | 3SB2210-2DE01 | 1 | UN | 1 | 10 | C | D | N | N | 85365080 | 1 | 4011209149458 | 0.03 | KG | 36.67 | 35.63 | CP20 | CP20 | Selector switch, 16 mm, round, plastic, green, 3 switch positions I-O-II, latching, Actuating angle 2 x 62 degree, 1 NO, 1 NO | Lista Papel 2020 SI | 0 | 0
3SB2210-2DG01 |  | 3SB2210-2DG01 | 1 | UN | 1 | 10 | C | D | N | N | 85365080 | 1 | 4011209092587 | 0.02 | KG | 36.67 | 35.63 | CP20 | CP20 | Selector switch, 16 mm, round, plastic, white, 3 switch positions I-O-II, latching, Actuating angle 2 x 62 degree, 1 NO, 1 NO | Lista Papel 2020 SI | 0 | 0
3SB2210-2EB01 |  | 3SB2210-2EB01 | 1 | UN | 1 | 2 | A | D | N | N | 85365080 | 1 | 4011209085480 | 0.02 | KG | 36.67 | 35.63 | CP20 | CP20 | Selector switch, 16 mm, round, plastic, black, 3 switch positions I>O<II, momentary contact type, Retraction from left and right, Actuating angle 2 x 50 degree, 1 NO, 1 NO | Lista Papel 2020 SI | 0 | 0
3SB2210-2EC01 |  | 3SB2210-2EC01 | 1 | UN | 1 | 10 | C | D | N | N | 85365080 | 1 | 4011209131644 | 0.02 | KG | 36.67 | 35.63 | CP20 | CP20 | Selector switch, 16 mm, round, plastic, red, 3 switch positions I>O<II, momentary contact type, Retraction from left and right, Actuating angle 2 x 50 degree, 1 NO, 1 NO | Lista Papel 2020 SI | 0 | 0
3SB2210-2EE01 |  | 3SB2210-2EE01 | 1 | UN | 1 | 10 | C | D | N | N | 85365080 | 1 | 4011209092594 | 0.02 | KG | 36.67 | 35.63 | CP20 | CP20 | Selector switch, 16 mm, round, plastic, green, 3 switch positions I>O<II, momentary contact type, Retraction from left and right, Actuating angle 2 x 50 degree, 1 NO, 1 NO | Lista Papel 2020 SI | 0 | 0
3SB2210-2EG01 |  | 3SB2210-2EG01 | 1 | UN | 1 | 10 | C | D | N | N | 85365080 | 1 | 4011209102095 | 0.02 | KG | 36.67 | 35.63 | CP20 | CP20 | Selector switch, 16 mm, round, plastic, white, 3 switch positions I>O<II, momentary contact type, Retraction from left and right, Actuating angle 2 x 50 degree, 1 NO, 1 NO | Lista Papel 2020 SI | 0 | 0
3SB2210-4PA01 |  | 3SB2210-4PA01 | 1 | UN | 1 | 10 | C | D | N | N | 85365080 | 1 | 4011209028234 | 0.02 | KG | 74.01 | 71.92 | CP20 | CP20 | Key-operated switch, 16 mm, round, plastic, CES, 3 switch positions I-O-II, latching, Actuating angle 2 x 62 degree, key removal O, 1 NO, 1 NO | Lista Papel 2020 SI | 0 | 0
3SB2210-4PB01 |  | 3SB2210-4PB01 | 1 | UN | 1 | 10 | C | D | N | N | 85365080 | 1 | 4011209028241 | 0.02 | KG | 74.01 | 71.92 | CP20 | CP20 | Key-operated switch, 16 mm, round, plastic, CES, 3 switch positions I-O-II, latching, Actuating angle 2 x 62 degree, Key removal I+O+II, 1 NO, 1 NO | Lista Papel 2020 SI | 0 | 0
3SB2210-4QA01 |  | 3SB2210-4QA01 | 1 | UN | 1 | 10 | C | D | N | N | 85365080 | 1 | 4011209106512 | 0.02 | KG | 74.01 | 71.92 | CP20 | CP20 | Key-operated switch, 16 mm, round, plastic, CES, 3 switch positions I>O<II, momentary contact type, Retraction from left and right, Actuating angle 2 x 50 degree, key removal O, 1 NO, 1 NO | Lista Papel 2020 SI | 0 | 0
3SB2224-6BC06 |  | 3SB2224-6BC06 | 1 | UN | 1 | 2 | A | D | N | N | 85366190 | 1 | 4011209028258 | 0.02 | KG | 12.73 | 12.35 | CP20 | CP20 | Indicator light, 16 mm, round, plastic, red, Lampholder W2 x 4.6 d, with incandescent lamp 24 V | Lista Papel 2020 SI | 0 | 0
3SB2224-6BD06 |  | 3SB2224-6BD06 | 1 | UN | 1 | 10 | C | D | N | N | 85366190 | 1 | 4011209028265 | 0.02 | KG | 12.73 | 12.35 | CP20 | CP20 | Indicator light, 16 mm, round, plastic, yellow, Lampholder W2 x 4.6 d, with incandescent lamp 24 V | Lista Papel 2020 SI | 0 | 0
3SB2224-6BE06 |  | 3SB2224-6BE06 | 1 | UN | 1 | 2 | A | D | N | N | 85366190 | 1 | 4011209028272 | 0.02 | KG | 12.73 | 12.35 | CP20 | CP20 | Indicator light, 16 mm, round, plastic, green, Lampholder W2 x 4.6 d, with incandescent lamp 24 V | Lista Papel 2020 SI | 0 | 0
3SB2224-6BG06 |  | 3SB2224-6BG06 | 1 | UN | 1 | 2 | A | D | N | N | 85366190 | 1 | 4011209028289 | 0.02 | KG | 12.73 | 12.35 | CP20 | CP20 | Indicator light, 16 mm, round, plastic, white, Lampholder W2 x 4.6 d, with incandescent lamp 24 V | Lista Papel 2020 SI | 0 | 0
3SB2224-6BH06 |  | 3SB2224-6BH06 | 1 | UN | 1 | 10 | C | D | N | N | 85366190 | 1 | 4011209093928 | 0.02 | KG | 12.73 | 12.35 | CP20 | CP20 | Indicator light, 16 mm, round, plastic, clear, Lampholder W2 x 4.6 d, with incandescent lamp 24 V | Lista Papel 2020 SI | 0 | 0
3SB2226-0AD01 |  | 3SB2226-0AD01 | 1 | UN | 1 | 10 | C | D | N | N | 85365019 | 1 | 4011209127760 | 0.02 | KG | 23.47 | 22.8 | CP20 | CP20 | Illuminated pushbutton, 16 mm, round, plastic, yellow, pushbutton, flat, 1 NO, Lampholder W2 x 4.6 d, with incandescent lamp 24 V | Lista Papel 2020 SI | 0 | 0
3SB2226-0AE01 |  | 3SB2226-0AE01 | 1 | UN | 1 | 2 | A | D | N | N | 85365019 | 1 | 4011209028296 | 0.02 | KG | 23.47 | 22.8 | CP20 | CP20 | Illuminated pushbutton, 16 mm, round, plastic, green, pushbutton, flat, 1 NO, Lampholder W2 x 4.6 d, with incandescent lamp 24 V | Lista Papel 2020 SI | 0 | 0
3SB2226-0AF01 |  | 3SB2226-0AF01 | 1 | UN | 1 | 10 | C | D | N | N | 85365019 | 1 | 4011209028302 | 0.02 | KG | 23.47 | 22.8 | CP20 | CP20 | Illuminated pushbutton, 16 mm, round, plastic, blue, pushbutton, flat, 1 NO, Lampholder W2 x 4.6 d, with incandescent lamp 24 V | Lista Papel 2020 SI | 0 | 0
3SB2226-0AH01 |  | 3SB2226-0AH01 | 1 | UN | 1 | 2 | A | D | N | N | 85365019 | 1 | 4011209028319 | 0.02 | KG | 23.47 | 22.8 | CP20 | CP20 | Illuminated pushbutton, 16 mm, round, plastic, clear, pushbutton, flat, 1 NO, Lampholder W2 x 4.6 d, with incandescent lamp 24 V | Lista Papel 2020 SI | 0 | 0
3SB2226-0LD01 |  | 3SB2226-0LD01 | 1 | UN | 1 | 10 | C | D | N | N | 85365019 | 1 | 4011209191860 | 0.02 | KG | 27.08 | 26.32 | CP20 | CP20 | Illuminated pushbutton, 16 mm, round, plastic, yellow, pushbutton, raised, 1 NO, Lampholder W2 x 4.6 d, with incandescent lamp 24 V | Lista Papel 2020 SI | 0 | 0
3SB2226-0LE01 |  | 3SB2226-0LE01 | 1 | UN | 1 | 10 | C | D | N | N | 85365019 | 1 | 4011209191877 | 0.02 | KG | 27.08 | 26.32 | CP20 | CP20 | Illuminated pushbutton, 16 mm, round, plastic, green, pushbutton, raised, 1 NO, Lampholder W2 x 4.6 d, with incandescent lamp 24 V | Lista Papel 2020 SI | 0 | 0
3SB2226-0LF01 |  | 3SB2226-0LF01 | 1 | UN | 1 | 10 | C | D | N | N | 85365019 | 1 | 4011209256354 | 0.02 | KG | 27.08 | 26.32 | CP20 | CP20 | Illuminated pushbutton, 16 mm, round, plastic, blue, pushbutton, raised, 1 NO, Lampholder W2 x 4.6 d, with incandescent lamp 24 V | Lista Papel 2020 SI | 0 | 0
3SB2226-0LH01 |  | 3SB2226-0LH01 | 1 | UN | 1 | 10 | C | D | N | N | 85365019 | 1 | 4011209243569 | 0.02 | KG | 27.08 | 26.32 | CP20 | CP20 | Illuminated pushbutton, 16 mm, round, plastic, clear, pushbutton, raised, 1 NO, Lampholder W2 x 4.6 d, with incandescent lamp 24 V | Lista Papel 2020 SI | 0 | 0
3SB2227-0AC01 |  | 3SB2227-0AC01 | 1 | UN | 1 | 2 | A | D | N | N | 85365019 | 1 | 4011209091542 | 0.02 | KG | 23.47 | 22.8 | CP20 | CP20 | Illuminated pushbutton, 16 mm, round, plastic, red, pushbutton, flat, 1 NC Lampholder W2 x 4.6 d, with incandescent lamp 24 V | Lista Papel 2020 SI | 0 | 0
3SB2227-0LC01 |  | 3SB2227-0LC01 | 1 | UN | 1 | 10 | C | D | N | N | 85365019 | 1 | 4011209210691 | 0.02 | KG | 27.08 | 26.32 | CP20 | CP20 | Illuminated pushbutton, 16 mm, round, plastic, red, pushbutton, raised, 1 NC Lampholder W2 x 4.6 d, with incandescent lamp 24 V | Lista Papel 2020 SI | 0 | 0
3SB2304-2A |  | 3SB2304-2A | 1 | UN | 1 | 2 | A | D | N | N | 85366190 | 1 | 4011209028326 | 0.007 | KG | 6.48 | 6.3 | CP20 | CP20 | Lampholder, Wedge base W2 x 4.6 d, without lamp, with holder | Lista Papel 2020 SI | 0 | 0
3SB2304-2F |  | 3SB2304-2F | 1 | UN | 1 | 10 | C | D | N | N | 85366190 | 1 | 4011209028333 | 0.03 | KG | 7.89 | 7.89 | CP20 | CP20 | Lampholder, Wedge base W2 x 4.6 d, with incandescent lamp 6 V, with holder | - | 0 | 0
3SB2304-2H |  | 3SB2304-2H | 1 | UN | 1 | 10 | C | D | N | N | 85366190 | 1 | 4011209028340 | 0.008 | KG | 7.89 | 7.89 | CP20 | CP20 | Lampholder, Wedge base W2 x 4.6 d, with incandescent lamp 24 V, with holder | - | 0 | 0
3SB2404-0B |  | 3SB2404-0B | 1 | UN | 1 | 2 | A | D | N | N | 85365080 | 1 | 4011209028357 | 0.005 | KG | 7.18 | 6.98 | CP20 | CP20 | Contact block, 1 NO, flat connector terminal | Lista Papel 2020 SI | 0 | 0
3SB2404-0B-Z | X90 | 3SB2404-0B-ZX90 | 1 | UN | 1 | 0 | A | D | N | N | 85365080 | 500 |  | 0.005 | KG | 7.18 |  | CP20 |  | Contact block, 1 NO, flat connector terminal, Z=multi-unit packaging 500 units |  | 0 | 0
3SB2404-0C |  | 3SB2404-0C | 1 | UN | 1 | 2 | A | D | N | N | 85365080 | 1 | 4011209028364 | 0.004 | KG | 7.18 | 6.98 | CP20 | CP20 | Contact block, 1 NC, flat connector terminal | Lista Papel 2020 SI | 0 | 0
3SB2404-0D |  | 3SB2404-0D | 1 | UN | 1 | 10 | C | D | N | N | 85365080 | 1 | 4011209028371 | 0.005 | KG | 7.69 | 7.69 | CP20 | CP20 | Contact block, 1 NO, with safety spring, flat connector terminal | - | 0 | 0
3SB2404-3D |  | 3SB2404-3D | 1 | UN | 1 | 5 | B | D | N | N | 85365080 | 1 | 4011209028395 | 0.009 | KG | 15.87 | 15.87 | CP20 | CP20 | Ballast element for connection of a 48 V lamp | - | 0 | 7
3SB2455-0B |  | 3SB2455-0B | 1 | UN | 1 | 10 | C | D | N | N | 85369095 | 1 | 4011209028401 | 0.005 | KG | 8.39 | 8.39 | CP20 | CP20 | Contact block, 1 NO, soldering pin connection | - | 0 | 0
3SB2455-0C |  | 3SB2455-0C | 1 | UN | 1 | 10 | C | D | N | N | 85369095 | 1 | 4011209028418 | 0.007 | KG | 8.39 | 8.39 | CP20 | CP20 | Contact block, 1 NC, soldering pin connection | - | 0 | 0
3SB2455-0E |  | 3SB2455-0E | 1 | UN | 1 | 10 | C | D | N | N | 85369095 | 1 | 4011209028425 | 0.001 | G | 15.11 | 15.11 | CP20 | CP20 | Contact block, 1 NO, 1 NO, soldering pin connection | - | 0 | 0
3SB2455-0F |  | 3SB2455-0F | 1 | UN | 1 | 10 | C | D | N | N | 85369095 | 1 | 4011209028432 | 0.009 | KG | 15.11 | 15.11 | CP20 | CP20 | Contact block, 1 NC, 1 NC, soldering pin connection | - | 0 | 0
3SB2455-0J |  | 3SB2455-0J | 1 | UN | 1 | 10 | C | D | N | N | 85369095 | 1 | 4011209028449 | 0.007 | KG | 15.11 | 15.11 | CP20 | CP20 | Contact block, 1 NO, 1 NC, soldering pin connection | - | 0 | 0
3SB2455-1B |  | 3SB2455-1B | 1 | UN | 1 | 10 | C | D | N | N | 85369095 | 1 | 4011209028456 | 0.008 | KG | 16.15 | 16.15 | CP20 | CP20 | Contact block and lampholder 1 NO, Wedge base W2 x 4.6 d, soldering pin connection | - | 0 | 0
3SB2455-1C |  | 3SB2455-1C | 1 | UN | 1 | 10 | C | D | N | N | 85369095 | 1 | 4011209028463 | 0.008 | KG | 16.15 | 16.15 | CP20 | CP20 | Contact block and lampholder 1 NC, Wedge base W2 x 4.6 d, soldering pin connection | - | 0 | 0
3SB2455-1E |  | 3SB2455-1E | 1 | UN | 1 | 10 | C | D | N | N | 85369095 | 1 | 4011209028470 | 0.008 | KG | 23.09 | 23.09 | CP20 | CP20 | Contact block and lampholder 1 NO, 1 NO, Wedge base W2 x 4.6 d, soldering pin connection | - | 0 | 0
3SB2455-1F |  | 3SB2455-1F | 1 | UN | 1 | 10 | C | D | N | N | 85365080 | 1 | 4011209028487 | 0.009 | KG | 23.09 | 23.09 | CP20 | CP20 | Contact block and lampholder 1 NC, 1 NC, Wedge base W2 x 4.6 d, soldering pin connection | - | 0 | 0
3SB2455-1J |  | 3SB2455-1J | 1 | UN | 1 | 10 | C | D | N | N | 85365080 | 1 | 4011209028494 | 0.008 | KG | 23.09 | 23.09 | CP20 | CP20 | Contact block and lampholder 1 NO, 1 NC, Wedge base W2 x 4.6 d, soldering pin connection | - | 0 | 0
3SB2455-2A |  | 3SB2455-2A | 1 | UN | 1 | 10 | C | D | N | N | 85369095 | 1 | 4011209028500 | 0.001 | G | 7.18 | 7.18 | CP20 | CP20 | Lampholder, Wedge base W2 x 4.6 d, with soldering pins for soldering pin connection | - | 0 | 0
3SB2900-0XZ | K0Y | 3SB2900-0XZK0Y | 1 | UN | 1 | 20 | D | D | N | N | 85389099 | 1 |  | 0.002 | KG | 3.6 | 3.6 | CP20 | CP20 | Label holder with labeling plate, Label size 9.5 x 18.5 mm, silver-colored, black font, Customer-specific inscription, upper case and lower case, always upper case at beginning of line | - | 0 | 0
3SB2900-0XZ | K1Y | 3SB2900-0XZK1Y | 1 | UN | 1 | 10 | C | D | N | N | 85389099 | 1 |  | 0.002 | KG | 3.6 | 3.6 | CP20 | CP20 | Label holder with labeling plate, Label size 9.5 x 18.5 mm, silver-colored, black font, Customer-specific inscription, upper case | - | 0 | 0
3SB2900-0XZ | K2Y | 3SB2900-0XZK2Y | 1 | UN | 1 | 10 | C | D | N | N | 85389099 | 1 |  | 0.002 | KG | 3.6 | 3.6 | CP20 | CP20 | Label holder with labeling plate, Label size 9.5 x 18.5 mm, silver-colored, black font, Customer-specific inscription, lower case | - | 0 | 0
3SB2900-0XZ | K3Y | 3SB2900-0XZK3Y | 1 | UN | 1 | 10 | C | D | N | N | 85389099 | 1 |  | 0.002 | KG | 3.6 | 3.6 | CP20 | CP20 | Label holder with labeling plate, Label size 9.5 x 18.5 mm, silver-colored, black font, Customer-specific inscription, Symbol number according to ISO7000 or IEC60417 | - | 0 | 0
3SB2900-0XZ | K9Y | 3SB2900-0XZK9Y | 1 | UN | 1 | 10 | C | D | N | N | 85389099 | 1 |  | 0.002 | KG | 5.12 | 5.12 | CP20 | CP20 | Label holder with labeling plate, Label size 9.5 x 18.5 mm, silver-colored, black font, Customer-specific inscription, inscription or symbol according to order form supplement | - | 0 | 0
3SB2901-2AA |  | 3SB2901-2AA | 100 | UN | 1 | 2 | A | D | N | N | 85389099 | 10 | 4011209028517 | 0.48 | G | 64.7 | 64.7 | CP20 | CP20 | Adhesive labeling plate, on label holder, Label size 9.5 x 18.5 mm, silver-colored, black font, without inscription for self-labeling | - | 0 | 0
3SB2901-2AB |  | 3SB2901-2AB | 100 | UN | 1 | 10 | C | D | N | N | 85389099 | 10 | 4011209120624 | 0.48 | KG | 91.39 | 91.39 | CP20 | CP20 | Adhesive labeling plate, on label holder, Label size 9.5 x 18.5 mm, silver-colored, black font, with inscription: In | - | 0 | 0
3SB2901-2AC |  | 3SB2901-2AC | 100 | UN | 1 | 10 | C | D | N | N | 85389099 | 10 | 4011209120075 | 0.48 | G | 91.39 | 91.39 | CP20 | CP20 | Adhesive labeling plate, on label holder, Label size 9.5 x 18.5 mm, silver-colored, black font, with inscription: Off | - | 0 | 0
3SB2901-2AD |  | 3SB2901-2AD | 100 | UN | 1 | 10 | C | D | N | N | 85389099 | 10 | 4011209120068 | 0.48 | G | 91.39 | 91.39 | CP20 | CP20 | Adhesive labeling plate, on label holder, Label size 9.5 x 18.5 mm, silver-colored, black font, with inscription: Up | - | 0 | 0
3SB2901-2AF |  | 3SB2901-2AF | 100 | UN | 1 | 10 | C | D | N | N | 85389099 | 10 | 4011209260245 | 0.48 | G | 91.39 | 91.39 | CP20 | CP20 | Adhesive labeling plate, on label holder, Label size 9.5 x 18.5 mm, silver-colored, black font, with inscription: Forward | - | 0 | 0
3SB2901-2AG |  | 3SB2901-2AG | 100 | UN | 1 | 10 | C | D | N | N | 85389099 | 10 | 4011209260238 | 0.48 | G | 91.39 | 91.39 | CP20 | CP20 | Adhesive labeling plate, on label holder, Label size 9.5 x 18.5 mm, silver-colored, black font, with inscription: Back | - | 0 | 0
3SB2901-2AL |  | 3SB2901-2AL | 100 | UN | 1 | 10 | C | D | N | N | 85389099 | 10 | 4011209120051 | 0.48 | G | 91.39 | 91.39 | CP20 | CP20 | Adhesive labeling plate, on label holder, Label size 9.5 x 18.5 mm, silver-colored, black font, with inscription: Close | - | 0 | 0
3SB2901-2AM |  | 3SB2901-2AM | 100 | UN | 1 | 10 | C | D | N | N | 85389099 | 10 | 4011209164840 | 0.48 | G | 91.39 | 91.39 | CP20 | CP20 | Adhesive labeling plate, on label holder, Label size 9.5 x 18.5 mm, silver-colored, black font, with inscription: fast | - | 0 | 0
3SB2901-2AN |  | 3SB2901-2AN | 100 | UN | 1 | 10 | C | D | N | N | 85389099 | 10 | 4011209164833 | 0.48 | G | 91.39 | 91.39 | CP20 | CP20 | Adhesive labeling plate, on label holder, Label size 9.5 x 18.5 mm, silver-colored, black font, with inscription: Left | - | 0 | 0
3SB2901-2AP |  | 3SB2901-2AP | 100 | UN | 1 | 10 | C | D | N | N | 85389099 | 10 | 4011209143326 | 0.48 | G | 91.39 | 91.39 | CP20 | CP20 | Adhesive labeling plate, on label holder, Label size 9.5 x 18.5 mm, silver-colored, black font, with inscription: operation | - | 0 | 0
3SB2901-2AQ |  | 3SB2901-2AQ | 100 | UN | 1 | 10 | C | D | N | N | 85389099 | 10 | 4011209136267 | 0.48 | G | 91.39 | 91.39 | CP20 | CP20 | Adhesive labeling plate, on label holder, Label size 9.5 x 18.5 mm, silver-colored, black font, with inscription: Fault | - | 0 | 0
3SB2901-2AR |  | 3SB2901-2AR | 100 | UN | 1 | 10 | C | D | N | N | 85389099 | 10 | 4011209174405 | 0.48 | G | 91.39 | 91.39 | CP20 | CP20 | Adhesive labeling plate, on label holder, Label size 9.5 x 18.5 mm, silver-colored, black font, with inscription: set-up | - | 0 | 0
3SB2901-2BA |  | 3SB2901-2BA | 100 | UN | 1 | 10 | C | D | N | N | 85389099 | 10 | 4011209132030 | 0.48 | G | 91.39 | 91.39 | CP20 | CP20 | Adhesive labeling plate, on label holder, Label size 9.5 x 18.5 mm, silver-colored, black font, with inscription: Manual Auto | - | 0 | 0
3SB2901-2BE |  | 3SB2901-2BE | 100 | UN | 1 | 10 | C | D | N | N | 85389099 | 10 | 4011209113916 | 0.48 | G | 91.39 | 91.39 | CP20 | CP20 | Adhesive labeling plate, on label holder, Label size 9.5 x 18.5 mm, silver-colored, black font, with inscription: Manual O Auto | - | 0 | 0
3SB2901-2EB |  | 3SB2901-2EB | 100 | UN | 1 | 10 | C | D | N | N | 85389099 | 10 | 4011209138780 | 0.48 | G | 91.39 | 91.39 | CP20 | CP20 | Adhesive labeling plate, on label holder, Label size 9.5 x 18.5 mm, silver-colored, black font, with inscription: On | - | 0 | 0
3SB2901-2EC |  | 3SB2901-2EC | 100 | UN | 1 | 10 | C | D | N | N | 85389099 | 10 | 4011209138773 | 0.48 | G | 91.39 | 91.39 | CP20 | CP20 | Adhesive labeling plate, on label holder, Label size 9.5 x 18.5 mm, silver-colored, black font, with inscription: Off | - | 0 | 0
3SB2901-2EL |  | 3SB2901-2EL | 100 | UN | 1 | 10 | C | D | N | N | 85389099 | 10 | 4011209171855 | 0.48 | G | 91.39 | 91.39 | CP20 | CP20 | Adhesive labeling plate, on label holder, Label size 9.5 x 18.5 mm, silver-colored, black font, with inscription: start | - | 0 | 0
3SB2901-2EM |  | 3SB2901-2EM | 100 | UN | 1 | 10 | C | D | N | N | 85389099 | 10 | 4011209189126 | 0.48 | G | 91.39 | 91.39 | CP20 | CP20 | Adhesive labeling plate, on label holder, Label size 9.5 x 18.5 mm, silver-colored, black font, with inscription: Reset | - | 0 | 0
3SB2901-2ET |  | 3SB2901-2ET | 100 | UN | 1 | 10 | C | D | N | N | 85389099 | 10 | 4011209164215 | 0.48 | G | 91.39 | 91.39 | CP20 | CP20 | Adhesive labeling plate, on label holder, Label size 9.5 x 18.5 mm, silver-colored, black font, with inscription: Manual O Auto | - | 0 | 0
3SB2901-2EW |  | 3SB2901-2EW | 100 | UN | 1 | 10 | C | D | N | N | 85389099 | 10 | 4011209138766 | 0.48 | G | 91.39 | 91.39 | CP20 | CP20 | Adhesive labeling plate, on label holder, Label size 9.5 x 18.5 mm, silver-colored, black font, with inscription: Fault | - | 0 | 0
3SB2901-2MB |  | 3SB2901-2MB | 100 | UN | 1 | 10 | C | D | N | N | 85389099 | 10 | 4011209240148 | 0.48 | G | 91.39 | 91.39 | CP20 | CP20 | Adhesive labeling plate, on label holder, Label size 9.5 x 18.5 mm, silver-colored, black font, with graphic symbol: O | - | 0 | 0
3SB2901-2MC |  | 3SB2901-2MC | 100 | UN | 1 | 10 | C | D | N | N | 85389099 | 10 | 4011209240131 | 0.48 | G | 91.39 | 91.39 | CP20 | CP20 | Adhesive labeling plate, on label holder, Label size 9.5 x 18.5 mm, silver-colored, black font, with graphic symbol: I | - | 0 | 0
3SB2901-2MF |  | 3SB2901-2MF | 100 | UN | 1 | 10 | C | D | N | N | 85389099 | 10 | 4011209132498 | 0.48 | G | 91.39 | 91.39 | CP20 | CP20 | Adhesive labeling plate, on label holder, Label size 9.5 x 18.5 mm, silver-colored, black font, with graphic symbol: O I | - | 0 | 0
3SB2901-2NA |  | 3SB2901-2NA | 100 | UN | 1 | 10 | C | D | N | N | 85389099 | 10 | 4011209132047 | 0.48 | G | 91.39 | 91.39 | CP20 | CP20 | Adhesive labeling plate, on label holder, Label size 9.5 x 18.5 mm, silver-colored, black font, with graphic symbol: In | - | 0 | 0
3SB2901-2XZ | K0Y | 3SB2901-2XZK0Y | 1 | UN | 1 | 20 | D | D | N | N | 85389099 | 1 |  | 0.002 | KG | 2.78 | 2.78 | CP20 | CP20 | Adhesive labeling plate, on label holder, Label size 9.5 x 18.5 mm, silver-colored, black font, Customer-specific inscription, upper case and lower case, always upper case at beginning of line | - | 0 | 0
3SB2901-2XZ | K1Y | 3SB2901-2XZK1Y | 1 | UN | 1 | 10 | C | D | N | N | 85389099 | 1 |  | 0.002 | KG | 2.78 | 2.78 | CP20 | CP20 | Adhesive labeling plate, on label holder, Label size 9.5 x 18.5 mm, silver-colored, black font, Customer-specific inscription, upper case | - | 0 | 0
3SB2901-2XZ | K2Y | 3SB2901-2XZK2Y | 1 | UN | 1 | 10 | C | D | N | N | 85389099 | 1 |  | 0.002 | KG | 2.78 | 2.78 | CP20 | CP20 | Adhesive labeling plate, on label holder, Label size 9.5 x 18.5 mm, silver-colored, black font, Customer-specific inscription, lower case | - | 0 | 0
3SB2901-2XZ | K3Y | 3SB2901-2XZK3Y | 1 | UN | 1 | 10 | C | D | N | N | 85389099 | 1 |  | 0.002 | KG | 2.78 | 2.78 | CP20 | CP20 | Adhesive labeling plate, on label holder, Label size 9.5 x 18.5 mm, silver-colored, black font, Customer-specific inscription, Symbol number according to ISO7000 or IEC60417 | - | 0 | 0
3SB2901-2XZ | K9Y | 3SB2901-2XZK9Y | 1 | UN | 1 | 10 | C | D | N | N | 85389099 | 1 |  | 0.002 | KG | 4.2 | 4.2 | CP20 | CP20 | Adhesive labeling plate, on label holder, Label size 9.5 x 18.5 mm, silver-colored, black font, Customer-specific inscription, inscription or symbol according to order form supplement | - | 0 | 0
3SB2901-4AA |  | 3SB2901-4AA | 100 | UN | 1 | 10 | C | D | N | N | 85389099 | 10 | 4011209028524 | 0.1 | G | 64.7 | 64.7 | CP20 | CP20 | Inscription plate for pushbutton and illuminated pushbutton flat, milky with black font, without inscription, for self-labeling | - | 0 | 0
3SB2901-4AB |  | 3SB2901-4AB | 100 | UN | 1 | 10 | C | D | N | N | 85389099 | 10 | 4011209088795 | 0.002 | KG | 91.39 | 91.39 | CP20 | CP20 | Inscription plate for pushbutton and illuminated pushbutton flat, milky with black font, with inscription: In | - | 0 | 0
3SB2901-4AC |  | 3SB2901-4AC | 100 | UN | 1 | 10 | C | D | N | N | 85389099 | 10 | 4011209088801 | 0.002 | KG | 91.39 | 91.39 | CP20 | CP20 | Inscription plate for pushbutton and illuminated pushbutton flat, milky with black font, with inscription: Off | - | 0 | 0
3SB2901-4AD |  | 3SB2901-4AD | 100 | UN | 1 | 10 | C | D | N | N | 85389099 | 10 | 4011209137257 | 0.002 | KG | 91.39 | 91.39 | CP20 | CP20 | Inscription plate for pushbutton and illuminated pushbutton flat, milky with black font, with inscription: Up | - | 0 | 0
3SB2901-4AE |  | 3SB2901-4AE | 100 | UN | 1 | 10 | C | D | N | N | 85389099 | 10 | 4011209152519 | 0.002 | KG | 91.39 | 91.39 | CP20 | CP20 | Inscription plate for pushbutton and illuminated pushbutton flat, milky with black font, with inscription: Down | - | 0 | 0
3SB2901-4AF |  | 3SB2901-4AF | 100 | UN | 1 | 10 | C | D | N | N | 85389099 | 10 | 4011209130210 | 0.002 | KG | 91.39 | 91.39 | CP20 | CP20 | Inscription plate for pushbutton and illuminated pushbutton flat, milky with black font, with inscription: Forward | - | 0 | 0
3SB2901-4AG |  | 3SB2901-4AG | 100 | UN | 1 | 10 | C | D | N | N | 85389099 | 10 | 4011209130203 | 0.002 | KG | 91.39 | 91.39 | CP20 | CP20 | Inscription plate for pushbutton and illuminated pushbutton flat, milky with black font, with inscription: Back | - | 0 | 0
3SB2901-4AH |  | 3SB2901-4AH | 100 | UN | 1 | 10 | C | D | N | N | 85389099 | 10 | 4011209176973 | 0.002 | KG | 91.39 | 91.39 | CP20 | CP20 | Inscription plate for pushbutton and illuminated pushbutton flat, milky with black font, with inscription: Right | - | 0 | 0
3SB2901-4AJ |  | 3SB2901-4AJ | 100 | UN | 1 | 10 | C | D | N | N | 85389099 | 10 | 4011209176980 | 0.002 | KG | 91.39 | 91.39 | CP20 | CP20 | Inscription plate for pushbutton and illuminated pushbutton flat, milky with black font, with inscription: Left | - | 0 | 0
3SB2901-4AK |  | 3SB2901-4AK | 100 | UN | 1 | 10 | C | D | N | N | 85389099 | 10 | 4011209140707 | 0.002 | KG | 91.39 | 91.39 | CP20 | CP20 | Inscription plate for pushbutton and illuminated pushbutton flat, milky with black font, with inscription: Stop | - | 0 | 0
3SB2901-4AL |  | 3SB2901-4AL | 100 | UN | 1 | 10 | C | D | N | N | 85389099 | 10 | 4011209137240 | 0.002 | KG | 91.39 | 91.39 | CP20 | CP20 | Inscription plate for pushbutton and illuminated pushbutton flat, milky with black font, with inscription: Close | - | 0 | 0
3SB2901-4AN |  | 3SB2901-4AN | 100 | UN | 1 | 10 | C | D | N | N | 85389099 | 10 | 4011209136250 | 0.002 | KG | 91.39 | 91.39 | CP20 | CP20 | Inscription plate for pushbutton and illuminated pushbutton flat, milky with black font, with inscription: slow | - | 0 | 0
3SB2901-4AQ |  | 3SB2901-4AQ | 100 | UN | 1 | 10 | C | D | N | N | 85389099 | 10 | 4011209088818 | 0.002 | KG | 91.39 | 91.39 | CP20 | CP20 | Inscription plate for pushbutton and illuminated pushbutton flat, milky with black font, with inscription: Fault | - | 0 | 0
3SB2901-4AZ | K0Y | 3SB2901-4AZK0Y | 1 | UN | 1 | 20 | D | D | N | N | 85389099 | 1 |  | 0.002 | KG | 2.78 | 2.78 | CP20 | CP20 | Inscription plate for pushbutton and illuminated pushbutton flat, milky with black font, Customer-specific inscription, upper case and lower case, always upper case at beginning of line | - | 0 | 0
3SB2901-4AZ | K1Y | 3SB2901-4AZK1Y | 1 | UN | 1 | 10 | C | D | N | N | 85389099 | 1 |  | 0.002 | KG | 2.78 | 2.78 | CP20 | CP20 | Inscription plate for pushbutton and illuminated pushbutton flat, milky with black font, Customer-specific inscription, upper case | - | 0 | 0
3SB2901-4AZ | K2Y | 3SB2901-4AZK2Y | 1 | UN | 1 | 10 | C | D | N | N | 85389099 | 1 |  | 0.002 | KG | 2.78 | 2.78 | CP20 | CP20 | Inscription plate for pushbutton and illuminated pushbutton, flat, milky with black font, customer-specific inscription, LOWER CASE | - | 0 | 0
3SB2901-4AZ | K3Y | 3SB2901-4AZK3Y | 1 | UN | 1 | 10 | C | D | N | N | 85389099 | 1 |  | 0.002 | KG | 2.78 | 2.78 | CP20 | CP20 | Inscription plate for pushbutton and illuminated pushbutton, flat, milky with black font, customer-specific inscription, Symbol number according to ISO7000 or IEC60417 | - | 0 | 0
3SB2901-4AZ | K9Y | 3SB2901-4AZK9Y | 1 | UN | 1 | 10 | C | D | N | N | 85389099 | 1 |  | 0.002 | KG | 4.2 | 4.2 | CP20 | CP20 | Inscription plate for pushbutton and illuminated pushbutton, flat, milky with black font, customer-specific inscription, INSCRIPTION OR SYMBOL ACCORDING TO ORDER FORM SUPPLEMENT | - | 0 | 0
3SB2901-4EB |  | 3SB2901-4EB | 100 | UN | 1 | 10 | C | D | N | N | 85389099 | 10 | 4011209092952 | 0.002 | KG | 91.39 | 91.39 | CP20 | CP20 | Inscription plate for pushbutton and illuminated pushbutton, flat, milky with black font, with inscription: ON | - | 0 | 0
3SB2901-4EK |  | 3SB2901-4EK | 100 | UN | 1 | 10 | C | D | N | N | 85389099 | 10 | 4011209152502 | 0.002 | KG | 91.39 | 91.39 | CP20 | CP20 | Inscription plate for pushbutton and illuminated pushbutton, flat, milky with black font, with inscription: START | - | 0 | 0
3SB2901-4EL |  | 3SB2901-4EL | 100 | UN | 1 | 10 | C | D | N | N | 85389099 | 10 | 4011209206021 | 0.002 | KG | 91.39 | 91.39 | CP20 | CP20 | Inscription plate for pushbutton and illuminated pushbutton, flat, milky with black font, with inscription: STOP | - | 0 | 0
3SB2901-4EM |  | 3SB2901-4EM | 100 | UN | 1 | 10 | C | D | N | N | 85389099 | 10 | 4011209132238 | 0.002 | KG | 91.39 | 91.39 | CP20 | CP20 | Inscription plate for pushbutton and illuminated pushbutton, flat, milky with black font, with inscription: RESET | - | 0 | 0
3SB2901-4EN |  | 3SB2901-4EN | 100 | UN | 1 | 10 | C | D | N | N | 85389099 | 10 | 4011209142657 | 0.002 | KG | 91.39 | 91.39 | CP20 | CP20 | Inscription plate for pushbutton and illuminated pushbutton, flat, milky with black font, with inscription: TEST | - | 0 | 0
3SB2901-4MB |  | 3SB2901-4MB | 100 | UN | 1 | 10 | C | D | N | N | 85389099 | 10 | 4011209095878 | 0.002 | KG | 91.39 | 91.39 | CP20 | CP20 | Inscription plate for pushbutton and illuminated pushbutton, flat, milky with black font, with graphic symbol: O | - | 0 | 0
3SB2901-4MC |  | 3SB2901-4MC | 100 | UN | 1 | 10 | C | D | N | N | 85389099 | 10 | 4011209095885 | 0.002 | KG | 91.39 | 91.39 | CP20 | CP20 | Inscription plate for pushbutton and illuminated pushbutton, flat, milky with black font, with graphic symbol: I | - | 0 | 0
3SB2901-4MD |  | 3SB2901-4MD | 100 | UN | 1 | 10 | C | D | N | N | 85389099 | 10 | 4011209124226 | 0.002 | KG | 91.39 | 91.39 | CP20 | CP20 | Inscription plate for pushbutton and illuminated pushbutton, flat, milky with black font, with graphic symbol: II | - | 0 | 0
3SB2901-4NA |  | 3SB2901-4NA | 100 | UN | 1 | 10 | C | D | N | N | 85389099 | 10 | 4011209095274 | 0.002 | KG | 91.39 | 91.39 | CP20 | CP20 | Inscription plate for pushbutton and illuminated pushbutton, flat, milky with black font, with graphic symbol: MOTION DIRECTION OF ARROW | - | 0 | 0
3SB2901-4NB |  | 3SB2901-4NB | 100 | UN | 1 | 10 | C | D | N | N | 85389099 | 10 | 4011209119604 | 0.002 | KG | 91.39 | 91.39 | CP20 | CP20 | Inscription plate for pushbutton and illuminated pushbutton, flat, milky with black font, with graphic symbol: MOTION DIRECTION OF ARROW | - | 0 | 0
3SB2901-4NC |  | 3SB2901-4NC | 100 | UN | 1 | 10 | C | D | N | N | 85389099 | 10 | 4011209122659 | 0.002 | KG | 91.39 | 91.39 | CP20 | CP20 | Inscription plate for pushbutton and illuminated pushbutton, flat, milky with black font, with graphic symbol: ROTATION TO THE RIGHT | - | 0 | 0
3SB2901-4ND |  | 3SB2901-4ND | 100 | UN | 1 | 10 | C | D | N | N | 85389099 | 10 | 4011209122666 | 0.002 | KG | 91.39 | 91.39 | CP20 | CP20 | Inscription plate for pushbutton and illuminated pushbutton, flat, milky with black font, with graphic symbol: ROTATION TO THE LEFT | - | 0 | 0
3SB2901-4NE |  | 3SB2901-4NE | 100 | UN | 1 | 10 | C | D | N | N | 85389099 | 10 | 4011209122673 | 0.002 | KG | 91.39 | 91.39 | CP20 | CP20 | Inscription plate for pushbutton and illuminated pushbutton, flat, milky with black font, with graphic symbol: RAPID TRAVERSE | - | 0 | 0
3SB2901-4NG |  | 3SB2901-4NG | 100 | UN | 1 | 10 | C | D | N | N | 85389099 | 10 | 4011209122680 | 0.002 | KG | 91.39 | 91.39 | CP20 | CP20 | Inscription plate for pushbutton and illuminated pushbutton, flat, milky with black font, with graphic symbol: INCREASE, PLUS | - | 0 | 0
3SB2901-4PA |  | 3SB2901-4PA | 100 | UN | 1 | 10 | C | D | N | N | 85389099 | 10 | 4011209140721 | 0.002 | KG | 91.39 | 91.39 | CP20 | CP20 | Inscription plate for pushbutton and illuminated pushbutton, flat, milky with black font, with graphic symbol: ELECTRIC MOTOR | - | 0 | 0
3SB2901-4PB |  | 3SB2901-4PB | 100 | UN | 1 | 10 | C | D | N | N | 85389099 | 10 | 4011209140738 | 0.002 | KG | 91.39 | 91.39 | CP20 | CP20 | Inscription plate for pushbutton and illuminated pushbutton, flat, milky with black font, with graphic symbol: HORN | - | 0 | 0
3SB2901-4PD |  | 3SB2901-4PD | 100 | UN | 1 | 10 | C | D | N | N | 85389099 | 10 | 4011209240926 | 0.002 | KG | 91.39 | 91.39 | CP20 | CP20 | Inscription plate for pushbutton and illuminated pushbutton, flat, milky with black font, with graphic symbol: PUMP | - | 0 | 0
3SB2901-4PE |  | 3SB2901-4PE | 100 | UN | 1 | 10 | C | D | N | N | 85389099 | 10 | 4011209140745 | 0.002 | KG | 91.39 | 91.39 | CP20 | CP20 | Inscription plate for pushbutton and illuminated pushbutton, flat, milky with black font, with graphic symbol: COOLANT PUMP | - | 0 | 0
3SB2901-4QB |  | 3SB2901-4QB | 100 | UN | 1 | 10 | C | D | N | N | 85389099 | 10 | 4011209122697 | 0.002 | KG | 91.39 | 91.39 | CP20 | CP20 | Inscription plate for pushbutton and illuminated pushbutton, flat, milky with black font, with graphic symbol: CLAMP | - | 0 | 0
3SB2901-4QC |  | 3SB2901-4QC | 100 | UN | 1 | 10 | C | D | N | N | 85389099 | 10 | 4011209122703 | 0.002 | KG | 91.39 | 91.39 | CP20 | CP20 | Inscription plate for pushbutton and illuminated pushbutton, flat, milky with black font, with graphic symbol: RELEASE | - | 0 | 0
3SB2901-4QE |  | 3SB2901-4QE | 100 | UN | 1 | 10 | C | D | N | N | 85389099 | 10 | 4011209361492 | 0.002 | KG | 91.39 | 91.39 | CP20 | CP20 | Inscription plate for pushbutton and illuminated pushbutton, flat, milky with black font, with graphic symbol: RELEASE BRAKE | - | 0 | 0
3SB2901-4QF |  | 3SB2901-4QF | 100 | UN | 1 | 10 | C | D | N | N | 85389099 | 10 | 4011209130401 | 0.002 | KG | 91.39 | 91.39 | CP20 | CP20 | Inscription plate for pushbutton and illuminated pushbutton, flat, milky with black font, with graphic symbol: LOCK | - | 0 | 0
3SB2901-4QG |  | 3SB2901-4QG | 100 | UN | 1 | 10 | C | D | N | N | 85389099 | 10 | 4011209202245 | 0.002 | KG | 91.39 | 91.39 | CP20 | CP20 | Inscription plate for pushbutton and illuminated pushbutton flat, milky with black font, with graphic symbol: unlock | - | 0 | 0
3SB2901-4QJ |  | 3SB2901-4QJ | 100 | UN | 1 | 10 | C | D | N | N | 85389099 | 10 | 4011209094185 | 0.002 | KG | 91.39 | 91.39 | CP20 | CP20 | Inscription plate for pushbutton and illuminated pushbutton flat, milky with black font, with graphic symbol: on/off momentary contact | - | 0 | 0
3SB2901-4QK |  | 3SB2901-4QK | 100 | UN | 1 | 10 | C | D | N | N | 85389099 | 10 | 4011209130395 | 0.002 | KG | 91.39 | 91.39 | CP20 | CP20 | Inscription plate for pushbutton and illuminated pushbutton flat, milky with black font, with graphic symbol: manual operation | - | 0 | 0
3SB2901-4QL |  | 3SB2901-4QL | 100 | UN | 1 | 10 | C | D | N | N | 85389099 | 10 | 4011209113558 | 0.002 | KG | 91.39 | 91.39 | CP20 | CP20 | Inscription plate for pushbutton and illuminated pushbutton flat, milky with black font, with graphic symbol: automatic sequence | - | 0 | 0
3SB2901-4RA |  | 3SB2901-4RA | 100 | UN | 1 | 10 | C | D | N | N | 85389099 | 10 | 4011209130319 | 0.002 | KG | 91.39 | 91.39 | CP20 | CP20 | Inscription plate for pushbutton and illuminated pushbutton flat, milky with black font, with graphic symbol: 0 | - | 0 | 0
3SB2901-4RB |  | 3SB2901-4RB | 100 | UN | 1 | 10 | C | D | N | N | 85389099 | 10 | 4011209130302 | 0.002 | KG | 91.39 | 91.39 | CP20 | CP20 | Inscription plate for pushbutton and illuminated pushbutton flat, milky with black font, with graphic symbol: 1 | - | 0 | 0
3SB2901-4RC |  | 3SB2901-4RC | 100 | UN | 1 | 10 | C | D | N | N | 85389099 | 10 | 4011209130296 | 0.002 | KG | 91.39 | 91.39 | CP20 | CP20 | Inscription plate for pushbutton and illuminated pushbutton flat, milky with black font, with graphic symbol: 2 | - | 0 | 0
3SB2901-4RD |  | 3SB2901-4RD | 100 | UN | 1 | 10 | C | D | N | N | 85389099 | 10 | 4011209130289 | 0.002 | KG | 91.39 | 91.39 | CP20 | CP20 | Inscription plate for pushbutton and illuminated pushbutton flat, milky with black font, with graphic symbol: 3 | - | 0 | 0
3SB2901-4RE |  | 3SB2901-4RE | 100 | UN | 1 | 10 | C | D | N | N | 85389099 | 10 | 4011209130265 | 0.002 | KG | 91.39 | 91.39 | CP20 | CP20 | Inscription plate for pushbutton and illuminated pushbutton flat, milky with black font, with graphic symbol: 4 | - | 0 | 0
3SB2901-4RF |  | 3SB2901-4RF | 100 | UN | 1 | 10 | C | D | N | N | 85389099 | 10 | 4011209130272 | 0.002 | KG | 91.39 | 91.39 | CP20 | CP20 | Inscription plate for pushbutton and illuminated pushbutton flat, milky with black font, with graphic symbol: 5 | - | 0 | 0
3SB2901-4RG |  | 3SB2901-4RG | 100 | UN | 1 | 10 | C | D | N | N | 85389099 | 10 | 4011209130227 | 0.002 | KG | 91.39 | 91.39 | CP20 | CP20 | Inscription plate for pushbutton and illuminated pushbutton flat, milky with black font, with graphic symbol: 6 | - | 0 | 0
3SB2901-4RH |  | 3SB2901-4RH | 100 | UN | 1 | 10 | C | D | N | N | 85389099 | 10 | 4011209130258 | 0.002 | KG | 91.39 | 91.39 | CP20 | CP20 | Inscription plate for pushbutton and illuminated pushbutton flat, milky with black font, with graphic symbol: 7 | - | 0 | 0
3SB2901-4RJ |  | 3SB2901-4RJ | 100 | UN | 1 | 10 | C | D | N | N | 85389099 | 10 | 4011209130241 | 0.002 | KG | 91.39 | 91.39 | CP20 | CP20 | Inscription plate for pushbutton and illuminated pushbutton flat, milky with black font, with graphic symbol: 8 | - | 0 | 0
3SB2901-4RK |  | 3SB2901-4RK | 100 | UN | 1 | 10 | C | D | N | N | 85389099 | 10 | 4011209130234 | 0.002 | KG | 91.39 | 91.39 | CP20 | CP20 | Inscription plate for pushbutton and illuminated pushbutton flat, milky with black font, with graphic symbol: 9 | - | 0 | 0
3SB2901-5AA |  | 3SB2901-5AA | 100 | UN | 1 | 10 | C | D | N | N | 85389099 | 10 | 4011209028531 | 0.434 | G | 91.39 | 91.39 | CP20 | CP20 | Insert cap for pushbutton and illuminated pushbutton raised, clear, without inscription, for self-labeling | - | 0 | 0
3SB2901-5AB |  | 3SB2901-5AB | 100 | UN | 1 | 10 | C | D | N | N | 85389099 | 10 | 4011209212046 | 0.002 | KG | 115.9 | 115.9 | CP20 | CP20 | Insert cap for pushbutton and illuminated pushbutton raised, clear with black font, with inscription: In | - | 0 | 0
3SB2901-5AC |  | 3SB2901-5AC | 100 | UN | 1 | 10 | C | D | N | N | 85389099 | 10 | 4011209132870 | 0.002 | KG | 115.9 | 115.9 | CP20 | CP20 | Insert cap for pushbutton and illuminated pushbutton raised, clear with black font, with inscription: Off | - | 0 | 0
3SB2901-5AD |  | 3SB2901-5AD | 100 | UN | 1 | 10 | C | D | N | N | 85389099 | 10 | 4011209181397 | 0.002 | KG | 115.9 | 115.9 | CP20 | CP20 | Insert cap for pushbutton and illuminated pushbutton raised, clear with black font, with inscription: Up | - | 0 | 0
3SB2901-5AF |  | 3SB2901-5AF | 100 | UN | 1 | 10 | C | D | N | N | 85389099 | 10 | 4011209216372 | 0.002 | KG | 115.9 | 115.9 | CP20 | CP20 | Insert cap for pushbutton and illuminated pushbutton raised, clear with black font, with inscription: Forward | - | 0 | 0
3SB2901-5AG |  | 3SB2901-5AG | 100 | UN | 1 | 10 | C | D | N | N | 85389099 | 10 | 4011209216389 | 0.002 | KG | 115.9 | 115.9 | CP20 | CP20 | Insert cap for pushbutton and illuminated pushbutton raised, clear with black font, with inscription: Back | - | 0 | 0
3SB2901-5AL |  | 3SB2901-5AL | 100 | UN | 1 | 10 | C | D | N | N | 85389099 | 10 | 4011209181403 | 0.002 | KG | 115.9 | 115.9 | CP20 | CP20 | Insert cap for pushbutton and illuminated pushbutton raised, clear with black font, with inscription: Close | - | 0 | 0
3SB2901-5AZ | K0Y | 3SB2901-5AZK0Y | 1 | UN | 1 | 20 | D | D | N | N | 85389099 | 1 |  | 0.002 | KG | 2.92 | 2.92 | CP20 | CP20 | Insert cap for pushbutton and illuminated pushbutton raised, clear with black font, Customer-specific inscription, upper case and lower case, always upper case at beginning of line | - | 0 | 0
3SB2901-5AZ | K1Y | 3SB2901-5AZK1Y | 1 | UN | 1 | 10 | C | D | N | N | 85389099 | 1 |  | 0.002 | KG | 2.92 | 2.92 | CP20 | CP20 | Insert cap for pushbutton and illuminated pushbutton raised, clear with black font, Customer-specific inscription, upper case | - | 0 | 0
3SB2901-5AZ | K2Y | 3SB2901-5AZK2Y | 1 | UN | 1 | 10 | C | D | N | N | 85389099 | 1 |  | 0.002 | KG | 2.92 | 2.92 | CP20 | CP20 | Insert cap for pushbutton and illuminated pushbutton raised, clear with black font, Customer-specific inscription, lower case | - | 0 | 0
3SB2901-5AZ | K3Y | 3SB2901-5AZK3Y | 1 | UN | 1 | 10 | C | D | N | N | 85389099 | 1 |  | 0.002 | KG | 2.92 | 2.92 | CP20 | CP20 | Insert cap for pushbutton and illuminated pushbutton raised, clear with black font, Customer-specific inscription, Symbol number according to ISO7000 or IEC60417 | - | 0 | 0
3SB2901-5AZ | K9Y | 3SB2901-5AZK9Y | 1 | UN | 1 | 10 | C | D | N | N | 85389099 | 1 |  | 0.002 | KG | 4.3 | 4.3 | CP20 | CP20 | Insert cap for pushbutton and illuminated pushbutton raised, clear with black font, Customer-specific inscription, inscription or symbol according to order form supplement | - | 0 | 0
3SB2901-5EB |  | 3SB2901-5EB | 100 | UN | 1 | 10 | C | D | N | N | 85389099 | 10 | 4011209464551 | 0.001 | KG | 115.9 | 115.9 | CP20 | CP20 | Insert cap for pushbutton and illuminated pushbutton raised, clear with black font, with inscription: On | - | 0 | 0
3SB2901-5MB |  | 3SB2901-5MB | 100 | UN | 1 | 10 | C | D | N | N | 85389099 | 10 | 4011209288843 | 0.002 | KG | 115.9 | 115.9 | CP20 | CP20 | Insert cap for pushbutton and illuminated pushbutton raised, clear with black font, with graphic symbol: O | - | 0 | 0
3SB2901-5MC |  | 3SB2901-5MC | 100 | UN | 1 | 10 | C | D | N | N | 85389099 | 10 | 4011209113572 | 0.002 | KG | 115.9 | 115.9 | CP20 | CP20 | Insert cap for pushbutton and illuminated pushbutton raised, clear with black font, with graphic symbol: I | - | 0 | 0
3SB2901-5MD |  | 3SB2901-5MD | 100 | UN | 1 | 10 | C | D | N | N | 85389099 | 10 | 4011209153011 | 0.001 | KG | 115.9 | 115.9 | CP20 | CP20 | Insert cap for pushbutton and illuminated pushbutton raised, clear with black font, with graphic symbol: II | - | 0 | 0
3SB2901-5NA |  | 3SB2901-5NA | 100 | UN | 1 | 10 | C | D | N | N | 85389099 | 10 | 4011209129603 | 0.002 | KG | 115.9 | 115.9 | CP20 | CP20 | Insert cap for pushbutton and illuminated pushbutton raised, clear with black font, with graphic symbol: Motion direction of arrow | - | 0 | 0
3SB2901-5NB |  | 3SB2901-5NB | 100 | UN | 1 | 10 | C | D | N | N | 85389099 | 10 | 4011209203419 | 0.002 | KG | 115.9 | 115.9 | CP20 | CP20 | Insert cap for pushbutton and illuminated pushbutton raised, clear with black font, with graphic symbol: Motion direction of arrow | - | 0 | 0
3SB2901-5NG |  | 3SB2901-5NG | 100 | UN | 1 | 10 | C | D | N | N | 85389099 | 10 | 4011209113565 | 0.002 | KG | 115.9 | 115.9 | CP20 | CP20 | Insert cap for pushbutton and illuminated pushbutton raised, clear with black font, with graphic symbol: Increase, Plus | - | 0 | 0
3SB2901-5QB |  | 3SB2901-5QB | 100 | UN | 1 | 10 | C | D | N | N | 85389099 | 10 | 4011209216419 | 0.002 | KG | 115.9 | 115.9 | CP20 | CP20 | Insert cap for pushbutton and illuminated pushbutton raised, clear with black font, with graphic symbol: clamp | - | 0 | 0
3SB2901-5QC |  | 3SB2901-5QC | 100 | UN | 1 | 10 | C | D | N | N | 85389099 | 10 | 4011209216426 | 0.002 | KG | 115.9 | 115.9 | CP20 | CP20 | Insert cap for pushbutton and illuminated pushbutton raised, clear with black font, with graphic symbol: release | - | 0 | 0
3SB2901-5QG |  | 3SB2901-5QG | 100 | UN | 1 | 10 | C | D | N | N | 85389099 | 10 | 4011209283916 | 0.002 | KG | 115.9 | 115.9 | CP20 | CP20 | Insert cap for pushbutton and illuminated pushbutton raised, clear with black font, with graphic symbol: unlock | - | 0 | 0
3SB2901-5QL |  | 3SB2901-5QL | 100 | UN | 1 | 10 | C | D | N | N | 85389099 | 10 | 4011209180390 | 0.002 | KG | 115.9 | 115.9 | CP20 | CP20 | Insert cap for pushbutton and illuminated pushbutton raised, clear with black font, with graphic symbol: automatic sequence | - | 0 | 0
3SB2901-5RA |  | 3SB2901-5RA | 100 | UN | 1 | 10 | C | D | N | N | 85389099 | 10 | 4011209152922 | 0.002 | KG | 115.9 | 115.9 | CP20 | CP20 | Insert cap for pushbutton and illuminated pushbutton raised, clear with black font, with graphic symbol: 0 | - | 0 | 0
3SB2901-5RB |  | 3SB2901-5RB | 100 | UN | 1 | 10 | C | D | N | N | 85389099 | 10 | 4011209152939 | 0.002 | KG | 115.9 | 115.9 | CP20 | CP20 | Insert cap for pushbutton and illuminated pushbutton raised, clear with black font, with graphic symbol: 1 | - | 0 | 0
3SB2901-5RC |  | 3SB2901-5RC | 100 | UN | 1 | 10 | C | D | N | N | 85389099 | 10 | 4011209152946 | 0.002 | KG | 115.9 | 115.9 | CP20 | CP20 | Insert cap for pushbutton and illuminated pushbutton raised, clear with black font, with graphic symbol: 2 | - | 0 | 0
3SB2901-5RD |  | 3SB2901-5RD | 100 | UN | 1 | 10 | C | D | N | N | 85389099 | 10 | 4011209152953 | 0.002 | KG | 115.9 | 115.9 | CP20 | CP20 | Insert cap for pushbutton and illuminated pushbutton raised, clear with black font, with graphic symbol: 3 | - | 0 | 0
3SB2901-5RE |  | 3SB2901-5RE | 100 | UN | 1 | 10 | C | D | N | N | 85389099 | 10 | 4011209152960 | 0.002 | KG | 115.9 | 115.9 | CP20 | CP20 | Insert cap for pushbutton and illuminated pushbutton raised, clear with black font, with graphic symbol: 4 | - | 0 | 0
3SB2901-5RF |  | 3SB2901-5RF | 100 | UN | 1 | 10 | C | D | N | N | 85389099 | 10 | 4011209152977 | 0.002 | KG | 115.9 | 115.9 | CP20 | CP20 | Insert cap for pushbutton and illuminated pushbutton raised, clear with black font, with graphic symbol: 5 | - | 0 | 0
3SB2901-5RG |  | 3SB2901-5RG | 100 | UN | 1 | 10 | C | D | N | N | 85389099 | 10 | 4011209152984 | 0.002 | KG | 115.9 | 115.9 | CP20 | CP20 | Insert cap for pushbutton and illuminated pushbutton raised, clear with black font, with graphic symbol: 6 | - | 0 | 0
3SB2901-5RH |  | 3SB2901-5RH | 100 | UN | 1 | 10 | C | D | N | N | 85389099 | 10 | 4011209189577 | 0.002 | KG | 115.9 | 115.9 | CP20 | CP20 | Insert cap for pushbutton and illuminated pushbutton raised, clear with black font, with graphic symbol: 7 | - | 0 | 0
3SB2901-5RJ |  | 3SB2901-5RJ | 100 | UN | 1 | 10 | C | D | N | N | 85389099 | 10 | 4011209152991 | 0.002 | KG | 115.9 | 115.9 | CP20 | CP20 | Insert cap for pushbutton and illuminated pushbutton raised, clear with black font, with graphic symbol: 8 | - | 0 | 0
3SB2901-5RK |  | 3SB2901-5RK | 100 | UN | 1 | 10 | C | D | N | N | 85389099 | 10 | 4011209153004 | 0.002 | KG | 115.9 | 115.9 | CP20 | CP20 | Insert cap for pushbutton and illuminated pushbutton raised, clear with black font, with graphic symbol: 9 | - | 0 | 0
3SB2901-7AA |  | 3SB2901-7AA | 100 | UN | 1 | 10 | C | D | N | N | 85389099 | 10 | 4011209028548 | 0.32 | G | 91.39 | 91.39 | CP20 | CP20 | Insert cap for indicator light, clear with black font, without inscription, for self-labeling | - | 0 | 0
3SB2901-7AP |  | 3SB2901-7AP | 100 | UN | 1 | 10 | C | D | N | N | 85389099 | 1 | 4011209136182 | 0.002 | KG | 115.9 | 115.9 | CP20 | CP20 | Insert cap for indicator light, clear with black font, with inscription: operation | - | 0 | 0
3SB2901-7AQ |  | 3SB2901-7AQ | 100 | UN | 1 | 10 | C | D | N | N | 85389099 | 10 | 4011209132467 | 0.002 | KG | 115.9 | 115.9 | CP20 | CP20 | Insert cap for indicator light, clear with black font, with inscription: Fault | - | 0 | 0
3SB2901-7AZ | K0Y | 3SB2901-7AZK0Y | 1 | UN | 1 | 20 | D | D | N | N | 85389099 | 1 |  | 0.002 | KG | 2.92 | 2.92 | CP20 | CP20 | Insert cap for indicator light, clear with black font, Customer-specific inscription, upper case and lower case, always upper case at beginning of line | - | 0 | 0
3SB2901-7AZ | K1Y | 3SB2901-7AZK1Y | 1 | UN | 1 | 10 | C | D | N | N | 85389099 | 1 |  | 0.002 | KG | 2.92 | 2.92 | CP20 | CP20 | Insert cap for indicator light, clear with black font, Customer-specific inscription, upper case | - | 0 | 0
3SB2901-7AZ | K2Y | 3SB2901-7AZK2Y | 1 | UN | 1 | 10 | C | D | N | N | 85389099 | 1 |  | 0.002 | KG | 2.92 | 2.92 | CP20 | CP20 | Insert cap for indicator light, clear with black font, Customer-specific inscription, lower case | - | 0 | 0
3SB2901-7AZ | K3Y | 3SB2901-7AZK3Y | 1 | UN | 1 | 10 | C | D | N | N | 85389099 | 1 |  | 0.002 | KG | 2.92 | 2.92 | CP20 | CP20 | Insert cap for indicator light, clear with black font, Customer-specific inscription, Symbol number according to ISO7000 or IEC60417 | - | 0 | 0
3SB2901-7AZ | K9Y | 3SB2901-7AZK9Y | 1 | UN | 1 | 10 | C | D | N | N | 85389099 | 1 |  | 0.002 | KG | 4.3 | 4.3 | CP20 | CP20 | Insert cap for indicator light, clear with black font, Customer-specific inscription, inscription or symbol according to order form supplement | - | 0 | 0
3SB2901-7PD |  | 3SB2901-7PD | 100 | UN | 1 | 10 | C | D | N | N | 85389099 | 10 | 4011209196971 | 0.002 | KG | 115.9 | 115.9 | CP20 | CP20 | Insert cap for indicator light, clear with black font, with graphic symbol: Pump | - | 0 | 0
3SB2901-7QC |  | 3SB2901-7QC | 1 | UN | 1 | 10 | C | D | N | N | 85389099 | 10 | 4011209464483 | 0.001 | KG | 14.73 | 14.73 | CP20 | CP20 | Insert cap for indicator light, clear with black font, with graphic symbol: release | - | 0 | 0
3SB2901-7QK |  | 3SB2901-7QK | 100 | UN | 1 | 10 | C | D | N | N | 85389099 | 10 | 4011209125667 | 0.002 | KG | 115.9 | 115.9 | CP20 | CP20 | Insert cap for indicator light, clear with black font, with graphic symbol: manual operation | - | 0 | 0
3SB2901-7RA |  | 3SB2901-7RA | 1 | UN | 1 | 10 | C | D | N | N | 85389099 | 1 |  | 0.001 | KG | 14.73 | 14.73 | CP20 | CP20 | Insert cap for indicator light, clear with black font, with graphic symbol: O | - | 0 | 0
3SB2902-0AA |  | 3SB2902-0AA | 100 | UN | 1 | 2 | A | D | N | N | 85389099 | 10 | 4011209028555 | 0.959 | G | 37.62 | 37.62 | CP20 | CP20 | Single frame of square design | - | 0 | 0
3SB2902-0AB |  | 3SB2902-0AB | 100 | UN | 1 | 10 | C | D | N | N | 85389099 | 10 | 4011209028562 | 0.001 | G | 65.84 | 65.84 | CP20 | CP20 | Label holder for labeling plate, Label size 9.5 x 18.5 mm, | - | 0 | 0
3SB2908-0AA |  | 3SB2908-0AA | 1 | UN | 1 | 2 | A | D | N | N | 85389099 | 5 | 4011209028708 | 0.006 | KG | 3.84 | 3.73 | CP20 | CP20 | Holder for contact blocks flat connector terminal | Lista Papel 2020 SI | 0 | 0
3SB2908-0AA-Z | X90 | 3SB2908-0AA-ZX90 | 1 | UN | 1 | 0 | A | D | N | N | 85389099 | 250 |  | 0.006 | KG | 3.84 |  | CP20 |  | Holder for contact blocks flat connector terminal, Z=multi-unit packaging 250 units |  | 0 | 0
3SB2908-0AB |  | 3SB2908-0AB | 1 | UN | 1 | 10 | C | D | N | N | 85389099 | 5 | 4011209028715 | 0.005 | KG | 3.84 | 3.84 | CP20 | CP20 | Holder for contact blocks and lampholder, Soldering pin connection | - | 0 | 0
3SB2908-1AA |  | 3SB2908-1AA | 100 | UN | 1 | 20 | D | D | N | N | 85392998 | 10 | 4011209028722 | 0.533 | G | 115.9 | 115.9 | CP20 | CP20 | incandescent lamp, clear, rated voltage 6 V AC/DC, 1.0 W, Wedge base W2 x 4.6 d, | - | 0 | 0
3SB2908-1AB |  | 3SB2908-1AB | 100 | UN | 1 | 10 | C | D | N | N | 85392998 | 10 | 4011209028739 | 0.61 | G | 115.9 | 115.9 | CP20 | CP20 | incandescent lamp, clear, rated voltage 12 V AC/DC, 1.0 W, Wedge base W2 x 4.6 d, | - | 0 | 0
3SB2908-1AC |  | 3SB2908-1AC | 100 | UN | 1 | 10 | C | D | N | N | 85392998 | 10 | 4011209028746 | 0.55 | G | 115.9 | 115.9 | CP20 | CP20 | incandescent lamp, clear, rated voltage 24 V AC/DC, 1.0 W Wedge base W2 x 4.6 d, | - | 0 | 0
3SB2908-1AD |  | 3SB2908-1AD | 100 | UN | 1 | 5 | B | D | N | N | 85392998 | 10 | 4011209028753 | 0.67 | G | 115.9 | 115.9 | CP20 | CP20 | incandescent lamp, clear, rated voltage 30 V AC/DC, 1.0 W, Wedge base W2 x 4.6 d, | - | 0 | 0
3SB2908-1AE |  | 3SB2908-1AE | 1 | UN | 1 | 10 | C | D | N | N | 85392998 | 10 | 4011209028760 | 0.001 | KG | 3.03 | 3.03 | CP20 | CP20 | incandescent lamp, clear, rated voltage 48 V AC/DC, 1.0 W, Wedge base W2 x 4.6 d, | - | 0 | 0
3SB2908-1AF |  | 3SB2908-1AF | 1 | UN | 1 | 10 | C | D | N | N | 85392998 | 10 | 4011209028777 | 0.7 | G | 3.03 | 3.03 | CP20 | CP20 | incandescent lamp, clear, rated voltage 60 V AC/DC, 1.0 W, Wedge base W2 x 4.6 d, | - | 0 | 0
3SB2908-1BD |  | 3SB2908-1BD | 1 | UN | 1 | 10 | C | D | N | N | 85437090 | 10 | 4011209028814 | 0.625 | G | 7.81 | 7.81 | CP20 | CP20 | LED lamp, super-bright, blue, rated voltage 24 V AC/DC, Wedge base W2 x 4.6 d, | - | 0 | 0
3SB2908-2AA |  | 3SB2908-2AA | 1 | UN | 1 | 2 | A | D | N | N | 85389099 | 1 | 4011209028852 | 0.017 | KG | 2.78 | 2.78 | CP20 | CP20 | Disassembling tool for holder and lampholder with holder | - | 0 | 0
3SB2908-2AB |  | 3SB2908-2AB | 1 | UN | 1 | 2 | A | D | N | N | 85389099 | 1 | 4011209028869 | 0.002 | KG | 3.73 | 3.73 | CP20 | CP20 | Lamp extractor for lamps with base W2 x 4.6 d, | - | 0 | 0
3SB2908-2AC |  | 3SB2908-2AC | 1 | UN | 1 | 2 | A | D | N | N | 85389099 | 1 | 4011209028876 | 0.012 | KG | 4.56 | 4.56 | CP20 | CP20 | Assembly tool for pushbuttons and lenses | - | 0 | 0
3SB2908-2AF |  | 3SB2908-2AF | 1 | UN | 1 | 2 | A | D | N | N | 85389099 | 1 | 4011209028883 | 0.8 | G | 2.92 | 2.92 | CP20 | CP20 | Backing plate, yellow, self-adhesive, without inscription | - | 0 | 0
3SB2908-2AG |  | 3SB2908-2AG | 1 | UN | 1 | 2 | A | D | N | N | 85389099 | 1 | 4011209028890 | 0.7 | G | 2.92 | 2.92 | CP20 | CP20 | Backing plate, yellow, self-adhesive, with inscription: EMERGENCY STOP | - | 0 | 0
3SB2908-2AJ |  | 3SB2908-2AJ | 1 | UN | 1 | 10 | C | D | N | N | 83017000 | 1 | 4011209028913 | 0.004 | KG | 7.22 | 7.22 | CP20 | CP20 | Key, for key-operated switch CES, Lock No. SB2 | - | 0 | 0
3SB2908-2AK |  | 3SB2908-2AK | 1 | UN | 1 | 2 | A | D | N | N | 85389099 | 1 | 4011209900493 | 0.007 | KG | 2.92 | 2.92 | CP20 | CP20 | Backing plate, yellow, self-adhesive, with inscription: EMERGENCY OFF | - | 0 | 0
3SB2908-3AA |  | 3SB2908-3AA | 1 | UN | 1 | 10 | C | D | N | N | 85389099 | 1 | 4011209028920 | 0.006 | KG | 3.6 | 3.6 | CP20 | CP20 | Sealing plug, plastic, black, Degree of protection IP65 | - | 0 | 0
3SB2908-3AB |  | 3SB2908-3AB | 1 | UN | 1 | 10 | C | D | N | N | 85389099 | 1 | 4011209171770 | 0.001 | G | 3.73 | 3.73 | CP20 | CP20 | Protective cover, clear, Silicone for pushbutton unit with flat and raised pushbutton | - | 0 | 0
3SB2908-8AA |  | 3SB2908-8AA | 100 | UN | 1 | 5 | B | D | N | N | 85369010 | 250 | 4011209028937 | 0.235 | G | 21 | 21 | CP20 | CP20 | Push-on contact for flat connector, 2.8 x 0.8 mm, Cross-section 0.5...1.5 mm2 | - | 0 | 0
3SB2908-8AB |  | 3SB2908-8AB | 100 | UN | 1 | 20 | D | D | N | N | 85389099 | 250 | 4011209028944 | 0.208 | G | 21 | 21 | CP20 | CP20 | Insulating sleeve for flat connector, 2.8 x 0.8 mm, can be plugged on from the front | - | 0 | 0
3SB2908-8AD |  | 3SB2908-8AD | 1 | UN | 1 | 10 | C | D | EAR99 | N | 85389099 | 1 | 4011209028951 | 0.005 | KG | 7.7 | 7.7 | CP20 | CP20 | Complete connector for connecting contact blocks and lampholder, max. 10 connections | - | 0 | 0
3SB2908-8AE |  | 3SB2908-8AE | 100 | UN | 1 | 10 | C | D | EAR99 | N | 85369010 | 10 | 4011209028968 | 0.312 | G | 27.08 | 27.08 | CP20 | CP20 | Push-on contact for flat connector, 2.8 x 0.8 mm, with latch spring for latching into complete connector | - | 0 | 0
3SB2910-0AB |  | 3SB2910-0AB | 100 | UN | 1 | 10 | C | D | N | N | 85389099 | 10 | 4011209028975 | 0.59 | KG | 48.07 | 48.07 | CP20 | CP20 | pushbutton, white flat, for pushbutton | - | 0 | 0
3SB2910-0AC |  | 3SB2910-0AC | 100 | UN | 1 | 10 | C | D | N | N | 85389099 | 10 | 4011209028982 | 0.37 | G | 48.07 | 48.07 | CP20 | CP20 | pushbutton, red, flat, for pushbutton | - | 0 | 0
3SB2910-0AD |  | 3SB2910-0AD | 100 | UN | 1 | 10 | C | D | N | N | 85389099 | 10 | 4011209028999 | 0.001 | G | 48.07 | 48.07 | CP20 | CP20 | pushbutton, yellow, flat, for pushbutton | - | 0 | 0
3SB2910-0AE |  | 3SB2910-0AE | 100 | UN | 1 | 10 | C | D | N | N | 85389099 | 10 | 4011209029002 | 0.4 | G | 48.07 | 48.07 | CP20 | CP20 | pushbutton, green, flat, for pushbutton | - | 0 | 0
3SB2910-0AF |  | 3SB2910-0AF | 100 | UN | 1 | 10 | C | D | N | N | 85389099 | 10 | 4011209029019 | 0.001 | G | 48.07 | 48.07 | CP20 | CP20 | pushbutton, blue, flat, for pushbutton | - | 0 | 0
3SB2910-0AG |  | 3SB2910-0AG | 100 | UN | 1 | 10 | C | D | N | N | 85389099 | 10 | 4011209029026 | 0.93 | G | 48.07 | 48.07 | CP20 | CP20 | pushbutton, white, flat, for pushbutton and illuminated pushbutton | - | 0 | 0
3SB2910-0AH |  | 3SB2910-0AH | 100 | UN | 1 | 10 | C | D | N | N | 85389099 | 10 | 4011209029033 | 0.3 | G | 48.07 | 48.07 | CP20 | CP20 | pushbutton, clear, flat, for pushbutton and illuminated pushbutton | - | 0 | 0
3SB2910-0BB |  | 3SB2910-0BB | 1 | UN | 1 | 10 | C | D | N | N | 85389099 | 10 | 4011209029040 | 0.933 | G | 1.63 | 1.63 | CP20 | CP20 | pushbutton, black, high, for pushbutton | - | 0 | 0
3SB2910-0BC |  | 3SB2910-0BC | 1 | UN | 1 | 10 | C | D | N | N | 85389099 | 10 | 4011209029057 | 0.001 | G | 1.63 | 1.63 | CP20 | CP20 | pushbutton, red, high, for pushbutton | - | 0 | 0
3SB2910-0BD |  | 3SB2910-0BD | 1 | UN | 1 | 10 | C | D | N | N | 85389099 | 10 | 4011209029064 | 0.001 | G | 1.63 | 1.63 | CP20 | CP20 | pushbutton, yellow, high, for pushbutton | - | 0 | 0
3SB2910-0BF |  | 3SB2910-0BF | 1 | UN | 1 | 10 | C | D | N | N | 85389099 | 10 | 4011209029071 | 0.8 | G | 1.63 | 1.63 | CP20 | CP20 | pushbutton, blue, high, for pushbutton | - | 0 | 0
3SB2910-0BH |  | 3SB2910-0BH | 1 | UN | 1 | 10 | C | D | N | N | 85389099 | 10 | 4011209029088 | 0.9 | G | 1.63 | 1.63 | CP20 | CP20 | pushbutton, clear, high, for pushbutton and illuminated pushbutton | - | 0 | 0
3SB2910-0CC |  | 3SB2910-0CC | 100 | UN | 1 | 10 | C | D | N | N | 85389099 | 10 | 4011209029095 | 0.001 | G | 48.07 | 48.07 | CP20 | CP20 | pushbutton, red, flat, for illuminated pushbutton | - | 0 | 0
3SB2910-0CD |  | 3SB2910-0CD | 100 | UN | 1 | 10 | C | D | N | N | 85389099 | 10 | 4011209029101 | 0.3 | G | 48.07 | 48.07 | CP20 | CP20 | pushbutton, yellow, flat, for illuminated pushbutton | - | 0 | 0
3SB2910-0CE |  | 3SB2910-0CE | 100 | UN | 1 | 10 | C | D | N | N | 85389099 | 10 | 4011209029118 | 0.001 | G | 48.07 | 48.07 | CP20 | CP20 | pushbutton, green, flat, for illuminated pushbutton | - | 0 | 0
3SB2910-0CF |  | 3SB2910-0CF | 100 | UN | 1 | 10 | C | D | N | N | 85389099 | 10 | 4011209029125 | 0.4 | G | 48.07 | 48.07 | CP20 | CP20 | pushbutton, blue, flat, for illuminated pushbutton | - | 0 | 0
3SB2910-0DC |  | 3SB2910-0DC | 1 | UN | 1 | 10 | C | D | N | N | 85389099 | 10 | 4011209029132 | 0.001 | G | 1.63 | 1.63 | CP20 | CP20 | pushbutton, red, high, for illuminated pushbutton | - | 0 | 0
3SB2910-0DD |  | 3SB2910-0DD | 1 | UN | 1 | 10 | C | D | N | N | 85389099 | 10 | 4011209029149 | 0.86 | G | 1.63 | 1.63 | CP20 | CP20 | pushbutton, yellow, high, for illuminated pushbutton | - | 0 | 0
3SB2910-0DF |  | 3SB2910-0DF | 1 | UN | 1 | 10 | C | D | N | N | 85389099 | 10 | 4011209029156 | 0.001 | G | 1.63 | 1.63 | CP20 | CP20 | pushbutton, blue, high, for illuminated pushbutton | - | 0 | 0
3SB2910-1AC |  | 3SB2910-1AC | 100 | UN | 1 | 10 | C | D | N | N | 85389099 | 10 | 4011209029163 | 0.65 | G | 48.07 | 48.07 | CP20 | CP20 | lens, red, with concentric rings | - | 0 | 0
3SB2910-1AD |  | 3SB2910-1AD | 100 | UN | 1 | 10 | C | D | N | N | 85389099 | 10 | 4011209029170 | 0.6 | G | 48.07 | 48.07 | CP20 | CP20 | lens, yellow, with concentric rings | - | 0 | 0
3SB2910-1AE |  | 3SB2910-1AE | 100 | UN | 1 | 10 | C | D | N | N | 85389099 | 10 | 4011209029187 | 0.002 | KG | 48.07 | 48.07 | CP20 | CP20 | lens, green, with concentric rings | - | 0 | 0
3SB2910-1AF |  | 3SB2910-1AF | 100 | UN | 1 | 10 | C | D | N | N | 85389099 | 10 | 4011209029194 | 0.8 | G | 48.07 | 48.07 | CP20 | CP20 | lens, blue, with concentric rings | - | 0 | 0
3SB2910-1AG |  | 3SB2910-1AG | 100 | UN | 1 | 10 | C | D | N | N | 85389099 | 10 | 4011209029200 | 0.76 | G | 48.07 | 48.07 | CP20 | CP20 | lens, white, with concentric rings | - | 0 | 0
3SB2910-1AH |  | 3SB2910-1AH | 100 | UN | 1 | 10 | C | D | N | N | 85389099 | 10 | 4011209029217 | 0.001 | G | 48.07 | 48.07 | CP20 | CP20 | lens, clear, with concentric rings | - | 0 | 0
3SB2910-1BC |  | 3SB2910-1BC | 100 | UN | 1 | 10 | C | D | N | N | 85389099 | 10 | 4011209029224 | 0.001 | G | 48.07 | 48.07 | CP20 | CP20 | lens, red, smooth, for inscription with insert caps | - | 0 | 0
3SB2910-1BD |  | 3SB2910-1BD | 100 | UN | 1 | 10 | C | D | N | N | 85389099 | 10 | 4011209029231 | 0.8 | G | 48.07 | 48.07 | CP20 | CP20 | lens, yellow, smooth, for inscription with insert caps | - | 0 | 0
3SB2910-1BE |  | 3SB2910-1BE | 100 | UN | 1 | 10 | C | D | N | N | 85389099 | 10 | 4011209029248 | 0.001 | G | 48.07 | 48.07 | CP20 | CP20 | lens, green, smooth, for inscription with insert caps | - | 0 | 0
3SB2910-1BF |  | 3SB2910-1BF | 100 | UN | 1 | 10 | C | D | N | N | 85389099 | 10 | 4011209029255 | 0.001 | G | 48.07 | 48.07 | CP20 | CP20 | lens, blue, smooth, for inscription with insert caps | - | 0 | 0
3SB2910-1BH |  | 3SB2910-1BH | 100 | UN | 1 | 10 | C | D | N | N | 85389099 | 10 | 4011209029262 | 0.001 | G | 48.07 | 48.07 | CP20 | CP20 | lens, clear, smooth, for inscription with insert caps | - | 0 | 0
3SB3000-0AA11 |  | 3SB3000-0AA11 | 1 | UN | 1 | 2 | A | D | N | N | 85389099 | 1 | 4011209029279 | 0.02 | KG | 10.74 | 10.74 | CP20 | CP20 | 22MM PLASTIC ROUND ACTUATOR: PUSHBUTTON WITH FLAT BUTTON WITH HOLDER BLACK !!! Phased-out product !!! SIRIUS ACT 3SU1 is successor Preferred successor type is >>3SU1000-0AB10-0AA0 + 3SU1500-0AA10-0AA0<< |  | 0 | 7
3SB3000-0AA11-Z | B01 | 3SB3000-0AA11-ZB01 | 1 | UN | 1 | 10 | C | D | N | N | 85389099 | 1 | 4011209531420 | 0.014 | KG | 9.22 | 9.22 | CP20 | CP20 | Pushbutton, 22 mm, round, plastic, black, pushbutton, flat, Z=without holder !!! Phased-out product !!! SIRIUS ACT 3SU1 is the successor The preferred successor type is <<3SU1000-0AB10-0AA0>> | - | 0 | 7
3SB3000-0AA11-Z | B01X90 | 3SB3000-0AA11-ZB01X90 | 1 | UN | 1 | 10 | C | D | N | N | 85389099 | 50 |  | 0.022 | KG | 9.22 | 9.22 | CP20 | CP20 | Pushbutton, 22 mm, round, plastic, black, pushbutton, flat, without holder, Z=50-unit pack !!! Phased-out product !!! SIRIUS ACT 3SU1 is the successor The preferred successor type is <<3SU1000-0AB10-0AA0-ZX90>> | - | 0 | 7
3SB3000-0AA11-Z | X90 | 3SB3000-0AA11-ZX90 | 1 | UN | 1 | 10 | C | D | N | N | 85389099 | 50 | 4011209516465 | 0.02 | KG | 10.74 | 10.74 | CP20 | CP20 | Pushbutton, 22 mm, round, plastic, black, pushbutton, flat, with holder, Z=50-unit pack !!! Phased-out product !!! SIRIUS ACT 3SU1 is the successor The preferred successor type is <<3SU1000-0AB10-0AA0-ZX90 + 3SU1500-0AA10-0AA0>> | - | 0 | 7
3SB3000-0AA12 |  | 3SB3000-0AA12 | 1 | UN | 1 | 10 | C | D | N | N | 85389099 | 1 | 4011209029286 | 0.022 | KG | 12.92 | 12.92 | CP20 | CP20 | 22MM PLASTIC ROUND ACTUATOR: PUSHBUTTON WITH RAISED FRONT RING WITH HOLDER BLACK !!! Phased-out product !!! SIRIUS ACT 3SU1 is successor Preferred successor type is >>3SU1000-0CB10-0AA0 + 3SU1500-0AA10-0AA0<< | - | 0 | 7
3SB3000-0AA12-Z | B01 | 3SB3000-0AA12-ZB01 | 1 | UN | 1 | 10 | C | D | N | N | 85389099 | 1 | 4011209743779 | 0.014 | KG | 11.4 | 11.4 | CP20 | CP20 | Pushbutton, 22 mm, round, plastic, black, front ring, raised, Z=without holder !!! Phased-out product !!! SIRIUS ACT 3SU1 is the successor The preferred successor type is <<3SU1000-0CB10-0AA0>> | - | 0 | 7
3SB3000-0AA13 |  | 3SB3000-0AA13 | 1 | UN | 1 | 10 | C | D | N | N | 85389099 | 1 | 4011209029293 | 0.02 | KG | 29.26 | 29.26 | CP20 | CP20 | 22MM PLASTIC ROUND ACTUATOR: PUSHBUTTON W.RAISED FRONT RING, CASTELLA. WITH HOLDER BLACK !!! Phased-out product !!! SIRIUS ACT 3SU1 is successor Preferred successor type is >>3SU1000-0DB10-0AA0 + 3SU1500-0AA10-0AA0<< | - | 0 | 7
3SB3000-0AA13-Z | B01 | 3SB3000-0AA13-ZB01 | 1 | UN | 1 | 10 | C | D | N | N | 85389099 | 1 |  | 0.014 | KG | 27.74 | 27.74 | CP20 | CP20 | Pushbutton, 22 mm, round, plastic, black, front ring, raised, castellated, without holder !!! Phased-out product !!! SIRIUS ACT 3SU1 is the successor The preferred successor type is <<3SU1000-0DB10-0AA0>> | - | 0 | 7
3SB3000-0AA14 |  | 3SB3000-0AA14 | 1 | UN | 1 | 10 | C | D | N | N | 85389099 | 1 | 4011209415355 | 0.029 | KG | 15.2 | 15.2 | CP20 | CP20 | 22MM PLASTIC ROUND ACTUATOR: PUSHBUTTON WITH RAISED FRONT RING 18.5MM WITH HOLDER BLACK !!! Phased-out product !!! SIRIUS ACT 3SU1 is successor Preferred successor type is >>3SU1000-0CB10-0AA0 + 3SU1500-0AA10-0AA0<< | - | 0 | 7
3SB3000-0AA14-Z | B01 | 3SB3000-0AA14-ZB01 | 1 | UN | 1 | 10 | C | D | N | N | 85389099 | 1 | 4011209743830 | 0.015 | KG | 13.68 | 13.68 | CP20 | CP20 | Pushbutton, 22 mm, round, plastic, black, front ring, raised, 18.5 mm, Z=without holder !!! Phased-out product !!! SIRIUS ACT 3SU1 is the successor The preferred successor type is <<3SU1000-0CB10-0AA0>> | - | 0 | 7
3SB3000-0AA21 |  | 3SB3000-0AA21 | 1 | UN | 1 | 2 | A | D | N | N | 85389099 | 1 | 4011209029309 | 0.022 | KG | 10.74 | 10.74 | CP20 | CP20 | 22MM PLASTIC ROUND ACTUATOR: PUSHBUTTON WITH FLAT BUTTON WITH HOLDER RED !!! Phased-out product !!! SIRIUS ACT 3SU1 is successor Preferred successor type is >>3SU1000-0AB20-0AA0 + 3SU1500-0AA10-0AA0<< |  | 0 | 7
3SB3000-0AA21-Z | B01 | 3SB3000-0AA21-ZB01 | 1 | UN | 1 | 10 | C | D | N | N | 85389099 | 1 | 4011209531444 | 0.014 | KG | 9.22 | 9.22 | CP20 | CP20 | Pushbutton, 22 mm, round, plastic, red, pushbutton, flat, Z=without holder !!! Phased-out product !!! SIRIUS ACT 3SU1 is the successor The preferred successor type is <<3SU1000-0AB20-0AA0>> | - | 0 | 7
3SB3000-0AA21-Z | B01X90 | 3SB3000-0AA21-ZB01X90 | 1 | UN | 1 | 10 | C | D | N | N | 85389099 | 50 | 4011209531468 | 0.011 | KG | 9.22 | 9.22 | CP20 | CP20 | Pushbutton, 22 mm, round, plastic, red, pushbutton, flat, Z=without holder, Z=50-unit pack !!! Phased-out product !!! SIRIUS ACT 3SU1 is the successor The preferred successor type is <<3SU1000-0AB20-0AA0-ZX90>> | - | 0 | 7
3SB3000-0AA21-Z | X90 | 3SB3000-0AA21-ZX90 | 1 | UN | 1 | 10 | C | D | N | N | 85389099 | 50 | 4011209745537 | 0.02 | KG | 10.74 | 10.74 | CP20 | CP20 | Pushbutton, 22 mm, round, plastic, red, pushbutton, flat, with holder, Z=50-unit pack !!! Phased-out product !!! SIRIUS ACT 3SU1 is the successor The preferred successor type is <<3SU1000-0AB20-0AA0-ZX90 + 3SU1500-0AA10-0AA0>> | - | 0 | 7
3SB3000-0AA22 |  | 3SB3000-0AA22 | 1 | UN | 1 | 10 | C | D | N | N | 85389099 | 1 | 4011209029316 | 0.021 | KG | 12.92 | 12.92 | CP20 | CP20 | 22MM PLASTIC ROUND ACTUATOR: PUSHBUTTON WITH RAISED FRONT RING WITH HOLDER RED !!! Phased-out product !!! SIRIUS ACT 3SU1 is successor Preferred successor type is >>3SU1000-0CB20-0AA0 + 3SU1500-0AA10-0AA0<< | - | 0 | 7
3SB3000-0AA22-Z | B01 | 3SB3000-0AA22-ZB01 | 1 | UN | 1 | 10 | C | D | N | N | 85389099 | 1 | 4011209743786 | 0.02 | KG | 11.4 | 11.4 | CP20 | CP20 | Pushbutton, 22 mm, round, plastic, red, front ring, raised, Z=without holder !!! Phased-out product !!! SIRIUS ACT 3SU1 is the successor The preferred successor type is <<3SU1000-0CB20-0AA0>> | - | 0 | 7
3SB3000-0AA23 |  | 3SB3000-0AA23 | 1 | UN | 1 | 10 | C | D | N | N | 85389099 | 1 | 4011209029323 | 0.024 | KG | 29.26 | 29.26 | CP20 | CP20 | 22MM PLASTIC ROUND ACTUATOR: PUSHBUTTON W.RAISED FRONT RING, CASTELLA. WITH HOLDER RED !!! Phased-out product !!! SIRIUS ACT 3SU1 is successor Preferred successor type is >>3SU1000-0DB20-0AA0 + 3SU1500-0AA10-0AA0<< | - | 0 | 7
3SB3000-0AA23-Z | B01 | 3SB3000-0AA23-ZB01 | 1 | UN | 1 | 10 | C | D | N | N | 85389099 | 1 |  | 0.03 | KG | 27.74 | 27.74 | CP20 | CP20 | Pushbutton, 22 mm, round, plastic, red, front ring, raised, castellated, without holder !!! Phased-out product !!! SIRIUS ACT 3SU1 is the successor The preferred successor type is <<3SU1000-0DB20-0AA0>> | - | 0 | 7
3SB3000-0AA24 |  | 3SB3000-0AA24 | 1 | UN | 1 | 10 | C | D | N | N | 85389099 | 1 | 4011209415362 | 0.026 | KG | 15.2 | 15.2 | CP20 | CP20 | 22MM PLASTIC ROUND ACTUATOR: PUSHBUTTON WITH RAISED FRONT RING 18.5MM WITH HOLDER RED !!! Phased-out product !!! SIRIUS ACT 3SU1 is successor Preferred successor type is >>3SU1000-0CB20-0AA0 + 3SU1500-0AA10-0AA0<< | - | 0 | 7
3SB3000-0AA24-Z | B01 | 3SB3000-0AA24-ZB01 | 1 | UN | 1 | 10 | C | D | N | N | 85389099 | 1 |  | 0.015 | KG | 13.68 | 13.68 | CP20 | CP20 | Pushbutton, 22 mm, round, plastic, red, front ring, raised, 18.5 mm, without holder !!! Phased-out product !!! SIRIUS ACT 3SU1 is the successor The preferred successor type is <<3SU1000-0CB20-0AA0>> | - | 0 | 7
3SB3000-0AA31 |  | 3SB3000-0AA31 | 1 | UN | 1 | 10 | C | D | N | N | 85389099 | 1 | 4011209029330 | 0.025 | KG | 10.74 | 10.74 | CP20 | CP20 | 22MM PLASTIC ROUND ACTUATOR: PUSHBUTTON WITH FLAT BUTTON WITH HOLDER YELLOW !!! Phased-out product !!! SIRIUS ACT 3SU1 is successor Preferred successor type is >>3SU1000-0AB30-0AA0 + 3SU1500-0AA10-0AA0<< |  | 0 | 7
3SB3000-0AA31-Z | B01 | 3SB3000-0AA31-ZB01 | 1 | UN | 1 | 10 | C | D | N | N | 85389099 | 1 | 4011209442405 | 0.009 | KG | 9.22 | 9.22 | CP20 | CP20 | Pushbutton, 22 mm, round, plastic, yellow, pushbutton, flat, Z=without holder !!! Phased-out product !!! SIRIUS ACT 3SU1 is the successor The preferred successor type is <<3SU1000-0AB30-0AA0>> | - | 0 | 7
3SB3000-0AA32 |  | 3SB3000-0AA32 | 1 | UN | 1 | 10 | C | D | N | N | 85389099 | 1 | 4011209029347 | 0.023 | KG | 12.92 | 12.92 | CP20 | CP20 | 22MM PLASTIC ROUND ACTUATOR: PUSHBUTTON WITH RAISED FRONT RING WITH HOLDER YELLOW !!! Phased-out product !!! SIRIUS ACT 3SU1 is successor Preferred successor type is >>3SU1000-0CB30-0AA0 + 3SU1500-0AA10-0AA0<< | - | 0 | 7
3SB3000-0AA32-Z | B01 | 3SB3000-0AA32-ZB01 | 1 | UN | 1 | 10 | C | D | N | N | 85389099 | 1 |  | 0.008 | KG | 11.4 | 11.4 | CP20 | CP20 | Pushbutton, 22 mm, round, plastic, yellow, front ring, raised, without holder !!! Phased-out product !!! SIRIUS ACT 3SU1 is the successor The preferred successor type is <<3SU1000-0CB30-0AA0>> | - | 0 | 7
3SB3000-0AA33 |  | 3SB3000-0AA33 | 1 | UN | 1 | 10 | C | D | N | N | 85389099 | 1 | 4011209029354 | 0.022 | KG | 29.26 | 29.26 | CP20 | CP20 | 22MM PLASTIC ROUND ACTUATOR: PUSHBUTTON W.RAISED FRONT RING, CASTELLA. WITH HOLDER YELLOW !!! Phased-out product !!! SIRIUS ACT 3SU1 is successor Preferred successor type is >>3SU1000-0DB30-0AA0 + 3SU1500-0AA10-0AA0<< | - | 0 | 7
3SB3000-0AA33-Z | B01 | 3SB3000-0AA33-ZB01 | 1 | UN | 1 | 10 | C | D | N | N | 85389099 | 1 |  | 0.026 | KG | 27.74 | 27.74 | CP20 | CP20 | Pushbutton, 22 mm, round, plastic, yellow, front ring, raised, castellated, without holder !!! Phased-out product !!! SIRIUS ACT 3SU1 is the successor The preferred successor type is <<3SU1000-0DB30-0AA0>> | - | 0 | 7
3SB3000-0AA34 |  | 3SB3000-0AA34 | 1 | UN | 1 | 10 | C | D | N | N | 85389099 | 1 | 4011209415379 | 0.028 | KG | 15.2 | 15.2 | CP20 | CP20 | 22MM PLASTIC ROUND ACTUATOR: PUSHBUTTON WITH RAISED FRONT RING 18.5MM WITH HOLDER YELLOW !!! Phased-out product !!! SIRIUS ACT 3SU1 is successor Preferred successor type is >>3SU1000-0CB30-0AA0 + 3SU1500-0AA10-0AA0<< | - | 0 | 7
3SB3000-0AA34-Z | B01 | 3SB3000-0AA34-ZB01 | 1 | UN | 1 | 10 | C | D | N | N | 85389099 | 1 |  | 0.031 | KG | 13.68 | 13.68 | CP20 | CP20 | Pushbutton, 22 mm, round, plastic, yellow, front ring, raised, 18.5 mm, without holder !!! Phased-out product !!! SIRIUS ACT 3SU1 is the successor The preferred successor type is <<3SU1000-0CB30-0AA0>> | - | 0 | 7
3SB3000-0AA41 |  | 3SB3000-0AA41 | 1 | UN | 1 | 2 | A | D | N | N | 85389099 | 1 | 4011209029361 | 0.024 | KG | 10.74 | 10.74 | CP20 | CP20 | 22MM PLASTIC ROUND ACTUATOR: PUSHBUTTON WITH FLAT BUTTON WITH HOLDER GREEN !!! Phased-out product !!! SIRIUS ACT 3SU1 is successor Preferred successor type is >>3SU1000-0AB40-0AA0 + 3SU1500-0AA10-0AA0<< |  | 0 | 7
3SB3000-0AA41-Z | B01 | 3SB3000-0AA41-ZB01 | 1 | UN | 1 | 10 | C | D | N | N | 85389099 | 1 | 4011209531482 | 0.014 | KG | 9.22 | 9.22 | CP20 | CP20 | Pushbutton, 22 mm, round, plastic, green, pushbutton, flat, Z=without holder !!! Phased-out product !!! SIRIUS ACT 3SU1 is the successor The preferred successor type is <<3SU1000-0AB40-0AA0>> | - | 0 | 7
3SB3000-0AA41-Z | B01X90 | 3SB3000-0AA41-ZB01X90 | 1 | UN | 1 | 10 | C | D | N | N | 85389099 | 20 |  | 0.022 | KG | 9.22 | 9.22 | CP20 | CP20 | Pushbutton, 22 mm, round, plastic, green, pushbutton, flat, without holder, Z=50-unit pack !!! Phased-out product !!! SIRIUS ACT 3SU1 is the successor The preferred successor type is <<3SU1000-0AB40-0AA0-ZX90>> | - | 0 | 7
3SB3000-0AA41-Z | X90 | 3SB3000-0AA41-ZX90 | 1 | UN | 1 | 10 | C | D | N | N | 85389099 | 50 | 4011209516526 | 0.022 | KG | 10.74 | 10.74 | CP20 | CP20 | Pushbutton, 22 mm, round, plastic, green, pushbutton, flat, with holder, Z=50-unit pack !!! Phased-out product !!! SIRIUS ACT 3SU1 is the successor The preferred successor type is <<3SU1000-0AB40-0AA0-ZX90 + 3SU1500-0AA10-0AA0>> | - | 0 | 7
3SB3000-0AA42 |  | 3SB3000-0AA42 | 1 | UN | 1 | 10 | C | D | N | N | 85389099 | 1 | 4011209029378 | 0.026 | KG | 12.92 | 12.92 | CP20 | CP20 | 22MM PLASTIC ROUND ACTUATOR: PUSHBUTTON WITH RAISED FRONT RING WITH HOLDER GREEN !!! Phased-out product !!! SIRIUS ACT 3SU1 is successor Preferred successor type is >>3SU1000-0CB40-0AA0 + 3SU1500-0AA10-0AA0<< | - | 0 | 7
3SB3000-0AA42-Z | B01 | 3SB3000-0AA42-ZB01 | 1 | UN | 1 | 10 | C | D | N | N | 85389099 | 5 | 4011209743793 | 0.008 | KG | 11.4 | 11.4 | CP20 | CP20 | Pushbutton, 22 mm, round, plastic, green, front ring, raised, Z=without holder !!! Phased-out product !!! SIRIUS ACT 3SU1 is the successor The preferred successor type is <<3SU1000-0CB40-0AA0>> | - | 0 | 7
3SB3000-0AA43 |  | 3SB3000-0AA43 | 1 | UN | 1 | 10 | C | D | N | N | 85389099 | 1 | 4011209029385 | 0.02 | KG | 29.26 | 29.26 | CP20 | CP20 | 22MM PLASTIC ROUND ACTUATOR: PUSHBUTTON W.RAISED FRONT RING, CASTELLA. WITH HOLDER GREEN !!! Phased-out product !!! SIRIUS ACT 3SU1 is successor Preferred successor type is >>3SU1000-0DB40-0AA0 + 3SU1500-0AA10-0AA0<< | - | 0 | 7
3SB3000-0AA43-Z | B01 | 3SB3000-0AA43-ZB01 | 1 | UN | 1 | 10 | C | D | N | N | 85389099 | 1 | 4011209743816 | 0.045 | KG | 27.74 | 27.74 | CP20 | CP20 | Pushbutton, 22 mm, round, plastic, green, front ring, raised, castellated, Z=without holder !!! Phased-out product !!! SIRIUS ACT 3SU1 is the successor The preferred successor type is <<3SU1000-0DB40-0AA0>> | - | 0 | 7
3SB3000-0AA44 |  | 3SB3000-0AA44 | 1 | UN | 1 | 10 | C | D | N | N | 85389099 | 1 | 4011209415386 | 0.025 | KG | 15.2 | 15.2 | CP20 | CP20 | 22MM PLASTIC ROUND ACTUATOR: PUSHBUTTON WITH RAISED FRONT RING 18.5MM WITH HOLDER GREEN !!! Phased-out product !!! SIRIUS ACT 3SU1 is successor Preferred successor type is >>3SU1000-0CB40-0AA0 + 3SU1500-0AA10-0AA0<< | - | 0 | 7
3SB3000-0AA44-Z | B01 | 3SB3000-0AA44-ZB01 | 1 | UN | 1 | 10 | C | D | N | N | 85389099 | 1 |  | 0.028 | KG | 13.68 | 13.68 | CP20 | CP20 | Pushbutton, 22 mm, round, plastic, green, front ring, raised, 18.5 mm, without holder !!! Phased-out product !!! SIRIUS ACT 3SU1 is the successor The preferred successor type is <<3SU1000-0CB40-0AA0>> | - | 0 | 7
3SB3000-0AA51 |  | 3SB3000-0AA51 | 1 | UN | 1 | 10 | C | D | N | N | 85389099 | 1 | 4011209029392 | 0.022 | KG | 10.74 | 10.74 | CP20 | CP20 | 22MM PLASTIC ROUND ACTUATOR: PUSHBUTTON WITH FLAT BUTTON WITH HOLDER BLUE !!! Phased-out product !!! SIRIUS ACT 3SU1 is successor Preferred successor type is >>3SU1000-0AB50-0AA0 + 3SU1500-0AA10-0AA0<< |  | 0 | 7
3SB3000-0AA51-Z | B01 | 3SB3000-0AA51-ZB01 | 1 | UN | 1 | 10 | C | D | N | N | 85389099 | 1 | 4011209450912 | 0.009 | KG | 9.22 | 9.22 | CP20 | CP20 | Pushbutton, 22 mm, round, plastic, BLUE, pushbutton, flat, Z=without holder !!! Phased-out product !!! SIRIUS ACT 3SU1 is the successor The preferred successor type is <<3SU1000-0AB50-0AA0>> | - | 0 | 7
3SB3000-0AA51-Z | B01X90 | 3SB3000-0AA51-ZB01X90 | 1 | UN | 1 | 10 | C | D | N | N | 85389099 | 50 | 4011209531512 | 0.011 | KG | 9.22 | 9.22 | CP20 | CP20 | Pushbutton, 22 mm, round, plastic, BLUE, pushbutton, flat, Z=without holder, Z=50-unit pack !!! Phased-out product !!! SIRIUS ACT 3SU1 is the successor The preferred successor type is <<3SU1000-0AB50-0AA0-ZX90>> | - | 0 | 7
3SB3000-0AA51-Z | X90 | 3SB3000-0AA51-ZX90 | 1 | UN | 1 | 10 | C | D | N | N | 85389099 | 50 | 4011209745544 | 0.023 | KG | 10.74 | 10.74 | CP20 | CP20 | Pushbutton, 22 mm, round, plastic, blue, pushbutton, flat, with holder, Z=50-unit pack !!! Phased-out product !!! SIRIUS ACT 3SU1 is the successor The preferred successor type is <<3SU1000-0AB50-0AA0-ZX90 + 3SU1500-0AA10-0AA0>> | - | 0 | 7
3SB3000-0AA52 |  | 3SB3000-0AA52 | 1 | UN | 1 | 10 | C | D | N | N | 85389099 | 1 | 4011209029408 | 0.026 | KG | 12.92 | 12.92 | CP20 | CP20 | 22MM PLASTIC ROUND ACTUATOR: PUSHBUTTON WITH RAISED FRONT RING WITH HOLDER BLUE !!! Phased-out product !!! SIRIUS ACT 3SU1 is successor Preferred successor type is >>3SU1000-0CB50-0AA0 + 3SU1500-0AA10-0AA0<< | - | 0 | 7
3SB3000-0AA52-Z | B01 | 3SB3000-0AA52-ZB01 | 1 | UN | 1 | 10 | C | D | N | N | 85389099 | 1 |  | 0.014 | KG | 11.4 | 11.4 | CP20 | CP20 | Pushbutton, 22 mm, round, plastic, BLUE, front ring, raised, Z=without holder !!! Phased-out product !!! SIRIUS ACT 3SU1 is the successor The preferred successor type is <<3SU1000-0CB50-0AA0>> | - | 0 | 7
3SB3000-0AA53 |  | 3SB3000-0AA53 | 1 | UN | 1 | 10 | C | D | N | N | 85389099 | 1 | 4011209029415 | 0.022 | KG | 29.26 | 29.26 | CP20 | CP20 | 22MM PLASTIC ROUND ACTUATOR: PUSHBUTTON W.RAISED FRONT RING, CASTELLA. WITH HOLDER BLUE !!! Phased-out product !!! SIRIUS ACT 3SU1 is successor Preferred successor type is >>3SU1000-0DB50-0AA0 + 3SU1500-0AA10-0AA0<< | - | 0 | 7
3SB3000-0AA53-Z | B01 | 3SB3000-0AA53-ZB01 | 1 | UN | 1 | 10 | C | D | N | N | 85389099 | 1 | 4011209743823 | 0.014 | KG | 27.74 | 27.74 | CP20 | CP20 | Pushbutton, 22 mm, round, plastic, blue, front ring, raised, castellated, Z=without holder !!! Phased-out product !!! SIRIUS ACT 3SU1 is the successor The preferred successor type is <<3SU1000-0DB50-0AA0>> | - | 0 | 7
3SB3000-0AA54 |  | 3SB3000-0AA54 | 1 | UN | 1 | 10 | C | D | N | N | 85389099 | 1 | 4011209415393 | 0.028 | KG | 15.2 | 15.2 | CP20 | CP20 | 22MM PLASTIC ROUND ACTUATOR: PUSHBUTTON WITH RAISED FRONT RING 18.5MM WITH HOLDER BLUE !!! Phased-out product !!! SIRIUS ACT 3SU1 is successor Preferred successor type is >>3SU1000-0CB50-0AA0 + 3SU1500-0AA10-0AA0<< | - | 0 | 7
3SB3000-0AA54-Z | B01 | 3SB3000-0AA54-ZB01 | 1 | UN | 1 | 10 | C | D | N | N | 85389099 | 1 |  | 0.028 | KG | 13.68 | 13.68 | CP20 | CP20 | Pushbutton, 22 mm, round, plastic, blue, front ring, raised, 18.5 mm, without holder !!! Phased-out product !!! SIRIUS ACT 3SU1 is the successor The preferred successor type is <<3SU1000-0CB50-0AA0>> | - | 0 | 7
3SB3000-0AA61 |  | 3SB3000-0AA61 | 1 | UN | 1 | 2 | A | D | N | N | 85389099 | 1 | 4011209029422 | 0.021 | KG | 10.74 | 10.74 | CP20 | CP20 | 22MM PLASTIC ROUND ACTUATOR: PUSHBUTTON WITH FLAT BUTTON WITH HOLDER WHITE !!! Phased-out product !!! SIRIUS ACT 3SU1 is successor Preferred successor type is >>3SU1000-0AB60-0AA0 + 3SU1500-0AA10-0AA0<< |  | 0 | 7
3SB3000-0AA61-Z | B01 | 3SB3000-0AA61-ZB01 | 1 | UN | 1 | 10 | C | D | N | N | 85389099 | 1 | 4011209531536 | 0.014 | KG | 9.22 | 9.22 | CP20 | CP20 | Pushbutton, 22 mm, round, plastic, white, pushbutton, flat, Z=without holder !!! Phased-out product !!! SIRIUS ACT 3SU1 is the successor The preferred successor type is <<3SU1000-0AB60-0AA0>> | - | 0 | 7
3SB3000-0AA61-Z | B01X90 | 3SB3000-0AA61-ZB01X90 | 1 | UN | 1 | 10 | C | D | N | N | 85389099 | 50 |  | 0.012 | KG | 9.22 | 9.22 | CP20 | CP20 | Pushbutton, 22 mm, round, plastic, white, pushbutton, flat, without holder, Z=50-unit pack !!! Phased-out product !!! SIRIUS ACT 3SU1 is the successor The preferred successor type is <<3SU1000-0AB60-0AA0-ZX90>> | - | 0 | 7
3SB3000-0AA61-Z | X90 | 3SB3000-0AA61-ZX90 | 1 | UN | 1 | 10 | C | D | N | N | 85389099 | 50 | 4011209848108 | 0.019 | KG | 10.74 | 10.74 | CP20 | CP20 | Pushbutton, 22 mm, round, plastic, white, pushbutton, flat, with holder, Z=50-unit pack !!! Phased-out product !!! SIRIUS ACT 3SU1 is the successor The preferred successor type is <<3SU1000-0AB60-0AA0-ZX90 + 3SU1500-0AA10-0AA0>> | - | 0 | 7
3SB3000-0AA62 |  | 3SB3000-0AA62 | 1 | UN | 1 | 10 | C | D | N | N | 85389099 | 1 | 4011209029439 | 0.022 | KG | 12.92 | 12.92 | CP20 | CP20 | 22MM PLASTIC ROUND ACTUATOR: PUSHBUTTON WITH RAISED FRONT RING WITH HOLDER WHITE !!! Phased-out product !!! SIRIUS ACT 3SU1 is successor Preferred successor type is >>3SU1000-0CB60-0AA0 + 3SU1500-0AA10-0AA0<< | - | 0 | 7
3SB3000-0AA62-Z | B01 | 3SB3000-0AA62-ZB01 | 1 | UN | 1 | 10 | C | D | N | N | 85389099 | 1 | 4011209743809 | 0.012 | KG | 11.4 | 11.4 | CP20 | CP20 | Pushbutton, 22 mm, round, plastic, white, front ring, raised, Z=without holder !!! Phased-out product !!! SIRIUS ACT 3SU1 is the successor The preferred successor type is <<3SU1000-0CB60-0AA0>> | - | 0 | 7
3SB3000-0AA63 |  | 3SB3000-0AA63 | 1 | UN | 1 | 10 | C | D | N | N | 85389099 | 1 | 4011209029446 | 0.026 | KG | 29.26 | 29.26 | CP20 | CP20 | 22MM PLASTIC ROUND ACTUATOR: PUSHBUTTON W.RAISED FRONT RING, CASTELLA. WITH HOLDER WHITE !!! Phased-out product !!! SIRIUS ACT 3SU1 is successor Preferred successor type is >>3SU1000-0DB60-0AA0 + 3SU1500-0AA10-0AA0<< | - | 0 | 7
3SB3000-0AA63-Z | B01 | 3SB3000-0AA63-ZB01 | 1 | UN | 1 | 10 | C | D | N | N | 85389099 | 1 |  | 0.03 | KG | 27.74 | 27.74 | CP20 | CP20 | Pushbutton, 22 mm, round, plastic, white, front ring, raised, castellated, without holder !!! Phased-out product !!! SIRIUS ACT 3SU1 is the successor The preferred successor type is <<3SU1000-0DB60-0AA0>> | - | 0 | 7
3SB3000-0AA64 |  | 3SB3000-0AA64 | 1 | UN | 1 | 10 | C | D | N | N | 85389099 | 1 | 4011209415409 | 0.027 | KG | 15.2 | 15.2 | CP20 | CP20 | 22MM PLASTIC ROUND ACTUATOR: PUSHBUTTON WITH RAISED FRONT RING 18.5MM WITH HOLDER WHITE !!! Phased-out product !!! SIRIUS ACT 3SU1 is successor Preferred successor type is >>3SU1000-0CB60-0AA0 + 3SU1500-0AA10-0AA0<< | - | 0 | 7
3SB3000-0AA64-Z | B01 | 3SB3000-0AA64-ZB01 | 1 | UN | 1 | 10 | C | D | N | N | 85389099 | 1 |  | 0.026 | KG | 13.68 | 13.68 | CP20 | CP20 | Pushbutton, 22 mm, round, plastic, white, front ring, raised, 18.5 mm, without holder !!! Phased-out product !!! SIRIUS ACT 3SU1 is the successor The preferred successor type is <<3SU1000-0CB60-0AA0>> | - | 0 | 7
3SB3000-0AA71 |  | 3SB3000-0AA71 | 1 | UN | 1 | 10 | C | D | N | N | 85389099 | 1 | 4011209222786 | 0.019 | KG | 10.74 | 10.74 | CP20 | CP20 | 22MM PLASTIC ROUND ACTUATOR: PUSHBUTTON WITH FLAT BUTTON WITH HOLDER CLEAR !!! Phased-out product !!! SIRIUS ACT 3SU1 is successor Preferred successor type is >>3SU1000-0AB70-0AA0 + 3SU1500-0AA10-0AA0<< |  | 0 | 7
3SB3000-0AA71-Z | B01 | 3SB3000-0AA71-ZB01 | 1 | UN | 1 | 10 | C | D | N | N | 85389099 | 1 | 4011209409118 | 0.013 | KG | 9.22 | 9.22 | CP20 | CP20 | Pushbutton, 22 mm, round, plastic, clear, pushbutton, flat, Z=without holder !!! Phased-out product !!! SIRIUS ACT 3SU1 is the successor The preferred successor type is <<3SU1000-0AB70-0AA0>> | - | 0 | 7
3SB3000-0AA71-Z | B01X90 | 3SB3000-0AA71-ZB01X90 | 1 | UN | 1 | 10 | C | D | N | N | 85389099 | 50 |  | 0.026 | KG | 9.22 | 9.22 | CP20 | CP20 | Pushbutton, 22 mm, round, plastic, clear, pushbutton, flat, without holder, Z=50-unit pack !!! Phased-out product !!! SIRIUS ACT 3SU1 is the successor The preferred successor type is <<3SU1000-0AB70-0AA0-ZX90>> | - | 0 | 7
3SB3000-0AA71-Z | X90 | 3SB3000-0AA71-ZX90 | 1 | UN | 1 | 10 | C | D | N | N | 85389099 | 50 | 4011209848078 | 0.026 | KG | 10.74 | 10.74 | CP20 | CP20 | Pushbutton, 22 mm, round, plastic, clear, pushbutton, flat, with holder, Z=50-unit pack !!! Phased-out product !!! SIRIUS ACT 3SU1 is the successor The preferred successor type is <<3SU1000-0AB70-0AA0-ZX90 + 3SU1500-0AA10-0AA0>> | - | 0 | 7
3SB3000-0AA81 |  | 3SB3000-0AA81 | 1 | UN | 1 | 10 | C | D | N | N | 85389099 | 1 | 4011209294172 | 0.025 | KG | 12.35 | 12.35 | CP20 | CP20 | PUSHBUTTON, 22MM, ROUND, PLASTIC, GREEN, LABELING: I, PUSHBUTTON, FLAT, WITH HOLDER !!! Phased-out product !!! SIRIUS ACT 3SU1 is successor Preferred successor type is >>3SU1000-0AB40-0AC0 + 3SU1500-0AA10-0AA0<< |  | 0 | 7
3SB3000-0AA81-Z | B01 | 3SB3000-0AA81-ZB01 | 1 | UN | 1 | 10 | C | D | N | N | 85389099 | 1 | 4011209420328 | 0.009 | KG | 10.83 | 10.83 | CP20 | CP20 | Pushbutton, 22 mm, round, plastic, green, inscription: I, pushbutton, flat, Z=without holder !!! Phased-out product !!! SIRIUS ACT 3SU1 is the successor The preferred successor type is <<3SU1000-0AB40-0AC0>> | - | 0 | 7
3SB3000-0AB01 |  | 3SB3000-0AB01 | 1 | UN | 1 | 10 | C | D | N | N | 85389099 | 1 | 4011209294189 | 0.03 | KG | 12.35 | 12.35 | CP20 | CP20 | Pushbutton, 22mm, round, plastic, red, inscription: O, pushbutton, flat, with holder !!! Phased-out product !!! SIRIUS ACT 3SU1 is successor Preferred successor type is >>3SU1000-0AB20-0AD0 + 3SU1500-0AA10-0AA0<< |  | 0 | 7
3SB3000-0AB01-Z | B01 | 3SB3000-0AB01-ZB01 | 1 | UN | 1 | 10 | C | D | N | N | 85389099 | 1 | 4011209420335 | 0.008 | KG | 10.83 | 10.83 | CP20 | CP20 | Pushbutton, 22 mm, round, plastic, red, inscription: O, pushbutton, flat, Z=without holder !!! Phased-out product !!! SIRIUS ACT 3SU1 is the successor The preferred successor type is <<3SU1000-0AB20-0AD0>> | - | 0 | 7
3SB3000-0AB11 |  | 3SB3000-0AB11 | 1 | UN | 1 | 10 | C | D | N | N | 85389099 | 1 | 4011209294196 | 0.025 | KG | 12.35 | 12.35 | CP20 | CP20 | Pushbutton, 22mm, round, plastic, white, inscription: I, pushbutton, flat, with holder !!! Phased-out product !!! SIRIUS ACT 3SU1 is successor Preferred successor type is >>3SU1000-0AB60-0AC0 + 3SU1500-0AA10-0AA0<< |  | 0 | 7
3SB3000-0AB11-Z | B01 | 3SB3000-0AB11-ZB01 | 1 | UN | 1 | 10 | C | D | N | N | 85389099 | 1 | 4011209848054 | 0.013 | KG | 10.83 | 10.83 | CP20 | CP20 | Pushbutton, 22 mm, round, plastic, white, inscription: I, pushbutton, flat, Z=without holder !!! Phased-out product !!! SIRIUS ACT 3SU1 is the successor The preferred successor type is <<3SU1000-0AB60-0AC0>> | - | 0 | 7
3SB3000-0AB11-Z | B01X90 | 3SB3000-0AB11-ZB01X90 | 1 | UN | 1 | 10 | C | D | N | N | 85389099 | 50 |  | 0.025 | KG | 10.83 | 10.83 | CP20 | CP20 | Pushbutton, 22 mm, round, plastic, white, inscription: I, pushbutton, flat, with holder, Z=50-unit pack !!! Phased-out product !!! SIRIUS ACT 3SU1 is the successor The preferred successor type is <<3SU1000-0AB60-0AC0-ZX90>> | - | 0 | 7
3SB3000-0AB11-Z | X90 | 3SB3000-0AB11-ZX90 | 1 | UN | 1 | 10 | C | D | N | N | 85389099 | 50 | 4011209789487 | 0.025 | KG | 12.35 | 12.35 | CP20 | CP20 | Pushbutton, 22 mm, round, plastic, white, inscription: I, pushbutton, flat, with holder, Z=50-unit pack !!! Phased-out product !!! SIRIUS ACT 3SU1 is the successor The preferred successor type is <<3SU1000-0AB60-0AC0-ZX90 + 3SU1500-0AA10-0AA0>> | - | 0 | 7
3SB3000-0AB21 |  | 3SB3000-0AB21 | 1 | UN | 1 | 10 | C | D | N | N | 85389099 | 1 | 4011209294202 | 0.026 | KG | 12.35 | 12.35 | CP20 | CP20 | Pushbutton, 22mm, round, plastic, black, inscription: O, pushbutton, flat, with holder !!! Phased-out product !!! SIRIUS ACT 3SU1 is successor Preferred successor type is >>3SU1000-0AB10-0AD0 + 3SU1500-0AA10-0AA0<< |  | 0 | 7
3SB3000-0AB21-Z | B01 | 3SB3000-0AB21-ZB01 | 1 | UN | 1 | 10 | C | D | N | N | 85389099 | 1 | 4011209420342 | 0.008 | KG | 10.83 | 10.83 | CP20 | CP20 | Pushbutton, 22 mm, round, plastic, black, inscription: O, pushbutton, flat, Z=without holder !!! Phased-out product !!! SIRIUS ACT 3SU1 is the successor The preferred successor type is <<3SU1000-0AB10-0AD0>> | - | 0 | 7
3SB3000-0AB21-Z | B01X90 | 3SB3000-0AB21-ZB01X90 | 1 | UN | 1 | 10 | C | D | N | N | 85389099 | 50 |  | 0.023 | KG | 10.83 | 10.83 | CP20 | CP20 | Pushbutton, 22 mm, round, plastic, black, inscription: O, pushbutton, flat, with holder, Z=50-unit pack !!! Phased-out product !!! SIRIUS ACT 3SU1 is the successor The preferred successor type is <<3SU1000-0AB10-0AD0-ZX90>> | - | 0 | 7
3SB3000-0AB21-Z | X90 | 3SB3000-0AB21-ZX90 | 1 | UN | 1 | 10 | C | D | N | N | 85389099 | 50 | 4011209526594 | 0.023 | KG | 12.35 | 12.35 | CP20 | CP20 | Pushbutton, 22 mm, round, plastic, black, inscription: O, pushbutton, flat, with holder, Z=50-unit pack !!! Phased-out product !!! SIRIUS ACT 3SU1 is the successor The preferred successor type is <<3SU1000-0AB10-0AD0-ZX90 + 3SU1500-0AA10-0AA0>> | - | 0 | 7
3SB3000-0AB51 |  | 3SB3000-0AB51 | 1 | UN | 1 | 10 | C | D | N | N | 85389099 | 1 | 4011209538931 | 0.018 | KG | 10.74 | 10.74 | CP20 | CP20 | 22MM PLASTIC ROUND ACTUATOR: PUSHBUTTON WITH FLAT BUTTON WITH HOLDER GRAY !!! Phased-out product !!! SIRIUS ACT 3SU1 is successor Preferred successor type is >>3SU1000-0AB80-0AA0 + 3SU1500-0AA10-0AA0<< | - | 0 | 7
3SB3000-0AB51-Z | B01 | 3SB3000-0AB51-ZB01 | 1 | UN | 1 | 10 | C | D | N | N | 85389099 | 1 | 4011209738713 | 0.009 | KG | 9.22 | 9.22 | CP20 | CP20 | Pushbutton, 22 mm, round, plastic, gray, pushbutton, flat, Z=without holder !!! Phased-out product !!! SIRIUS ACT 3SU1 is the successor The preferred successor type is <<3SU1000-0AB80-0AA0>> | - | 0 | 7
3SB3000-0AC81 |  | 3SB3000-0AC81 | 1 | UN | 1 | 10 | C | D | N | N | 85389099 | 1 | 4011209741560 | 0.021 | KG | 12.35 | 12.35 | CP20 | CP20 | Pushbutton, 22mm, round, plastic, blue, inscription: R, pushbutton, flat, with holder !!! Phased-out product !!! SIRIUS ACT 3SU1 is successor Preferred successor type is >>3SU1000-0AB50-0AR0 + 3SU1500-0AA10-0AA0<< | - | 0 | 7
3SB3000-0AC81-Z | B01 | 3SB3000-0AC81-ZB01 | 1 | UN | 1 | 10 | C | D | N | N | 85389099 | 1 |  | 0.023 | KG | 10.83 | 10.83 | CP20 | CP20 | Pushbutton, 22 mm, round, plastic, blue, inscription: R, pushbutton, flat, without holder !!! Phased-out product !!! SIRIUS ACT 3SU1 is the successor The preferred successor type is <<3SU1000-0AB50-0AR0>> | - | 0 | 7
3SB3000-0BA11 |  | 3SB3000-0BA11 | 1 | UN | 1 | 10 | C | D | N | N | 85389099 | 1 | 4011209120846 | 0.026 | KG | 13.59 | 13.59 | CP20 | CP20 | 22MM PLASTIC ROUND ACTUATOR: PUSHBUTTON WITH RAISED BUTTON WITH HOLDER BLACK !!! Phased-out product !!! SIRIUS ACT 3SU1 is successor Preferred successor type is >>3SU1000-0BB10-0AA0 + 3SU1500-0AA10-0AA0<< |  | 0 | 7
3SB3000-0BA11-Z | B01 | 3SB3000-0BA11-ZB01 | 1 | UN | 1 | 10 | C | D | N | N | 85389099 | 1 | 4011209744158 | 0.009 | KG | 12.07 | 12.07 | CP20 | CP20 | Pushbutton, 22 mm, round, plastic, black, pushbutton, raised, Z=without holder !!! Phased-out product !!! SIRIUS ACT 3SU1 is the successor The preferred successor type is <<3SU1000-0BB10-0AA0>> | - | 0 | 7
3SB3000-0BA21 |  | 3SB3000-0BA21 | 1 | UN | 1 | 10 | C | D | N | N | 85389099 | 1 | 4011209120853 | 0.026 | KG | 13.59 | 13.59 | CP20 | CP20 | 22MM PLASTIC ROUND ACTUATOR: PUSHBUTTON WITH RAISED BUTTON WITH HOLDER RED !!! Phased-out product !!! SIRIUS ACT 3SU1 is successor Preferred successor type is >>3SU1000-0BB20-0AA0 + 3SU1500-0AA10-0AA0<< |  | 0 | 7
3SB3000-0BA21-Z | B01 | 3SB3000-0BA21-ZB01 | 1 | UN | 1 | 10 | C | D | N | N | 85389099 | 1 | 4011209437135 | 0.011 | KG | 12.07 | 12.07 | CP20 | CP20 | Pushbutton, 22 mm, round, plastic, red, pushbutton, raised, Z=without holder !!! Phased-out product !!! SIRIUS ACT 3SU1 is the successor The preferred successor type is <<3SU1000-0BB20-0AA0>> | - | 0 | 7
3SB3000-0BA21-Z | B01X90 | 3SB3000-0BA21-ZB01X90 | 1 | UN | 1 | 10 | C | D | N | N | 85389099 | 50 |  | 0.023 | KG | 12.07 | 12.07 | CP20 | CP20 | Pushbutton, 22 mm, round, plastic, red, pushbutton, raised, without holder, Z=50-unit pack !!! Phased-out product !!! SIRIUS ACT 3SU1 is the successor The preferred successor type is <<3SU1000-0BB20-0AA0-ZX90>> | - | 0 | 7
3SB3000-0BA21-Z | X90 | 3SB3000-0BA21-ZX90 | 1 | UN | 1 | 10 | C | D | N | N | 85389099 | 50 | 4011209516632 | 0.023 | KG | 13.59 | 13.59 | CP20 | CP20 | Pushbutton, 22 mm, round, plastic, red, pushbutton, raised, with holder, Z=50-unit pack !!! Phased-out product !!! SIRIUS ACT 3SU1 is the successor The preferred successor type is <<3SU1000-0BB20-0AA0-ZX90 + 3SU1500-0AA10-0AA0>> | - | 0 | 7
3SB3000-0BA31 |  | 3SB3000-0BA31 | 1 | UN | 1 | 10 | C | D | N | N | 85389099 | 1 | 4011209120860 | 0.02 | KG | 13.59 | 13.59 | CP20 | CP20 | 22MM PLASTIC ROUND ACTUATOR: PUSHBUTTON WITH RAISED BUTTON WITH HOLDER YELLOW !!! Phased-out product !!! SIRIUS ACT 3SU1 is successor Preferred successor type is >>3SU1000-0BB30-0AA0 + 3SU1500-0AA10-0AA0<< |  | 0 | 7
3SB3000-0BA31-Z | B01 | 3SB3000-0BA31-ZB01 | 1 | UN | 1 | 10 | C | D | N | N | 85389099 | 1 | 4011209744165 | 0.009 | KG | 12.07 | 12.07 | CP20 | CP20 | Pushbutton, 22 mm, round, plastic, yellow, pushbutton, raised, Z=without holder !!! Phased-out product !!! SIRIUS ACT 3SU1 is the successor The preferred successor type is <<3SU1000-0BB30-0AA0>> | - | 0 | 7
3SB3000-0BA41 |  | 3SB3000-0BA41 | 1 | UN | 1 | 10 | C | D | N | N | 85389099 | 1 | 4011209120877 | 0.008 | KG | 13.59 | 13.59 | CP20 | CP20 | 22MM PLASTIC ROUND ACTUATOR: PUSHBUTTON WITH RAISED BUTTON WITH HOLDER GREEN !!! Phased-out product !!! SIRIUS ACT 3SU1 is successor Preferred successor type is >>3SU1000-0BB40-0AA0 + 3SU1500-0AA10-0AA0<< |  | 0 | 7
3SB3000-0BA41-Z | B01 | 3SB3000-0BA41-ZB01 | 1 | UN | 1 | 10 | C | D | N | N | 85389099 | 1 | 4011209744172 | 0.008 | KG | 12.07 | 12.07 | CP20 | CP20 | Pushbutton, 22 mm, round, plastic, green, pushbutton, raised, Z=without holder !!! Phased-out product !!! SIRIUS ACT 3SU1 is the successor The preferred successor type is <<3SU1000-0BB40-0AA0>> | - | 0 | 7
3SB3000-0BA51 |  | 3SB3000-0BA51 | 1 | UN | 1 | 10 | C | D | N | N | 85389099 | 1 | 4011209120884 | 0.021 | KG | 13.59 | 13.59 | CP20 | CP20 | 22MM PLASTIC ROUND ACTUATOR: PUSHBUTTON WITH RAISED BUTTON WITH HOLDER BLUE !!! Phased-out product !!! SIRIUS ACT 3SU1 is successor Preferred successor type is >>3SU1000-0BB50-0AA0 + 3SU1500-0AA10-0AA0<< |  | 0 | 7
3SB3000-0BA51-Z | B01 | 3SB3000-0BA51-ZB01 | 1 | UN | 1 | 10 | C | D | N | N | 85389099 | 1 |  | 0.014 | KG | 12.07 | 12.07 | CP20 | CP20 | Pushbutton, 22 mm, round, plastic, blue, pushbutton, raised, without holder !!! Phased-out product !!! SIRIUS ACT 3SU1 is the successor The preferred successor type is <<3SU1000-0BB50-0AA0>> | - | 0 | 7
3SB3000-0BA61 |  | 3SB3000-0BA61 | 1 | UN | 1 | 10 | C | D | N | N | 85389099 | 1 | 4011209120891 | 0.03 | KG | 13.59 | 13.59 | CP20 | CP20 | 22MM PLASTIC ROUND ACTUATOR: PUSHBUTTON WITH RAISED BUTTON WITH HOLDER WHITE !!! Phased-out product !!! SIRIUS ACT 3SU1 is successor Preferred successor type is >>3SU1000-0BB60-0AA0 + 3SU1500-0AA10-0AA0<< |  | 0 | 7
3SB3000-0BA61-Z | B01 | 3SB3000-0BA61-ZB01 | 1 | UN | 1 | 10 | C | D | N | N | 85389099 | 1 | 4011209848030 | 0.014 | KG | 12.07 | 12.07 | CP20 | CP20 | Pushbutton, 22 mm, round, plastic, white, pushbutton, raised, Z=without holder !!! Phased-out product !!! SIRIUS ACT 3SU1 is the successor The preferred successor type is <<3SU1000-0BB60-0AA0>> | - | 0 | 7
3SB3000-0CA11 |  | 3SB3000-0CA11 | 1 | UN | 1 | 2 | A | D | N | N | 85389099 | 1 | 4011209029453 | 0.032 | KG | 32.02 | 32.02 | CP20 | CP20 | 22MM PLASTIC ROUND ACTUATOR: PUSHBUTTON, LATCHING LATCHING BY PRESSING IN WITH RAISED BUTTON UNLOCKING BY TURNING TO LEFT WITH HOLDER BLACK !!! Phased-out product !!! SIRIUS ACT 3SU1 is successor Preferred successor type is >>3SU1000-0HC10-0AA0 + 3SU1500-0AA10-0AA0<< | - | 0 | 7
3SB3000-0CA11-Z | B01 | 3SB3000-0CA11-ZB01 | 1 | UN | 1 | 2 | A | D | N | N | 85389099 | 1 |  | 0.032 | KG | 30.5 | 30.5 | CP20 | CP20 | Pushbutton, 22 mm, round, plastic, black, pushbutton, raised, can be latched after pushing in by rotating clockwise, Unlatch by rotating counter-clockwise, without holder !!! Phased-out product !!! SIRIUS ACT 3SU1 is the successor The preferred successor type is <<3SU1000-0HC10-0AA0>> | - | 0 | 7
3SB3000-0CA21 |  | 3SB3000-0CA21 | 1 | UN | 1 | 10 | C | D | N | N | 85389099 | 1 | 4011209029460 | 0.026 | KG | 32.02 | 32.02 | CP20 | CP20 | 22MM PLASTIC ROUND ACTUATOR: PUSHBUTTON, RED WITH RAISED BUTTON; CAN BE LATCHED BY PRESSING IN AND TURNING TO RIGHT UNLATCHING BY TURNING TO LEFT WITH HOLDER !!! Phased-out product !!! SIRIUS ACT 3SU1 is successor Preferred successor type is >>3SU1000-0HC20-0AA0 + | - | 0 | 7
3SB3000-0CA21-Z | B01 | 3SB3000-0CA21-ZB01 | 1 | UN | 1 | 10 | C | D | N | N | 85389099 | 1 | 4011209491977 | 0.02 | KG | 30.5 | 30.5 | CP20 | CP20 | Pushbutton, 22 mm, round, plastic, red, pushbutton, raised, can be latched after pushing in by rotating clockwise, unlatch by rotating counter-clockwise, Z=without holder !!! Phased-out product !!! SIRIUS ACT 3SU1 is the successor The preferred successor type is <<3SU1000-0HC20-0AA0>> | - | 0 | 7
3SB3000-0DA11 |  | 3SB3000-0DA11 | 1 | UN | 1 | 10 | C | D | N | N | 85389099 | 1 | 4011209333475 | 0.025 | KG | 19.1 | 19.1 | CP20 | CP20 | 22MM PLASTIC ROUND ACTUATOR: PUSHBUTTON LATCHING, UNLOCKING BY PRESSING AGAIN WITH FLAT BUTTON WITH HOLDER BLACK !!! Phased-out product !!! SIRIUS ACT 3SU1 is successor Preferred successor type is >>3SU1000-0AA10-0AA0 + 3SU1500-0AA10-0AA0<< | - | 0 | 7
3SB3000-0DA11-Z | B01 | 3SB3000-0DA11-ZB01 | 1 | UN | 1 | 10 | C | D | N | N | 85389099 | 1 | 4011209744035 | 0.011 | KG | 17.58 | 17.58 | CP20 | CP20 | Pushbutton switch, 22 mm, round, plastic, black, pushbutton, flat, latching, push-to-release mechanism, Z=without holder !!! Phased-out product !!! SIRIUS ACT 3SU1 is the successor The preferred successor type is <<3SU1000-0AA10-0AA0>> | - | 0 | 7
3SB3000-0DA11-Z | B01X90 | 3SB3000-0DA11-ZB01X90 | 1 | UN | 1 | 10 | C | D | N | N | 85389099 | 50 |  | 0.025 | KG | 17.58 | 17.58 | CP20 | CP20 | Pushbutton switch, 22 mm, round, plastic, black, pushbutton, flat, latching, push-to-release mechanism, with holder, Z=50-unit pack !!! Phased-out product !!! SIRIUS ACT 3SU1 is the successor The preferred successor type is <<3SU1000-0AA10-0AA0-ZX90>> | - | 0 | 7
3SB3000-0DA11-Z | X90 | 3SB3000-0DA11-ZX90 | 1 | UN | 1 | 10 | C | D | N | N | 85389099 | 50 | 4011209532069 | 0.025 | KG | 19.1 | 19.1 | CP20 | CP20 | Pushbutton switch, 22 mm, round, plastic, black, pushbutton, flat, latching, push-to-release mechanism, with holder, Z=50-unit pack !!! Phased-out product !!! SIRIUS ACT 3SU1 is the successor The preferred successor type is <<3SU1000-0AA10-0AA0-ZX90 + 3SU1500-0AA10-0AA0>> | - | 0 | 7
3SB3000-0DA21 |  | 3SB3000-0DA21 | 1 | UN | 1 | 10 | C | D | N | N | 85389099 | 1 | 4011209333482 | 0.021 | KG | 19.1 | 19.1 | CP20 | CP20 | 22MM PLASTIC ROUND ACTUATOR: PUSHBUTTON LATCHING, UNLOCKING BY PRESSING AGAIN WITH FLAT BUTTON WITH HOLDER RED !!! Phased-out product !!! SIRIUS ACT 3SU1 is successor Preferred successor type is >>3SU1000-0AA20-0AA0 + 3SU1500-0AA10-0AA0<< | - | 0 | 7
3SB3000-0DA21-Z | B01 | 3SB3000-0DA21-ZB01 | 1 | UN | 1 | 10 | C | D | N | N | 85389099 | 1 | 4011209744042 | 0.02 | KG | 17.58 | 17.58 | CP20 | CP20 | Pushbutton switch, 22 mm, round, plastic, red, pushbutton, flat, latching, push-to-release mechanism, Z=without holder !!! Phased-out product !!! SIRIUS ACT 3SU1 is the successor The preferred successor type is <<3SU1000-0AA20-0AA0>> | - | 0 | 7
3SB3000-0DA21-Z | B01Y10 | 3SB3000-0DA21-ZB01Y10 | 1 | UN | 1 | 30 | D | D | N | N | 85389099 | 1 |  | 0.025 | KG | 17.58 | 17.58 | CP20 | CP20 | Pushbutton switch, 22 mm, round, plastic, red, pushbutton, flat, latching, push-to-release mechanism, with holder, Z=Laser inscription !!! Phased-out product !!! SIRIUS ACT 3SU1 is the successor The preferred successor type is <<3SU1000-0AA20-0AA0-ZY10>> | - | 0 | 7
3SB3000-0DA21-Z | Y10 | 3SB3000-0DA21-ZY10 | 1 | UN | 1 | 30 | D | D | N | N | 85389099 | 1 |  | 0.025 | KG | 20.24 | 20.24 | CP20 | CP20 | Pushbutton switch, 22 mm, round, plastic, red, pushbutton, flat, latching, push-to-release mechanism, with holder, Z=Laser inscription !!! Phased-out product !!! SIRIUS ACT 3SU1 is the successor The preferred successor type is <<3SU1000-0AA20-0AA0-ZY10 + 3SU1500-0AA10-0AA0>> | - | 0 | 7
3SB3000-0DA31 |  | 3SB3000-0DA31 | 1 | UN | 1 | 10 | C | D | N | N | 85389099 | 1 | 4011209334953 | 0.018 | KG | 19.1 | 19.1 | CP20 | CP20 | 22MM PLASTIC ROUND ACTUATOR: PUSHBUTTON LATCHING, UNLOCKING BY PRESSING AGAIN WITH FLAT BUTTON WITH HOLDER YELLOW !!! Phased-out product !!! SIRIUS ACT 3SU1 is successor Preferred successor type is >>3SU1000-0AA30-0AA0 + 3SU1500-0AA10-0AA0<< | - | 0 | 7
3SB3000-0DA31-Z | B01 | 3SB3000-0DA31-ZB01 | 1 | UN | 1 | 10 | C | D | N | N | 85389099 | 1 | 4011209744059 | 0.017 | KG | 17.58 | 17.58 | CP20 | CP20 | Pushbutton switch, 22 mm, round, plastic, yellow, pushbutton, flat, latching, push-to-release mechanism, Z=without holder !!! Phased-out product !!! SIRIUS ACT 3SU1 is the successor The preferred successor type is <<3SU1000-0AA30-0AA0>> | - | 0 | 7
3SB3000-0DA41 |  | 3SB3000-0DA41 | 1 | UN | 1 | 10 | C | D | N | N | 85389099 | 1 | 4011209333499 | 0.022 | KG | 19.1 | 19.1 | CP20 | CP20 | 22MM PLASTIC ROUND ACTUATOR: PUSHBUTTON LATCHING, UNLOCKING BY PRESSING AGAIN WITH FLAT BUTTON WITH HOLDER GREEN !!! Phased-out product !!! SIRIUS ACT 3SU1 is successor Preferred successor type is >>3SU1000-0AA40-0AA0 + 3SU1500-0AA10-0AA0<< | - | 0 | 7
3SB3000-0DA41-Z | B01 | 3SB3000-0DA41-ZB01 | 1 | UN | 1 | 10 | C | D | N | N | 85389099 | 1 | 4011209744066 | 0.01 | KG | 17.58 | 17.58 | CP20 | CP20 | Pushbutton switch, 22 mm, round, plastic, green, pushbutton, flat, latching, push-to-release mechanism, Z=without holder !!! Phased-out product !!! SIRIUS ACT 3SU1 is the successor The preferred successor type is <<3SU1000-0AA40-0AA0>> | - | 0 | 7
3SB3000-0DA51 |  | 3SB3000-0DA51 | 1 | UN | 1 | 10 | C | D | N | N | 85389099 | 1 | 4011209333505 | 0.018 | KG | 19.1 | 19.1 | CP20 | CP20 | 22MM PLASTIC ROUND ACTUATOR: PUSHBUTTON LATCHING, UNLOCKING BY PRESSING AGAIN WITH FLAT BUTTON WITH HOLDER BLUE !!! Phased-out product !!! SIRIUS ACT 3SU1 is successor Preferred successor type is >>3SU1000-0AA50-0AA0 + 3SU1500-0AA10-0AA0<< | - | 0 | 7
3SB3000-0DA51-Z | B01 | 3SB3000-0DA51-ZB01 | 1 | UN | 1 | 10 | C | D | N | N | 85389099 | 1 |  | 0.06 | KG | 17.58 | 17.58 | CP20 | CP20 | Pushbutton switch, 22 mm, round, plastic, blue, pushbutton, flat, latching, push-to-release mechanism, without holder !!! Phased-out product !!! SIRIUS ACT 3SU1 is the successor The preferred successor type is <<3SU1000-0AA50-0AA0>> | - | 0 | 7
3SB3000-0DA61 |  | 3SB3000-0DA61 | 1 | UN | 1 | 10 | C | D | N | N | 85389099 | 1 | 4011209335875 | 0.021 | KG | 19.1 | 19.1 | CP20 | CP20 | 22MM PLASTIC ROUND ACTUATOR: PUSHBUTTON LATCHING, UNLOCKING BY PRESSING AGAIN WITH FLAT BUTTON WITH HOLDER WHITE !!! Phased-out product !!! SIRIUS ACT 3SU1 is successor Preferred successor type is >>3SU1000-0AA60-0AA0 + 3SU1500-0AA10-0AA0<< | - | 0 | 7
3SB3000-0DA61-Z | B01 | 3SB3000-0DA61-ZB01 | 1 | UN | 1 | 10 | C | D | N | N | 85389099 | 1 | 4011209744073 | 0.009 | KG | 17.58 | 17.58 | CP20 | CP20 | Pushbutton switch, 22 mm, round, plastic, white, pushbutton, flat, latching, push-to-release mechanism, Z=without holder !!! Phased-out product !!! SIRIUS ACT 3SU1 is the successor The preferred successor type is <<3SU1000-0AA60-0AA0>> | - | 0 | 7
3SB3000-0DB51 |  | 3SB3000-0DB51 | 1 | UN | 1 | 10 | C | D | N | N | 85389099 | 1 | 4011209550957 | 0.023 | KG | 19.1 | 19.1 | CP20 | CP20 | 22MM PLASTIC ROUND ACTUATOR: PUSHBUTTON LATCHING, UNLOCKING BY PRESSING AGAIN WITH FLAT BUTTON WITH HOLDER GRAY !!! Phased-out product !!! SIRIUS ACT 3SU1 is successor Preferred successor type is >>3SU1000-0AA10-0AA0 + 3SU1500-0AA10-0AA0<< | - | 0 | 7
3SB3000-0DB51-Z | B01 | 3SB3000-0DB51-ZB01 | 1 | UN | 1 | 10 | C | D | N | N | 85389099 | 1 | 4011209744080 | 0.06 | KG | 17.58 | 17.58 | CP20 | CP20 | Pushbutton switch, 22 mm, round, plastic, gray, pushbutton, flat, latching, push-to-release mechanism, Z=without holder !!! Phased-out product !!! SIRIUS ACT 3SU1 is the successor The preferred successor type is <<3SU1000-0AA10-0AA0>> | - | 0 | 7
3SB3000-0EA11 |  | 3SB3000-0EA11 | 1 | UN | 1 | 10 | C | D | N | N | 85389099 | 1 | 4011209550827 | 0.021 | KG | 24.13 | 21 | CP20 | CP20 | 22MM PLASTIC ROUND ACTUATOR: PUSHBUTTON 12MM STROKE WITH RAISED BUTTON WITH HOLDER BLACK !!! Phased-out product !!! SIRIUS ACT 3SU1 is successor Preferred successor type is >>3SU1200-0FB10-0AA0<< | Lista Papel 2020 SI | 0 | 7
3SB3000-0EA11-Z | B01 | 3SB3000-0EA11-ZB01 | 1 | UN | 1 | 10 | C | D | N | N | 85389099 | 1 |  | 0.021 | KG | 22.61 | 22.61 | CP20 | CP20 | Pushbutton with extended stroke (12 mm), 22 mm, round, plastic, black, pushbutton, raised, without holder !!! Phased-out product !!! SIRIUS ACT 3SU1 is the successor The preferred successor type is <<3SU1200-0FB10-0AA0>> | - | 0 | 7
3SB3000-0PA10 |  | 3SB3000-0PA10 | 1 | UN | 1 | 20 | D | D | N | N | 83014090 | 1 | 4047621014920 | 0.1 | KG | 133 | 133 | CP20 | CP20 | EMERGENCY STOP MUSHROOM PUSHBUTTON, 22 mm, round, plastic, BLACK, 40 mm, with lock BKS, lock no. E9, positive latching, key-operated release, with holder !!! Phased-out product !!! SIRIUS ACT 3SU1 is the successor | - | 0 | 7
3SB3000-1AA20 |  | 3SB3000-1AA20 | 1 | UN | 1 | 10 | C | D | N | N | 85389099 | 1 | 4011209029477 | 0.082 | KG | 35.44 | 35.44 | CP20 | CP20 | 22MM PLASTIC ROUND ACTUATOR: EMERGEN.-STOP MUSHR.PUSHB. 60MM LATCH.W. ROT.-TO-UNLATCH MECH. WITH HOLDER RED !!! Phased-out product !!! SIRIUS ACT 3SU1 is successor Preferred successor type is >>3SU1000-1JB20-0AA0 + 3SU1500-0AA10-0AA0<< | - | 0 | 7
3SB3000-1AA20-Z | B01 | 3SB3000-1AA20-ZB01 | 1 | UN | 1 | 10 | C | D | N | N | 85389099 | 1 | 4011209691520 | 0.068 | KG | 33.92 | 33.92 | CP20 | CP20 | EMERGENCY STOP MUSHROOM PUSHBUTTON, 22 mm, round, plastic, red, 60 mm, positive latching, rotate-to-unlatch, Z=without holder !!! Phased-out product !!! SIRIUS ACT 3SU1 is the successor The preferred successor type is <<3SU1000-1JB20-0AA0>> | - | 0 | 7
3SB3000-1BA20 |  | 3SB3000-1BA20 | 1 | UN | 1 | 10 | C | D | N | N | 83014090 | 1 | 4011209182639 | 0.085 | KG | 64.41 | 64.41 | CP20 | CP20 | 22MM PLASTIC ROUND ACTUATOR: EMERGEN.-STOP MUSHR.PUSHB. 40MM WITH RONIS KEY-OPER.SWITCH LATCHING WITH KEY-OPER.SWITCH- UNLOCKING RED LOCK NO SB30 WITH HOLDER POSSIBLE SPECIAL CLOSURES: 3SB31, 421, 455 !!! Phased-out product !!! SIRIUS ACT 3SU1 is successor Preferred successor type is >>3SU1000-1HF20-0AA0 + 3SU1500-0AA10-0AA0<< |  | 0 | 7
3SB3000-1BA20-Z | B01 | 3SB3000-1BA20-ZB01 | 1 | UN | 1 | 10 | C | D | N | N | 83014090 | 1 | 4011209465558 | 0.074 | KG | 62.89 | 62.89 | CP20 | CP20 | EMERGENCY STOP MUSHROOM PUSHBUTTON, 22 mm, round, plastic, red, 40 mm, with Ronis lock, lock no. SB30, positive latching, key-operated release, Z=without holder, possible special locks: 3SB31, 421, 455 !!! Phased-out product !!! SIRIUS ACT 3SU1 is the successor The preferred successor type is <<3SU1000-1HF20-0AA0>> | - | 0 | 7
3SB3000-1BA20-Z | X90 | 3SB3000-1BA20-ZX90 | 1 | UN | 1 | 10 | C | D | N | N | 83014090 | 20 |  | 0.086 | KG | 64.41 | 64.41 | CP20 | CP20 | EMERGENCY STOP MUSHROOM PUSHBUTTON, 22 mm, round, plastic, red, 40mm, with Ronis lock, lock no. SB30, positive latching, key-operated release, with holder, possible special locks: 3SB31, 421, 455 Z=20-unit pack !!! Phased-out product !!! SIRIUS ACT 3SU1 is the successor The preferred successor type is <<3SU1000-1HF20-0AA0-ZX90 + 3SU1500-0AA10-0AA0>> | - | 0 | 7
3SB3000-1BA20-Z | Y01 | 3SB3000-1BA20-ZY01 | 1 | UN | 1 | 40 | X | D | N | N | 83014090 | 1 |  | 0.086 | KG | 93.1 | 93.1 | CP20 | CP20 | EMERGENCY STOP MUSHROOM PUSHBUTTON, 22 mm, round, plastic, red, 40mm, with Ronis lock, lock no. SB30, positive latching, key-operated release, with holder, possible special locks: 3SB31, 421, 455 Special lock !!! Phased-out product !!! SIRIUS ACT 3SU1 is the successor The preferred successor type is <<3SU1000-1HF20-0AA0-ZY01 + 3SU1500-0AA10-0AA0>> | - | 0 | 7
3SB3000-1CA11 |  | 3SB3000-1CA11 | 1 | UN | 1 | 2 | A | D | N | N | 85389099 | 1 | 4011209118867 | 0.029 | KG | 31.54 | 31.54 | CP20 | CP20 | 22MM PLASTIC ROUND ACTUATOR: PUSH-PULL BUTTON 40MM LATCHING W.PULL-TO-UNLOCK MECH. WITH HOLDER BLACK !!! Phased-out product !!! SIRIUS ACT 3SU1 is successor Preferred successor type is >>3SU1000-1BA10-0AA0 + 3SU1500-0AA10-0AA0<< | - | 0 | 7
3SB3000-1CA11-Z | B01 | 3SB3000-1CA11-ZB01 | 1 | UN | 1 | 10 | C | D | N | N | 85389099 | 1 | 4011209510548 | 0.017 | KG | 30.02 | 30.02 | CP20 | CP20 | Push-pull switch, 22 mm, round, plastic, black, 40 mm, latching, pull-to-unlatch mechanism, Z=without holder !!! Phased-out product !!! SIRIUS ACT 3SU1 is the successor The preferred successor type is <<3SU1000-1BA10-0AA0>> | - | 0 | 7
3SB3000-1CA21 |  | 3SB3000-1CA21 | 1 | UN | 1 | 2 | A | D | N | N | 85389099 | 1 | 4011209118874 | 0.034 | KG | 31.54 | 31.54 | CP20 | CP20 | 22MM PLASTIC ROUND ACTUATOR: PUSH-PULL BUTTON 40MM LATCHING W.PULL-TO-UNLOCK MECH. WITH HOLDER RED !!! Phased-out product !!! SIRIUS ACT 3SU1 is successor Preferred successor type is >>3SU1000-1BA20-0AA0 + 3SU1500-0AA10-0AA0<< | - | 0 | 7
3SB3000-1CA21-Z | B01 | 3SB3000-1CA21-ZB01 | 1 | UN | 1 | 10 | C | D | N | N | 85389099 | 1 | 4011209427204 | 0.017 | KG | 30.02 | 30.02 | CP20 | CP20 | Push-pull switch, 22 mm, round, plastic, red, 40mm, latching, pull-to-unlatch mechanism, Z=without holder !!! Phased-out product !!! SIRIUS ACT 3SU1 is the successor The preferred successor type is <<3SU1000-1BA20-0AA0>> | - | 0 | 7
3SB3000-1CA31 |  | 3SB3000-1CA31 | 1 | UN | 1 | 10 | C | D | N | N | 85389099 | 1 | 4011209118881 | 0.026 | KG | 31.54 | 31.54 | CP20 | CP20 | 22MM PLASTIC ROUND ACTUATOR: PUSH-PULL BUTTON 40MM LATCHING W.PULL-TO-UNLOCK MECH. WITH HOLDER YELLOW !!! Phased-out product !!! SIRIUS ACT 3SU1 is successor Preferred successor type is >>3SU1000-1BA30-0AA0 + 3SU1500-0AA10-0AA0<< | - | 0 | 7
3SB3000-1CA31-Z | B01 | 3SB3000-1CA31-ZB01 | 1 | UN | 1 | 10 | C | D | N | N | 85389099 | 1 |  | 0.036 | KG | 30.02 | 30.02 | CP20 | CP20 | Push-pull switch, 22 mm, round, plastic, yellow, 40mm, latching, pull-to-unlatch mechanism, without holder !!! Phased-out product !!! SIRIUS ACT 3SU1 is the successor The preferred successor type is <<3SU1000-1BA30-0AA0>> | - | 0 | 7
3SB3000-1CA41 |  | 3SB3000-1CA41 | 1 | UN | 1 | 20 | D | D | N | N | 85389099 | 1 | 4011209118898 | 0.029 | KG | 31.54 | 31.54 | CP20 | CP20 | 22MM PLASTIC ROUND ACTUATOR: PUSH-PULL BUTTON 40MM LATCHING W.PULL-TO-UNLOCK MECH. WITH HOLDER GREEN !!! Phased-out product !!! SIRIUS ACT 3SU1 is successor Preferred successor type is >>3SU1000-1BA40-0AA0 + 3SU1500-0AA10-0AA0<< | - | 0 | 7
3SB3000-1CA41-Z | B01 | 3SB3000-1CA41-ZB01 | 1 | UN | 1 | 30 | D | D | N | N | 85389099 | 1 | 4011209913004 | 0.022 | KG | 30.02 | 30.02 | CP20 | CP20 | Push-pull switch, 22 mm, round, plastic, green, 40mm, latching, pull-to-unlatch mechanism, without holder !!! Phased-out product !!! SIRIUS ACT 3SU1 is the successor The preferred successor type is <<3SU1000-1BA40-0AA0>> | - | 0 | 7
3SB3000-1CB01 |  | 3SB3000-1CB01 | 1 | UN | 1 | 10 | C | D | N | N | 85389099 | 1 | 4011209408098 | 0.029 | KG | 30.88 | 30.88 | CP20 | CP20 | 22MM PLASTIC ROUND ACTUATOR: PUSH-PULL BUTTON 40MM LATCHING W.PULL-TO-UNLOCK MECH. WITH HOLDER RED INSCRIPTION: O !!! Phased-out product !!! SIRIUS ACT 3SU1 is successor Preferred successor type is >>3SU1000-1BA20-0AD0 + 3SU1500-0AA10-0AA0<< | - | 0 | 7
3SB3000-1CB01-Z | B01 | 3SB3000-1CB01-ZB01 | 1 | UN | 1 | 10 | C | D | N | N | 85389099 | 1 |  | 0.032 | KG | 29.36 | 29.36 | CP20 | CP20 | Push-pull switch, 22 mm, round, plastic, red, inscription: O, 40mm, latching, pull-to-unlatch mechanism, without holder !!! Phased-out product !!! SIRIUS ACT 3SU1 is the successor The preferred successor type is <<3SU1000-1BA20-0AD0>> | - | 0 | 7
3SB3000-1DA11 |  | 3SB3000-1DA11 | 1 | UN | 1 | 10 | C | D | N | N | 85389099 | 1 | 4011209293878 | 0.031 | KG | 19 | 19 | CP20 | CP20 | Mushroom pushbutton, 22mm, round, plastic, black, 30mm, momentary-contact, with holder !!! Phased-out product !!! SIRIUS ACT 3SU1 is successor Preferred successor type is >>3SU1000-1AD10-0AA0 + 3SU1500-0AA10-0AA0<< |  | 0 | 7
3SB3000-1DA11-Z | B01 | 3SB3000-1DA11-ZB01 | 1 | UN | 1 | 10 | C | D | N | N | 85389099 | 1 | 4011209420441 | 0.04 | KG | 17.48 | 17.48 | CP20 | CP20 | Mushroom pushbutton, 22 mm, round, plastic, black, 30 mm, momentary contact type, Z=without holder !!! Phased-out product !!! SIRIUS ACT 3SU1 is the successor The preferred successor type is <<3SU1000-1AD10-0AA0>> | - | 0 | 7
3SB3000-1DA21 |  | 3SB3000-1DA21 | 1 | UN | 1 | 10 | C | D | N | N | 85389099 | 1 | 4011209291997 | 0.032 | KG | 19 | 19 | CP20 | CP20 | Mushroom pushbutton, 22mm, round, plastic, red, 30mm, momentary-contact, with holder !!! Phased-out product !!! SIRIUS ACT 3SU1 is successor Preferred successor type is >>3SU1000-1AD20-0AA0 + 3SU1500-0AA10-0AA0<< |  | 0 | 7
3SB3000-1DA21-Z | B01 | 3SB3000-1DA21-ZB01 | 1 | UN | 1 | 10 | C | D | N | N | 85389099 | 1 | 4011209513846 | 0.014 | KG | 17.48 | 17.48 | CP20 | CP20 | Mushroom pushbutton, 22 mm, round, plastic, red, 30 mm, momentary contact type, Z=without holder !!! Phased-out product !!! SIRIUS ACT 3SU1 is the successor The preferred successor type is <<3SU1000-1AD20-0AA0>> | - | 0 | 7
3SB3000-1DA31 |  | 3SB3000-1DA31 | 1 | UN | 1 | 10 | C | D | N | N | 85389099 | 1 | 4011209292055 | 0.032 | KG | 19 | 19 | CP20 | CP20 | Mushroom pushbutton, 22mm, round, plastic, yellow, 30mm, momentary-contact, with holder !!! Phased-out product !!! SIRIUS ACT 3SU1 is successor Preferred successor type is >>3SU1000-1AD30-0AA0 + 3SU1500-0AA10-0AA0<< |  | 0 | 7
3SB3000-1DA31-Z | B01 | 3SB3000-1DA31-ZB01 | 1 | UN | 1 | 10 | C | D | N | N | 85389099 | 1 | 4011209498600 | 0.013 | KG | 17.48 | 17.48 | CP20 | CP20 | Mushroom pushbutton, 22 mm, round, plastic, yellow, 30 mm, momentary contact type, Z=without holder !!! Phased-out product !!! SIRIUS ACT 3SU1 is the successor The preferred successor type is <<3SU1000-1AD30-0AA0>> | - | 0 | 7
3SB3000-1DA41 |  | 3SB3000-1DA41 | 1 | UN | 1 | 10 | C | D | N | N | 85389099 | 1 | 4011209296893 | 0.032 | KG | 19 | 19 | CP20 | CP20 | Mushroom pushbutton, 22mm, round, plastic, green, 30mm, momentary-contact, with holder !!! Phased-out product !!! SIRIUS ACT 3SU1 is successor Preferred successor type is >>3SU1000-1AD40-0AA0 + 3SU1500-0AA10-0AA0<< |  | 0 | 7
3SB3000-1DA41-Z | B01 | 3SB3000-1DA41-ZB01 | 1 | UN | 1 | 10 | C | D | N | N | 85389099 | 1 | 4011209420458 | 0.015 | KG | 17.48 | 17.48 | CP20 | CP20 | Mushroom pushbutton, 22 mm, round, plastic, green, 30 mm, momentary contact type, Z=without holder !!! Phased-out product !!! SIRIUS ACT 3SU1 is the successor The preferred successor type is <<3SU1000-1AD40-0AA0>> | - | 0 | 7
3SB3000-1EA11 |  | 3SB3000-1EA11 | 1 | UN | 1 | 10 | C | D | N | N | 85389099 | 1 | 4011209290952 | 0.032 | KG | 30.12 | 30.12 | CP20 | CP20 | 22MM PLASTIC ROUND ACTUATOR: PUSH-PULL BUTTON 30MM LATCHING W.PULL-TO-UNLOCK MECH. WITH HOLDER BLACK !!! Phased-out product !!! SIRIUS ACT 3SU1 is successor Preferred successor type is >>3SU1000-1AA10-0AA0 + 3SU1500-0AA10-0AA0<< | - | 0 | 7
3SB3000-1EA11-Z | B01 | 3SB3000-1EA11-ZB01 | 1 | UN | 1 | 10 | C | D | N | N | 85389099 | 1 | 4011209744134 | 0.018 | KG | 28.6 | 28.6 | CP20 | CP20 | Push-pull switch, 22 mm, round, plastic, black, 30 mm, latching, pull-to-unlatch mechanism, Z=without holder !!! Phased-out product !!! SIRIUS ACT 3SU1 is the successor The preferred successor type is <<3SU1000-1AA10-0AA0>> | - | 0 | 7
3SB3000-1EA21 |  | 3SB3000-1EA21 | 1 | UN | 1 | 10 | C | D | N | N | 85389099 | 1 | 4011209283428 | 0.032 | KG | 30.12 | 30.12 | CP20 | CP20 | 22MM PLASTIC ROUND ACTUATOR: PUSH-PULL BUTTON 30MM LATCHING W.PULL-TO-UNLOCK MECH. WITH HOLDER RED !!! Phased-out product !!! SIRIUS ACT 3SU1 is successor Preferred successor type is >>3SU1000-1AA20-0AA0 + 3SU1500-0AA10-0AA0<< | - | 0 | 7
3SB3000-1EA21-Z | B01 | 3SB3000-1EA21-ZB01 | 1 | UN | 1 | 10 | C | D | N | N | 85389099 | 1 | 4011209442009 | 0.015 | KG | 28.6 | 28.6 | CP20 | CP20 | Push-pull switch, 22 mm, round, plastic, red, 30 mm, latching, pull-to-unlatch mechanism, Z=without holder !!! Phased-out product !!! SIRIUS ACT 3SU1 is the successor The preferred successor type is <<3SU1000-1AA20-0AA0>> | - | 0 | 7
3SB3000-1EA31 |  | 3SB3000-1EA31 | 1 | UN | 1 | 10 | C | D | N | N | 85389099 | 1 | 4011209610637 | 0.028 | KG | 30.12 | 30.12 | CP20 | CP20 | 22MM PLASTIC ROUND ACTUATOR: PUSH-PULL BUTTON 30MM LATCHING W.PULL-TO-UNLOCK MECH. WITH HOLDER YELLOW !!! Phased-out product !!! SIRIUS ACT 3SU1 is successor Preferred successor type is >>3SU1000-1AA30-0AA0 + 3SU1500-0AA10-0AA0<< | - | 0 | 7
3SB3000-1EA31-Z | B01 | 3SB3000-1EA31-ZB01 | 1 | UN | 1 | 10 | C | D | N | N | 85389099 | 1 |  | 0.02 | KG | 28.6 | 28.6 | CP20 | CP20 | Push-pull switch, 22 mm, round, plastic, yellow, 30 mm, latching, pull-to-unlatch mechanism, without holder !!! Phased-out product !!! SIRIUS ACT 3SU1 is the successor The preferred successor type is <<3SU1000-1AA30-0AA0>> | - | 0 | 7
3SB3000-1FA20 |  | 3SB3000-1FA20 | 1 | UN | 1 | 10 | C | D | N | N | 85389099 | 1 | 4011209569300 | 0.055 | KG | 29.26 | 29.26 | CP20 | CP20 | 22MM PLASTIC ROUND ACTUATOR: EMERGEN.-STOP MUSHR.PUSHB. 32MM LATCH.W. ROT.-TO-UNLATCH MECH. WITH HOLDER RED !!! Phased-out product !!! SIRIUS ACT 3SU1 is successor Preferred successor type is >>3SU1000-1GB20-0AA0 + 3SU1500-0AA10-0AA0<< | - | 0 | 7
3SB3000-1FA20-Z | B01 | 3SB3000-1FA20-ZB01 | 1 | UN | 1 | 10 | C | D | N | N | 85389099 | 1 | 4011209693395 | 0.042 | KG | 27.74 | 27.74 | CP20 | CP20 | EMERGENCY STOP MUSHROOM PUSHBUTTON, 22 mm, round, plastic, red, 32 mm, positive latching, rotate-to-unlatch, Z=without holder !!! Phased-out product !!! SIRIUS ACT 3SU1 is the successor The preferred successor type is <<3SU1000-1GB20-0AA0>> | - | 0 | 7
3SB3000-1FA20-Z | B01X90 | 3SB3000-1FA20-ZB01X90 | 1 | UN | 1 | 10 | C | D | N | N | 85389099 | 20 |  | 0.046 | KG | 27.74 | 27.74 | CP20 | CP20 | EMERGENCY STOP MUSHROOM PUSHBUTTON, 22 mm, round, plastic, red, 32 mm, positive latching, rotate-to-unlatch, with holder, Z=20-unit pack !!! Phased-out product !!! SIRIUS ACT 3SU1 is the successor The preferred successor type is <<3SU1000-1GB20-0AA0-ZX90>> | - | 0 | 7
3SB3000-1FA20-Z | X90 | 3SB3000-1FA20-ZX90 | 1 | UN | 1 | 10 | C | D | N | N | 85389099 | 20 | 4011209693388 | 0.04 | KG | 29.26 | 29.26 | CP20 | CP20 | EMERGENCY STOP MUSHROOM PUSHBUTTON, 22 mm, round, plastic, red, 32 mm, positive latching, rotate-to-unlatch, with holder, Z=20-unit pack !!! Phased-out product !!! SIRIUS ACT 3SU1 is the successor The preferred successor type is <<3SU1000-1GB20-0AA0-ZX90 + 3SU1500-0AA10-0AA0>> | - | 0 | 7
3SB3000-1GA11 |  | 3SB3000-1GA11 | 1 | UN | 1 | 2 | A | D | N | N | 85389099 | 1 | 4011209120969 | 0.031 | KG | 19 | 19 | CP20 | CP20 | Mushroom pushbutton, 22mm, round, plastic, black, 40mm, momentary-contact, with holder !!! Phased-out product !!! SIRIUS ACT 3SU1 is successor Preferred successor type is >>3SU1000-1BD10-0AA0 + 3SU1500-0AA10-0AA0<< |  | 0 | 7
3SB3000-1GA11-Z | B01 | 3SB3000-1GA11-ZB01 | 1 | UN | 1 | 10 | C | D | N | N | 85389099 | 1 | 4011209440210 | 0.016 | KG | 17.48 | 17.48 | CP20 | CP20 | Mushroom pushbutton, 22 mm, round, plastic, black, 40 mm, momentary contact type, Z=without holder !!! Phased-out product !!! SIRIUS ACT 3SU1 is the successor The preferred successor type is <<3SU1000-1BD10-0AA0>> | - | 0 | 7
3SB3000-1GA21 |  | 3SB3000-1GA21 | 1 | UN | 1 | 2 | A | D | N | N | 85389099 | 1 | 4011209207974 | 0.033 | KG | 19 | 19 | CP20 | CP20 | Mushroom pushbutton, 22mm, round, plastic, red, 40mm, momentary-contact, with holder !!! Phased-out product !!! SIRIUS ACT 3SU1 is successor Preferred successor type is >>3SU1000-1BD20-0AA0 + 3SU1500-0AA10-0AA0<< |  | 0 | 7
3SB3000-1GA21-Z | B01 | 3SB3000-1GA21-ZB01 | 1 | UN | 1 | 10 | C | D | N | N | 85389099 | 1 | 4011209429277 | 0.017 | KG | 17.48 | 17.48 | CP20 | CP20 | Mushroom pushbutton, 22 mm, round, plastic, red, 40 mm, momentary contact type, Z=without holder !!! Phased-out product !!! SIRIUS ACT 3SU1 is the successor The preferred successor type is <<3SU1000-1BD20-0AA0>> | - | 0 | 7
3SB3000-1GA31 |  | 3SB3000-1GA31 | 1 | UN | 1 | 10 | C | D | N | N | 85389099 | 1 | 4011209120976 | 0.034 | KG | 19 | 19 | CP20 | CP20 | Mushroom pushbutton, 22mm, round, plastic, yellow, 40mm, momentary-contact, with holder !!! Phased-out product !!! SIRIUS ACT 3SU1 is successor Preferred successor type is >>3SU1000-1BD30-0AA0 + 3SU1500-0AA10-0AA0<< |  | 0 | 7
3SB3000-1GA31-Z | B01 | 3SB3000-1GA31-ZB01 | 1 | UN | 1 | 10 | C | D | N | N | 85389099 | 1 | 4011209848085 | 0.022 | KG | 17.48 | 17.48 | CP20 | CP20 | Mushroom pushbutton, 22 mm, round, plastic, yellow, 40 mm, momentary contact type, Z=without holder !!! Phased-out product !!! SIRIUS ACT 3SU1 is the successor The preferred successor type is <<3SU1000-1BD30-0AA0>> | - | 0 | 7
3SB3000-1GA41 |  | 3SB3000-1GA41 | 1 | UN | 1 | 10 | C | D | N | N | 85389099 | 1 | 4011209120983 | 0.031 | KG | 19 | 19 | CP20 | CP20 | Mushroom pushbutton, 22mm, round, plastic, green, 40mm, momentary-contact, with holder !!! Phased-out product !!! SIRIUS ACT 3SU1 is successor Preferred successor type is >>3SU1000-1BD40-0AA0 + 3SU1500-0AA10-0AA0<< |  | 0 | 7
3SB3000-1GA41-Z | B01 | 3SB3000-1GA41-ZB01 | 1 | UN | 1 | 10 | C | D | N | N | 85389099 | 1 | 4011209420465 | 0.016 | KG | 17.48 | 17.48 | CP20 | CP20 | Mushroom pushbutton, 22 mm, round, plastic, green, 40 mm, momentary contact type, Z=without holder !!! Phased-out product !!! SIRIUS ACT 3SU1 is the successor The preferred successor type is <<3SU1000-1BD40-0AA0>> | - | 0 | 7
3SB3000-1HA10 |  | 3SB3000-1HA10 | 1 | UN | 1 | 10 | C | D | N | N | 85389099 | 1 | 4011209377493 | 0.058 | KG | 32.11 | 32.11 | CP20 | CP20 | 22MM PLASTIC ROUND ACTUATOR: MUSHR.PUSHBUTTON 40MM, BLACK, LATCHING, WITH ROTATE-TO-UNLATCH MECH., WITH HOLDER !!! Phased-out product !!! SIRIUS ACT 3SU1 is successor Preferred successor type is >>3SU1000-1HB10-0AA0 + 3SU1500-0AA10-0AA0<< | - | 0 | 7
3SB3000-1HA10-Z | B01 | 3SB3000-1HA10-ZB01 | 1 | UN | 1 | 10 | C | D | N | N | 85389099 | 1 | 4011209744110 | 0.052 | KG | 30.59 | 30.59 | CP20 | CP20 | mushroom pushbutton, 22 mm, round, plastic, black, 40 mm, positive latching, rotate-to-unlatch, Z=without holder !!! Phased-out product !!! SIRIUS ACT 3SU1 is the successor The preferred successor type is <<3SU1000-1HB10-0AA0>> | - | 0 | 7
3SB3000-1HA20 |  | 3SB3000-1HA20 | 1 | UN | 1 | 2 | A | D | N | N | 85389099 | 1 | 4011209243231 | 0.063 | KG | 31.92 | 31.92 | CP20 | CP20 | 22MM PLASTIC ROUND ACTUATOR: EMERGEN.-STOP MUSHR.PUSHB. 40MM LATCH.W. ROT.-TO-UNLATCH MECH. WITH HOLDER RED !!! Phased-out product !!! SIRIUS ACT 3SU1 is successor Preferred successor type is >>3SU1000-1HB20-0AA0 + 3SU1500-0AA10-0AA0<< |  | 0 | 7
3SB3000-1HA20-Z | B01 | 3SB3000-1HA20-ZB01 | 1 | UN | 1 | 2 | A | D | N | N | 85389099 | 1 | 4011209410541 | 0.049 | KG | 30.4 | 30.4 | CP20 | CP20 | EMERGENCY STOP MUSHROOM PUSHBUTTON, 22 mm, round, plastic, red, 40mm, positive latching, rotate-to-unlatch, Z=without holder !!! Phased-out product !!! SIRIUS ACT 3SU1 is the successor The preferred successor type is <<3SU1000-1HB20-0AA0>> | - | 0 | 7
3SB3000-1HA20-Z | B01X90 | 3SB3000-1HA20-ZB01X90 | 1 | UN | 1 | 10 | C | D | N | N | 85389099 | 20 | 4011209532106 | 0.039 | KG | 30.4 | 30.4 | CP20 | CP20 | EMERGENCY STOP MUSHROOM PUSHBUTTON, 22 mm, round, plastic, red, 40mm, positive latching, rotate-to-unlatch, Z=without holder, Z=20-unit pack !!! Phased-out product !!! SIRIUS ACT 3SU1 is the successor The preferred successor type is <<3SU1000-1HB20-0AA0-ZX90>> | - | 0 | 7
3SB3000-1HA20-Z | X90 | 3SB3000-1HA20-ZX90 | 1 | UN | 1 | 10 | C | D | N | N | 85389099 | 20 | 4011209691230 | 0.054 | KG | 31.92 | 31.92 | CP20 | CP20 | EMERGENCY STOP MUSHROOM PUSHBUTTON, 22 mm, round, plastic, red, 40mm, positive latching, rotate-to-unlatch, with holder Z=20-unit pack !!! Phased-out product !!! SIRIUS ACT 3SU1 is the successor The preferred successor type is <<3SU1000-1HB20-0AA0-ZX90 + 3SU1500-0AA10-0AA0>> | - | 0 | 7
3SB3000-1HA26 |  | 3SB3000-1HA26 | 1 | UN | 1 | 2 | A | D | N | N | 85389099 | 1 | 4011209684621 | 0.061 | KG | 38.29 | 38.29 | CP20 | CP20 | EMERGENCY STOP MUSHROOM PUSHBUTTON, 22 mm, round, plastic, red, 40 mm, positive latching, rotate-to-unlatch, mechanical switch position indicator, with holder !!! Phased-out product !!! SIRIUS ACT 3SU1 is the successor The preferred successor type is >>3SU1001-1HB20-0AA0 + 3SU1500-0AA10-0AA0<< | - | 0 | 7
3SB3000-1HA26-Z | B01 | 3SB3000-1HA26-ZB01 | 1 | UN | 1 | 10 | C | D | N | N | 85389099 | 1 |  | 0.05 | KG | 36.77 | 36.77 | CP20 | CP20 | EMERGENCY STOP MUSHROOM PUSHBUTTON, 22 mm, round, plastic, red, 40mm, positive latching, rotate-to-unlatch, mechanical switch position indicator, without holder !!! Phased-out product !!! SIRIUS ACT 3SU1 is the successor The preferred successor type is <<3SU1001-1HB20-0AA0>> | - | 0 | 7
3SB3000-1JA20 |  | 3SB3000-1JA20 | 1 | UN | 1 | 10 | C | D | N | N | 83014090 | 1 | 4011209278448 | 0.08 | KG | 64.41 | 64.41 | CP20 | CP20 | EM. STOP. MUSH. PUSHBUTTON, 22MM, ROUND, PLASTIC, RED, 40MM, WITH RONIS LOCK, LOCK NO. 455, POSITIVE LATCHING, KEY-OPERATED RELEASE, WITH HOLDER, POSSIBLE SPECIAL LOCKS: 3SB30, 3SB31, 421 !!! Phased-out product !!! SIRIUS ACT 3SU1 is successor Preferred successor type is >>3SU1000-1HG20-0AA0 + 3SU1500-0AA10-0AA0<< | - | 0 | 7
3SB3000-1JA20-Z | B01 | 3SB3000-1JA20-ZB01 | 1 | UN | 1 | 10 | C | D | N | N | 83014090 | 1 | 4011209744097 | 0.073 | KG | 62.89 | 62.89 | CP20 | CP20 | EMERGENCY STOP MUSHROOM PUSHBUTTON, 22 mm, round, plastic, red, 40 mm, with Ronis lock, lock no. 455, positive latching, key-operated release, Z=without holder, possible special locks: 3SB30, 3SB31, 421 !!! Phased-out product !!! SIRIUS ACT 3SU1 is the successor The preferred successor type is <<3SU1000-1HG20-0AA0>> | - | 0 | 7
3SB3000-1KA20 |  | 3SB3000-1KA20 | 1 | UN | 1 | 10 | C | D | N | N | 83014090 | 1 | 4011209278981 | 0.119 | KG | 100.7 | 100.7 | CP20 | CP20 | 22MM PLASTIC ROUND ACTUATOR: EMERGEN.-STOP MUSHR.PUSHB. 40MM WITH CES KEY-OPER.SWITCH LATCHING WITH KEY-OPER.SWITCH- UNLOCKING LOCK NO SSG 10 WITH HOLDER RED !!! Phased-out product !!! SIRIUS ACT 3SU1 is successor Preferred successor type is >>3SU1000-1HR20-0AA0 + |  | 0 | 7
3SB3000-1KA20-Z | B01 | 3SB3000-1KA20-ZB01 | 1 | UN | 1 | 10 | C | D | N | N | 83014090 | 1 | 4011209744103 | 0.106 | KG | 99.18 | 99.18 | CP20 | CP20 | EMERGENCY STOP MUSHROOM PUSHBUTTON, 22 mm, round, plastic, red, 40 mm, with CES lock, lock no. SSG10, positive latching, key-operated release, Z=without holder !!! Phased-out product !!! SIRIUS ACT 3SU1 is the successor The preferred successor type is <<3SU1000-1HR20-0AA0>> | - | 0 | 7
3SB3000-1LA20 |  | 3SB3000-1LA20 | 1 | UN | 1 | 10 | C | D | N | N | 83014090 | 1 | 4011209282551 | 0.115 | KG | 132.05 | 132.05 | CP20 | CP20 | 22MM PLASTIC ROUND ACTUATOR: EMERGEN.-STOP MUSHR.PUSHB. 40MM WITH BKS KEY-OPER.SWITCH LATCHING WITH KEY-OPER.SWITCH- UNLOCKING LOCK NO S1 WITH HOLDER RED !!! Phased-out product !!! SIRIUS ACT 3SU1 is successor Preferred successor type is >>3SU1000-1HK20-0AA0 + |  | 0 | 7
3SB3000-1LA20-Z | B01 | 3SB3000-1LA20-ZB01 | 1 | UN | 1 | 10 | C | D | N | N | 83014090 | 1 | 4011209691254 | 0.103 | KG | 130.53 | 130.53 | CP20 | CP20 | EMERGENCY STOP MUSHROOM PUSHBUTTON, 22 mm, round, plastic, red, 40 mm, with lock BKS, lock no. S1, positive latching, key-operated release, Z=without holder !!! Phased-out product !!! SIRIUS ACT 3SU1 is the successor The preferred successor type is <<3SU1000-1HK20-0AA0>> | - | 0 | 7
3SB3000-1MA20 |  | 3SB3000-1MA20 | 1 | UN | 1 | 10 | C | D | N | N | 83014090 | 1 | 4011209278790 | 0.122 | KG | 73.15 | 73.15 | CP20 | CP20 | 22MM PLASTIC ROUND ACTUATOR: EMERGEN.-STOP MUSHR.PUSHB. 40MM WITH OMR KEY-OPER.SWITCH LATCHING WITH KEY-OPER.SWITCH- UNLOCKING LOCK NO 73037 WITH HOLDER RED !!! Phased-out product !!! SIRIUS ACT 3SU1 is successor Preferred successor type is >>3SU1000-1HQ20-0AA0 + |  | 0 | 7
3SB3000-1MA20-Z | B01 | 3SB3000-1MA20-ZB01 | 1 | UN | 1 | 10 | C | D | N | N | 83014090 | 1 | 4011209691261 | 0.111 | KG | 71.63 | 71.63 | CP20 | CP20 | EMERGENCY STOP MUSHROOM PUSHBUTTON, 22 mm, round, plastic, red, 40 mm, with lock O.M.R., lock no. 73037, positive latching, key-operated release, Z=without holder !!! Phased-out product !!! SIRIUS ACT 3SU1 is the successor The preferred successor type is <<3SU1000-1HQ20-0AA0>> | - | 0 | 7
3SB3000-1NA20 |  | 3SB3000-1NA20 | 1 | UN | 1 | 10 | C | D | N | N | 85389099 | 1 | 4011209367654 | 0.048 | KG | 30.5 | 30.5 | CP20 | CP20 | 22MM PLASTIC ROUND ACTUATOR: EMERGEN.-STOP MUSHR.PUSHB. 40MM LATCH.W. ROT.-TO-UNLATCH MECH. WITHOUT HOLDER W. ENCAPSULATED NUT, RED | - | 0 | 7
3SB3000-1NA20-Z | B01 | 3SB3000-1NA20-ZB01 | 1 | UN | 1 | 10 | C | D | N | N | 85389099 | 1 |  | 0.048 | KG | 28.98 | 28.98 | CP20 | CP20 | 22MM PLASTIC ROUND ACTUATOR: EMERGEN.-STOP MUSHR.PUSHB. 40MM LATCH.W. ROT.-TO-UNLATCH MECH. WITHOUT HOLDER W. ENCAPSULATED NUT, RED | - | 0 | 7
3SB3000-1QA11 |  | 3SB3000-1QA11 | 1 | UN | 1 | 10 | C | D | N | N | 85389099 | 1 | 4011209576476 | 0.035 | KG | 18.34 | 18.34 | CP20 | CP20 | Mushroom pushbutton, 22mm, round, plastic, black, 60mm, momentary-contact, with holder !!! Phased-out product !!! SIRIUS ACT 3SU1 is successor Preferred successor type is >>3SU1000-1CD10-0AA0 + 3SU1500-0AA10-0AA0<< | - | 0 | 7
3SB3000-1QA11-Z | B01 | 3SB3000-1QA11-ZB01 | 1 | UN | 1 | 10 | C | D | N | N | 85389099 | 1 | 4011209744806 | 0.021 | KG | 16.82 | 16.82 | CP20 | CP20 | mushroom pushbutton, 22 mm, round, plastic, black, 60 mm, momentary contact type, Z=without holder !!! Phased-out product !!! SIRIUS ACT 3SU1 is the successor The preferred successor type is <<3SU1000-1CD10-0AA0>> | - | 0 | 7
3SB3000-1QA21 |  | 3SB3000-1QA21 | 1 | UN | 1 | 10 | C | D | N | N | 85389099 | 1 | 4011209576490 | 0.066 | KG | 18.34 | 18.34 | CP20 | CP20 | Mushroom pushbutton, 22mm, round, plastic, red, 60mm, momentary-contact, with holder !!! Phased-out product !!! SIRIUS ACT 3SU1 is successor Preferred successor type is >>3SU1000-1CD20-0AA0 + 3SU1500-0AA10-0AA0<< | - | 0 | 7
3SB3000-1QA21-Z | B01 | 3SB3000-1QA21-ZB01 | 1 | UN | 1 | 10 | C | D | N | N | 85389099 | 1 | 4011209744813 | 0.029 | KG | 16.82 | 16.82 | CP20 | CP20 | mushroom pushbutton, 22 mm, round, plastic, red, 60 mm, momentary contact type, Z=without holder !!! Phased-out product !!! SIRIUS ACT 3SU1 is the successor The preferred successor type is <<3SU1000-1CD20-0AA0>> | - | 0 | 7
3SB3000-1QA31 |  | 3SB3000-1QA31 | 1 | UN | 1 | 10 | C | D | N | N | 85389099 | 1 | 4011209591639 | 0.035 | KG | 18.34 | 18.34 | CP20 | CP20 | Mushroom pushbutton, 22mm, round, plastic, yellow, 60mm, momentary-contact, with holder !!! Phased-out product !!! SIRIUS ACT 3SU1 is successor Preferred successor type is >>3SU1000-1CD30-0AA0 + 3SU1500-0AA10-0AA0<< | - | 0 | 7
3SB3000-1QA31-Z | B01 | 3SB3000-1QA31-ZB01 | 1 | UN | 1 | 10 | C | D | N | N | 85389099 | 1 | 4011209744820 | 0.041 | KG | 16.82 | 16.82 | CP20 | CP20 | mushroom pushbutton, 22 mm, round, plastic, yellow, 60 mm, momentary contact type, Z=without holder !!! Phased-out product !!! SIRIUS ACT 3SU1 is the successor The preferred successor type is <<3SU1000-1CD30-0AA0>> | - | 0 | 7
3SB3000-1QA41 |  | 3SB3000-1QA41 | 1 | UN | 1 | 10 | C | D | N | N | 85389099 | 1 | 4011209576483 | 0.04 | KG | 18.34 | 18.34 | CP20 | CP20 | Mushroom pushbutton, 22mm, round, plastic, green, 60mm, momentary-contact, with holder !!! Phased-out product !!! SIRIUS ACT 3SU1 is successor Preferred successor type is >>3SU1000-1CD40-0AA0 + 3SU1500-0AA10-0AA0<< | - | 0 | 7
3SB3000-1QA41-Z | B01 | 3SB3000-1QA41-ZB01 | 1 | UN | 1 | 10 | C | D | N | N | 85389099 | 1 |  | 0.032 | KG | 16.82 | 16.82 | CP20 | CP20 | Mushroom pushbutton, 22 mm, round, plastic, green, 60 mm, momentary contact type, without holder !!! Phased-out product !!! SIRIUS ACT 3SU1 is the successor The preferred successor type is <<3SU1000-1CD40-0AA0>> | - | 0 | 7
3SB3000-1RA11 |  | 3SB3000-1RA11 | 1 | UN | 1 | 10 | C | D | N | N | 85389099 | 1 | 4011209641440 | 0.05 | KG | 30.12 | 30.12 | CP20 | CP20 | 22MM PLASTIC ROUND ACTUATOR: PUSH-PULL BUTTON 60MM LATCHING W.PULL-TO-UNLOCK MECH. WITH HOLDER BLACK !!! Phased-out product !!! SIRIUS ACT 3SU1 is successor Preferred successor type is >>3SU1000-1CA10-0AA0 + 3SU1500-0AA10-0AA0<< | - | 0 | 7
3SB3000-1RA11-Z | B01 | 3SB3000-1RA11-ZB01 | 1 | UN | 1 | 10 | C | D | N | N | 85389099 | 1 |  | 0.043 | KG | 28.6 | 28.6 | CP20 | CP20 | Push-pull switch, 22 mm, round, plastic, black, 60 mm, latching, pull-to-unlatch mechanism, without holder !!! Phased-out product !!! SIRIUS ACT 3SU1 is the successor The preferred successor type is <<3SU1000-1CA10-0AA0>> | - | 0 | 7
3SB3000-1RA21 |  | 3SB3000-1RA21 | 1 | UN | 1 | 10 | C | D | N | N | 85389099 | 1 | 4011209629707 | 0.053 | KG | 30.12 | 30.12 | CP20 | CP20 | 22MM PLASTIC ROUND ACTUATOR: PUSH-PULL BUTTON 60MM LATCHING W.PULL-TO-UNLOCK MECH. WITH HOLDER RED !!! Phased-out product !!! SIRIUS ACT 3SU1 is successor Preferred successor type is >>3SU1000-1CA20-0AA0 + 3SU1500-0AA10-0AA0<< | - | 0 | 7
3SB3000-1RA21-Z | B01 | 3SB3000-1RA21-ZB01 | 1 | UN | 1 | 10 | C | D | N | N | 85389099 | 1 |  | 0.037 | KG | 28.6 | 28.6 | CP20 | CP20 | Push-pull switch, 22 mm, round, plastic, red, 60 mm, latching, pull-to-unlatch mechanism, without holder !!! Phased-out product !!! SIRIUS ACT 3SU1 is the successor The preferred successor type is <<3SU1000-1CA20-0AA0>> | - | 0 | 7
3SB3000-1TA20 |  | 3SB3000-1TA20 | 1 | UN | 1 | 10 | C | D | N | N | 85389099 | 1 | 4011209576445 | 0.063 | KG | 31.92 | 31.92 | CP20 | CP20 | 22MM PLASTIC ROUND ACTUATOR: EMERGEN.-STOP MUSHR.PUSHB. 40MM LATCHING W.PULL-TO-UNLOCK MECH. WITH HOLDER RED !!! Phased-out product !!! SIRIUS ACT 3SU1 is successor Preferred successor type is >>3SU1000-1HA20-0AA0 + 3SU1500-0AA10-0AA0<< | - | 0 | 7
3SB3000-1TA20-Z | B01 | 3SB3000-1TA20-ZB01 | 1 | UN | 1 | 10 | C | D | N | N | 85389099 | 1 | 4011209691438 | 0.051 | KG | 30.4 | 30.4 | CP20 | CP20 | EMERGENCY STOP MUSHROOM PUSHBUTTON, 22 mm, round, plastic, red, 40mm, positive latching, pull-to-unlatch mechanism, Z=without holder !!! Phased-out product !!! SIRIUS ACT 3SU1 is the successor The preferred successor type is <<3SU1000-1HA20-0AA0>> | - | 0 | 7
3SB3000-1TA20-Z | B01X90 | 3SB3000-1TA20-ZB01X90 | 1 | UN | 1 | 10 | C | D | N | N | 85389099 | 20 |  | 0.11 | KG | 30.4 | 30.4 | CP20 | CP20 | EMERGENCY STOP MUSHROOM PUSHBUTTON, 22 mm, round, plastic, red, 40mm, positive latching, pull-to-unlatch mechanism, with holder, Z=20-unit pack !!! Phased-out product !!! SIRIUS ACT 3SU1 is the successor The preferred successor type is <<3SU1000-1HA20-0AA0-ZX90>> | - | 0 | 7
3SB3000-1TA20-Z | X90 | 3SB3000-1TA20-ZX90 | 1 | UN | 1 | 10 | C | D | N | N | 85389099 | 20 | 4011209691445 | 0.11 | KG | 31.92 | 31.92 | CP20 | CP20 | EMERGENCY STOP MUSHROOM PUSHBUTTON, 22 mm, round, plastic, red, 40mm, positive latching, pull-to-unlatch mechanism, with holder, Z=20-unit pack !!! Phased-out product !!! SIRIUS ACT 3SU1 is the successor The preferred successor type is <<3SU1000-1HA20-0AA0-ZX90 + 3SU1500-0AA10-0AA0>> | - | 0 | 7
3SB3000-1XA20 |  | 3SB3000-1XA20 | 1 | UN | 1 | 10 | C | D | N | N | 85389099 | 1 | 4011209437906 | 0.05 | KG | 30.12 | 30.12 | CP20 | CP20 | EMERGENCY STOP MUSHR. PUSHB., 22MM, ROUND, PLASTIC, RED, 40 MM, LATCHING, ROTATE TO UNLATCH; SHORT DESIGN, WITH HOLDER !!! Phased-out product !!! SIRIUS ACT 3SU1 is successor Preferred successor type is >>3SU1000-1LB20-0AA0 + 3SU1500-0AA10-0AA0<< | - | 0 | 7
3SB3000-1XA20-Z | B01 | 3SB3000-1XA20-ZB01 | 1 | UN | 1 | 10 | C | D | N | N | 85389099 | 1 | 4011209691322 | 0.04 | KG | 28.6 | 28.6 | CP20 | CP20 | EMERGENCY STOP MUSHROOM PUSHBUTTON, 22 mm, round, plastic, red, 40mm, positive latching, rotate-to-unlatch, short design, Z=without holder !!! Phased-out product !!! SIRIUS ACT 3SU1 is the successor The preferred successor type is <<3SU1000-1LB20-0AA0>> | - | 0 | 7
3SB3000-1YA20 |  | 3SB3000-1YA20 | 1 | UN | 1 | 10 | C | D | N | N | 83014090 | 1 | 4011209471573 | 0.095 | KG | 60.33 | 60.33 | CP20 | CP20 | 22MM PLASTIC ROUND ACTUATOR: EMERGEN.-STOP MUSHR.PUSHB. 40MM WITH RONIS KEY-OPER.SWITCH LATCHING WITH KEY-OPER.SWITCH- UNLOCKING RED LOCK NO 421 WITH HOLDER POSSIBLE SPECIAL CLOSURES: 3SB30, 3SB31, 421, !!! Phased-out product !!! SIRIUS ACT 3SU1 is successor Preferred successor type is >>3SU1000-1HF20-0AA0 + 3SU1500-0AA10-0AA0<< | - | 0 | 7
3SB3000-1YA20-Z | B01 | 3SB3000-1YA20-ZB01 | 1 | UN | 1 | 10 | C | D | N | N | 83014090 | 1 |  | 0.095 | KG | 58.81 | 58.81 | CP20 | CP20 | EMERGENCY STOP MUSHROOM PUSHBUTTON, 22 mm, round, plastic, red, 40mm, with Ronis lock, lock no. 421, positive latching, key-operated release, without holder, possible special locks: 3SB30, 3SB31, 455 !!! Phased-out product !!! SIRIUS ACT 3SU1 is the successor The preferred successor type is <<3SU1000-1HF20-0AA0>> | - | 0 | 7
3SB3000-2DA11 |  | 3SB3000-2DA11 | 1 | UN | 1 | 2 | A | D | N | N | 85389099 | 1 | 4011209029569 | 0.033 | KG | 17.77 | 17.77 | CP20 | CP20 | Selector switch, 22 mm, round, Plastic, Black, Selector switch, short, 3 switch positions I-O-II, Latching, Actuating angle 2x50 degrees, With holder !!! Phased-out product !!! Successor is SIRIUS ACT 3SU1 Preferred successor type is >>3SU1002-2BL10-0AA0 + 3SU1500-0AA10-0AA0<< |  | 0 | 7
3SB3000-2DA11-Z | B01 | 3SB3000-2DA11-ZB01 | 1 | UN | 1 | 10 | C | D | N | N | 85389099 | 1 | 4011209420472 | 0.019 | KG | 16.25 | 16.25 | CP20 | CP20 | Selector switch, 22 mm, round, plastic, black, selector switch, short, 3 switch positions I-O-II, latching, actuating angle 2x50 degrees, Z=without holder !!! Phased-out product !!! SIRIUS ACT 3SU1 is the successor The preferred successor type is <<3SU1002-2BL60-0AA0>> | - | 0 | 7
3SB3000-2DA11-Z | B01X90 | 3SB3000-2DA11-ZB01X90 | 1 | UN | 1 | 10 | C | D | N | N | 85389099 | 50 |  | 0.015 | KG | 16.25 | 16.25 | CP20 | CP20 | Selector switch, 22 mm, round, plastic, black, selector switch, short, 3 switch positions I-O-II, latching, actuating angle 2x50 degrees, Z=without holder, Z=50-unit pack !!! Phased-out product !!! SIRIUS ACT 3SU1 is the successor The preferred successor type is <<3SU1002-2BL60-0AA0-ZX90>> | - | 0 | 7
3SB3000-2DA11-Z | X90 | 3SB3000-2DA11-ZX90 | 1 | UN | 1 | 10 | C | D | N | N | 85389099 | 50 | 4011209516649 | 0.023 | KG | 17.77 | 17.77 | CP20 | CP20 | Selector switch, 22 mm, round, plastic, black, selector switch, short, 3 switch positions I-O-II, latching, actuating angle 2x50 degrees, with holder, Z=50-unit pack !!! Phased-out product !!! SIRIUS ACT 3SU1 is the successor The preferred successor type is <<3SU1002-2BL60-0AA0-ZX90 + 3SU1500-0AA10-0AA0>> | - | 0 | 7
3SB3000-2DA21 |  | 3SB3000-2DA21 | 1 | UN | 1 | 10 | C | D | N | N | 85389099 | 1 | 4011209029576 | 0.03 | KG | 17.77 | 17.77 | CP20 | CP20 | 22MM PLASTIC ROUND ACTUATOR: SELECTOR SWITCH 3 SWITCH POSITIONS I-O-II LATCHING NON-ILLUMINATED WITH HOLDER RED !!! Phased-out product !!! SIRIUS ACT 3SU1 is successor Preferred successor type is >>3SU1002-2BL20-0AA0 + 3SU1500-0AA10-0AA0<< |  | 0 | 7
3SB3000-2DA21-Z | B01 | 3SB3000-2DA21-ZB01 | 1 | UN | 1 | 10 | C | D | N | N | 85389099 | 1 | 4011209744363 | 0.017 | KG | 16.25 | 16.25 | CP20 | CP20 | Selector switch, 22 mm, round, plastic, red, selector switch, short, 3 switch positions I-O-II, latching, actuating angle 2x50 degrees, Z=without holder !!! Phased-out product !!! SIRIUS ACT 3SU1 is the successor The preferred successor type is <<3SU1002-2BL20-0AA0>> | - | 0 | 7
3SB3000-2DA41 |  | 3SB3000-2DA41 | 1 | UN | 1 | 10 | C | D | N | N | 85389099 | 1 | 4011209029583 | 0.033 | KG | 17.77 | 17.77 | CP20 | CP20 | 22MM PLASTIC ROUND ACTUATOR: SELECTOR SWITCH 3 SWITCH POSITIONS I-O-II LATCHING NON-ILLUMINATED WITH HOLDER GREEN !!! Phased-out product !!! SIRIUS ACT 3SU1 is successor Preferred successor type is >>3SU1002-2BL40-0AA0 + 3SU1500-0AA10-0AA0<< |  | 0 | 7
3SB3000-2DA41-Z | B01 | 3SB3000-2DA41-ZB01 | 1 | UN | 1 | 10 | C | D | N | N | 85389099 | 1 | 4011209744370 | 0.014 | KG | 16.25 | 16.25 | CP20 | CP20 | Selector switch, 22 mm, round, plastic, green, selector switch, short, 3 switch positions I-O-II, latching, actuating angle 2x50 degrees, Z=without holder !!! Phased-out product !!! SIRIUS ACT 3SU1 is the successor The preferred successor type is <<3SU1002-2BL40-0AA0>> | - | 0 | 7
3SB3000-2DA61 |  | 3SB3000-2DA61 | 1 | UN | 1 | 10 | C | D | N | N | 85389099 | 1 | 4011209029590 | 0.025 | KG | 17.77 | 17.77 | CP20 | CP20 | 22MM PLASTIC ROUND ACTUATOR: SELECTOR SWITCH 3 SWITCH POSITIONS I-O-II LATCHING NON-ILLUMINATED WITH HOLDER WHITE !!! Phased-out product !!! SIRIUS ACT 3SU1 is successor Preferred successor type is >>3SU1002-2BL60-0AA0 + 3SU1500-0AA10-0AA0<< |  | 0 | 7
3SB3000-2DA61-Z | B01 | 3SB3000-2DA61-ZB01 | 1 | UN | 1 | 10 | C | D | N | N | 85389099 | 1 | 4011209744387 | 0.018 | KG | 16.25 | 16.25 | CP20 | CP20 | Selector switch, 22 mm, round, plastic, white, selector switch, short, 3 switch positions I-O-II, latching, actuating angle 2x50 degrees, Z=without holder !!! Phased-out product !!! SIRIUS ACT 3SU1 is the successor The preferred successor type is <<3SU1002-2BL60-0AA0>> | - | 0 | 7
3SB3000-2EA11 |  | 3SB3000-2EA11 | 1 | UN | 1 | 2 | A | D | N | N | 85389099 | 1 | 4011209029606 | 0.027 | KG | 17.77 | 17.77 | CP20 | CP20 | Selector switch, 22 mm, round, Plastic, Black, Selector switch, short, 3 switch positions I-O-II, Momentary contact type, Actuating angle 2x50 degrees, With holder !!! Phased-out product !!! Successor is SIRIUS ACT 3SU1 Preferred successor type is >>3SU1002-2BM10-0AA0+ 3SU1500-0AA10-0AA0<< |  | 0 | 7
3SB3000-2EA11-Z | B01 | 3SB3000-2EA11-ZB01 | 1 | UN | 1 | 10 | C | D | N | N | 85389099 | 1 | 4011209409125 | 0.014 | KG | 16.25 | 16.25 | CP20 | CP20 | Selector switch, 22 mm, round, plastic, black, selector switch, short, 3 switch positions I-O-II, momentary contact type, actuating angle 2x50 degrees, Z=without holder !!! Phased-out product !!! SIRIUS ACT 3SU1 is the successor The preferred successor type is <<3SU1002-2BM60-0AA0>> | - | 0 | 7
3SB3000-2EA11-Z | B01X90 | 3SB3000-2EA11-ZB01X90 | 1 | UN | 1 | 10 | C | D | N | N | 85389099 | 50 |  | 0.015 | KG | 16.25 | 16.25 | CP20 | CP20 | Selector switch, 22 mm, round, plastic, black, selector switch, short, 3 switch positions I-O-II, momentary contact type, actuating angle 2x50 degrees, with holder, Z=50-unit pack !!! Phased-out product !!! SIRIUS ACT 3SU1 is the successor The preferred successor type is <<3SU1002-2BM60-0AA0-ZX90>> | - | 0 | 7
3SB3000-2EA11-Z | X90 | 3SB3000-2EA11-ZX90 | 1 | UN | 1 | 10 | C | D | N | N | 85389099 | 50 | 4011209745636 | 0.029 | KG | 17.77 | 17.77 | CP20 | CP20 | Selector switch, 22 mm, round, plastic, black, selector switch, short, 3 switch positions I-O-II, momentary contact type, actuating angle 2x50 degrees, with holder, Z=50-unit pack !!! Phased-out product !!! SIRIUS ACT 3SU1 is the successor The preferred successor type is <<3SU1002-2BM60-0AA0-ZX90 + 3SU1500-0AA10-0AA0>> | - | 0 | 7
3SB3000-2EA21 |  | 3SB3000-2EA21 | 1 | UN | 1 | 10 | C | D | N | N | 85389099 | 1 | 4011209029613 | 0.024 | KG | 17.77 | 17.77 | CP20 | CP20 | 22MM PLASTIC ROUND ACTUATOR: SELECTOR SWITCH 3 SWITCH POSITIONS I-O-II MOMENTARY CONTACT TYPE NON-ILLUMINATED WITH HOLDER RED !!! Phased-out product !!! SIRIUS ACT 3SU1 is successor Preferred successor type is >>3SU1002-2BM20-0AA0 + 3SU1500-0AA10-0AA0<< |  | 0 | 7
3SB3000-2EA21-Z | B01 | 3SB3000-2EA21-ZB01 | 1 | UN | 1 | 10 | C | D | N | N | 85389099 | 1 | 4011209738683 | 0.02 | KG | 16.25 | 16.25 | CP20 | CP20 | Selector switch, 22 mm, round, plastic, red, selector switch, short, 3 switch positions I-O-II, momentary contact type, actuating angle 2x50 degrees, Z=without holder !!! Phased-out product !!! SIRIUS ACT 3SU1 is the successor The preferred successor type is <<3SU1002-2BM20-0AA0>> | - | 0 | 7
3SB3000-2EA41 |  | 3SB3000-2EA41 | 1 | UN | 1 | 10 | C | D | N | N | 85389099 | 1 | 4011209029620 | 0.025 | KG | 17.77 | 17.77 | CP20 | CP20 | 22MM PLASTIC ROUND ACTUATOR: SELECTOR SWITCH 3 SWITCH POSITIONS I-O-II MOMENTARY CONTACT TYPE NON-ILLUMINATED WITH HOLDER GREEN !!! Phased-out product !!! SIRIUS ACT 3SU1 is successor Preferred successor type is >>3SU1002-2BM40-0AA0 + 3SU1500-0AA10-0AA0<< |  | 0 | 7
3SB3000-2EA41-Z | B01 | 3SB3000-2EA41-ZB01 | 1 | UN | 1 | 10 | C | D | N | N | 85389099 | 1 | 4011209744424 | 0.018 | KG | 16.25 | 16.25 | CP20 | CP20 | Selector switch, 22 mm, round, plastic, green, selector switch, short, 3 switch positions I-O-II, momentary contact type, actuating angle 2x50 degrees, Z=without holder !!! Phased-out product !!! SIRIUS ACT 3SU1 is the successor The preferred successor type is <<3SU1002-2BM40-0AA0>> | - | 0 | 7
3SB3000-2EA61 |  | 3SB3000-2EA61 | 1 | UN | 1 | 10 | C | D | N | N | 85389099 | 1 | 4011209029637 | 0.023 | KG | 17.77 | 17.77 | CP20 | CP20 | 22MM PLASTIC ROUND ACTUATOR: SELECTOR SWITCH 3 SWITCH POSITIONS I-O-II MOMENTARY CONTACT TYPE NON-ILLUMINATED WITH HOLDER WHITE !!! Phased-out product !!! SIRIUS ACT 3SU1 is successor Preferred successor type is >>3SU1002-2BM60-0AA0 + 3SU1500-0AA10-0AA0<< |  | 0 | 7
3SB3000-2EA61-Z | B01 | 3SB3000-2EA61-ZB01 | 1 | UN | 1 | 10 | C | D | N | N | 85389099 | 1 | 4011209450882 | 0.011 | KG | 16.25 | 16.25 | CP20 | CP20 | Selector switch, 22 mm, round, plastic, white, selector switch, short, 3 switch positions I-O-II, momentary contact type, actuating angle 2x50 degrees, Z=without holder !!! Phased-out product !!! SIRIUS ACT 3SU1 is the successor The preferred successor type is <<3SU1002-2BM60-0AA0>> | - | 0 | 7
3SB3000-2FA11 |  | 3SB3000-2FA11 | 1 | UN | 1 | 10 | C | D | N | N | 85389099 | 1 | 4011209215030 | 0.024 | KG | 17.96 | 17.96 | CP20 | CP20 | Selector switch, 22 mm, round, Plastic, Black, Selector switch, short, 3 switch positions I-O-II, Left latching, Right momentary contact type, Actuating angle 2x50 degrees, With holder !!! Phased-out product !!! Successor is SIRIUS ACT 3SU1 Preferred successor type is >>3SU1002-2BN10-0AA0 + 3SU1500-0AA10-0AA0<< | - | 0 | 7
3SB3000-2FA11-Z | B01 | 3SB3000-2FA11-ZB01 | 1 | UN | 1 | 10 | C | D | N | N | 85389099 | 1 | 4011209449657 | 0.013 | KG | 16.44 | 16.44 | CP20 | CP20 | Selector switch, 22 mm, round, plastic, black, selector switch, short, 3 switch positions I-O-II, left latching, right momentary contact type, actuating angle 2x50 degrees, Z=without holder !!! Phased-out product !!! SIRIUS ACT 3SU1 is the successor The preferred successor type is <<3SU1002-2BN60-0AA0>> | - | 0 | 7
3SB3000-2FA21 |  | 3SB3000-2FA21 | 1 | UN | 1 | 10 | C | D | N | N | 85389099 | 1 | 4011209215917 | 0.022 | KG | 17.96 | 17.96 | CP20 | CP20 | 22MM PLASTIC ROUND ACTUATOR: SELECTOR SWITCH 3 SWITCH POSITIONS I-O-II LEFT LATCH.,RI.MOMEN.CONT.TYPE NON-ILLUMINATED WITH HOLDER RED !!! Phased-out product !!! SIRIUS ACT 3SU1 is successor Preferred successor type is >>3SU1002-2BN20-0AA0 + 3SU1500-0AA10-0AA0<< | - | 0 | 7
3SB3000-2FA21-Z | B01 | 3SB3000-2FA21-ZB01 | 1 | UN | 1 | 10 | C | D | N | N | 85389099 | 1 |  | 0.029 | KG | 16.44 | 16.44 | CP20 | CP20 | Selector switch, 22 mm, round, plastic, red, selector switch, short, 3 switch positions I-O-II, left latching, right momentary contact type, actuating angle 2x50 degrees, without holder !!! Phased-out product !!! SIRIUS ACT 3SU1 is the successor The preferred successor type is <<3SU1002-2BN20-0AA0>> | - | 0 | 7
3SB3000-2FA41 |  | 3SB3000-2FA41 | 1 | UN | 1 | 10 | C | D | N | N | 85389099 | 1 | 4011209215900 | 0.024 | KG | 17.96 | 17.96 | CP20 | CP20 | 22MM PLASTIC ROUND ACTUATOR: SELECTOR SWITCH 3 SWITCH POSITIONS I-O-II LEFT LATCH.,RI.MOMEN.CONT.TYPE NON-ILLUMINATED WITH HOLDER GREEN !!! Phased-out product !!! SIRIUS ACT 3SU1 is successor Preferred successor type is >>3SU1002-2BN40-0AA0 + | - | 0 | 7
3SB3000-2FA41-Z | B01 | 3SB3000-2FA41-ZB01 | 1 | UN | 1 | 10 | C | D | N | N | 85389099 | 1 |  | 0.028 | KG | 16.44 | 16.44 | CP20 | CP20 | Selector switch, 22 mm, round, plastic, green, selector switch, short, 3 switch positions I-O-II, left latching, right momentary contact type, actuating angle 2x50 degrees, without holder !!! Phased-out product !!! SIRIUS ACT 3SU1 is the successor The preferred successor type is <<3SU1002-2BN40-0AA0>> | - | 0 | 7
3SB3000-2FA61 |  | 3SB3000-2FA61 | 1 | UN | 1 | 10 | C | D | N | N | 85389099 | 1 | 4011209215894 | 0.045 | KG | 17.96 | 17.96 | CP20 | CP20 | 22MM PLASTIC ROUND ACTUATOR: SELECTOR SWITCH 3 SWITCH POSITIONS I-O-II LEFT LATCH.,RI.MOMEN.CONT.TYPE NON-ILLUMINATED WITH HOLDER WHITE !!! Phased-out product !!! SIRIUS ACT 3SU1 is successor Preferred successor type is >>3SU1002-2BN60-0AA0 + | - | 0 | 7
3SB3000-2FA61-Z | B01 | 3SB3000-2FA61-ZB01 | 1 | UN | 1 | 10 | C | D | N | N | 85389099 | 1 | 4011209516786 | 0.049 | KG | 16.44 | 16.44 | CP20 | CP20 | Selector switch, 22 mm, round, plastic, white, selector switch, short, 3 switch positions I-O-II, left latching, right momentary contact type, actuating angle 2x50 degrees, Z=without holder !!! Phased-out product !!! SIRIUS ACT 3SU1 is the successor The preferred successor type is <<3SU1002-2BN60-0AA0>> | - | 0 | 7
3SB3000-2FA61-Z | B01X90 | 3SB3000-2FA61-ZB01X90 | 1 | UN | 1 | 10 | C | D | N | N | 85389099 | 50 |  | 0.03 | KG | 16.44 | 16.44 | CP20 | CP20 | Selector switch, 22 mm, round, plastic, white, selector switch, short, 3 switch positions I-O-II, left latching, right momentary contact type, actuating angle 2x50 degrees, with holder, Z=50-unit pack !!! Phased-out product !!! SIRIUS ACT 3SU1 is the successor The preferred successor type is <<3SU1002-2BN60-0AA0-ZX90>> | - | 0 | 7
3SB3000-2FA61-Z | X90 | 3SB3000-2FA61-ZX90 | 1 | UN | 1 | 10 | C | D | N | N | 85389099 | 50 | 4011209745643 | 0.03 | KG | 17.96 | 17.96 | CP20 | CP20 | Selector switch, 22 mm, round, plastic, white, selector switch, short, 3 switch positions I-O-II, left latching, right momentary contact type, actuating angle 2x50 degrees, with holder, Z=50-unit pack !!! Phased-out product !!! SIRIUS ACT 3SU1 is the successor The preferred successor type is <<3SU1002-2BN60-0AA0-ZX90 + 3SU1500-0AA10-0AA0>> | - | 0 | 7
3SB3000-2GA11 |  | 3SB3000-2GA11 | 1 | UN | 1 | 2 | A | D | N | N | 85389099 | 1 | 4011209215047 | 0.029 | KG | 17.96 | 17.96 | CP20 | CP20 | Selector switch, 22 mm, round, Plastic, Black, Selector switch, short, 3 switch positions I-O-II, Left momentary contact type, Latching on the right, Actuating angle 2x50 degrees, With holder !!! Phased-out product !!! Successor is SIRIUS ACT 3SU1 Preferred successor type is >>3SU1002-2BP10-0AA0 + 3SU1500-0AA10-0AA0<< | - | 0 | 7
3SB3000-2GA11-Z | B01 | 3SB3000-2GA11-ZB01 | 1 | UN | 1 | 10 | C | D | N | N | 85389099 | 1 | 4011209493346 | 0.012 | KG | 16.44 | 16.44 | CP20 | CP20 | Selector switch, 22 mm, round, plastic, black, selector switch, short, 3 switch positions I-O-II, left momentary contact type, right latching, actuating angle 2x50 degrees, Z=without holder !!! Phased-out product !!! SIRIUS ACT 3SU1 is the successor The preferred successor type is <<3SU1002-2BP60-0AA0>> | - | 0 | 7
3SB3000-2GA21 |  | 3SB3000-2GA21 | 1 | UN | 1 | 10 | C | D | N | N | 85389099 | 1 | 4011209215887 | 0.024 | KG | 17.96 | 17.96 | CP20 | CP20 | 22MM PLASTIC ROUND ACTUATOR: SELECTOR SWITCH 3 SWITCH POSITIONS I-O-II RIGHT LATCH.,LE.MOMEN.CONT.TYPE NON-ILLUMINATED WITH HOLDER RED !!! Phased-out product !!! SIRIUS ACT 3SU1 is successor Preferred successor type is >>3SU1002-2BP20-0AA0 + 3SU1500-0AA10-0AA0<< | - | 0 | 7
3SB3000-2GA21-Z | B01 | 3SB3000-2GA21-ZB01 | 1 | UN | 1 | 10 | C | D | N | N | 85389099 | 1 | 4011209848061 | 0.034 | KG | 16.44 | 16.44 | CP20 | CP20 | Selector switch, 22 mm, round, plastic, red, selector switch, short, 3 switch positions I-O-II, left momentary contact type, right latching, actuating angle 2x50 degrees, Z=without holder !!! Phased-out product !!! SIRIUS ACT 3SU1 is the successor The preferred successor type is <<3SU1002-2BP20-0AA0>> | - | 0 | 7
3SB3000-2GA21-Z | B01X90 | 3SB3000-2GA21-ZB01X90 | 1 | UN | 1 | 10 | C | D | N | N | 85389099 | 50 |  | 0.03 | KG | 16.44 | 16.44 | CP20 | CP20 | Selector switch, 22 mm, round, plastic, red, selector switch, short, 3 switch positions I-O-II, left momentary contact type, right latching, actuating angle 2x50 degrees, with holder, Z=50-unit pack !!! Phased-out product !!! SIRIUS ACT 3SU1 is the successor The preferred successor type is <<3SU1002-2BP20-0AA0-ZX90>> | - | 0 | 7
3SB3000-2GA21-Z | X90 | 3SB3000-2GA21-ZX90 | 1 | UN | 1 | 10 | C | D | N | N | 85389099 | 50 | 4011209526587 | 0.03 | KG | 17.96 | 17.96 | CP20 | CP20 | Selector switch, 22 mm, round, plastic, red, selector switch, short, 3 switch positions I-O-II, left momentary contact type, right latching, actuating angle 2x50 degrees, with holder, Z=50-unit pack !!! Phased-out product !!! SIRIUS ACT 3SU1 is the successor The preferred successor type is <<3SU1002-2BP20-0AA0-ZX90 + 3SU1500-0AA10-0AA0>> | - | 0 | 7
3SB3000-2GA41 |  | 3SB3000-2GA41 | 1 | UN | 1 | 10 | C | D | N | N | 85389099 | 1 | 4011209215870 | 0.023 | KG | 17.96 | 17.96 | CP20 | CP20 | 22MM PLASTIC ROUND ACTUATOR: SELECTOR SWITCH 3 SWITCH POSITIONS I-O-II RIGHT LATCH.,LE.MOMEN.CONT.TYPE NON-ILLUMINATED WITH HOLDER GREEN !!! Phased-out product !!! SIRIUS ACT 3SU1 is successor Preferred successor type is >>3SU1002-2BP40-0AA0 + | - | 0 | 7
3SB3000-2GA41-Z | B01 | 3SB3000-2GA41-ZB01 | 1 | UN | 1 | 10 | C | D | N | N | 85389099 | 1 |  | 0.017 | KG | 16.44 | 16.44 | CP20 | CP20 | Selector switch, 22 mm, round, plastic, green, selector switch, short, 3 switch positions I-O-II, left momentary contact type, right latching, actuating angle 2x50 degrees, without holder !!! Phased-out product !!! SIRIUS ACT 3SU1 is the successor The preferred successor type is <<3SU1002-2BP40-0AA0>> | - | 0 | 7
3SB3000-2GA61 |  | 3SB3000-2GA61 | 1 | UN | 1 | 10 | C | D | N | N | 85389099 | 1 | 4011209215863 | 0.029 | KG | 17.96 | 17.96 | CP20 | CP20 | 22MM PLASTIC ROUND ACTUATOR: SELECTOR SWITCH 3 SWITCH POSITIONS I-O-II RIGHT LATCH.,LE.MOMEN.CONT.TYPE NON-ILLUMINATED WITH HOLDER WHITE !!! Phased-out product !!! SIRIUS ACT 3SU1 is successor Preferred successor type is >>3SU1002-2BP60-0AA0 + | - | 0 | 7
3SB3000-2GA61-Z | B01 | 3SB3000-2GA61-ZB01 | 1 | UN | 1 | 10 | C | D | N | N | 85389099 | 1 | 4011209492172 | 0.024 | KG | 16.44 | 16.44 | CP20 | CP20 | Selector switch, 22 mm, round, plastic, white, selector switch, short, 3 switch positions I-O-II, left momentary contact type, right latching, actuating angle 2x50 degrees, Z=without holder !!! Phased-out product !!! SIRIUS ACT 3SU1 is the successor The preferred successor type is <<3SU1002-2BP60-0AA0>> | - | 0 | 7
3SB3000-2HA11 |  | 3SB3000-2HA11 | 1 | UN | 1 | 10 | C | D | N | N | 85389099 | 1 | 4011209186439 | 0.024 | KG | 17.96 | 17.96 | CP20 | CP20 | Toggle switch, 22 mm, round, plastic, black, knob, short, 2 switch positions O-I, latching, actuating angle 90 degrees, 10/2 o'clock with holder !!! Phased-out product !!! Successor is SIRIUS ACT 3SU1 Preferred successor type is >>3SU1002-2BF10-0AA0 + 3SU1500-0AA10-0AA0<< | - | 0 | 7
3SB3000-2HA11-Z | B01 | 3SB3000-2HA11-ZB01 | 1 | UN | 1 | 10 | C | D | N | N | 85389099 | 1 | 4011209427211 | 0.013 | KG | 16.44 | 16.44 | CP20 | CP20 | Selector switch, 22 mm, round, plastic, black, selector switch, short, 2 switch positions O-I, latching, actuating angle 90 degrees, 10/14 hours Z=without holder !!! Phased-out product !!! SIRIUS ACT 3SU1 is the successor The preferred successor type is <<3SU1002-2BF60-0AA0>> | - | 0 | 7
3SB3000-2HA21 |  | 3SB3000-2HA21 | 1 | UN | 1 | 10 | C | D | N | N | 85389099 | 1 | 4011209186446 | 0.021 | KG | 17.96 | 17.96 | CP20 | CP20 | 22MM PLASTIC ROUND ACTUATOR: SELECTOR SWITCH 2 SWITCH POSITIONS O-I LATCHING NON-ILLUMINATED WITH HOLDER RED !!! Phased-out product !!! SIRIUS ACT 3SU1 is successor Preferred successor type is >>3SU1002-2BF20-0AA0 + 3SU1500-0AA10-0AA0<< | - | 0 | 7
3SB3000-2HA21-Z | B01 | 3SB3000-2HA21-ZB01 | 1 | UN | 1 | 10 | C | D | N | N | 85389099 | 1 | 4011209744462 | 0.012 | KG | 16.44 | 16.44 | CP20 | CP20 | Selector switch, 22 mm, round, plastic, red, selector switch, short, 2 switch positions O-I, latching, actuating angle 90 degrees, 10/14 hundred hours Z=without holder !!! Phased-out product !!! SIRIUS ACT 3SU1 is the successor The preferred successor type is <<3SU1002-2BF20-0AA0>> | - | 0 | 7
3SB3000-2HA41 |  | 3SB3000-2HA41 | 1 | UN | 1 | 10 | C | D | N | N | 85389099 | 1 | 4011209186453 | 0.024 | KG | 17.96 | 17.96 | CP20 | CP20 | 22MM PLASTIC ROUND ACTUATOR: SELECTOR SWITCH 2 SWITCH POSITIONS O-I LATCHING NON-ILLUMINATED WITH HOLDER GREEN !!! Phased-out product !!! SIRIUS ACT 3SU1 is successor Preferred successor type is >>3SU1002-2BF40-0AA0 + 3SU1500-0AA10-0AA0<< | - | 0 | 7
3SB3000-2HA41-Z | B01 | 3SB3000-2HA41-ZB01 | 1 | UN | 1 | 10 | C | D | N | N | 85389099 | 1 | 4011209476271 | 0.013 | KG | 16.44 | 16.44 | CP20 | CP20 | Selector switch, 22 mm, round, plastic, green, selector switch, short, 2 switch positions O-I, latching, actuating angle 90 degrees, 10/14 hundred hours Z=without holder !!! Phased-out product !!! SIRIUS ACT 3SU1 is the successor The preferred successor type is <<3SU1002-2BF40-0AA0>> | - | 0 | 7
3SB3000-2HA61 |  | 3SB3000-2HA61 | 1 | UN | 1 | 10 | C | D | N | N | 85389099 | 1 | 4011209186460 | 0.021 | KG | 17.96 | 17.96 | CP20 | CP20 | 22MM PLASTIC ROUND ACTUATOR: SELECTOR SWITCH 2 SWITCH POSITIONS O-I LATCHING NON-ILLUMINATED WITH HOLDER WHITE !!! Phased-out product !!! SIRIUS ACT 3SU1 is successor Preferred successor type is >>3SU1002-2BF60-0AA0 + 3SU1500-0AA10-0AA0<< | - | 0 | 7
3SB3000-2HA61-Z | B01 | 3SB3000-2HA61-ZB01 | 1 | UN | 1 | 10 | C | D | N | N | 85389099 | 1 |  | 0.019 | KG | 16.44 | 16.44 | CP20 | CP20 | Selector switch, 22 mm, round, plastic, white, selector switch, short, 2 switch positions O-I, latching, actuating angle 90 degrees, 10/14 hundred hours without holder !!! Phased-out product !!! SIRIUS ACT 3SU1 is the successor The preferred successor type is <<3SU1002-2BF60-0AA0>> | - | 0 | 7
3SB3000-2KA11 |  | 3SB3000-2KA11 | 1 | UN | 1 | 2 | A | D | N | N | 85389099 | 1 | 4011209315013 | 0.025 | KG | 17.77 | 17.77 | CP20 | CP20 | Toggle switch, 22 mm, round, plastic, black, knob, short, 2 switch positions O-I, latching, actuating angle 50 degrees, 11/1 o'clock, with holder !!! Phased-out product !!! Successor is SIRIUS ACT 3SU1 Preferred successor type is >>3SU1002-2BF10-0AA0 + 3SU1500-0AA10-0AA0<< |  | 0 | 7
3SB3000-2KA11-Z | B01 | 3SB3000-2KA11-ZB01 | 1 | UN | 1 | 10 | C | D | N | N | 85389099 | 1 | 4011209410558 | 0.014 | KG | 16.25 | 16.25 | CP20 | CP20 | Selector switch, 22 mm, round, plastic, black, selector switch, short, 2 switch positions O-I, latching, actuating angle 50 degrees, 11/13 hundred hours, Z=without holder !!! Phased-out product !!! SIRIUS ACT 3SU1 is the successor The preferred successor type is <<3SU1002-2BF60-0AA0>> | - | 0 | 7
3SB3000-2KA11-Z | B01X90 | 3SB3000-2KA11-ZB01X90 | 1 | UN | 1 | 10 | C | D | N | N | 85389099 | 50 | 4011209532373 | 0.014 | KG | 16.25 | 16.25 | CP20 | CP20 | Selector switch, 22 mm, round, plastic, black, selector switch, short, 2 switch positions O-I, latching, actuating angle 50 degrees, 11/13 hundred hours, Z=without holder, Z=50-unit pack !!! Phased-out product !!! SIRIUS ACT 3SU1 is the successor The preferred successor type is <<3SU1002-2BF60-0AA0-ZX90>> | - | 0 | 7
3SB3000-2KA11-Z | X90 | 3SB3000-2KA11-ZX90 | 1 | UN | 1 | 10 | C | D | N | N | 85389099 | 50 | 4011209516670 | 0.026 | KG | 17.77 | 17.77 | CP20 | CP20 | Selector switch, 22 mm, round, plastic, black, selector switch, short, 2 switch positions O-I, latching, actuating angle 50 degrees, 11/13 hundred hours, with holder, Z=50-unit pack !!! Phased-out product !!! SIRIUS ACT 3SU1 is the successor The preferred successor type is <<3SU1002-2BF60-0AA0-ZX90 + 3SU1500-0AA10-0AA0>> | - | 0 | 7
3SB3000-2KA21 |  | 3SB3000-2KA21 | 1 | UN | 1 | 10 | C | D | N | N | 85389099 | 1 | 4011209316584 | 0.024 | KG | 17.77 | 17.77 | CP20 | CP20 | 22MM PLASTIC ROUND ACTUATOR: SELECTOR SWITCH 2 SWITCH POSITIONS O-I LATCHING NON-ILLUMINATED WITH HOLDER RED !!! Phased-out product !!! SIRIUS ACT 3SU1 is successor Preferred successor type is >>3SU1002-2BF20-0AA0 + 3SU1500-0AA10-0AA0<< |  | 0 | 7
3SB3000-2KA21-Z | B01 | 3SB3000-2KA21-ZB01 | 1 | UN | 1 | 10 | C | D | N | N | 85389099 | 1 | 4011209744295 | 0.02 | KG | 16.25 | 16.25 | CP20 | CP20 | Selector switch, 22 mm, round, plastic, red, selector switch, short, 2 switch positions O-I, latching, actuating angle 50 degrees, 11/13 hundred hours, Z=without holder !!! Phased-out product !!! SIRIUS ACT 3SU1 is the successor The preferred successor type is <<3SU1002-2BF20-0AA0>> | - | 0 | 7
3SB3000-2KA41 |  | 3SB3000-2KA41 | 1 | UN | 1 | 10 | C | D | N | N | 85389099 | 1 | 4011209315730 | 0.024 | KG | 17.77 | 17.77 | CP20 | CP20 | 22MM PLASTIC ROUND ACTUATOR: SELECTOR SWITCH 2 SWITCH POSITIONS O-I LATCHING NON-ILLUMINATED WITH HOLDER GREEN !!! Phased-out product !!! SIRIUS ACT 3SU1 is successor Preferred successor type is >>3SU1002-2BF40-0AA0 + 3SU1500-0AA10-0AA0<< |  | 0 | 7
3SB3000-2KA41-Z | B01 | 3SB3000-2KA41-ZB01 | 1 | UN | 1 | 10 | C | D | N | N | 85389099 | 1 | 4011209523630 | 0.017 | KG | 16.25 | 16.25 | CP20 | CP20 | Selector switch, 22 mm, round, plastic, green, selector switch, short, 2 switch positions O-I, latching, actuating angle 50 degrees, 11/13 hundred hours, Z=without holder !!! Phased-out product !!! SIRIUS ACT 3SU1 is the successor The preferred successor type is <<3SU1002-2BF40-0AA0>> | - | 0 | 7
3SB3000-2KA61 |  | 3SB3000-2KA61 | 1 | UN | 1 | 10 | C | D | N | N | 85389099 | 1 | 4011209315051 | 0.025 | KG | 17.77 | 17.77 | CP20 | CP20 | 22MM PLASTIC ROUND ACTUATOR: SELECTOR SWITCH 2 SWITCH POSITIONS O-I LATCHING NON-ILLUMINATED WITH HOLDER WHITE !!! Phased-out product !!! SIRIUS ACT 3SU1 is successor Preferred successor type is >>3SU1002-2BF60-0AA0 + 3SU1500-0AA10-0AA0<< |  | 0 | 7
3SB3000-2KA61-Z | B01 | 3SB3000-2KA61-ZB01 | 1 | UN | 1 | 10 | C | D | N | N | 85389099 | 1 | 4011209848092 | 0.013 | KG | 16.25 | 16.25 | CP20 | CP20 | Selector switch, 22 mm, round, plastic, white, selector switch, short, 2 switch positions O-I, latching, actuating angle 50 degrees, 11/13 hundred hours, Z=without holder !!! Phased-out product !!! SIRIUS ACT 3SU1 is the successor The preferred successor type is <<3SU1002-2BF60-0AA0>> | - | 0 | 7
3SB3000-2LA11 |  | 3SB3000-2LA11 | 1 | UN | 1 | 2 | A | D | N | N | 85389099 | 1 | 4011209315082 | 0.024 | KG | 17.77 | 17.77 | CP20 | CP20 | 22MM PLASTIC ROUND ACTUATOR: SELECTOR SWITCH 2 SWITCH POSITIONS O-I MOMENTARY CONTACT TYPE NON-ILLUMINATED WITH HOLDER BLACK !!! Phased-out product !!! SIRIUS ACT 3SU1 is successor Preferred successor type is >>3SU1002-2BC60-0AA0 + 3SU1500-0AA10-0AA0<< |  | 0 | 7
3SB3000-2LA11-Z | B01 | 3SB3000-2LA11-ZB01 | 1 | UN | 1 | 10 | C | D | N | N | 85389099 | 1 | 4011209437920 | 0.014 | KG | 16.25 | 16.25 | CP20 | CP20 | Selector switch, 22 mm, round, plastic, black, selector switch, short, 2 switch positions O-I, momentary contact type, actuating angle 50 degrees, 11/13 hundred hours, Z=without holder !!! Phased-out product !!! SIRIUS ACT 3SU1 is the successor The preferred successor type is <<3SU1002-2BC60-0AA0>> | - | 0 | 7
3SB3000-2LA21 |  | 3SB3000-2LA21 | 1 | UN | 1 | 10 | C | D | N | N | 85389099 | 1 | 4011209316591 | 0.023 | KG | 17.77 | 17.77 | CP20 | CP20 | 22MM PLASTIC ROUND ACTUATOR: SELECTOR SWITCH 2 SWITCH POSITIONS O-I MOMENTARY CONTACT TYPE NON-ILLUMINATED WITH HOLDER RED !!! Phased-out product !!! SIRIUS ACT 3SU1 is successor Preferred successor type is >>3SU1002-2BC20-0AA0 + 3SU1500-0AA10-0AA0<< |  | 0 | 7
3SB3000-2LA21-Z | B01 | 3SB3000-2LA21-ZB01 | 1 | UN | 1 | 10 | C | D | N | N | 85389099 | 1 | 4011209744325 | 0.018 | KG | 16.25 | 16.25 | CP20 | CP20 | Selector switch, 22 mm, round, plastic, red, selector switch, short, 2 switch positions O-I, momentary contact type, actuating angle 50 degrees, 11/13 hundred hours, Z=without holder !!! Phased-out product !!! SIRIUS ACT 3SU1 is the successor The preferred successor type is <<3SU1002-2BC20-0AA0>> | - | 0 | 7
3SB3000-2LA41 |  | 3SB3000-2LA41 | 1 | UN | 1 | 10 | C | D | N | N | 85389099 | 1 | 4011209316607 | 0.013 | KG | 17.77 | 17.77 | CP20 | CP20 | 22MM PLASTIC ROUND ACTUATOR: SELECTOR SWITCH 2 SWITCH POSITIONS O-I MOMENTARY CONTACT TYPE NON-ILLUMINATED WITH HOLDER GREEN !!! Phased-out product !!! SIRIUS ACT 3SU1 is successor Preferred successor type is >>3SU1002-2BC40-0AA0 + 3SU1500-0AA10-0AA0<< |  | 0 | 7
3SB3000-2LA41-Z | B01 | 3SB3000-2LA41-ZB01 | 1 | UN | 1 | 10 | C | D | N | N | 85389099 | 1 | 4011209744332 | 0.017 | KG | 16.25 | 16.25 | CP20 | CP20 | Selector switch, 22 mm, round, plastic, green, selector switch, short, 2 switch positions O-I, momentary contact type, actuating angle 50 degrees, 11/13 hundred hours, Z=without holder !!! Phased-out product !!! SIRIUS ACT 3SU1 is the successor The preferred successor type is <<3SU1002-2BC40-0AA0>> | - | 0 | 7
3SB3000-2LA61 |  | 3SB3000-2LA61 | 1 | UN | 1 | 10 | C | D | N | N | 85389099 | 1 | 4011209316614 | 0.046 | KG | 17.77 | 17.77 | CP20 | CP20 | 22MM PLASTIC ROUND ACTUATOR: SELECTOR SWITCH 2 SWITCH POSITIONS O-I MOMENTARY CONTACT TYPE NON-ILLUMINATED WITH HOLDER WHITE !!! Phased-out product !!! SIRIUS ACT 3SU1 is successor Preferred successor type is >>3SU1002-2BC60-0AA0 + 3SU1500-0AA10-0AA0<< |  | 0 | 7
3SB3000-2LA61-Z | B01 | 3SB3000-2LA61-ZB01 | 1 | UN | 1 | 10 | C | D | N | N | 85389099 | 1 | 4011209744349 | 0.014 | KG | 16.25 | 16.25 | CP20 | CP20 | Selector switch, 22 mm, round, plastic, white, selector switch, short, 2 switch positions O-I, momentary contact type, actuating angle 50 degrees, 11/13 hundred hours, Z=without holder !!! Phased-out product !!! SIRIUS ACT 3SU1 is the successor The preferred successor type is <<3SU1002-2BC60-0AA0>> | - | 0 | 7
3SB3000-2NA11 |  | 3SB3000-2NA11 | 1 | UN | 1 | 10 | C | D | N | N | 85389099 | 1 | 4011209414884 | 0.024 | KG | 19 | 19 | CP20 | CP20 | Toggle switch, 22 mm, round, plastic, black, inscription: O-I, knob, short, 2 switch positions O-I, latching, actuating angle 50 degrees, 12/2 o'clock, with holder !!! Phased-out product !!! Successor is SIRIUS ACT 3SU1 Preferred successor type is >>3SU1002-2BF10-0AA0 + 3SU1500-0AA10-0AA0<< | - | 0 | 7
3SB3000-2NA11-Z | B01 | 3SB3000-2NA11-ZB01 | 1 | UN | 1 | 10 | C | D | N | N | 85389099 | 1 |  | 0.011 | KG | 17.48 | 17.48 | CP20 | CP20 | Selector switch, 22 mm, round, plastic, black, inscription: O-I, selector switch, short, 2 switch positions O-I, latching, actuating angle 50 degrees, 12/14 hundred hours, without holder !!! Phased-out product !!! SIRIUS ACT 3SU1 is the successor The preferred successor type is <<3SU1002-2BF60-0AA0>> | - | 0 | 7
3SB3000-2PA11 |  | 3SB3000-2PA11 | 1 | UN | 1 | 10 | C | D | N | N | 85389099 | 1 | 4011209827189 | 0.025 | KG | 17.58 | 17.58 | CP20 | CP20 | ACTUATOR, ROUND SELECTOR SWITCH O-I, LATCHING OPERATING ANGLE 50 DEGR BLACK POSITION 0 AT 9 O'CLOCK WITH HOLDER, NON ILLUMINATED !!! Phased-out product !!! SIRIUS ACT 3SU1 is successor Preferred successor type is >>3SU1002-2AF60-0AA0 + 3SU1500-0AA10-0AA0<< | - | 0 | 7
3SB3000-2PA11-Z | B01 | 3SB3000-2PA11-ZB01 | 1 | UN | 1 | 10 | C | D | N | N | 85389099 | 1 | 4011209738706 | 0.06 | KG | 16.06 | 16.06 | CP20 | CP20 | Selector switch. 22 mm round, plastic, black, knob, short, 2 switch positions O-I, latching, actuating angle 50Â°, 9/11 o'clock, Z=Without holder ! Phased-out product! Successor ist SIRIUS ACT 3SU1 Preferred successor type is <<3SU1002-2BF10-0AA0>> | - | 0 | 7
3SB3000-2PA21 |  | 3SB3000-2PA21 | 1 | UN | 1 | 10 | C | D | N | N | 85389099 | 1 | 4011209827196 | 0.029 | KG | 17.58 | 17.58 | CP20 | CP20 | ACTUATOR PUSHBUTTON KNOB, O-I, MAINTAINED CONT.TYPE OPERATING ANGLE 50 DEGR RED 0 POSITION AT 9 O'CLOCK W/HOLDER, NOT ILLUMINATED !!! Phased-out product !!! SIRIUS ACT 3SU1 is successor Preferred successor type is >>3SU1002-2BF20-0AA0 + 3SU1500-0AA10-0AA0<< | - | 0 | 7
3SB3000-2PA21-Z | B01 | 3SB3000-2PA21-ZB01 | 1 | UN | 1 | 10 | C | D | N | N | 85389099 | 1 | 4011209738669 | 0.017 | KG | 16.06 | 16.06 | CP20 | CP20 | Selector switch, 22 mm, round, plastic, red, selector switch, short, 2 switch positions O-I, latching, actuating angle 50 degrees, 9/11 hundred hours, Z=without holder !!! Phased-out product !!! SIRIUS ACT 3SU1 is the successor The preferred successor type is <<3SU1002-2BF20-0AA0>> | - | 0 | 7
3SB3000-2PA41 |  | 3SB3000-2PA41 | 1 | UN | 1 | 10 | C | D | N | N | 85389099 | 1 | 4011209827202 | 0.013 | KG | 17.58 | 17.58 | CP20 | CP20 | ACTUATOR PUSHBUTTON KNOB, O-I, MAINTAINED CONT.TYPE OPERATING ANGLE 50 DEGR GREEN 0 POSITION AT 9 O'CLOCK W/HOLDER, NOT ILLUMINATED !!! Phased-out product !!! SIRIUS ACT 3SU1 is successor Preferred successor type is >>3SU1002-2BF40-0AA0 + 3SU1500-0AA10-0AA0<< | - | 0 | 7
3SB3000-2PA41-Z | B01 | 3SB3000-2PA41-ZB01 | 1 | UN | 1 | 10 | C | D | N | N | 85389099 | 1 | 4011209774681 | 0.023 | KG | 16.06 | 16.06 | CP20 | CP20 | Selector switch, 22 mm, round, plastic, green, selector switch, short, 2 switch positions O-I, latching, actuating angle 50 degrees, 9/11 hundred hours, Z=without holder !!! Phased-out product !!! SIRIUS ACT 3SU1 is the successor The preferred successor type is <<3SU1002-2BF40-0AA0>> | - | 0 | 7
3SB3000-2QA21 |  | 3SB3000-2QA21 | 1 | UN | 1 | 10 | C | D | N | N | 85389099 | 1 |  | 0.03 | KG | 17.58 | 17.58 | CP20 | CP20 | ACTUATOR PUSHBUTTON KNOB, O-I, TASTEND OPERATING ANGLE 50 DEGR RED 0 POSITION AT 9 O'CLOCK W/HOLDER, NOT ILLUMINATED !!! Phased-out product !!! SIRIUS ACT 3SU1 is successor Preferred successor type is >>3SU1002-2BC20-0AA0 + 3SU1500-0AA10-0AA0<< | - | 0 | 7
3SB3000-2QA21-Z | B01 | 3SB3000-2QA21-ZB01 | 1 | UN | 1 | 10 | C | D | N | N | 85389099 | 1 | 4011209738676 | 0.017 | KG | 16.06 | 16.06 | CP20 | CP20 | Selector switch, 22 mm, round, plastic, red, selector switch, short, 2 switch positions O-I, momentary contact type, actuating angle 50 degrees, 9/11 hundred hours, Z=without holder !!! Phased-out product !!! SIRIUS ACT 3SU1 is the successor The preferred successor type is <<3SU1002-2BC20-0AA0>> | - | 0 | 7
3SB3000-2QA41 |  | 3SB3000-2QA41 | 1 | UN | 1 | 10 | C | D | N | N | 85389099 | 1 |  | 0.03 | KG | 17.58 | 17.58 | CP20 | CP20 | ACTUATOR PUSHBUTTON KNOB, O-I, TASTEND OPERATING ANGLE 50 DEGR GREEN 0 POSITION AT 9 O'CLOCK W/HOLDER, NOT ILLUMINATED !!! Phased-out product !!! SIRIUS ACT 3SU1 is successor Preferred successor type is >>3SU1002-2BC40-0AA0 + 3SU1500-0AA10-0AA0<< | - | 0 | 7
3SB3000-2QA41-Z | B01 | 3SB3000-2QA41-ZB01 | 1 | UN | 1 | 10 | C | D | N | N | 85389099 | 1 | 4011209738638 | 0.02 | KG | 16.06 | 16.06 | CP20 | CP20 | Selector switch, 22 mm, round, plastic, green, selector switch, short, 2 switch positions O-I, momentary contact type, actuating angle 50 degrees, 9/11 hundred hours, Z=without holder !!! Phased-out product !!! SIRIUS ACT 3SU1 is the successor The preferred successor type is <<3SU1002-2BC40-0AA0>> | - | 0 | 7
3SB3000-2RA21 |  | 3SB3000-2RA21 | 1 | UN | 1 | 10 | C | D | N | N | 85389099 | 1 |  | 0.03 | KG | 17.58 | 17.58 | CP20 | CP20 | ACTUATOR PUSHBUTTON KNOB, I-0-II, TASTEND OPERATING ANGLE 2 X 50 DEGR RED 0 POSITION AT 9 O'CLOCK W/HOLDER, NOT ILLUMINATED !!! Phased-out product !!! SIRIUS ACT 3SU1 is successor Preferred successor type is >>3SU1002-2BM20-0AA0 + 3SU1500-0AA10-0AA0<< | - | 0 | 7
3SB3000-2RA21-Z | B01 | 3SB3000-2RA21-ZB01 | 1 | UN | 1 | 10 | C | D | N | N | 85389099 | 1 | 4011209738690 | 0.02 | KG | 16.06 | 16.06 | CP20 | CP20 | Selector switch, 22 mm, round, plastic, red, selector switch, short, 3 switch positions I-O-II, momentary contact type, actuating angle 50 degrees, 9/11 hundred hours, Z=without holder !!! Phased-out product !!! SIRIUS ACT 3SU1 is the successor The preferred successor type is <<3SU1002-2BM20-0AA0>> | - | 0 | 7
3SB3000-2RA41 |  | 3SB3000-2RA41 | 1 | UN | 1 | 10 | C | D | N | N | 85389099 | 1 |  | 0.03 | KG | 17.58 | 17.58 | CP20 | CP20 | ACTUATOR PUSHBUTTON KNOB, I-0-II, TASTEND OPERATING ANGLE 2 X 50 DEGR GREEN 0 POSITION AT 9 O'CLOCK W/HOLDER, NOT ILLUMINATED !!! Phased-out product !!! SIRIUS ACT 3SU1 is successor Preferred successor type is >>3SU1002-2BM40-0AA0 + 3SU1500-0AA10-0AA0<< | - | 0 | 7
3SB3000-2RA41-Z | B01 | 3SB3000-2RA41-ZB01 | 1 | UN | 1 | 10 | C | D | N | N | 85389099 | 1 | 4011209738652 | 0.033 | KG | 16.06 | 16.06 | CP20 | CP20 | Selector switch, 22 mm, round, plastic, green, selector switch, short, 3 switch positions I-O-II, momentary contact type, actuating angle 50 degrees, 9/11 hundred hours, Z=without holder !!! Phased-out product !!! SIRIUS ACT 3SU1 is the successor The preferred successor type is <<3SU1002-2BM40-0AA0>> | - | 0 | 7
3SB3000-3AG01 |  | 3SB3000-3AG01 | 1 | UN | 1 | 10 | C | D | N | N | 83014090 | 1 | 4011209202030 | 0.123 | KG | 58.14 | 58.14 | CP20 | CP20 | 22MM PLASTIC ROUND ACTUATOR: OMR KEY-OPER.SWITCH W. 2 KEYS 2 SWITCH POSITIONS O-I LATCHING LOCK NO 73038, REMOVAL POS. O WITH HOLDER LIGHT BLUE !!! Phased-out product !!! SIRIUS ACT 3SU1 is successor Preferred successor type is >>3SU1000-4GF01-0AA0 + 3SU1500-0AA10-0AA0<< | - | 0 | 7
3SB3000-3AG01-Z | B01 | 3SB3000-3AG01-ZB01 | 1 | UN | 1 | 10 | C | D | N | N | 83014090 | 1 |  | 0.126 | KG | 56.62 | 56.62 | CP20 | CP20 | Key-operated switch O.M.R, 22 mm, round, plastic, lock no. 73038, blue, with 2 keys, 2 switch positions O-I, latching, actuating angle 50 degrees, 12/14 hundred hours, key removal O, without holder !!! Phased-out product !!! SIRIUS ACT 3SU1 is the successor The preferred successor type is <<3SU1000-4GF01-0AA0>> | - | 0 | 7
3SB3000-3AG11 |  | 3SB3000-3AG11 | 1 | UN | 1 | 10 | C | D | N | N | 83014090 | 1 | 4011209195981 | 0.12 | KG | 58.14 | 58.14 | CP20 | CP20 | 22MM PLASTIC ROUND ACTUATOR: OMR KEY-OPER.SWITCH W. 2 KEYS 2 SWITCH POSITIONS O-I LATCHING LOCK NO 73038, REMOVAL POS. O+I WITH HOLDER LIGHT BLUE !!! Phased-out product !!! SIRIUS ACT 3SU1 is successor Preferred successor type is >>3SU1000-4GF11-0AA0 + 3SU1500-0AA10-0AA0<< | - | 0 | 7
3SB3000-3AG11-Z | B01 | 3SB3000-3AG11-ZB01 | 1 | UN | 1 | 10 | C | D | N | N | 83014090 | 1 | 4011209496217 | 0.116 | KG | 56.62 | 56.62 | CP20 | CP20 | Key-operated switch O.M.R, 22 mm, round, plastic, lock no. 73038, blue, with 2 keys, 2 switch positions O-I, latching, actuating angle 50 degrees, 12/14 hundred hours, key removal O+I, Z=without holder !!! Phased-out product !!! SIRIUS ACT 3SU1 is the successor The preferred successor type is <<3SU1000-4GF11-0AA0>> | - | 0 | 7
3SB3000-3AH01 |  | 3SB3000-3AH01 | 1 | UN | 1 | 10 | C | D | N | N | 83014090 | 1 | 4011209193710 | 0.12 | KG | 58.14 | 58.14 | CP20 | CP20 | 22MM PLASTIC ROUND ACTUATOR: OMR KEY-OPER.SWITCH W. 2 KEYS 2 SWITCH POSITIONS O-I LATCHING LOCK NO 73037, REMOVAL POS. O WITH HOLDER RED !!! Phased-out product !!! SIRIUS ACT 3SU1 is successor Preferred successor type is >>3SU1000-4FF01-0AA0 + 3SU1500-0AA10-0AA0<< | - | 0 | 7
3SB3000-3AH01-Z | B01 | 3SB3000-3AH01-ZB01 | 1 | UN | 1 | 10 | C | D | N | N | 83014090 | 1 |  | 0.116 | KG | 56.62 | 56.62 | CP20 | CP20 | Key-operated switch O.M.R, 22 mm, round, plastic, lock no. 73037, red, with 2 keys, 2 switch positions O-I, latching, actuating angle 50 degrees, 12/14 hundred hours, key removal O, without holder !!! Phased-out product !!! SIRIUS ACT 3SU1 is the successor The preferred successor type is <<3SU1000-4FF01-0AA0>> | - | 0 | 7
3SB3000-3AH11 |  | 3SB3000-3AH11 | 1 | UN | 1 | 10 | C | D | N | N | 83014090 | 1 | 4011209215856 | 0.125 | KG | 58.14 | 58.14 | CP20 | CP20 | 22MM PLASTIC ROUND ACTUATOR: OMR KEY-OPER.SWITCH W. 2 KEYS 2 SWITCH POSITIONS O-I LATCHING LOCK NO 73037, REMOVAL POS. O+I WITH HOLDER RED !!! Phased-out product !!! SIRIUS ACT 3SU1 is successor Preferred successor type is >>3SU1000-4FF11-0AA0 + 3SU1500-0AA10-0AA0<< | - | 0 | 7
3SB3000-3AH11-Z | B01 | 3SB3000-3AH11-ZB01 | 1 | UN | 1 | 10 | C | D | N | N | 83014090 | 1 | 4011209744547 | 0.109 | KG | 56.62 | 56.62 | CP20 | CP20 | Key-operated switch O.M.R, 22 mm, round, plastic, lock no. 73037, red, with 2 keys, 2 switch positions O-I, latching, actuating angle 50 degrees, 12/14 hundred hours, key removal O+I, Z=without holder !!! Phased-out product !!! SIRIUS ACT 3SU1 is the successor The preferred successor type is <<3SU1000-4FF11-0AA0>> | - | 0 | 7
3SB3000-3AJ01 |  | 3SB3000-3AJ01 | 1 | UN | 1 | 10 | C | D | N | N | 83014090 | 1 | 4011209215832 | 0.125 | KG | 58.14 | 58.14 | CP20 | CP20 | 22MM PLASTIC ROUND ACTUATOR: OMR KEY-OPER.SWITCH W. 2 KEYS 2 SWITCH POSITIONS O-I LATCHING LOCK NO 73034, REMOVAL POS. O WITH HOLDER BLACK !!! Phased-out product !!! SIRIUS ACT 3SU1 is successor Preferred successor type is >>3SU1000-4HF01-0AA0 + 3SU1500-0AA10-0AA0<< | - | 0 | 7
3SB3000-3AJ01-Z | B01 | 3SB3000-3AJ01-ZB01 | 1 | UN | 1 | 10 | C | D | N | N | 83014090 | 1 | 4011209519084 | 0.126 | KG | 56.62 | 56.62 | CP20 | CP20 | Key-operated switch O.M.R, 22 mm, round, plastic, lock no. 73034, black, with 2 keys, 2 switch positions O-I, latching, actuating angle 50 degrees, 12/14 hundred hours, key removal O, Z=without holder !!! Phased-out product !!! SIRIUS ACT 3SU1 is the successor The preferred successor type is <<3SU1000-4HF01-0AA0>> | - | 0 | 7
3SB3000-3AJ11 |  | 3SB3000-3AJ11 | 1 | UN | 1 | 10 | C | D | N | N | 83014090 | 1 | 4011209203730 | 0.123 | KG | 58.14 | 58.14 | CP20 | CP20 | 22MM PLASTIC ROUND ACTUATOR: OMR KEY-OPER.SWITCH W. 2 KEYS 2 SWITCH POSITIONS O-I LATCHING LOCK NO 73034, REMOVAL POS. O+I WITH HOLDER BLACK !!! Phased-out product !!! SIRIUS ACT 3SU1 is successor Preferred successor type is >>3SU1000-4HF11-0AA0 + 3SU1500-0AA10-0AA0<< | - | 0 | 7
3SB3000-3AJ11-Z | B01 | 3SB3000-3AJ11-ZB01 | 1 | UN | 1 | 10 | C | D | N | N | 83014090 | 1 | 4011209744592 | 0.114 | KG | 56.62 | 56.62 | CP20 | CP20 | Key-operated switch O.M.R, 22 mm, round, plastic, lock no. 73034, black, with 2 keys, 2 switch positions O-I, latching, actuating angle 50 degrees, 12/14 hundred hours, key removal O+I, Z=without holder !!! Phased-out product !!! SIRIUS ACT 3SU1 is the successor The preferred successor type is <<3SU1000-4HF11-0AA0>> | - | 0 | 7
3SB3000-3AJ21 |  | 3SB3000-3AJ21 | 1 | UN | 1 | 10 | C | D | N | N | 83014090 | 1 | 4011209215825 | 0.12 | KG | 58.14 | 58.14 | CP20 | CP20 | 22MM PLASTIC ROUND ACTUATOR: OMR KEY-OPER.SWITCH W. 2 KEYS 2 SWITCH POSITIONS O-I LATCHING LOCK NO 73034, REMOVAL POS. I WITH HOLDER BLACK !!! Phased-out product !!! SIRIUS ACT 3SU1 is successor Preferred successor type is >>3SU1000-4HF21-0AA0 + 3SU1500-0AA10-0AA0<< | - | 0 | 7
3SB3000-3AJ21-Z | B01 | 3SB3000-3AJ21-ZB01 | 1 | UN | 1 | 10 | C | D | N | N | 83014090 | 1 |  | 0.127 | KG | 56.62 | 56.62 | CP20 | CP20 | Key-operated switch O.M.R, 22 mm, round, plastic, lock no. 73034, black, with 2 keys, 2 switch positions O-I, latching, actuating angle 50 degrees, 12/14 hundred hours, key removal I, without holder !!! Phased-out product !!! SIRIUS ACT 3SU1 is the successor The preferred successor type is <<3SU1000-4HF21-0AA0>> | - | 0 | 7
3SB3000-3AK01 |  | 3SB3000-3AK01 | 1 | UN | 1 | 10 | C | D | N | N | 83014090 | 1 | 4011209215818 | 0.124 | KG | 58.14 | 58.14 | CP20 | CP20 | 22MM PLASTIC ROUND ACTUATOR: OMR KEY-OPER.SWITCH W. 2 KEYS 2 SWITCH POSITIONS O-I LATCHING LOCK NO 73033, REMOVAL POS. O WITH HOLDER YELLOW !!! Phased-out product !!! SIRIUS ACT 3SU1 is successor Preferred successor type is >>3SU1000-4JF01-0AA0 + 3SU1500-0AA10-0AA0<< | - | 0 | 7
3SB3000-3AK01-Z | B01 | 3SB3000-3AK01-ZB01 | 1 | UN | 1 | 10 | C | D | N | N | 83014090 | 1 | 4011209744578 | 0.195 | KG | 56.62 | 56.62 | CP20 | CP20 | Key-operated switch O.M.R, 22 mm, round, plastic, lock no. 73033, yellow, with 2 keys, 2 switch positions O-I, latching, actuating angle 50 degrees, 12/14 hundred hours, key removal O, Z=without holder !!! Phased-out product !!! SIRIUS ACT 3SU1 is the successor The preferred successor type is <<3SU1000-4JF01-0AA0>> | - | 0 | 7
3SB3000-3AK11 |  | 3SB3000-3AK11 | 1 | UN | 1 | 10 | C | D | N | N | 83014090 | 1 | 4011209215801 | 0.12 | KG | 58.14 | 58.14 | CP20 | CP20 | 22MM PLASTIC ROUND ACTUATOR: OMR KEY-OPER.SWITCH W. 2 KEYS 2 SWITCH POSITIONS O-I LATCHING LOCK NO 73033, REMOVAL POS. O+I WITH HOLDER YELLOW !!! Phased-out product !!! SIRIUS ACT 3SU1 is successor Preferred successor type is >>3SU1000-4JF11-0AA0 + 3SU1500-0AA10-0AA0<< | - | 0 | 7
3SB3000-3AK11-Z | B01 | 3SB3000-3AK11-ZB01 | 1 | UN | 1 | 10 | C | D | N | N | 83014090 | 1 | 4011209744585 | 0.111 | KG | 56.62 | 56.62 | CP20 | CP20 | Key-operated switch O.M.R, 22 mm, round, plastic, lock no. 73033, yellow, with 2 keys, 2 switch positions O-I, latching, actuating angle 50 degrees, 12/14 hundred hours, key removal O+I, Z=without holder !!! Phased-out product !!! SIRIUS ACT 3SU1 is the successor The preferred successor type is <<3SU1000-4JF11-0AA0>> | - | 0 | 7
3SB3000-3BG01 |  | 3SB3000-3BG01 | 1 | UN | 1 | 10 | C | D | N | N | 83014090 | 1 | 4011209215788 | 0.13 | KG | 58.14 | 58.14 | CP20 | CP20 | 22MM PLASTIC ROUND ACTUATOR: OMR KEY-OPER.SWITCH W. 2 KEYS 2 SWITCH POSITIONS O-I MOMENTARY CONTACT TYPE LOCK NO 73038, REMOVAL POS. O WITH HOLDER LIGHT BLUE !!! Phased-out product !!! SIRIUS ACT 3SU1 is successor Preferred successor type is >>3SU1000-4GC01-0AA0 + | - | 0 | 7
3SB3000-3BG01-Z | B01 | 3SB3000-3BG01-ZB01 | 1 | UN | 1 | 10 | C | D | N | N | 83014090 | 1 | 4011209744523 | 0.107 | KG | 56.62 | 56.62 | CP20 | CP20 | Key-operated switch O.M.R, 22 mm, round, plastic, lock no. 73038, blue, with 2 keys, 2 switch positions O-I, momentary contact type, actuating angle 50 degrees, 12/14 hundred hours, key removal O, Z=without holder !!! Phased-out product !!! SIRIUS ACT 3SU1 is the successor The preferred successor type is <<3SU1000-4GC01-0AA0>> | - | 0 | 7
3SB3000-3BH01 |  | 3SB3000-3BH01 | 1 | UN | 1 | 10 | C | D | N | N | 83014090 | 1 | 4011209214682 | 0.12 | KG | 58.14 | 58.14 | CP20 | CP20 | 22MM PLASTIC ROUND ACTUATOR: OMR KEY-OPER.SWITCH W. 2 KEYS 2 SWITCH POSITIONS O-I MOMENTARY CONTACT TYPE LOCK NO 73037, REMOVAL POS. O WITH HOLDER RED !!! Phased-out product !!! SIRIUS ACT 3SU1 is successor Preferred successor type is >>3SU1000-4FC01-0AA0 + | - | 0 | 7
3SB3000-3BH01-Z | B01 | 3SB3000-3BH01-ZB01 | 1 | UN | 1 | 10 | C | D | N | N | 83014090 | 1 | 4011209744554 | 0.113 | KG | 56.62 | 56.62 | CP20 | CP20 | Key-operated switch O.M.R, 22 mm, round, plastic, lock no. 73037, red, with 2 keys, 2 switch positions O-I, momentary contact type, actuating angle 50 degrees, 12/14 hundred hours, key removal O, Z=without holder !!! Phased-out product !!! SIRIUS ACT 3SU1 is the successor The preferred successor type is <<3SU1000-4FC01-0AA0>> | - | 0 | 7
3SB3000-3BJ01 |  | 3SB3000-3BJ01 | 1 | UN | 1 | 10 | C | D | N | N | 83014090 | 1 | 4011209206786 | 0.126 | KG | 58.14 | 58.14 | CP20 | CP20 | 22MM PLASTIC ROUND ACTUATOR: OMR KEY-OPER.SWITCH W. 2 KEYS 2 SWITCH POSITIONS O-I MOMENTARY CONTACT TYPE LOCK NO 73034, REMOVAL POS. O WITH HOLDER BLACK !!! Phased-out product !!! SIRIUS ACT 3SU1 is successor Preferred successor type is >>3SU1000-4HC01-0AA0 + | - | 0 | 7
3SB3000-3BJ01-Z | B01 | 3SB3000-3BJ01-ZB01 | 1 | UN | 1 | 10 | C | D | N | N | 83014090 | 1 | 4011209744608 | 0.14 | KG | 56.62 | 56.62 | CP20 | CP20 | Key-operated switch O.M.R, 22 mm, round, plastic, lock no. 73034, black, with 2 keys, 2 switch positions O-I, momentary contact type, actuating angle 50 degrees, 12/14 hundred hours, key removal O, Z=without holder !!! Phased-out product !!! SIRIUS ACT 3SU1 is the successor The preferred successor type is <<3SU1000-4HC01-0AA0>> | - | 0 | 7
3SB3000-3BK01 |  | 3SB3000-3BK01 | 1 | UN | 1 | 10 | C | D | N | N | 83014090 | 1 | 4011209198159 | 0.126 | KG | 58.14 | 58.14 | CP20 | CP20 | 22MM PLASTIC ROUND ACTUATOR: OMR KEY-OPER.SWITCH W. 2 KEYS 2 SWITCH POSITIONS O-I MOMENTARY CONTACT TYPE LOCK NO 73033, REMOVAL POS. O WITH HOLDER YELLOW !!! Phased-out product !!! SIRIUS ACT 3SU1 is successor Preferred successor type is >>3SU1000-4JC01-0AA0 + | - | 0 | 7
3SB3000-3BK01-Z | B01 | 3SB3000-3BK01-ZB01 | 1 | UN | 1 | 10 | C | D | N | N | 83014090 | 1 | 4011209466333 | 0.116 | KG | 56.62 | 56.62 | CP20 | CP20 | Key-operated switch O.M.R, 22 mm, round, plastic, lock no. 73033, yellow, with 2 keys, 2 switch positions O-I, momentary contact type, actuating angle 50 degrees, 12/14 hundred hours, key removal O, Z=without holder !!! Phased-out product !!! SIRIUS ACT 3SU1 is the successor The preferred successor type is <<3SU1000-4JC01-0AA0>> | - | 0 | 7
3SB3000-3DG01 |  | 3SB3000-3DG01 | 1 | UN | 1 | 10 | C | D | N | N | 83014090 | 1 | 4011209215771 | 0.125 | KG | 58.14 | 58.14 | CP20 | CP20 | 22MM PLASTIC ROUND ACTUATOR: OMR KEY-OPER.SWITCH W. 2 KEYS 3 SWITCH POSITIONS I-O-II LATCHING LOCK NO 73038, REMOVAL POS. O WITH HOLDER LIGHT BLUE !!! Phased-out product !!! SIRIUS ACT 3SU1 is successor Preferred successor type is >>3SU1000-4GL01-0AA0 + 3SU1500-0AA10-0AA0<< | - | 0 | 7
3SB3000-3DG01-Z | B01 | 3SB3000-3DG01-ZB01 | 1 | UN | 1 | 10 | C | D | N | N | 83014090 | 1 |  | 0.126 | KG | 56.62 | 56.62 | CP20 | CP20 | Key-operated switch O.M.R, 22 mm, round, plastic, lock no. 73038, blue, with 2 keys, 3 switch positions I-O-II, latching, actuating angle 2x50 degrees, key removal O, without holder !!! Phased-out product !!! SIRIUS ACT 3SU1 is the successor The preferred successor type is <<3SU1000-4GL01-0AA0>> | - | 0 | 7
3SB3000-3DG11 |  | 3SB3000-3DG11 | 1 | UN | 1 | 10 | C | D | N | N | 83014090 | 1 | 4011209200005 | 0.12 | KG | 58.14 | 58.14 | CP20 | CP20 | 22MM PLASTIC ROUND ACTUATOR: OMR KEY-OPER.SWITCH W. 2 KEYS 3 SWITCH POSITIONS I-O-II LATCHING LOCK NO 73038,REM. POS. I+O+II WITH HOLDER LIGHT BLUE !!! Phased-out product !!! SIRIUS ACT 3SU1 is successor Preferred successor type is >>3SU1000-4GL11-0AA0 + | - | 0 | 7
3SB3000-3DG11-Z | B01 | 3SB3000-3DG11-ZB01 | 1 | UN | 1 | 10 | C | D | N | N | 83014090 | 1 | 4011209447462 | 0.124 | KG | 56.62 | 56.62 | CP20 | CP20 | Key-operated switch O.M.R, 22 mm, round, plastic, lock no. 73038, blue, with 2 keys, 3 switch positions I-O-II, latching, actuating angle 2x50 degrees, key removal I+O+II, Z=without holder !!! Phased-out product !!! SIRIUS ACT 3SU1 is the successor The preferred successor type is <<3SU1000-4GL11-0AA0>> | - | 0 | 7
3SB3000-3DH01 |  | 3SB3000-3DH01 | 1 | UN | 1 | 10 | C | D | N | N | 83014090 | 1 | 4011209215757 | 0.13 | KG | 58.14 | 58.14 | CP20 | CP20 | 22MM PLASTIC ROUND ACTUATOR: OMR KEY-OPER.SWITCH W. 2 KEYS 3 SWITCH POSITIONS I-O-II LATCHING LOCK NO 73037, REMOVAL POS. O WITH HOLDER RED !!! Phased-out product !!! SIRIUS ACT 3SU1 is successor Preferred successor type is >>3SU1000-4FL01-0AA0 + 3SU1500-0AA10-0AA0<< | - | 0 | 7
3SB3000-3DH01-Z | B01 | 3SB3000-3DH01-ZB01 | 1 | UN | 1 | 10 | C | D | N | N | 83014090 | 1 | 4011209744561 | 0.08 | KG | 56.62 | 56.62 | CP20 | CP20 | Key-operated switch O.M.R, 22 mm, round, plastic, lock no. 73037, red, with 2 keys, 3 switch positions I-O-II, latching, actuating angle 2x50 degrees, key removal O, Z=without holder !!! Phased-out product !!! SIRIUS ACT 3SU1 is the successor The preferred successor type is <<3SU1000-4FL01-0AA0>> | - | 0 | 7
3SB3000-3DH51 |  | 3SB3000-3DH51 | 1 | UN | 1 | 10 | C | D | N | N | 83014090 | 1 | 4011209419674 | 0.121 | KG | 58.14 | 58.14 | CP20 | CP20 | 22MM PLASTIC ROUND ACTUATOR: OMR KEY-OPER.SWITCH W. 2 KEYS 3 SWITCH POSITIONS I-O-II LATCHING LOCK NO 73037, REMOVAL POS. I+O WITH HOLDER RED !!! Phased-out product !!! SIRIUS ACT 3SU1 is successor Preferred successor type is >>3SU1000-4FL51-0AA0 + 3SU1500-0AA10-0AA0<< | - | 0 | 7
3SB3000-3DH51-Z | B01 | 3SB3000-3DH51-ZB01 | 1 | UN | 1 | 10 | C | D | N | N | 83014090 | 1 |  | 0.126 | KG | 56.62 | 56.62 | CP20 | CP20 | Key-operated switch O.M.R, 22 mm, round, plastic, lock no. 73037, red, with 2 keys, 3 switch positions I-O-II, latching, actuating angle 2x50 degrees, key removal O+I, without holder !!! Phased-out product !!! SIRIUS ACT 3SU1 is the successor The preferred successor type is <<3SU1000-4FL51-0AA0>> | - | 0 | 7
3SB3000-3DJ01 |  | 3SB3000-3DJ01 | 1 | UN | 1 | 10 | C | D | N | N | 83014090 | 1 | 4011209215726 | 0.12 | KG | 58.14 | 58.14 | CP20 | CP20 | 22MM PLASTIC ROUND ACTUATOR: OMR KEY-OPER.SWITCH W. 2 KEYS 3 SWITCH POSITIONS I-O-II LATCHING LOCK NO 73034, REMOVAL POS. O WITH HOLDER BLACK !!! Phased-out product !!! SIRIUS ACT 3SU1 is successor Preferred successor type is >>3SU1000-4HL01-0AA0 + 3SU1500-0AA10-0AA0<< | - | 0 | 7
3SB3000-3DJ01-Z | B01 | 3SB3000-3DJ01-ZB01 | 1 | UN | 1 | 10 | C | D | N | N | 83014090 | 1 |  | 0.146 | KG | 56.62 | 56.62 | CP20 | CP20 | Key-operated switch O.M.R, 22 mm, round, plastic, lock no. 73034, black, with 2 keys, 3 switch positions I-O-II, latching, actuating angle 2x50 degrees, key removal O, without holder !!! Phased-out product !!! SIRIUS ACT 3SU1 is the successor The preferred successor type is <<3SU1000-4HL01-0AA0>> | - | 0 | 7
3SB3000-3DJ11 |  | 3SB3000-3DJ11 | 1 | UN | 1 | 10 | C | D | N | N | 83014090 | 1 | 4011209215719 | 0.125 | KG | 58.14 | 58.14 | CP20 | CP20 | 22MM PLASTIC ROUND ACTUATOR: OMR KEY-OPER.SWITCH W. 2 KEYS 3 SWITCH POSITIONS I-O-II LATCHING LOCK NO 73034,REMOV.POS.I+O+II WITH HOLDER BLACK !!! Phased-out product !!! SIRIUS ACT 3SU1 is successor Preferred successor type is >>3SU1000-4HL11-0AA0 + | - | 0 | 7
3SB3000-3DJ11-Z | B01 | 3SB3000-3DJ11-ZB01 | 1 | UN | 1 | 10 | C | D | N | N | 83014090 | 1 |  | 0.12 | KG | 56.62 | 56.62 | CP20 | CP20 | Key-operated switch O.M.R, 22 mm, round, plastic, lock no. 73034, black, with 2 keys, 3 switch positions I-O-II, latching, actuating angle 2x50 degrees, key removal I+O+II, without holder !!! Phased-out product !!! SIRIUS ACT 3SU1 is the successor The preferred successor type is <<3SU1000-4HL11-0AA0>> | - | 0 | 7
3SB3000-3DK11 |  | 3SB3000-3DK11 | 1 | UN | 1 | 10 | C | D | N | N | 83014090 | 1 | 4011209215689 | 0.128 | KG | 58.14 | 58.14 | CP20 | CP20 | 22MM PLASTIC ROUND ACTUATOR: OMR KEY-OPER.SWITCH W. 2 KEYS 3 SWITCH POSITIONS I-O-II LATCHING LOCK NO 73033,REMOV.POS.I+O+II WITH HOLDER YELLOW !!! Phased-out product !!! SIRIUS ACT 3SU1 is successor Preferred successor type is >>3SU1000-4JL11-0AA0 + | - | 0 | 7
3SB3000-3DK11-Z | B01 | 3SB3000-3DK11-ZB01 | 1 | UN | 1 | 10 | C | D | N | N | 83014090 | 1 |  | 0.127 | KG | 56.62 | 56.62 | CP20 | CP20 | Key-operated switch O.M.R, 22 mm, round, plastic, lock no. 73033, yellow, with 2 keys, 3 switch positions I-O-II, latching, actuating angle 2x50 degrees, key removal I+O+II, without holder !!! Phased-out product !!! SIRIUS ACT 3SU1 is the successor The preferred successor type is <<3SU1000-4JL11-0AA0>> | - | 0 | 7
3SB3000-3EH01 |  | 3SB3000-3EH01 | 1 | UN | 1 | 10 | C | D | N | N | 83014090 | 1 | 4011209215658 | 0.13 | KG | 58.14 | 58.14 | CP20 | CP20 | 22MM PLASTIC ROUND ACTUATOR: OMR KEY-OPER.SWITCH W. 2 KEYS 3 SWITCH POSITIONS I-O-II MOMENTARY CONTACT TYPE LOCK NO 73037, REMOVAL POS. O WITH HOLDER RED !!! Phased-out product !!! SIRIUS ACT 3SU1 is successor Preferred successor type is >>3SU1000-4FM01-0AA0 + | - | 0 | 7
3SB3000-3EH01-Z | B01 | 3SB3000-3EH01-ZB01 | 1 | UN | 1 | 10 | C | D | N | N | 83014090 | 1 |  | 0.128 | KG | 56.62 | 56.62 | CP20 | CP20 | Key-operated switch O.M.R, 22 mm, round, plastic, lock no. 73037, red, with 2 keys, 3 switch positions I-O-II, momentary contact type, actuating angle 2x50 degrees, key removal O, without holder !!! Phased-out product !!! SIRIUS ACT 3SU1 is the successor The preferred successor type is <<3SU1000-4FM01-0AA0>> | - | 0 | 7
3SB3000-3EJ01 |  | 3SB3000-3EJ01 | 1 | UN | 1 | 10 | C | D | N | N | 83014090 | 1 | 4011209215641 | 0.17 | KG | 58.14 | 58.14 | CP20 | CP20 | 22MM PLASTIC ROUND ACTUATOR: OMR KEY-OPER.SWITCH W. 2 KEYS 3 SWITCH POSITIONS I-O-II MOMENTARY CONTACT TYPE LOCK NO 73034, REMOVAL POS. O WITH HOLDER BLACK !!! Phased-out product !!! SIRIUS ACT 3SU1 is successor Preferred successor type is >>3SU1000-4HM01-0AA0 + | - | 0 | 7
3SB3000-3EJ01-Z | B01 | 3SB3000-3EJ01-ZB01 | 1 | UN | 1 | 10 | C | D | N | N | 83014090 | 1 |  | 0.125 | KG | 56.62 | 56.62 | CP20 | CP20 | Key-operated switch O.M.R, 22 mm, round, plastic, lock no. 73034, black, with 2 keys, 3 switch positions I-O-II, momentary contact type, actuating angle 2x50 degrees, key removal O, without holder !!! Phased-out product !!! SIRIUS ACT 3SU1 is the successor The preferred successor type is <<3SU1000-4HM01-0AA0>> | - | 0 | 7
3SB3000-3FG01 |  | 3SB3000-3FG01 | 1 | UN | 1 | 10 | C | D | N | N | 83014090 | 1 | 4011209306264 | 0.126 | KG | 58.14 | 58.14 | CP20 | CP20 | 22MM PLASTIC ROUND ACTUATOR: OMR KEY-OPER.SWITCH W. 2 KEYS 3 SWITCH POSITIONS I-O-II LEFT LATCH.,RI.MOMEN.CONT.TYPE LOCK NO 73038, REMOVAL POS. O WITH HOLDER LIGHT BLUE !!! Phased-out product !!! SIRIUS ACT 3SU1 is successor Preferred successor type is >>3SU1000-4GN01-0AA0 + | - | 0 | 7
3SB3000-3FG01-Z | B01 | 3SB3000-3FG01-ZB01 | 1 | UN | 1 | 10 | C | D | N | N | 83014090 | 1 |  | 0.126 | KG | 56.62 | 56.62 | CP20 | CP20 | Key-operated switch O.M.R, 22 mm, round, plastic, lock no. 73038, blue, with 2 keys, 3 switch positions I-O-II, left latching, right momentary contact type, actuating angle 2x50 degrees, key removal O, without holder !!! Phased-out product !!! SIRIUS ACT 3SU1 is the successor The preferred successor type is <<3SU1000-4GN01-0AA0>> | - | 0 | 7
3SB3000-3FJ21 |  | 3SB3000-3FJ21 | 1 | UN | 1 | 10 | C | D | N | N | 83014090 | 1 | 4011209224902 | 0.124 | KG | 58.14 | 58.14 | CP20 | CP20 | 22MM PLASTIC ROUND ACTUATOR: OMR KEY-OPER.SWITCH W. 2 KEYS 3 SWITCH POSITIONS I-O-II LEFT LATCH.,RI.MOMEN.CONT.TYPE LOCK NO 73034, REMOVAL POS. I WITH HOLDER BLACK !!! Phased-out product !!! SIRIUS ACT 3SU1 is successor Preferred successor type is >>3SU1000-4HN21-0AA0 + | - | 0 | 7
3SB3000-3FJ21-Z | B01 | 3SB3000-3FJ21-ZB01 | 1 | UN | 1 | 10 | C | D | N | N | 83014090 | 1 |  | 0.124 | KG | 56.62 | 56.62 | CP20 | CP20 | Key-operated switch O.M.R, 22 mm, round, plastic, lock no. 73034, black, with 2 keys, 3 switch positions I-O-II, left latching, right momentary contact type, actuating angle 2x50 degrees, key removal I, without holder !!! Phased-out product !!! SIRIUS ACT 3SU1 is the successor The preferred successor type is <<3SU1000-4HN21-0AA0>> | - | 0 | 7
3SB3000-3GG01 |  | 3SB3000-3GG01 | 1 | UN | 1 | 10 | C | D | N | N | 83014090 | 1 | 4011209226340 | 0.127 | KG | 58.14 | 58.14 | CP20 | CP20 | 22MM PLASTIC ROUND ACTUATOR: OMR KEY-OPER.SWITCH W. 2 KEYS 3 SWITCH POSITIONS I-O-II RIGHT LATCH.,LE.MOMEN.CONT.TYPE LOCK NO 73038, REMOVAL POS. O WITH HOLDER LIGHT BLUE !!! Phased-out product !!! SIRIUS ACT 3SU1 is successor Preferred successor type is >>3SU1000-5BP01-0AA0 + | - | 0 | 7
3SB3000-3GG01-Z | B01 | 3SB3000-3GG01-ZB01 | 1 | UN | 1 | 10 | C | D | N | N | 83014090 | 1 |  | 0.127 | KG | 56.62 | 56.62 | CP20 | CP20 | Key-operated switch O.M.R, 22 mm, round, plastic, lock no. 73038, blue, with 2 keys, 3 switch positions I-O-II, left momentary contact type, right latching, actuating angle 2x50 degrees, key removal O, without holder !!! Phased-out product !!! SIRIUS ACT 3SU1 is the successor The preferred successor type is <<3SU1000-5BP01-0AA0>> | - | 0 | 7
3SB3000-3GH31 |  | 3SB3000-3GH31 | 1 | UN | 1 | 10 | C | D | N | N | 83014090 | 1 | 4011209226319 | 0.126 | KG | 58.14 | 58.14 | CP20 | CP20 | 22MM PLASTIC ROUND ACTUATOR: OMR KEY-OPER.SWITCH W. 2 KEYS 3 SWITCH POSITIONS I-O-II RIGHT LATCH.,LE.MOMEN.CONT.TYPE LOCK NO 73037, REMOVAL POS. II WITH HOLDER RED !!! Phased-out product !!! SIRIUS ACT 3SU1 is successor Preferred successor type is >>3SU1000-5BP01-0AA0 + | - | 0 | 7
3SB3000-3GH31-Z | B01 | 3SB3000-3GH31-ZB01 | 1 | UN | 1 | 10 | C | D | N | N | 83014090 | 1 |  | 0.126 | KG | 56.62 | 56.62 | CP20 | CP20 | Key-operated switch O.M.R, 22 mm, round, plastic, lock no. 73037, red, with 2 keys, 3 switch positions I-O-II, left momentary contact type, right latching, actuating angle 2x50 degrees, key removal II, without holder !!! Phased-out product !!! SIRIUS ACT 3SU1 is the successor The preferred successor type is <<3SU1000-5BP01-0AA0>> | - | 0 | 7
3SB3000-3GJ01 |  | 3SB3000-3GJ01 | 1 | UN | 1 | 10 | C | D | N | N | 83014090 | 1 | 4011209226302 | 0.127 | KG | 58.14 | 58.14 | CP20 | CP20 | 22MM PLASTIC ROUND ACTUATOR: OMR KEY-OPER.SWITCH W. 2 KEYS 3 SWITCH POSITIONS I-O-II RIGHT LATCH.,LE.MOMEN.CONT.TYPE LOCK NO 73034, REMOVAL POS. O WITH HOLDER BLACK !!! Phased-out product !!! SIRIUS ACT 3SU1 is successor Preferred successor type is >>3SU1000-5BP01-0AA0 + | - | 0 | 7
3SB3000-3GJ01-Z | B01 | 3SB3000-3GJ01-ZB01 | 1 | UN | 1 | 10 | C | D | N | N | 83014090 | 1 |  | 0.127 | KG | 56.62 | 56.62 | CP20 | CP20 | Key-operated switch O.M.R, 22 mm, round, plastic, lock no. 73034, black, with 2 keys, 3 switch positions I-O-II, left momentary contact type, right latching, actuating angle 2x50 degrees, key removal O, without holder !!! Phased-out product !!! SIRIUS ACT 3SU1 is the successor The preferred successor type is <<3SU1000-5BP01-0AA0>> | - | 0 | 7
3SB3000-4AD01 |  | 3SB3000-4AD01 | 1 | UN | 1 | 2 | A | D | N | N | 83014090 | 1 | 4011209029644 | 0.06 | KG | 39.43 | 39.43 | CP20 | CP20 | RONIS KEY-OPERATED SWITCH, 22MM, ROUND, PLASTIC, LOCK NO. SB30, WITH 2 KEYS, 2 SWITCH POSITIONS O-I, LATCHING, ACTUATING ANGLE 50 DEG.,12/14H, KEY REMOVAL POS. O, WITH HOLDER, POSSIBLE SPECIAL LOCKS: SB31, 421, 455 !!! Phased-out product !!! SIRIUS ACT 3SU1 is suc Preferred successor ty >>3SU1000-4BF01-0AA0 + 3SU1500-0AA10-0AA0<< |  | 0 | 7
3SB3000-4AD01-Z | B01 | 3SB3000-4AD01-ZB01 | 1 | UN | 1 | 10 | C | D | N | N | 83014090 | 1 | 4011209466302 | 0.048 | KG | 37.91 | 37.91 | CP20 | CP20 | Ronis key-operated switch, 22 mm, round, plastic, lock no. SB30, with 2 keys, 2 switch positions O-I, latching, actuating angle 50 degrees, 12/14 hundred hours, key removal O, Z=without holder possible special locks: SB31, 421, 455 !!! Phased-out product !!! SIRIUS ACT 3SU1 is the successor The preferred successor type is <<3SU1000-4BF01-0AA0>> | - | 0 | 7
3SB3000-4AD01-Z | B01X90 | 3SB3000-4AD01-ZB01X90 | 1 | UN | 1 | 10 | C | D | N | N | 83014090 | 20 |  | 0.083 | KG | 37.91 | 37.91 | CP20 | CP20 | Ronis key-operated switch, 22 mm, round, plastic, lock no. SB30, with 2 keys, 2 switch positions O-I, latching, actuating angle 50 degrees, 12/14 hundred hours, key removal O, Z=without holder, Z=20-unit pack possible special locks: SB31, 421, 455 !!! Phased-out product !!! SIRIUS ACT 3SU1 is the successor The preferred successor type is <<3SU1000-4BF01-0AA0-ZX90>> | - | 0 | 7
3SB3000-4AD01-Z | X90 | 3SB3000-4AD01-ZX90 | 1 | UN | 1 | 10 | C | D | N | N | 83014090 | 20 | 4011209745551 | 0.048 | KG | 39.43 | 39.43 | CP20 | CP20 | Ronis key-operated switch, 22 mm, round, plastic, lock no. SB30, with 2 keys, 2 switch positions O-I, latching, actuating angle 50 degrees, 12/14 hundred hours, key removal O, with holder, Z=20-unit pack possible special locks: SB31, 421, 455 !!! Phased-out product !!! SIRIUS ACT 3SU1 is the successor The preferred successor type is <<3SU1000-4BF01-0AA0-ZX90 + 3SU1500-0AA10-0AA0>> | - | 0 | 7
3SB3000-4AD11 |  | 3SB3000-4AD11 | 1 | UN | 1 | 2 | A | D | N | N | 83014090 | 1 | 4011209029651 | 0.06 | KG | 39.43 | 39.43 | CP20 | CP20 | RONIS KEY-OPERATED SWITCH, 22MM, ROUND, PLASTIC, LOCK NO. SB30, WITH 2 KEYS, 2 SWITCH POSITIONS O-I LATCHING, ACTUATING ANGLE 50 DEG.,12/14H, KEY REMOVAL POS. O+I, WITH HOLDER, POSSIBLE SPECIAL LOCKS: SB31, 421, 455 !!! Phased-out product !!! SIRIUS ACT 3SU1 is suc Preferred successor ty >>3SU1000-4BF11-0AA0 + 3SU1500-0AA10-0AA0<< |  | 0 | 7
3SB3000-4AD11-Z | B01 | 3SB3000-4AD11-ZB01 | 1 | UN | 1 | 10 | C | D | N | N | 83014090 | 1 | 4011209848047 | 0.047 | KG | 37.91 | 37.91 | CP20 | CP20 | Ronis key-operated switch, 22 mm, round, plastic, lock no. SB30, with 2 keys, 2 switch positions O-I, latching, actuating angle 50 degrees, 12/14 hundred hours, key removal O+I, Z=without holder possible special locks: SB31, 421, 455 !!! Phased-out product !!! SIRIUS ACT 3SU1 is the successor The preferred successor type is <<3SU1000-4BF11-0AA0>> | - | 0 | 7
3SB3000-4AD11-Z | B01X90 | 3SB3000-4AD11-ZB01X90 | 1 | UN | 1 | 10 | C | D | N | N | 83014090 | 20 |  | 0.083 | KG | 37.91 | 37.91 | CP20 | CP20 | Ronis key-operated switch, 22 mm, round, plastic, lock no. SB30, with 2 keys, 2 switch positions O-I, latching, actuating angle 50 degrees, 12/14 hundred hours, key removal O+I, Z=without holder, Z=20-unit pack possible special locks: SB31, 421, 455 !!! Phased-out product !!! SIRIUS ACT 3SU1 is the successor The preferred successor type is <<3SU1000-4BF11-0AA0-ZX90>> | - | 0 | 7
3SB3000-4AD11-Z | X90 | 3SB3000-4AD11-ZX90 | 1 | UN | 1 | 10 | C | D | N | N | 83014090 | 20 | 4011209385856 | 0.05 | KG | 39.43 | 39.43 | CP20 | CP20 | Ronis key-operated switch, 22 mm, round, plastic, lock no. SB30, with 2 keys, 2 switch positions O-I, latching, actuating angle 50 degrees, 12/14 hundred hours, key removal O+I, with holder, Z=20-unit pack possible special locks: SB31, 421, 455 !!! Phased-out product !!! SIRIUS ACT 3SU1 is the successor The preferred successor type is <<3SU1000-4BF11-0AA0-ZX90 + 3SU1500-0AA10-0AA0>> | - | 0 | 7
3SB3000-4AD21 |  | 3SB3000-4AD21 | 1 | UN | 1 | 10 | C | D | N | N | 83014090 | 1 | 4011209029668 | 0.061 | KG | 39.43 | 39.43 | CP20 | CP20 | RONIS KEY-OPERATED SWITCH, 22MM, ROUND, PLASTIC, LOCK NO. SB30, WITH 2 KEYS, 2 SWITCH POSITIONS O-I, LATCHING, ACTUATING ANGLE 50 DEG.,12/14H, KEY REMOVAL POS. I, WITH HOLDER, POSSIBLE SPECIAL LOCKS: SB31, 421, 455 !!! Phased-out product !!! SIRIUS ACT 3SU1 is suc Preferred successor ty >>3SU1000-4BF21-0AA0 + 3SU1500-0AA10-0AA0<< |  | 0 | 7
3SB3000-4AD21-Z | B01 | 3SB3000-4AD21-ZB01 | 1 | UN | 1 | 10 | C | D | N | N | 83014090 | 1 | 4011209744189 | 0.06 | KG | 37.91 | 37.91 | CP20 | CP20 | Ronis key-operated switch, 22 mm, round, plastic, lock no. SB30, with 2 keys, 2 switch positions O-I, latching, actuating angle 50 degrees, 12/14 hundred hours, key removal I, Z=without holder possible special locks: SB31, 421, 455 !!! Phased-out product !!! SIRIUS ACT 3SU1 is the successor The preferred successor type is <<3SU1000-4BF21-0AA0>> | - | 0 | 7
3SB3000-4AL01 |  | 3SB3000-4AL01 | 1 | UN | 1 | 10 | C | D | N | N | 83014090 | 1 | 4011209259249 | 0.06 | KG | 39.43 | 39.43 | CP20 | CP20 | RONIS KEYSWITCH, 22M, ROUND, PLASTIC, LOCK NO. 455, WITH 2 KEYS, 2 SWITCH POSITIONS O-I, LATCHING, ACTUATING ANGLE 50 DEG, 12/14 O'CLOCK KEY REMOVAL O, WITH HOLDER !!! Phased-out product !!! SIRIUS ACT 3SU1 is successor Preferred successor type is >>3SU1000-4CF01-0AA0 + | - | 0 | 7
3SB3000-4AL01-Z | B01 | 3SB3000-4AL01-ZB01 | 1 | UN | 1 | 10 | C | D | N | N | 83014090 | 1 |  | 0.06 | KG | 37.91 | 37.91 | CP20 | CP20 | Ronis key-operated switch, 22 mm, round, plastic, lock no. 455, with 2 keys, 2 switch positions O-I, latching, actuating angle 50 degrees, 12/14 hundred hours, key removal O, with holder, possible special locks: SB30, SB31, 421 !!! Phased-out product !!! SIRIUS ACT 3SU1 is the successor The preferred successor type is <<3SU1000-4CF01-0AA0>> | - | 0 | 7
3SB3000-4AL11 |  | 3SB3000-4AL11 | 1 | UN | 1 | 10 | C | D | N | N | 83014090 | 1 | 4011209226739 | 0.061 | KG | 39.43 | 39.43 | CP20 | CP20 | RONIS KEYSWITCH, 22M, ROUND, PLASTIC, LOCK NO. 455, WITH 2 KEYS, 2 SWITCH POSITIONS O-I, LATCHING, ACTUATING ANGLE 50 DEG, 12/14 O'CLOCK KEY REMOVAL O+I, WITH HOLDER !!! Phased-out product !!! SIRIUS ACT 3SU1 is successor Preferred successor type is >>3SU1000-4CF11-0AA0 + | - | 0 | 7
3SB3000-4AL11-Z | B01 | 3SB3000-4AL11-ZB01 | 1 | UN | 1 | 10 | C | D | N | N | 83014090 | 1 |  | 0.062 | KG | 37.91 | 37.91 | CP20 | CP20 | Ronis key-operated switch, 22 mm, round, plastic, lock no. 455, with 2 keys, 2 switch positions O-I, latching, actuating angle 50 degrees, 12/14 hundred hours, key removal O+I, with holder, possible special locks: SB30, SB31, 421 !!! Phased-out product !!! SIRIUS ACT 3SU1 is the successor The preferred successor type is <<3SU1000-4CF11-0AA0>> | - | 0 | 7
3SB3000-4AL21 |  | 3SB3000-4AL21 | 1 | UN | 1 | 10 | C | D | N | N | 83014090 | 1 | 4011209259256 | 0.06 | KG | 37.34 | 37.34 | CP20 | CP20 | RONIS KEYSWITCH, 22M, ROUND, PLASTIC, LOCK NO. 455, WITH 2 KEYS, 2 SWITCH POSITIONS O-I, LATCHING, ACTUATING ANGLE 50 DEG, 12/14 O'CLOCK KEY REMOVAL I, WITH HOLDER !!! Phased-out product !!! SIRIUS ACT 3SU1 is successor Preferred successor type is >>3SU1000-4CF11-0AA0 + | - | 0 | 7
3SB3000-4AL21-Z | B01 | 3SB3000-4AL21-ZB01 | 1 | UN | 1 | 10 | C | D | N | N | 83014090 | 1 |  | 0.062 | KG | 35.82 | 35.82 | CP20 | CP20 | Ronis key-operated switch, 22 mm, round, plastic, lock no. 455, with 2 keys, 2 switch positions O-I, latching, actuating angle 50 degrees, 12/14 hundred hours, key removal I, with holder, possible special locks: SB30, SB31, 421 !!! Phased-out product !!! SIRIUS ACT 3SU1 is the successor The preferred successor type is <<3SU1000-4CF11-0AA0>> | - | 0 | 7
3SB3000-4AM11 |  | 3SB3000-4AM11 | 1 | UN | 1 | 10 | C | D | N | N | 83014090 | 1 | 4011209268401 | 0.073 | KG | 39.43 | 39.43 | CP20 | CP20 | RONIS KEYSWITCH, 22M, ROUND, PLASTIC, LOCK NO. 421, WITH 2 KEYS, 2 SWITCH POSITIONS O-I, LATCHING, ACTUATING ANGLE 50 DEG, 12/14 O'CLOCK KEY REMOVAL O+I, WITH HOLDER !!! Phased-out product !!! SIRIUS ACT 3SU1 is successor Preferred successor type is >>3SU1000-4DF11-0AA0 + | - | 0 | 7
3SB3000-4AM11-Z | B01 | 3SB3000-4AM11-ZB01 | 1 | UN | 1 | 10 | C | D | N | N | 83014090 | 1 |  | 0.06 | KG | 37.91 | 37.91 | CP20 | CP20 | Ronis key-operated switch, 22 mm, round, plastic, lock no. 421, with 2 keys, 2 switch positions O-I, latching, actuating angle 50 degrees, 12/14 hundred hours, key removal O+I, with holder, possible special locks: SB30, SB31, 455 !!! Phased-out product !!! SIRIUS ACT 3SU1 is the successor The preferred successor type is <<3SU1000-4DF11-0AA0>> | - | 0 | 7
3SB3000-4BD01 |  | 3SB3000-4BD01 | 1 | UN | 1 | 2 | A | D | N | N | 83014090 | 1 | 4011209029675 | 0.05 | KG | 39.43 | 39.43 | CP20 | CP20 | 22MM PLASTIC ROUND ACTUATOR: RONIS KEY-OPER.SWITCH W.2 KEYS 2 SWITCH POSITIONS O-I MOMENTARY CONTACT TYPE LOCK NO SB 30, REMOVAL POS. O !!! Phased-out product !!! SIRIUS ACT 3SU1 is successor Preferred successor type is >>3SU1000-4BC01-0AA0 + 3SU1500-0AA10-0AA0<< |  | 0 | 7
3SB3000-4BD01-Z | B01 | 3SB3000-4BD01-ZB01 | 1 | UN | 1 | 10 | C | D | N | N | 83014090 | 1 | 4011209410565 | 0.05 | KG | 37.91 | 37.91 | CP20 | CP20 | Ronis key-operated switch, 22 mm, round, plastic, lock no. SB30, with 2 keys, 2 switch positions O-I, momentary contact type, actuating angle 50 degrees, 12/14 hundred hours, key removal O, Z=without holder possible special locks: SB31, 421, 455 !!! Phased-out product !!! SIRIUS ACT 3SU1 is the successor The preferred successor type is <<3SU1000-4BC01-0AA0>> | - | 0 | 7
3SB3000-4BD01-Z | B01X90 | 3SB3000-4BD01-ZB01X90 | 1 | UN | 1 | 10 | C | D | N | N | 83014090 | 20 |  | 0.055 | KG | 37.91 | 37.91 | CP20 | CP20 | Ronis key-operated switch, 22 mm, round, plastic, lock no. SB30, with 2 keys, 2 switch positions O-I, momentary contact type, actuating angle 50 degrees, 12/14 hundred hours, key removal O, with holder, Z=20-unit pack possible special locks: SB31, 421, 455 !!! Phased-out product !!! SIRIUS ACT 3SU1 is the successor The preferred successor type is <<3SU1000-4BC01-0AA0-ZX90>> | - | 0 | 7
3SB3000-4BD01-Z | X90 | 3SB3000-4BD01-ZX90 | 1 | UN | 1 | 10 | C | D | N | N | 83014090 | 20 | 4011209745582 | 0.055 | KG | 39.43 | 39.43 | CP20 | CP20 | Ronis key-operated switch, 22 mm, round, plastic, lock no. SB30, with 2 keys, 2 switch positions O-I, momentary contact type, actuating angle 50 degrees, 12/14 hundred hours, key removal O, with holder, Z=20-unit pack possible special locks: SB31, 421, 455 !!! Phased-out product !!! SIRIUS ACT 3SU1 is the successor The preferred successor type is <<3SU1000-4BC01-0AA0-ZX90 + 3SU1500-0AA10-0AA0>> | - | 0 | 7
3SB3000-4BL01 |  | 3SB3000-4BL01 | 1 | UN | 1 | 10 | C | D | N | N | 83014090 | 1 | 4011209256262 | 0.058 | KG | 39.43 | 39.43 | CP20 | CP20 | RONIS KEYSWITCH, 22M, ROUND, PLASTIC, LOCK NO. 455, WITH 2 KEYS, 2 SWITCH POSITIONS O-I, MOMENTARY, ACTUATING ANGLE 50 DEG, 12/14 O'CLOCK KEY REMOVAL O, WITH HOLDER !!! Phased-out product !!! SIRIUS ACT 3SU1 is successor Preferred successor type is >>3SU1000-4CC01-0AA0 + | - | 0 | 7
3SB3000-4BL01-Z | B01 | 3SB3000-4BL01-ZB01 | 1 | UN | 1 | 10 | C | D | N | N | 83014090 | 1 |  | 0.061 | KG | 37.91 | 37.91 | CP20 | CP20 | Ronis key-operated switch, 22 mm, round, plastic, lock no. 455, with 2 keys, 2 switch positions O-I, momentary contact type, actuating angle 50 degrees, 12/14 hundred hours, key removal O, with holder, possible special locks: SB30, SB31, 421 !!! Phased-out product !!! SIRIUS ACT 3SU1 is the successor The preferred successor type is <<3SU1000-4CC01-0AA0>> | - | 0 | 7
3SB3000-4DD01 |  | 3SB3000-4DD01 | 1 | UN | 1 | 10 | C | D | N | N | 83014090 | 1 | 4011209029682 | 0.048 | KG | 41.33 | 41.33 | CP20 | CP20 | 22MM PLASTIC ROUND ACTUATOR: RONIS KEY-OPER.SWITCH W.2 KEYS 3 SWITCH POSITIONS I-O-II LATCHING LOCK NO SB 30, REMOVAL POS. O !!! Phased-out product !!! SIRIUS ACT 3SU1 is successor Preferred successor type is >>3SU1000-4BL01-0AA0 + 3SU1500-0AA10-0AA0<< |  | 0 | 7
3SB3000-4DD01-Z | B01 | 3SB3000-4DD01-ZB01 | 1 | UN | 1 | 10 | C | D | N | N | 83014090 | 1 | 4011209441910 | 0.047 | KG | 39.81 | 39.81 | CP20 | CP20 | Ronis key-operated switch, 22 mm, round, plastic, lock no. SB30, with 2 keys, 3 switch positions I-O-II, latching, actuating angle 2x50 degrees, key removal O, Z=without holder possible special locks: SB31, 421, 455 !!! Phased-out product !!! SIRIUS ACT 3SU1 is the successor The preferred successor type is <<3SU1000-4BL01-0AA0>> | - | 0 | 7
3SB3000-4DD11 |  | 3SB3000-4DD11 | 1 | UN | 1 | 10 | C | D | N | N | 83014090 | 1 | 4011209029699 | 0.059 | KG | 41.33 | 41.33 | CP20 | CP20 | 22MM PLASTIC ROUND ACTUATOR: RONIS LOCK WITH 2 KEYS 3 SWITCH POSITIONS I-O-II MAINTAINED CONTACT LOCK NUMBER SB 30,REMOVE I+O+II WITH HOLDER POSSIBLE SPECIAL LOCKS FOR RONIS KEYSWITCHES: SB31, 455, 421 !!! Phased-out product !!! SIRIUS ACT 3SU1 is suc Preferred successor ty >>3SU1000-4BL11-0AA0 + 3SU1500-0AA10-0AA0<< |  | 0 | 7
3SB3000-4DD11-Z | B01 | 3SB3000-4DD11-ZB01 | 1 | UN | 1 | 10 | C | D | N | N | 83014090 | 1 | 4011209424746 | 0.052 | KG | 39.81 | 39.81 | CP20 | CP20 | Ronis key-operated switch, 22 mm, round, plastic, lock no. SB30, with 2 keys, 3 switch positions I-O-II, latching, actuating angle 2x50 degrees, key removal I+O+II, Z=without holder possible special locks: SB31, 421, 455 !!! Phased-out product !!! SIRIUS ACT 3SU1 is the successor The preferred successor type is <<3SU1000-4BL11-0AA0>> | - | 0 | 7
3SB3000-4DD11-Z | B01X90 | 3SB3000-4DD11-ZB01X90 | 1 | UN | 1 | 10 | C | D | N | N | 83014090 | 20 |  | 0.055 | KG | 39.81 | 39.81 | CP20 | CP20 | Ronis key-operated switch, 22 mm, round, plastic, lock no. SB30, with 2 keys, 3 switch positions I-O-II, latching, actuating angle 2x50 degrees, key removal I+O+II, with holder, Z=20-unit pack possible special locks: SB31, 421, 455 !!! Phased-out product !!! SIRIUS ACT 3SU1 is the successor The preferred successor type is <<3SU1000-4BL11-0AA0-ZX90>> | - | 0 | 7
3SB3000-4DD11-Z | X90 | 3SB3000-4DD11-ZX90 | 1 | UN | 1 | 10 | C | D | N | N | 83014090 | 20 | 4011209745599 | 0.05 | KG | 41.33 | 41.33 | CP20 | CP20 | Ronis key-operated switch, 22 mm, round, plastic, lock no. SB30, with 2 keys, 3 switch positions I-O-II, latching, actuating angle 2x50 degrees, key removal I+O+II, with holder, Z=20-unit pack possible special locks: SB31, 421, 455 !!! Phased-out product !!! SIRIUS ACT 3SU1 is the successor The preferred successor type is <<3SU1000-4BL11-0AA0-ZX90 + 3SU1500-0AA10-0AA0>> | - | 0 | 7
3SB3000-4DD21 |  | 3SB3000-4DD21 | 1 | UN | 1 | 10 | C | D | N | N | 83014090 | 1 | 4011209228153 | 0.061 | KG | 41.33 | 41.33 | CP20 | CP20 | 22MM PLASTIC ROUND ACTUATOR: RONIS LOCK WITH 2 KEYS 3 SWITCH POSITIONS I-O-II MAINTAINED CONTACT LOCK NUMBER SB 30, REMOVE I WITH HOLDER POSSIBLE SPECIAL LOCKS FOR RONIS KEYSWITCHES: SB31, 455, 421 !!! Phased-out product !!! SIRIUS ACT 3SU1 is successor Preferred successor type is >>3SU1000-4BL21-0AA0 + 3SU1500-0AA10-0AA0<< |  | 0 | 7
3SB3000-4DD21-Z | B01 | 3SB3000-4DD21-ZB01 | 1 | UN | 1 | 10 | C | D | N | N | 83014090 | 1 | 4011209744196 | 0.06 | KG | 39.81 | 39.81 | CP20 | CP20 | Ronis key-operated switch, 22 mm, round, plastic, lock no. SB30, with 2 keys, 3 switch positions I-O-II, latching, actuating angle 2x50 degrees, key removal I, Z=without holder possible special locks: SB31, 421, 455 !!! Phased-out product !!! SIRIUS ACT 3SU1 is the successor The preferred successor type is <<3SU1000-4BL21-0AA0>> | - | 0 | 7
3SB3000-4DD31 |  | 3SB3000-4DD31 | 1 | UN | 1 | 10 | C | D | N | N | 83014090 | 1 | 4011209228160 | 0.06 | KG | 41.33 | 41.33 | CP20 | CP20 | 22MM PLASTIC ROUND ACTUATOR: RONIS LOCK WITH 2 KEYS 3 SWITCH POSITIONS I-O-II MAINTAINED CONTACT LOCK NUMBER SB 30, REMOVE II WITH HOLDER POSSIBLE SPECIAL LOCKS FOR RONIS KEYSWITCHES: SB31, 455, 421 !!! Phased-out product !!! SIRIUS ACT 3SU1 is successor Preferred successor type is >>3SU1000-4BL31-0AA0 + 3SU1500-0AA10-0AA0<< |  | 0 | 7
3SB3000-4DD31-Z | B01 | 3SB3000-4DD31-ZB01 | 1 | UN | 1 | 10 | C | D | N | N | 83014090 | 1 |  | 0.06 | KG | 39.81 | 39.81 | CP20 | CP20 | Ronis key-operated switch, 22 mm, round, plastic, lock no. SB30, with 2 keys, 3 switch positions I-O-II, latching, actuating angle 2x50 degrees, key removal II, with holder, possible special locks: SB31, 421, 455 !!! Phased-out product !!! SIRIUS ACT 3SU1 is the successor The preferred successor type is <<3SU1000-4BL31-0AA0>> | - | 0 | 7
3SB3000-4DD41 |  | 3SB3000-4DD41 | 1 | UN | 1 | 10 | C | D | N | N | 83014090 | 1 | 4011209228177 | 0.06 | KG | 41.33 | 41.33 | CP20 | CP20 | 22MM PLASTIC ROUND ACTUATOR: RONIS LOCK WITH 2 KEYS 3 SWITCH POSITIONS I-O-II MAINTAINED CONTACT LOCK NUMBER SB 30, REMOVE I+II WITH HOLDER POSSIBLE SPECIAL LOCKS FOR RONIS KEYSWITCHES: SB31, 455, 421 !!! Phased-out product !!! SIRIUS ACT 3SU1 is suc Preferred successor ty >>3SU1000-4BL41-0AA0 + 3SU1500-0AA10-0AA0<< |  | 0 | 7
3SB3000-4DD41-Z | B01 | 3SB3000-4DD41-ZB01 | 1 | UN | 1 | 10 | C | D | N | N | 83014090 | 1 | 4011209744202 | 0.061 | KG | 39.81 | 39.81 | CP20 | CP20 | Ronis key-operated switch, 22 mm, round, plastic, lock no. SB30, with 2 keys, 3 switch positions I-O-II, latching, actuating angle 2x50 degrees, key removal I+II, Z=without holder possible special locks: SB31, 421, 455 !!! Phased-out product !!! SIRIUS ACT 3SU1 is the successor The preferred successor type is <<3SU1000-4BL41-0AA0>> | - | 0 | 7
3SB3000-4DD51 |  | 3SB3000-4DD51 | 1 | UN | 1 | 10 | C | D | N | N | 83014090 | 1 | 4011209228184 | 0.061 | KG | 41.33 | 41.33 | CP20 | CP20 | 22MM PLASTIC ROUND ACTUATOR: RONIS LOCK WITH 2 KEYS 3 SWITCH POSITIONS I-O-II MAINTAINED CONTACT LOCK NUMBER SB 30, REMOVE O+I WITH HOLDER POSSIBLE SPECIAL LOCKS FOR RONIS KEYSWITCHES: SB31, 455, 421 !!! Phased-out product !!! SIRIUS ACT 3SU1 is successor Preferred successor type is >>3SU1000-4BL51-0AA0 + 3SU1500-0AA10-0AA0<< |  | 0 | 7
3SB3000-4DD51-Z | B01 | 3SB3000-4DD51-ZB01 | 1 | UN | 1 | 10 | C | D | N | N | 83014090 | 1 | 4011209789470 | 0.049 | KG | 39.81 | 39.81 | CP20 | CP20 | Ronis key-operated switch, 22 mm, round, plastic, lock no. SB30, with 2 keys, 3 switch positions I-O-II, latching, actuating angle 2x50 degrees, key removal O+I, Z=without holder possible special locks: SB31, 421, 455 !!! Phased-out product !!! SIRIUS ACT 3SU1 is the successor The preferred successor type is <<3SU1000-4BL51-0AA0>> | - | 0 | 7
3SB3000-4DL01 |  | 3SB3000-4DL01 | 1 | UN | 1 | 10 | C | D | N | N | 83014090 | 1 | 4011209237292 | 0.06 | KG | 41.33 | 41.33 | CP20 | CP20 | 22MM PLASTIC ROUND ACTUATOR: RONIS LOCK WITH 2 KEYS 3 SWITCH POSITIONS I-O-II MAINTAINED CONTACT LOCK NUMBER 455, REMOVE O WITH HOLDER !!! Phased-out product !!! SIRIUS ACT 3SU1 is successor Preferred successor type is >>3SU1000-4CL01-0AA0 + 3SU1500-0AA10-0AA0<< | - | 0 | 7
3SB3000-4DL01-Z | B01 | 3SB3000-4DL01-ZB01 | 1 | UN | 1 | 10 | C | D | N | N | 83014090 | 1 |  | 0.06 | KG | 39.81 | 39.81 | CP20 | CP20 | Ronis key-operated switch, 22 mm, round, plastic, lock no. 455, with 2 keys, 3 switch positions I-O-II, latching, actuating angle 2x50 degrees, key removal O, with holder, possible special locks: SB30, SB31, 421 !!! Phased-out product !!! SIRIUS ACT 3SU1 is the successor The preferred successor type is <<3SU1000-4CL01-0AA0>> | - | 0 | 7
3SB3000-4DL11 |  | 3SB3000-4DL11 | 1 | UN | 1 | 10 | C | D | N | N | 83014090 | 1 | 4011209228306 | 0.057 | KG | 41.33 | 41.33 | CP20 | CP20 | 22MM PLASTIC ROUND ACTUATOR: RONIS LOCK WITH 2 KEYS 3 SWITCH POSITIONS I-O-II MAINTAINED CONTACT LOCK NUMBER 455, REMOVE I+O+II WITH HOLDER !!! Phased-out product !!! SIRIUS ACT 3SU1 is successor Preferred successor type is >>3SU1000-4CL11-0AA0 + 3SU1500-0AA10-0AA0<< | - | 0 | 7
3SB3000-4DL11-Z | B01 | 3SB3000-4DL11-ZB01 | 1 | UN | 1 | 10 | C | D | N | N | 83014090 | 1 | 4011209744233 | 0.044 | KG | 39.81 | 39.81 | CP20 | CP20 | Ronis key-operated switch, 22 mm, round, plastic, lock no. 455, with 2 keys, 3 switch positions I-O-II, latching, actuating angle 2x50 degrees, key removal I+O+II, Z=without holder possible special locks: SB30, SB31, 421 !!! Phased-out product !!! SIRIUS ACT 3SU1 is the successor The preferred successor type is <<3SU1000-4CL11-0AA0>> | - | 0 | 7
3SB3000-4DM11 |  | 3SB3000-4DM11 | 1 | UN | 1 | 10 | C | D | N | N | 83014090 | 1 | 4011209268418 | 0.073 | KG | 41.33 | 41.33 | CP20 | CP20 | RONIS KEYSWITCH, 22M, ROUND, PLASTIC, LOCK NO. 421, WITH 2 KEYS, 2 SWITCH POSITIONS I-O-II, LATCHING, ACTUATING ANGLE 2X50 DEG, KEY REMOVAL I+O+II, WITH HOLDER !!! Phased-out product !!! SIRIUS ACT 3SU1 is successor Preferred successor type is >>3SU1000-4CL11-0AA0 + | - | 0 | 7
3SB3000-4DM11-Z | B01 | 3SB3000-4DM11-ZB01 | 1 | UN | 1 | 10 | C | D | N | N | 83014090 | 1 |  | 0.061 | KG | 39.81 | 39.81 | CP20 | CP20 | Ronis key-operated switch, 22 mm, round, plastic, lock no. 421, with 2 keys, 3 switch positions I-O-II, latching, actuating angle 2x50 degrees, key removal I+O+II, with holder !!! Phased-out product !!! SIRIUS ACT 3SU1 is the successor The preferred successor type is <<3SU1000-4CL11-0AA0>> | - | 0 | 7
3SB3000-4ED01 |  | 3SB3000-4ED01 | 1 | UN | 1 | 10 | C | D | N | N | 83014090 | 1 | 4011209029705 | 0.061 | KG | 39.43 | 39.43 | CP20 | CP20 | 22MM PLASTIC ROUND ACTUATOR: RONIS LOCK WITH 2 KEYS 3 SWITCH POSITIONS I-O-II MOMENTARY CONTACT LOCK NUMBER SB 30, REMOVE O WITH HOLDER POSSIBLE SPECIAL LOCKS FOR RONIS KEYSWITCHES: SB31, 455, 421 !!! Phased-out product !!! SIRIUS ACT 3SU1 is successor Preferred successor type is >>3SU1000-4BM01-0AA0 + 3SU1500-0AA10-0AA0<< | - | 0 | 7
3SB3000-4ED01-Z | B01 | 3SB3000-4ED01-ZB01 | 1 | UN | 1 | 10 | C | D | N | N | 83014090 | 1 | 4011209450929 | 0.049 | KG | 37.91 | 37.91 | CP20 | CP20 | Ronis key-operated switch, 22 mm, round, plastic, lock no. SB30, with 2 keys, 3 switch positions I-O-II, momentary contact type, actuating angle 2x50 degrees, key removal O, Z=without holder possible special locks: SB31, 421, 455 !!! Phased-out product !!! SIRIUS ACT 3SU1 is the successor The preferred successor type is <<3SU1000-4BM01-0AA0>> | - | 0 | 7
3SB3000-4ED01-Z | B01X90 | 3SB3000-4ED01-ZB01X90 | 1 | UN | 1 | 10 | C | D | N | N | 83014090 | 20 | 4011209516779 | 0.045 | KG | 37.91 | 37.91 | CP20 | CP20 | Ronis key-operated switch, 22 mm, round, plastic, lock no. SB30, with 2 keys, 3 switch positions I-O-II, momentary contact type, actuating angle 2x50 degrees, key removal O, with holder, Z=20-unit pack possible special locks: SB31, 421, 455 !!! Phased-out product !!! SIRIUS ACT 3SU1 is the successor The preferred successor type is <<3SU1000-4BM01-0AA0-ZX90>> | - | 0 | 7
3SB3000-4EL01 |  | 3SB3000-4EL01 | 1 | UN | 1 | 10 | C | D | N | N | 83014090 | 1 | 4011209268425 | 0.06 | KG | 39.43 | 39.43 | CP20 | CP20 | 22MM PLASTIC ROUND ACTUATOR: RONIS LOCK WITH 2 KEYS 3 SWITCH POSITIONS I-O-II MOMENTARY CONTACT LOCK NUMBER 455, REMOVE O WITH HOLDER !!! Phased-out product !!! SIRIUS ACT 3SU1 is successor Preferred successor type is >>3SU1000-4BM01-0AA0-Z Y01 + 3SU1500-0AA10- | - | 0 | 7
3SB3000-4EL01-Z | B01 | 3SB3000-4EL01-ZB01 | 1 | UN | 1 | 10 | C | D | N | N | 83014090 | 1 |  | 0.062 | KG | 37.91 | 37.91 | CP20 | CP20 | Ronis key-operated switch, 22 mm, round, plastic, lock no. 455, with 2 keys, 3 switch positions I-O-II, momentary contact type, actuating angle 2x50 degrees, key removal O, with holder, possible special locks: SB30, SB31, 421 !!! Phased-out product !!! SIRIUS ACT 3SU1 is the successor The preferred successor type is <<3SU1000-4BM01-0AA0 >> | - | 0 | 7
3SB3000-4FD01 |  | 3SB3000-4FD01 | 1 | UN | 1 | 10 | C | D | N | N | 83014090 | 1 | 4011209224896 | 0.06 | KG | 40.09 | 40.09 | CP20 | CP20 | 22MM PLASTIC ROUND ACTUATOR: RONIS LOCK WITH 2 KEYS 3 SWITCH POSITIONS I-O-II ON THE LEFT MAINTAINED CONTACT, ON THE RIGHT MOMENTARY CONTACT LOCK NUMBER SB 30, REMOVE O WITH HOLDER POSSIBLE SPECIAL LOCKS FOR RONIS KEYSWITCHES: SB31, 455, 421 !!! Phased-out product !!! SIRIUS ACT 3SU1 is successor Preferred successor type is >>3SU1000-4BN01-0AA0 + 3SU1500-0AA10-0AA0<< | - | 0 | 7
3SB3000-4FD01-Z | B01 | 3SB3000-4FD01-ZB01 | 1 | UN | 1 | 10 | C | D | N | N | 83014090 | 1 | 4011209744226 | 0.048 | KG | 38.57 | 38.57 | CP20 | CP20 | Ronis key-operated switch, 22 mm, round, plastic, lock no. SB30, with 2 keys, 3 switch positions I-O-II, left latching, right momentary contact type, actuating angle 2x50 degrees, key removal O, Z=without holder possible special locks: SB31, 421, 455 !!! Phased-out product !!! SIRIUS ACT 3SU1 is the successor The preferred successor type is <<3SU1000-4BN01-0AA0>> | - | 0 | 7
3SB3000-4FD01-Z | B01X90 | 3SB3000-4FD01-ZB01X90 | 1 | UN | 1 | 10 | C | D | N | N | 83014090 | 20 | 4011209499041 | 0.056 | KG | 38.57 | 38.57 | CP20 | CP20 | Ronis key-operated switch, 22 mm, round, plastic, lock no. SB30, with 2 keys, 3 switch positions I-O-II, left latching, right momentary contact type, actuating angle 2x50 degrees, key removal O, Z=without holder, Z=20-unit pack possible special locks: SB31, 421, 455 !!! Phased-out product !!! SIRIUS ACT 3SU1 is the successor The preferred successor type is <<3SU1000-4BN01-0AA0-ZX90>> | - | 0 | 7
3SB3000-4FD21 |  | 3SB3000-4FD21 | 1 | UN | 1 | 10 | C | D | N | N | 83014090 | 1 | 4011209225138 | 0.061 | KG | 40.09 | 40.09 | CP20 | CP20 | 22MM PLASTIC ROUND ACTUATOR: RONIS LOCK WITH 2 KEYS 3 SWITCH POSITIONS I-O-II ON THE LEFT MAINTAINED CONTACT, ON THE RIGHT MOMENTARY CONTACT LOCK NUMBER SB 30, REMOVE I WITH HOLDER POSSIBLE SPECIAL LOCKS FOR RONIS KEYSWITCHES: SB31, 455, 421 !!! Phased-out product !!! SIRIUS ACT 3SU1 is successor Preferred successor type is >>3SU1000-4BN21-0AA0 + 3SU1500-0AA10-0AA0<< | - | 0 | 7
3SB3000-4FD21-Z | B01 | 3SB3000-4FD21-ZB01 | 1 | UN | 1 | 10 | C | D | N | N | 83014090 | 1 |  | 0.061 | KG | 38.57 | 38.57 | CP20 | CP20 | Ronis key-operated switch, 22 mm, round, plastic, lock no. SB30, with 2 keys, 3 switch positions I-O-II, left latching, right momentary contact type, actuating angle 2x50 degrees, key removal I, with holder, possible special locks: SB31, 421, 455 !!! Phased-out product !!! SIRIUS ACT 3SU1 is the successor The preferred successor type is <<3SU1000-4BN21-0AA0>> | - | 0 | 7
3SB3000-4FD51 |  | 3SB3000-4FD51 | 1 | UN | 1 | 10 | C | D | N | N | 83014090 | 1 | 4011209225145 | 0.051 | KG | 40.09 | 40.09 | CP20 | CP20 | 22MM PLASTIC ROUND ACTUATOR: RONIS LOCK WITH 2 KEYS 3 SWITCH POSITIONS I-O-II ON THE LEFT MAINTAINED CONTACT, ON THE RIGHT MOMENTARY CONTACT LOCK NUMBER SB 30, REMOVE O+I WITH HOLDER POSSIBLE SPECIAL LOCKS FOR RONIS KEYSWITCHES: SB31, 455, 421 !!! Phased-out product !!! SIRIUS ACT 3SU1 is successor Preferred successor type is >>3SU1000-4BN51-0AA0 + 3SU1500-0AA10-0AA0<< | - | 0 | 7
3SB3000-4FD51-Z | B01 | 3SB3000-4FD51-ZB01 | 1 | UN | 1 | 10 | C | D | N | N | 83014090 | 1 | 4011209516434 | 0.049 | KG | 38.57 | 38.57 | CP20 | CP20 | Ronis key-operated switch, 22 mm, round, plastic, lock no. SB30, with 2 keys, 3 switch positions I-O-II, left latching, right momentary contact type, actuating angle 2x50 degrees, key removal O+I, Z=without holder possible special locks: SB31, 421, 455 !!! Phased-out product !!! SIRIUS ACT 3SU1 is the successor The preferred successor type is <<3SU1000-4BN51-0AA0>> | - | 0 | 7
3SB3000-4GD01 |  | 3SB3000-4GD01 | 1 | UN | 1 | 10 | C | D | N | N | 83014090 | 1 | 4011209224957 | 0.061 | KG | 40.09 | 40.09 | CP20 | CP20 | 22MM PLASTIC ROUND ACTUATOR: RONIS LOCK WITH 2 KEYS 3 SWITCH POSITIONS I-O-II ON THE RIGHT MAINTAINED CONTACT, ON THE LEFT MOMENTARY CONTACT LOCK NUMBER SB 30, REMOVE O WITH HOLDER POSSIBLE SPECIAL LOCKS FOR RONIS KEYSWITCHES: SB31, 455, 421 !!! Phased-out product !!! SIRIUS ACT 3SU1 is successor Preferred successor type is >>3SU1000-4BP01-0AA0 + 3SU1500-0AA10-0AA0<< | - | 0 | 7
3SB3000-4GD01-Z | B01 | 3SB3000-4GD01-ZB01 | 1 | UN | 1 | 10 | C | D | N | N | 83014090 | 1 | 4011209744219 | 0.048 | KG | 38.57 | 38.57 | CP20 | CP20 | Ronis key-operated switch, 22 mm, round, plastic, lock no. SB30, with 2 keys, 3 switch positions I-O-II, left momentary contact type, right latching, actuating angle 2x50 degrees, key removal O, Z=without holder possible special locks: SB31, 421, 455 !!! Phased-out product !!! SIRIUS ACT 3SU1 is the successor The preferred successor type is <<3SU1000-4BP01-0AA0>> | - | 0 | 7
3SB3000-4GD31 |  | 3SB3000-4GD31 | 1 | UN | 1 | 10 | C | D | N | N | 83014090 | 1 | 4011209225121 | 0.06 | KG | 40.09 | 40.09 | CP20 | CP20 | 22MM PLASTIC ROUND ACTUATOR: RONIS LOCK WITH 2 KEYS 3 SWITCH POSITIONS I-O-II ON THE RIGHT MAINTAINED CONTACT, ON THE LEFT MOMENTARY CONTACT LOCK NUMBER SB 30, REMOVE II WITH HOLDER POSSIBLE SPECIAL LOCKS FOR RONIS KEYSWITCHES: SB31, 455, 421 !!! Phased-out product !!! SIRIUS ACT 3SU1 is successor Preferred successor type is >>3SU1000-4BP31-0AA0 + 3SU1500-0AA10-0AA0<< | - | 0 | 7
3SB3000-4GD31-Z | B01 | 3SB3000-4GD31-ZB01 | 1 | UN | 1 | 10 | C | D | N | N | 83014090 | 1 |  | 0.062 | KG | 38.57 | 38.57 | CP20 | CP20 | Ronis key-operated switch, 22 mm, round, plastic, lock no. SB30, with 2 keys, 3 switch positions I-O-II, left momentary contact type, right latching, actuating angle 2x50 degrees, key removal II, with holder, possible special locks: SB31, 421, 455 !!! Phased-out product !!! SIRIUS ACT 3SU1 is the successor The preferred successor type is <<3SU1000-4BP31-0AA0>> | - | 0 | 7
3SB3000-4GD61 |  | 3SB3000-4GD61 | 1 | UN | 1 | 10 | C | D | N | N | 83014090 | 1 | 4011209225114 | 0.06 | KG | 40.09 | 40.09 | CP20 | CP20 | 22MM PLASTIC ROUND ACTUATOR: RONIS LOCK WITH 2 KEYS 3 SWITCH POSITIONS I-O-II ON THE RIGHT MAINTAINED CONTACT, ON THE LEFT MOMENTARY CONTACT LOCK NUMBER SB 30, REMOVE O+II WITH HOLDER POSSIBLE SPECIAL LOCKS FOR RONIS KEYSWITCHES: SB31, 455, 421 !!! Phased-out product !!! SIRIUS ACT 3SU1 is successor Preferred successor type is >>3SU1000-4BP61-0AA0 + 3SU1500-0AA10-0AA0<< | - | 0 | 7
3SB3000-4GD61-Z | B01 | 3SB3000-4GD61-ZB01 | 1 | UN | 1 | 10 | C | D | N | N | 83014090 | 1 |  | 0.06 | KG | 38.57 | 38.57 | CP20 | CP20 | Ronis key-operated switch, 22 mm, round, plastic, lock no. SB30, with 2 keys, 3 switch positions I-O-II, left momentary contact type, right latching, actuating angle 2x50 degrees, key removal O+II, Z=without holder, possible special locks: SB31, 421, 455 !!! Phased-out product !!! SIRIUS ACT 3SU1 is the successor The preferred successor type is <<3SU1000-4BP61-0AA0>> | - | 0 | 7
3SB3000-4HD01 |  | 3SB3000-4HD01 | 1 | UN | 1 | 10 | C | D | N | N | 83014090 | 1 | 4011209551022 | 0.06 | KG | 39.43 | 39.43 | CP20 | CP20 | 22MM PLASTIC ROUND ACTUATOR: RONIS LOCK WITH 2 KEYS 2 SWITCH POSITIONS O-I, 1100/ 1300 HOURS MAINTAINED CONTACT LOCK NUMBER SB 30, REMOVE O WITH HOLDER POSSIBLE SPECIAL LOCKS FOR RONIS KEYSWITCHES: SB31, 455, 421 !!! Phased-out product !!! SIRIUS ACT 3SU1 is suc Preferred successor ty >>3SU1000-4BF01-0AA0 + 3SU1500-0AA10-0AA0<< |  | 0 | 7
3SB3000-4HD01-Z | B01 | 3SB3000-4HD01-ZB01 | 1 | UN | 1 | 10 | C | D | N | N | 83014090 | 1 | 4011209744257 | 0.052 | KG | 37.91 | 37.91 | CP20 | CP20 | Ronis key-operated switch, 22 mm, round, plastic, lock no. SB30, with 2 keys, 2 switch positions O-I, latching, actuating angle 50 degrees, 11/13 hundred hours, key removal O, Z=without holder possible special locks: SB31, 421, 455 !!! Phased-out product !!! SIRIUS ACT 3SU1 is the successor The preferred successor type is <<3SU1000-4BF01-0AA0>> | - | 0 | 7
3SB3000-4HD11 |  | 3SB3000-4HD11 | 1 | UN | 1 | 10 | C | D | N | N | 83014090 | 1 | 4011209551039 | 0.061 | KG | 39.43 | 39.43 | CP20 | CP20 | 22MM PLASTIC ROUND ACTUATOR: RONIS LOCK WITH 2 KEYS 2 SWITCH POSITIONS O-I, 1100/ 1300 HOURS MAINTAINED CONTACT LOCK NUMBER SB 30, REMOVE O+I WITH HOLDER POSSIBLE SPECIAL LOCKS FOR RONIS KEYSWITCHES: SB31, 455, 421 !!! Phased-out product !!! SIRIUS ACT 3SU1 is suc Preferred successor ty >>3SU1000-4BF11-0AA0 + 3SU1500-0AA10-0AA0<< |  | 0 | 7
3SB3000-4HD11-Z | B01 | 3SB3000-4HD11-ZB01 | 1 | UN | 1 | 10 | C | D | N | N | 83014090 | 1 | 4011209744240 | 0.048 | KG | 37.91 | 37.91 | CP20 | CP20 | Ronis key-operated switch, 22 mm, round, plastic, lock no. SB30, with 2 keys, 2 switch positions O-I, latching, actuating angle 50 degrees, 11/13 hundred hours, key removal O+I, Z=without holder possible special locks: SB31, 421, 455 !!! Phased-out product !!! SIRIUS ACT 3SU1 is the successor The preferred successor type is <<3SU1000-4BF11-0AA0>> | - | 0 | 7
3SB3000-4HD21 |  | 3SB3000-4HD21 | 1 | UN | 1 | 10 | C | D | N | N | 83014090 | 1 | 4011209551046 | 0.061 | KG | 39.43 | 39.43 | CP20 | CP20 | 22MM PLASTIC ROUND ACTUATOR: RONIS LOCK WITH 2 KEYS 2 SWITCH POSITIONS O-I, 1100/ 1300 HOURS MAINTAINED CONTACT LOCK NUMBER SB 30, REMOVE I WITH HOLDER POSSIBLE SPECIAL LOCKS FOR RONIS KEYSWITCHES: SB31, 455, 421 !!! Phased-out product !!! SIRIUS ACT 3SU1 is suc Preferred successor ty >>3SU1000-4BF21-0AA0 + 3SU1500-0AA10-0AA0<< |  | 0 | 7
3SB3000-4HD21-Z | B01 | 3SB3000-4HD21-ZB01 | 1 | UN | 1 | 10 | C | D | N | N | 83014090 | 1 |  | 0.044 | KG | 37.91 | 37.91 | CP20 | CP20 | Ronis key-operated switch, 22 mm, round, plastic, lock no. SB30, with 2 keys, 2 switch positions O-I, latching, actuating angle 50 degrees, 11/13 hundred hours, key removal I, with holder, possible special locks: SB31, 421, 455 !!! Phased-out product !!! SIRIUS ACT 3SU1 is the successor The preferred successor type is <<3SU1000-4BF21-0AA0>> | - | 0 | 7
3SB3000-4KD61 |  | 3SB3000-4KD61 | 1 | UN | 1 | 10 | C | D | N | N | 83014090 | 1 | 4011209974753 | 0.147 | KG | 85.79 | 85.79 | CP20 | CP20 | 22MM PLASTIC ROUND ACTUATOR: CES KEY-OPER.SWITCH WITH 2 KEYS 3 SWITCH POSITIONS I-O-II RIGHT LATCH.,LE.MOMEN.CONT.TYPE LOCK NO SSG 10, REM. POS. O+II WITH HOLDER !!! Phased-out product !!! SIRIUS ACT 3SU1 is successor Preferred successor type is >>3SU1000-5BP61-0AA0 + | - | 0 | 7
3SB3000-4LD01 |  | 3SB3000-4LD01 | 1 | UN | 1 | 2 | A | D | N | N | 83014090 | 1 | 4011209182370 | 0.145 | KG | 81.32 | 81.32 | CP20 | CP20 | 22MM PLASTIC ROUND ACTUATOR: CES KEY-OPER.SWITCH WITH 2 KEYS 2 SWITCH POSITIONS O-I LATCHING LOCK NO SSG 10, REMOVAL POS. O WITH HOLDER !!! Phased-out product !!! SIRIUS ACT 3SU1 is successor Preferred successor type is >>3SU1000-5BF01-0AA0 + 3SU1500-0AA10-0AA0<< |  | 0 | 7
3SB3000-4LD01-Z | B01 | 3SB3000-4LD01-ZB01 | 1 | UN | 1 | 10 | C | D | N | N | 83014090 | 1 | 4011209469433 | 0.133 | KG | 79.8 | 79.8 | CP20 | CP20 | CES key-operated switch, 22 mm, round, plastic, lock no. SSG10, with 2 keys, 2 switch positions O-I, latching, actuating angle 50 degrees, 12/14 hundred hours, key removal O, Z=without holder !!! Phased-out product !!! SIRIUS ACT 3SU1 is the successor The preferred successor type is <<3SU1000-5BF01-0AA0>> | - | 0 | 7
3SB3000-4LD01-Z | B01X90 | 3SB3000-4LD01-ZB01X90 | 1 | UN | 1 | 10 | C | D | N | N | 83014090 | 20 |  | 0.139 | KG | 79.8 | 79.8 | CP20 | CP20 | CES key-operated switch, 22 mm, round, plastic, lock no. SSG10, with 2 keys, 2 switch positions O-I, latching, actuating angle 50 degrees, 12/14 hundred hours, key removal O, with holder, Z=20-unit pack !!! Phased-out product !!! SIRIUS ACT 3SU1 is the successor The preferred successor type is <<3SU1000-5BF01-0AA0-ZX90>> | - | 0 | 7
3SB3000-4LD01-Z | X90 | 3SB3000-4LD01-ZX90 | 1 | UN | 1 | 10 | C | D | N | N | 83014090 | 20 | 4011209791381 | 0.107 | KG | 81.32 | 81.32 | CP20 | CP20 | CES key-operated switch, 22 mm, round, plastic, lock no. SSG10, with 2 keys, 2 switch positions O-I, latching, actuating angle 50 degrees, 12/14 hundred hours, key removal O, with holder, Z=20-unit pack !!! Phased-out product !!! SIRIUS ACT 3SU1 is the successor The preferred successor type is <<3SU1000-5BF01-0AA0-ZX90 + 3SU1500-0AA10-0AA0>> | - | 0 | 7
3SB3000-4LD05 |  | 3SB3000-4LD05 | 1 | UN | 1 | 20 | D | D | N | N | 83014090 | 1 | 4011209665385 | 0.14 | KG | 277.4 | 277.4 | CP20 | CP20 | KEY-OPER. SWITCH CES, WITH KEY MONITORING, 22MM, ROUND, PLASTIC, LOCK NO SSG10, WITH 2 KEYS, 2 SWITCH POSITIONS O-I, LATCHING, ACTUATING ANGLE 50 DEG, 12/14 O'CLOCK REMOVAL POS. O, WITH HOLDER !!! Phased-out product !!! SIRIUS ACT 3SU1 is successor Preferred successor type is >>3SU1000-5JF01-0AA0 + 3SU1500-0AA10-0AA0<< | - | 0 | 7
3SB3000-4LD05-Z | B01 | 3SB3000-4LD05-ZB01 | 1 | UN | 1 | 10 | C | D | N | N | 83014090 | 1 | 4011209744844 | 0.14 | KG | 275.88 | 275.88 | CP20 | CP20 | CES key-operated switch, with key monitoring, 22 mm, round, plastic, lock no. SSG10, with 2 keys, 2 switch positions O-I, latching, actuating angle 50 degrees, 12/14 hundred hours, key removal O, Z=without holder !!! Phased-out product !!! SIRIUS ACT 3SU1 is the successor The preferred successor type is <<3SU1000-5JF01-0AA0>> | - | 0 | 7
3SB3000-4LD11 |  | 3SB3000-4LD11 | 1 | UN | 1 | 2 | A | D | N | N | 83014090 | 1 | 4011209182387 | 0.14 | KG | 81.32 | 81.32 | CP20 | CP20 | 22MM PLASTIC ROUND ACTUATOR: CES KEY-OPER.SWITCH WITH 2 KEYS 2 SWITCH POSITIONS O-I LATCHING LOCK NO SSG 10, REM. POS. O+I WITH HOLDER !!! Phased-out product !!! SIRIUS ACT 3SU1 is successor Preferred successor type is >>3SU1000-5BF11-0AA0 + 3SU1500-0AA10-0AA0<< |  | 0 | 7
3SB3000-4LD11-Z | B01 | 3SB3000-4LD11-ZB01 | 1 | UN | 1 | 10 | C | D | N | N | 83014090 | 1 | 4011209409156 | 0.127 | KG | 79.8 | 79.8 | CP20 | CP20 | CES key-operated switch, 22 mm, round, plastic, lock no. SSG10, with 2 keys, 2 switch positions O-I, latching, actuating angle 50 degrees, 12/14 hundred hours, key removal O+I, Z=without holder !!! Phased-out product !!! SIRIUS ACT 3SU1 is the successor The preferred successor type is <<3SU1000-5BF11-0AA0>> | - | 0 | 7
3SB3000-4LD11-Z | B01X90 | 3SB3000-4LD11-ZB01X90 | 1 | UN | 1 | 10 | C | D | N | N | 83014090 | 20 |  | 0.136 | KG | 79.8 | 79.8 | CP20 | CP20 | CES key-operated switch, 22 mm, round, plastic, lock no. SSG10, with 2 keys, 2 switch positions O-I, latching, actuating angle 50 degrees, 12/14 hundred hours, key removal O+I, with holder, Z=20-unit pack !!! Phased-out product !!! SIRIUS ACT 3SU1 is the successor The preferred successor type is <<3SU1000-5BF11-0AA0-ZX90>> | - | 0 | 7
3SB3000-4LD11-Z | X90 | 3SB3000-4LD11-ZX90 | 1 | UN | 1 | 10 | C | D | N | N | 83014090 | 20 | 4011209745650 | 0.136 | KG | 81.32 | 81.32 | CP20 | CP20 | CES key-operated switch, 22 mm, round, plastic, lock no. SSG10, with 2 keys, 2 switch positions O-I, latching, actuating angle 50 degrees, 12/14 hundred hours, key removal O+I, with holder, Z=20-unit pack !!! Phased-out product !!! SIRIUS ACT 3SU1 is the successor The preferred successor type is <<3SU1000-5BF11-0AA0-ZX90 + 3SU1500-0AA10-0AA0>> | - | 0 | 7
3SB3000-4LD11-Z | Y03 | 3SB3000-4LD11-ZY03 | 1 | UN | 1 | 50 | X | D | EAR99 | N | 83014090 | 1 |  | 0.14 | KG | 81.32 | 81.32 | CP20 | CP20 | 22 mm plastic round Actuator: CES lock with 2 keys 2 switch positions O-I, Latching Lock No. SSG 10, key removal O+I with holder Special lock !!! Phased-out product !!! SIRIUS ACT 3SU1 is the successor The preferred successor type is <<3SU1000-5BF11-0AA0-ZY03 + 3SU1500-0AA10-0AA0>> | - | 0 | 7
3SB3000-4LD21 |  | 3SB3000-4LD21 | 1 | UN | 1 | 10 | C | D | N | N | 83014090 | 1 | 4011209182394 | 0.142 | KG | 81.32 | 81.32 | CP20 | CP20 | 22MM PLASTIC ROUND ACTUATOR: CES KEY-OPER.SWITCH WITH 2 KEYS 2 SWITCH POSITIONS O-I LATCHING LOCK NO SSG 10, REMOVAL POS. I WITH HOLDER !!! Phased-out product !!! SIRIUS ACT 3SU1 is successor Preferred successor type is >>3SU1000-5BF21-0AA0 + 3SU1500-0AA10-0AA0<< |  | 0 | 7
3SB3000-4LD21-Z | B01 | 3SB3000-4LD21-ZB01 | 1 | UN | 1 | 10 | C | D | N | N | 83014090 | 1 | 4011209744615 | 0.14 | KG | 79.8 | 79.8 | CP20 | CP20 | CES key-operated switch, 22 mm, round, plastic, lock no. SSG10, with 2 keys, 2 switch positions O-I, latching, actuating angle 50 degrees, 12/14 hundred hours, key removal I, Z=without holder !!! Phased-out product !!! SIRIUS ACT 3SU1 is the successor The preferred successor type is <<3SU1000-5BF21-0AA0>> | - | 0 | 7
3SB3000-4LF01 |  | 3SB3000-4LF01 | 1 | UN | 1 | 10 | C | D | N | N | 83014090 | 1 | 4011209182400 | 0.14 | KG | 79.61 | 79.61 | CP20 | CP20 | 22MM PLASTIC ROUND ACTUATOR: CES KEY-OPER.SWITCH WITH 2 KEYS 2 SWITCH POSITIONS O-I LATCHING LOCK NO LSG 1, REMOVAL POS. O+I WITH HOLDER !!! Phased-out product !!! SIRIUS ACT 3SU1 is successor Preferred successor type is >>3SU1000-5HF11-0AA0 + 3SU1500-0AA10-0AA0<< |  | 0 | 7
3SB3000-4LF01-Z | B01 | 3SB3000-4LF01-ZB01 | 1 | UN | 1 | 10 | C | D | N | N | 83014090 | 1 | 4011209409163 | 0.128 | KG | 78.09 | 78.09 | CP20 | CP20 | CES key-operated switch, 22 mm, round, plastic, lock no. LSG1, with 2 keys, 2 switch positions O-I, latching, actuating angle 50 degrees, 12/14 hundred hours, key removal O+I, Z=without holder !!! Phased-out product !!! SIRIUS ACT 3SU1 is the successor The preferred successor type is <<3SU1000-5HF11-0AA0>> | - | 0 | 7
3SB3000-4LF11 |  | 3SB3000-4LF11 | 1 | UN | 1 | 10 | C | D | N | N | 83014090 | 1 | 4011209182417 | 0.144 | KG | 79.61 | 79.61 | CP20 | CP20 | 22MM PLASTIC ROUND ACTUATOR: CES KEY-OPER.SWITCH WITH 2 KEYS 2 SWITCH POSITIONS O-I LATCHING LOCK NO LSG 1, REMOVAL POS. O WITH HOLDER !!! Phased-out product !!! SIRIUS ACT 3SU1 is successor Preferred successor type is >>3SU1000-5HF01-0AA0 + 3SU1500-0AA10-0AA0<< |  | 0 | 7
3SB3000-4LF11-Z | B01 | 3SB3000-4LF11-ZB01 | 1 | UN | 1 | 10 | C | D | N | N | 83014090 | 1 | 4011209744684 | 0.132 | KG | 78.09 | 78.09 | CP20 | CP20 | CES key-operated switch, 22 mm, round, plastic, lock no. LSG1, with 2 keys, 2 switch positions O-I, latching, actuating angle 50 degrees, 12/14 hundred hours, key removal O, Z=without holder !!! Phased-out product !!! SIRIUS ACT 3SU1 is the successor The preferred successor type is <<3SU1000-5HF01-0AA0>> | - | 0 | 7
3SB3000-4MD01 |  | 3SB3000-4MD01 | 1 | UN | 1 | 2 | A | D | N | N | 83014090 | 1 | 4011209182424 | 0.144 | KG | 81.32 | 81.32 | CP20 | CP20 | 22MM PLASTIC ROUND ACTUATOR: CES KEY-OPER.SWITCH WITH 2 KEYS 2 SWITCH POSITIONS O-I MOMENTARY CONTACT TYPE LOCK NO SSG 10, REMOVAL POS. O WITH HOLDER !!! Phased-out product !!! SIRIUS ACT 3SU1 is successor Preferred successor type is >>3SU1000-5BC01-0AA0 + |  | 0 | 7
3SB3000-4MD01-Z | B01 | 3SB3000-4MD01-ZB01 | 1 | UN | 1 | 10 | C | D | N | N | 83014090 | 1 | 4011209417052 | 0.133 | KG | 79.8 | 79.8 | CP20 | CP20 | CES key-operated switch, 22 mm, round, plastic, lock no. SSG10, with 2 keys, 2 switch positions O-I, momentary contact type, actuating angle 50 degrees, 12/14 hundred hours, key removal O, Z=without holder !!! Phased-out product !!! SIRIUS ACT 3SU1 is the successor The preferred successor type is <<3SU1000-5BC01-0AA0>> | - | 0 | 7
3SB3000-4MF11 |  | 3SB3000-4MF11 | 1 | UN | 1 | 10 | C | D | N | N | 83014090 | 1 | 4011209182486 | 0.144 | KG | 79.61 | 79.61 | CP20 | CP20 | 22MM PLASTIC ROUND ACTUATOR: CES KEY-OPER.SWITCH WITH 2 KEYS 2 SWITCH POSITIONS O-I MOMENTARY CONTACT TYPE LOCK NO LSG 1, REMOVAL POS. O WITH HOLDER !!! Phased-out product !!! SIRIUS ACT 3SU1 is successor Preferred successor type is >>3SU1000-5HC01-0AA0 + |  | 0 | 7
3SB3000-4MF11-Z | B01 | 3SB3000-4MF11-ZB01 | 1 | UN | 1 | 10 | C | D | N | N | 83014090 | 1 | 4011209519640 | 0.144 | KG | 78.09 | 78.09 | CP20 | CP20 | CES key-operated switch, 22 mm, round, plastic, lock no. LSG1, with 2 keys, 2 switch positions O-I, momentary contact type, actuating angle 50 degrees, 12/14 hundred hours, key removal O, Z=without holder !!! Phased-out product !!! SIRIUS ACT 3SU1 is the successor The preferred successor type is <<3SU1000-5HC01-0AA0>> | - | 0 | 7
3SB3000-4MF21 |  | 3SB3000-4MF21 | 1 | UN | 1 | 10 | C | D | N | N | 83014090 | 1 | 4011209512825 | 0.15 | KG | 79.61 | 79.61 | CP20 | CP20 | CES key-operated switch, 22 mm, round, plastic, lock no. SMS1, with 2 keys, 2 switch positions O-I, momentary contact type, actuating angle 50 degrees, 12/14 hundred hours, key removal O, with holder !!! Phased-out product !!! SIRIUS ACT 3SU1 is the successor The preferred successor type is >>3SU1000-5BC01-0AA0-Z Y01 Z= SMS1 + 3SU1500-0AA10-0AA0<< | - | 0 | 7
3SB3000-4MF21-Z | B01 | 3SB3000-4MF21-ZB01 | 1 | UN | 1 | 10 | C | D | N | N | 83014090 | 1 |  | 0.149 | KG | 78.09 | 78.09 | CP20 | CP20 | CES key-operated switch, 22 mm, round, plastic, lock no. SMS1, with 2 keys, 2 switch positions O-I, momentary contact type, actuating angle 50 degrees, 12/14 hundred hours, key removal O, without holder !!! Phased-out product !!! SIRIUS ACT 3SU1 is the successor The preferred successor type is <<3SU1000-5BC01-0AA0-ZY01>> | - | 0 | 7
3SB3000-4PD01 |  | 3SB3000-4PD01 | 1 | UN | 1 | 10 | C | D | N | N | 83014090 | 1 | 4011209182493 | 0.144 | KG | 81.32 | 81.32 | CP20 | CP20 | 22MM PLASTIC ROUND ACTUATOR: CES KEY-OPER.SWITCH WITH 2 KEYS 3 SWITCH POSITIONS I-O-II LATCHING LOCK NO SSG 10, REMOVAL POS. O WITH HOLDER !!! Phased-out product !!! SIRIUS ACT 3SU1 is successor Preferred successor type is >>3SU1000-5BL01-0AA0 + 3SU1500-0AA10-0AA0<< |  | 0 | 7
3SB3000-4PD01-Z | B01 | 3SB3000-4PD01-ZB01 | 1 | UN | 1 | 10 | C | D | N | N | 83014090 | 1 | 4011209744622 | 0.139 | KG | 79.8 | 79.8 | CP20 | CP20 | CES key-operated switch, 22 mm, round, plastic, lock no. SSG10, with 2 keys, 3 switch positions I-O-II, latching, actuating angle 2x50 degrees, key removal O, Z=without holder !!! Phased-out product !!! SIRIUS ACT 3SU1 is the successor The preferred successor type is <<3SU1000-5BL01-0AA0>> | - | 0 | 7
3SB3000-4PD05 |  | 3SB3000-4PD05 | 1 | UN | 1 | 20 | D | D | N | N | 83014090 | 1 | 4011209665392 | 0.155 | KG | 277.4 | 277.4 | CP20 | CP20 | KEY-OPER. SWITCH CES, WITH KEY MONITORING, 22MM, ROUND, PLASTIC, LOCK NO SSG10, WITH 2 KEYS, 3 SWITCH POSITIONS I-O-II, LATCHING, ACTUATING ANGLE 2X50 DEG, REMOVAL POS. O, WITH HOLDER !!! Phased-out product !!! SIRIUS ACT 3SU1 is successor Preferred successor type is >>3SU1000-5JL01-0AA0 + 3SU1500-0AA10-0AA0<< | - | 0 | 7
3SB3000-4PD05-Z | B01 | 3SB3000-4PD05-ZB01 | 1 | UN | 1 | 20 | D | D | N | N | 83014090 | 1 |  | 0.149 | KG | 275.88 | 275.88 | CP20 | CP20 | CES key-operated switch, with key monitoring, 22 mm, round, plastic, lock no. SSG10, with 2 keys, 3 switch positions I-O-II, latching, actuating angle 2x50 degrees, key removal O, without holder !!! Phased-out product !!! SIRIUS ACT 3SU1 is the successor The preferred successor type is <<3SU1000-5JL01-0AA0>> | - | 0 | 7
3SB3000-4PD11 |  | 3SB3000-4PD11 | 1 | UN | 1 | 10 | C | D | N | N | 83014090 | 1 | 4011209182509 | 0.14 | KG | 81.32 | 81.32 | CP20 | CP20 | 22MM PLASTIC ROUND ACTUATOR: CES KEY-OPER.SWITCH WITH 2 KEYS 3 SWITCH POSITIONS I-O-II LATCHING LOCK NO SSG 10,REM.POS. I+O+II WITH HOLDER !!! Phased-out product !!! SIRIUS ACT 3SU1 is successor Preferred successor type is >>3SU1000-5BL11-0AA0 + 3SU1500-0AA10-0AA0<< |  | 0 | 7
3SB3000-4PD11-Z | B01 | 3SB3000-4PD11-ZB01 | 1 | UN | 1 | 10 | C | D | N | N | 83014090 | 1 | 4011209440685 | 0.128 | KG | 79.8 | 79.8 | CP20 | CP20 | CES key-operated switch, 22 mm, round, plastic, lock no. SSG10, with 2 keys, 3 switch positions I-O-II, latching, actuating angle 2x50 degrees, key removal I+O+II, Z=without holder !!! Phased-out product !!! SIRIUS ACT 3SU1 is the successor The preferred successor type is <<3SU1000-5BL11-0AA0>> | - | 0 | 7
3SB3000-4PD11-Z | B01X90 | 3SB3000-4PD11-ZB01X90 | 1 | UN | 1 | 10 | C | D | N | N | 83014090 | 20 |  | 0.138 | KG | 79.8 | 79.8 | CP20 | CP20 | CES key-operated switch, 22 mm, round, plastic, lock no. SSG10, with 2 keys, 3 switch positions I-O-II, latching, actuating angle 2x50 degrees, key removal I+O+II, with holder, Z=20-unit pack !!! Phased-out product !!! SIRIUS ACT 3SU1 is the successor The preferred successor type is <<3SU1000-5BL11-0AA0-ZX90>> | - | 0 | 7
3SB3000-4PD11-Z | X90 | 3SB3000-4PD11-ZX90 | 1 | UN | 1 | 10 | C | D | N | N | 83014090 | 20 | 4011209745667 | 0.138 | KG | 81.32 | 81.32 | CP20 | CP20 | CES key-operated switch, 22 mm, round, plastic, lock no. SSG10, with 2 keys, 3 switch positions I-O-II, latching, actuating angle 2x50 degrees, key removal I+O+II, with holder, Z=20-unit pack !!! Phased-out product !!! SIRIUS ACT 3SU1 is the successor The preferred successor type is <<3SU1000-5BL11-0AA0-ZX90 + 3SU1500-0AA10-0AA0>> | - | 0 | 7
3SB3000-4PD21 |  | 3SB3000-4PD21 | 1 | UN | 1 | 10 | C | D | N | N | 83014090 | 1 | 4011209182516 | 0.144 | KG | 81.32 | 81.32 | CP20 | CP20 | 22MM PLASTIC ROUND ACTUATOR: CES KEY-OPER.SWITCH WITH 2 KEYS 3 SWITCH POSITIONS I-O-II LATCHING LOCK NO SSG 10, REMOVAL POS. I WITH HOLDER !!! Phased-out product !!! SIRIUS ACT 3SU1 is successor Preferred successor type is >>3SU1000-5BL21-0AA0 + 3SU1500-0AA10-0AA0<< |  | 0 | 7
3SB3000-4PD21-Z | B01 | 3SB3000-4PD21-ZB01 | 1 | UN | 1 | 10 | C | D | N | N | 83014090 | 1 | 4011209744639 | 0.16 | KG | 79.8 | 79.8 | CP20 | CP20 | CES key-operated switch, 22 mm, round, plastic, lock no. SSG10, with 2 keys, 3 switch positions I-O-II, latching, actuating angle 2x50 degrees, key removal I, Z=without holder !!! Phased-out product !!! SIRIUS ACT 3SU1 is the successor The preferred successor type is <<3SU1000-5BL21-0AA0>> | - | 0 | 7
3SB3000-4PD31 |  | 3SB3000-4PD31 | 1 | UN | 1 | 10 | C | D | N | N | 83014090 | 1 | 4011209182523 | 0.142 | KG | 81.32 | 81.32 | CP20 | CP20 | 22MM PLASTIC ROUND ACTUATOR: CES KEY-OPER.SWITCH WITH 2 KEYS 3 SWITCH POSITIONS I-O-II LATCHING LOCK NO SSG 10, REMOVAL POS. II WITH HOLDER !!! Phased-out product !!! SIRIUS ACT 3SU1 is successor Preferred successor type is >>3SU1000-5BL31-0AA0 + 3SU1500-0AA10-0AA0<< |  | 0 | 7
3SB3000-4PD31-Z | B01 | 3SB3000-4PD31-ZB01 | 1 | UN | 1 | 10 | C | D | N | N | 83014090 | 1 |  | 0.144 | KG | 79.8 | 79.8 | CP20 | CP20 | CES key-operated switch, 22 mm, round, plastic, lock no. SSG10, with 2 keys, 3 switch positions I-O-II, latching, actuating angle 2x50 degrees, key removal II, without holder !!! Phased-out product !!! SIRIUS ACT 3SU1 is the successor The preferred successor type is <<3SU1000-5BL31-0AA0>> | - | 0 | 7
3SB3000-4PD41 |  | 3SB3000-4PD41 | 1 | UN | 1 | 10 | C | D | N | N | 83014090 | 1 | 4011209182530 | 0.152 | KG | 81.32 | 81.32 | CP20 | CP20 | 22MM PLASTIC ROUND ACTUATOR: CES KEY-OPER.SWITCH WITH 2 KEYS 3 SWITCH POSITIONS I-O-II LATCHING LOCK NO SSG 10, REM. POS. I+II WITH HOLDER !!! Phased-out product !!! SIRIUS ACT 3SU1 is successor Preferred successor type is >>3SU1000-5BL41-0AA0 + 3SU1500-0AA10-0AA0<< |  | 0 | 7
3SB3000-4PD41-Z | B01 | 3SB3000-4PD41-ZB01 | 1 | UN | 1 | 10 | C | D | N | N | 83014090 | 1 | 4011209789500 | 0.119 | KG | 79.8 | 79.8 | CP20 | CP20 | CES key-operated switch, 22 mm, round, plastic, lock no. SSG10, with 2 keys, 3 switch positions I-O-II, latching, actuating angle 2x50 degrees, key removal I+II, without holder !!! Phased-out product !!! SIRIUS ACT 3SU1 is the successor The preferred successor type is <<3SU1000-5BL41-0AA0>> | - | 0 | 7
3SB3000-4PD51 |  | 3SB3000-4PD51 | 1 | UN | 1 | 10 | C | D | N | N | 83014090 | 1 | 4011209419889 | 0.147 | KG | 81.32 | 81.32 | CP20 | CP20 | 22MM PLASTIC ROUND ACTUATOR: CES KEY-OPER.SWITCH WITH 2 KEYS 3 SWITCH POSITIONS I-O-II LATCHING LOCK NO SSG 10,REMOVAL POS.0+I WITH HOLDER !!! Phased-out product !!! SIRIUS ACT 3SU1 is successor Preferred successor type is >>3SU1000-5BL51-0AA0 + 3SU1500-0AA10-0AA0<< | - | 0 | 7
3SB3000-4PD51-Z | B01 | 3SB3000-4PD51-ZB01 | 1 | UN | 1 | 10 | C | D | N | N | 83014090 | 1 |  | 0.142 | KG | 79.8 | 79.8 | CP20 | CP20 | CES key-operated switch, 22 mm, round, plastic, lock no. SSG10, with 2 keys, 3 switch positions I-O-II, latching, actuating angle 2x50 degrees, key removal O+I, without holder !!! Phased-out product !!! SIRIUS ACT 3SU1 is the successor The preferred successor type is <<3SU1000-5BL51-0AA0>> | - | 0 | 7
3SB3000-4QD01 |  | 3SB3000-4QD01 | 1 | UN | 1 | 10 | C | D | N | N | 83014090 | 1 | 4011209182547 | 0.144 | KG | 81.32 | 81.32 | CP20 | CP20 | 22MM PLASTIC ROUND ACTUATOR: CES KEY-OPER.SWITCH WITH 2 KEYS 3 SWITCH POSITIONS I-O-II MOMENTARY CONTACT TYPE LOCK NO SSG 10, REMOVAL POS. O WITH HOLDER !!! Phased-out product !!! SIRIUS ACT 3SU1 is successor Preferred successor type is >>3SU1000-5BM01-0AA0 + | - | 0 | 7
3SB3000-4QD01-Z | B01 | 3SB3000-4QD01-ZB01 | 1 | UN | 1 | 10 | C | D | N | N | 83014090 | 1 | 4011209744646 | 0.135 | KG | 79.8 | 79.8 | CP20 | CP20 | CES key-operated switch, 22 mm, round, plastic, lock no. SSG10, with 2 keys, 3 switch positions I-O-II, momentary contact type, actuating angle 2x50 degrees, key removal O, Z=without holder !!! Phased-out product !!! SIRIUS ACT 3SU1 is the successor The preferred successor type is <<3SU1000-5BM01-0AA0>> | - | 0 | 7
3SB3000-4RD01 |  | 3SB3000-4RD01 | 1 | UN | 1 | 10 | C | D | N | N | 83014090 | 1 | 4011209225107 | 0.15 | KG | 79.61 | 79.61 | CP20 | CP20 | 22MM PLASTIC ROUND ACTUATOR: CES KEY-OPER.SWITCH WITH 2 KEYS 3 SWITCH POSITIONS I-O-II LEFT LATCH.,RI.MOMEN.CONT.TYPE LOCK NO SSG 10, REMOVAL POS. O WITH HOLDER !!! Phased-out product !!! SIRIUS ACT 3SU1 is successor Preferred successor type is >>3SU1000-5BN01-0AA0 + | - | 0 | 7
3SB3000-4RD01-Z | B01 | 3SB3000-4RD01-ZB01 | 1 | UN | 1 | 10 | C | D | N | N | 83014090 | 1 |  | 0.144 | KG | 78.09 | 78.09 | CP20 | CP20 | CES key-operated switch, 22 mm, round, plastic, lock no. SSG10, with 2 keys, 3 switch positions I-O-II, left latching, right momentary contact type, actuating angle 2x50 degrees, key removal O, without holder !!! Phased-out product !!! SIRIUS ACT 3SU1 is the successor The preferred successor type is <<3SU1000-5BN01-0AA0>> | - | 0 | 7
3SB3000-4RD21 |  | 3SB3000-4RD21 | 1 | UN | 1 | 10 | C | D | N | N | 83014090 | 1 | 4011209225091 | 0.145 | KG | 79.61 | 79.61 | CP20 | CP20 | 22MM PLASTIC ROUND ACTUATOR: CES KEY-OPER.SWITCH WITH 2 KEYS 3 SWITCH POSITIONS I-O-II LEFT LATCH.,RI.MOMEN.CONT.TYPE LOCK NO SSG 10, REMOVAL POS. I WITH HOLDER !!! Phased-out product !!! SIRIUS ACT 3SU1 is successor Preferred successor type is >>3SU1000-5BN21-0AA0 + | - | 0 | 7
3SB3000-4RD21-Z | B01 | 3SB3000-4RD21-ZB01 | 1 | UN | 1 | 10 | C | D | N | N | 83014090 | 1 | 4011209744677 | 0.132 | KG | 78.09 | 78.09 | CP20 | CP20 | CES key-operated switch, 22 mm, round, plastic, lock no. SSG10, with 2 keys, 3 switch positions I-O-II, left latching, right momentary contact type, actuating angle 2x50 degrees, key removal I, Z=without holder !!! Phased-out product !!! SIRIUS ACT 3SU1 is the successor The preferred successor type is <<3SU1000-5BN21-0AA0>> | - | 0 | 7
3SB3000-4RD51 |  | 3SB3000-4RD51 | 1 | UN | 1 | 10 | C | D | N | N | 83014090 | 1 | 4011209225084 | 0.148 | KG | 79.61 | 79.61 | CP20 | CP20 | 22MM PLASTIC ROUND ACTUATOR: CES KEY-OPER.SWITCH WITH 2 KEYS 3 SWITCH POSITIONS I-O-II LEFT LATCH.,RI.MOMEN.CONT.TYPE LOCK NO SSG 10, REM. POS. O+I WITH HOLDER !!! Phased-out product !!! SIRIUS ACT 3SU1 is successor Preferred successor type is >>3SU1000-5BN51-0AA0 + | - | 0 | 7
3SB3000-4RD51-Z | B01 | 3SB3000-4RD51-ZB01 | 1 | UN | 1 | 10 | C | D | N | N | 83014090 | 1 | 4011209517806 | 0.134 | KG | 78.09 | 78.09 | CP20 | CP20 | CES key-operated switch, 22 mm, round, plastic, lock no. SSG10, with 2 keys, 3 switch positions I-O-II, left latching, right momentary contact type, actuating angle 2x50 degrees, key removal O+I, Z=without holder !!! Phased-out product !!! SIRIUS ACT 3SU1 is the successor The preferred successor type is <<3SU1000-5BN51-0AA0>> | - | 0 | 7
3SB3000-4SD01 |  | 3SB3000-4SD01 | 1 | UN | 1 | 10 | C | D | N | N | 83014090 | 1 | 4011209225077 | 0.145 | KG | 79.61 | 79.61 | CP20 | CP20 | 22MM PLASTIC ROUND ACTUATOR: CES KEY-OPER.SWITCH WITH 2 KEYS 3 SWITCH POSITIONS I-O-II RIGHT LATCH.,LE.MOMEN.CONT.TYPE LOCK NO SSG 10, REMOVAL POS. O WITH HOLDER !!! Phased-out product !!! SIRIUS ACT 3SU1 is successor Preferred successor type is >>3SU1000-5BP01-0AA0 + | - | 0 | 7
3SB3000-4SD01-Z | B01 | 3SB3000-4SD01-ZB01 | 1 | UN | 1 | 10 | C | D | N | N | 83014090 | 1 |  | 0.133 | KG | 78.09 | 78.09 | CP20 | CP20 | CES key-operated switch, 22 mm, round, plastic, lock no. SSG10, with 2 keys, 3 switch positions I-O-II, left momentary contact type, right latching, actuating angle 2x50 degrees, key removal O, Z=without holder !!! Phased-out product !!! SIRIUS ACT 3SU1 is the successor The preferred successor type is <<3SU1000-5BP01-0AA0>> | - | 0 | 7
3SB3000-4SD31 |  | 3SB3000-4SD31 | 1 | UN | 1 | 10 | C | D | N | N | 83014090 | 1 | 4011209225060 | 0.145 | KG | 79.61 | 79.61 | CP20 | CP20 | 22MM PLASTIC ROUND ACTUATOR: CES KEY-OPER.SWITCH WITH 2 KEYS 3 SWITCH POSITIONS I-O-II RIGHT LATCH.,LE.MOMEN.CONT.TYPE LOCK NO SSG 10, REMOVAL POS. II WITH HOLDER !!! Phased-out product !!! SIRIUS ACT 3SU1 is successor Preferred successor type is >>3SU1000-5BP31-0AA0 + | - | 0 | 7
3SB3000-4SD31-Z | B01 | 3SB3000-4SD31-ZB01 | 1 | UN | 1 | 10 | C | D | N | N | 83014090 | 1 |  | 0.145 | KG | 78.09 | 78.09 | CP20 | CP20 | CES key-operated switch, 22 mm, round, plastic, lock no. SSG10, with 2 keys, 3 switch positions I-O-II, left momentary contact type, right latching, actuating angle 2x50 degrees, key removal II, without holder !!! Phased-out product !!! SIRIUS ACT 3SU1 is the successor The preferred successor type is <<3SU1000-5BP31-0AA0>> | - | 0 | 7
3SB3000-4SD61 |  | 3SB3000-4SD61 | 1 | UN | 1 | 10 | C | D | N | N | 83014090 | 1 | 4011209225053 | 0.143 | KG | 79.61 | 79.61 | CP20 | CP20 | 22MM PLASTIC ROUND ACTUATOR: CES KEY-OPER.SWITCH WITH 2 KEYS 3 SWITCH POSITIONS I-O-II RIGHT LATCH.,LE.MOMEN.CONT.TYPE LOCK NO SSG 10, REM. POS. O+II WITH HOLDER !!! Phased-out product !!! SIRIUS ACT 3SU1 is successor Preferred successor type is >>3SU1000-5BP61-0AA0 + | - | 0 | 7
3SB3000-4SD61-Z | B01 | 3SB3000-4SD61-ZB01 | 1 | UN | 1 | 10 | C | D | N | N | 83014090 | 1 | 4011209744660 | 0.13 | KG | 78.09 | 78.09 | CP20 | CP20 | CES key-operated switch, 22 mm, round, plastic, lock no. SSG10, with 2 keys, 3 switch positions I-O-II, left momentary contact type, right latching, actuating angle 2x50 degrees, key removal O+II, Z=without holder !!! Phased-out product !!! SIRIUS ACT 3SU1 is the successor The preferred successor type is <<3SU1000-5BP61-0AA0>> | - | 0 | 7
3SB3000-5AD01 |  | 3SB3000-5AD01 | 1 | UN | 1 | 10 | C | D | N | N | 83014090 | 1 | 4011209199514 | 0.139 | KG | 104.5 | 104.5 | CP20 | CP20 | 22MM PLASTIC ROUND ACTUATOR: BKS KEY-OPER.SWITCH WITH 2 KEYS 2 SWITCH POSITIONS O-I LATCHING LOCK NO S1, REMOVAL POS. O WITH HOLDER NOTE: BKS LOCKS E1 - E27 SUPPLIED WITHOUT KEYS !!! Phased-out product !!! SIRIUS ACT 3SU1 is successor Preferred successor type is >>3SU1000-5PF01-0AA0 + | - | 0 | 7
3SB3000-5AD01-Z | B01 | 3SB3000-5AD01-ZB01 | 1 | UN | 1 | 10 | C | D | N | N | 83014090 | 1 | 4011209504578 | 0.14 | KG | 102.98 | 102.98 | CP20 | CP20 | BKS key-operated switch, 22 mm, round, plastic, lock no. S1, with 2 keys, 2 switch positions O-I, latching, actuating angle 50 degrees, 12/14 hundred hours, key removal O, Z=without holder NOTE: For the BKS locks E1 - E27 delivery without key !!! Phased-out product !!! SIRIUS ACT 3SU1 is the successor The preferred successor type is <<3SU1000-5PF01-0AA0>> | - | 0 | 7
3SB3000-5AD11 |  | 3SB3000-5AD11 | 1 | UN | 1 | 10 | C | D | N | N | 83014090 | 1 | 4011209190139 | 0.135 | KG | 104.5 | 104.5 | CP20 | CP20 | 22MM PLASTIC ROUND ACTUATOR: BKS KEY-OPER.SWITCH WITH 2 KEYS 2 SWITCH POSITIONS O-I LATCHING LOCK NO S1, REMOVAL POS. O+I WITH HOLDER NOTE: BKS LOCKS E1 - E27 SUPPLIED WITHOUT KEYS !!! Phased-out product !!! SIRIUS ACT 3SU1 is successor Preferred successor type is >>3SU1000-5PF11-0AA0 + | - | 0 | 7
3SB3000-5AD11-Z | B01 | 3SB3000-5AD11-ZB01 | 1 | UN | 1 | 10 | C | D | N | N | 83014090 | 1 | 4011209435759 | 0.123 | KG | 102.98 | 102.98 | CP20 | CP20 | BKS key-operated switch, 22 mm, round, plastic, lock no. S1, with 2 keys, 2 switch positions O-I, latching, actuating angle 50 degrees, 12/14 hundred hours, key removal O+I, Z=without holder NOTE: For the BKS locks E1 - E27 delivery without key !!! Phased-out product !!! SIRIUS ACT 3SU1 is the successor The preferred successor type is <<3SU1000-5PF11-0AA0>> | - | 0 | 7
3SB3000-5AD21 |  | 3SB3000-5AD21 | 1 | UN | 1 | 10 | C | D | N | N | 83014090 | 1 | 4011209215627 | 0.136 | KG | 104.5 | 104.5 | CP20 | CP20 | 22MM PLASTIC ROUND ACTUATOR: BKS KEY-OPER.SWITCH WITH 2 KEYS 2 SWITCH POSITIONS O-I LATCHING LOCK NO S1, REMOVAL POS. I WITH HOLDER NOTE: BKS LOCKS E1 - E27 SUPPLIED WITHOUT KEYS !!! Phased-out product !!! SIRIUS ACT 3SU1 is successor Preferred successor type is >>3SU1000-5PF21-0AA0 + | - | 0 | 7
3SB3000-5AD21-Z | B01 | 3SB3000-5AD21-ZB01 | 1 | UN | 1 | 10 | C | D | N | N | 83014090 | 1 | 4011209744721 | 0.14 | KG | 102.98 | 102.98 | CP20 | CP20 | BKS key-operated switch, 22 mm, round, plastic, lock no. S1, with 2 keys, 2 switch positions O-I, latching, actuating angle 50 degrees, 12/14 hundred hours, key removal I, Z=without holder NOTE: For the BKS locks E1 - E27 delivery without key !!! Phased-out product !!! SIRIUS ACT 3SU1 is the successor The preferred successor type is <<3SU1000-5PF21-0AA0>> | - | 0 | 7
3SB3000-5AE01 |  | 3SB3000-5AE01 | 1 | UN | 1 | 10 | C | D | N | N | 83014090 | 1 | 4011209215610 | 0.12 | KG | 104.5 | 104.5 | CP20 | CP20 | 22MM PLASTIC ROUND ACTUATOR: BKS KEY-OPER.SWITCH WITHOUT KEY 2 SWITCH POSITIONS O-I LATCHING LOCK NO E1 (VW), REM. POS. O+I WITH HOLDER NOTE: BKS LOCKS E1 - E27 SUPPLIED WITHOUT KEYS !!! Phased-out product !!! SIRIUS ACT 3SU1 is successor Preferred successor type is >>3SU1000-5QF11-0AA0 + | - | 0 | 7
3SB3000-5AE01-Z | B01 | 3SB3000-5AE01-ZB01 | 1 | UN | 1 | 10 | C | D | N | N | 83014090 | 1 | 4011209744745 | 0.111 | KG | 102.98 | 102.98 | CP20 | CP20 | BKS key-operated switch, 22 mm, round, plastic, lock no. E1 (VW), without key, 2 switch positions O-I, latching, actuating angle 50 degrees, 12/14 hundred hours, key removal O+I, Z=without holder NOTE: For the BKS locks E1 - E27 delivery without key !!! Phased-out product !!! SIRIUS ACT 3SU1 is the successor The preferred successor type is <<3SU1000-5QF11-0AA0>> | - | 0 | 7
3SB3000-5AE11 |  | 3SB3000-5AE11 | 1 | UN | 1 | 10 | C | D | N | N | 83014090 | 1 | 4011209215603 | 0.127 | KG | 104.5 | 104.5 | CP20 | CP20 | 22MM PLASTIC ROUND ACTUATOR: BKS KEY-OPER.SWITCH WITHOUT KEY 2 SWITCH POSITIONS O-I LATCHING LOCK NO E1 (VW), REMOVAL POS. O WITH HOLDER NOTE: BKS LOCKS E1 - E27 SUPPLIED WITHOUT KEYS !!! Phased-out product !!! SIRIUS ACT 3SU1 is successor Preferred successor type is >>3SU1000-5QF01-0AA0 + | - | 0 | 7
3SB3000-5AE11-Z | B01 | 3SB3000-5AE11-ZB01 | 1 | UN | 1 | 10 | C | D | N | N | 83014090 | 1 | 4011209744752 | 0.16 | KG | 102.98 | 102.98 | CP20 | CP20 | BKS key-operated switch, 22 mm, round, plastic, lock no. E1 (VW), without key, 2 switch positions O-I, latching, actuating angle 50 degrees, 12/14 hundred hours, key removal O, Z=without holder NOTE: For the BKS locks E1 - E27 delivery without key !!! Phased-out product !!! SIRIUS ACT 3SU1 is the successor The preferred successor type is <<3SU1000-5QF01-0AA0>> | - | 0 | 7
3SB3000-5AE21 |  | 3SB3000-5AE21 | 1 | UN | 1 | 10 | C | D | N | N | 83014090 | 1 | 4011209215597 | 0.124 | KG | 104.5 | 104.5 | CP20 | CP20 | 22MM PLASTIC ROUND ACTUATOR: BKS KEY-OPER.SWITCH WITHOUT KEY 2 SWITCH POSITIONS O-I LATCHING LOCK NO E2(VW),REMOVAL POS.O+I WITH HOLDER NOTE: BKS LOCKS E1 - E27 SUPPLIED WITHOUT KEYS !!! Phased-out product !!! SIRIUS ACT 3SU1 is successor Preferred successor type is >>3SU1000-5RF11-0AA0 + | - | 0 | 7
3SB3000-5AE21-Z | B01 | 3SB3000-5AE21-ZB01 | 1 | UN | 1 | 10 | C | D | N | N | 83014090 | 1 | 4011209791305 | 0.125 | KG | 102.98 | 102.98 | CP20 | CP20 | BKS key-operated switch, 22 mm, round, plastic, lock no. E2 (VW), without key, 2 switch positions O-I, latching, actuating angle 50 degrees, 12/14 hundred hours, key removal O+I, without holder NOTE: For the BKS locks E1 - E27 delivery without key !!! Phased-out product !!! SIRIUS ACT 3SU1 is the successor The preferred successor type is <<3SU1000-5RF11-0AA0>> | - | 0 | 7
3SB3000-5AE31 |  | 3SB3000-5AE31 | 1 | UN | 1 | 10 | C | D | N | N | 83014090 | 1 | 4011209196865 | 0.12 | KG | 104.5 | 104.5 | CP20 | CP20 | 22MM PLASTIC ROUND ACTUATOR: BKS KEY-OPER.SWITCH WITHOUT KEY 2 SWITCH POSITIONS O-I LATCHING LOCK NO E2 (VW), REMOVAL POS. O WITH HOLDER NOTE: BKS LOCKS E1 - E27 SUPPLIED WITHOUT KEYS !!! Phased-out product !!! SIRIUS ACT 3SU1 is successor Preferred successor type is >>3SU1000-5RF01-0AA0 + | - | 0 | 7
3SB3000-5AE31-Z | B01 | 3SB3000-5AE31-ZB01 | 1 | UN | 1 | 10 | C | D | N | N | 83014090 | 1 | 4011209497610 | 0.113 | KG | 102.98 | 102.98 | CP20 | CP20 | BKS key-operated switch, 22 mm, round, plastic, lock no. E2 (VW), without key, 2 switch positions O-I, latching, actuating angle 50 degrees, 12/14 hundred hours, key removal O, Z=without holder NOTE: For the BKS locks E1 - E27 delivery without key !!! Phased-out product !!! SIRIUS ACT 3SU1 is the successor The preferred successor type is <<3SU1000-5RF01-0AA0>> | - | 0 | 7
3SB3000-5AE41 |  | 3SB3000-5AE41 | 1 | UN | 1 | 10 | C | D | N | N | 83014090 | 1 | 4011209195493 | 0.123 | KG | 104.5 | 104.5 | CP20 | CP20 | 22MM PLASTIC ROUND ACTUATOR: BKS KEY-OPER.SWITCH WITHOUT KEY 2 SWITCH POSITIONS O-I LATCHING LOCK NO E7 (VW),REM. POS. O+I WITH HOLDER NOTE: BKS LOCKS E1 - E27 SUPPLIED WITHOUT KEYS !!! Phased-out product !!! SIRIUS ACT 3SU1 is successor Preferred successor type is >>3SU1000-5SF11-0AA0 + | - | 0 | 7
3SB3000-5AE41-Z | B01 | 3SB3000-5AE41-ZB01 | 1 | UN | 1 | 10 | C | D | N | N | 83014090 | 1 | 4011209447479 | 0.124 | KG | 102.98 | 102.98 | CP20 | CP20 | BKS key-operated switch, 22 mm, round, plastic, lock no. E7 (VW), without key, 2 switch positions O-I, latching, actuating angle 50 degrees, 12/14 hundred hours, key removal O+I, Z=without holder NOTE: For the BKS locks E1 - E27 delivery without key !!! Phased-out product !!! SIRIUS ACT 3SU1 is the successor The preferred successor type is <<3SU1000-5SF11-0AA0>> | - | 0 | 7
3SB3000-5AE51 |  | 3SB3000-5AE51 | 1 | UN | 1 | 10 | C | D | N | N | 83014090 | 1 | 4011209215580 | 0.12 | KG | 104.5 | 104.5 | CP20 | CP20 | 22MM PLASTIC ROUND ACTUATOR: BKS KEY-OPER.SWITCH WITHOUT KEY 2 SWITCH POSITIONS O-I LATCHING LOCK NO E7 (VW), REMOVAL POS. O WITH HOLDER NOTE: BKS LOCKS E1 - E27 SUPPLIED WITHOUT KEYS !!! Phased-out product !!! SIRIUS ACT 3SU1 is successor Preferred successor type is >>3SU1000-5SF01-0AA0 + | - | 0 | 7
3SB3000-5AE51-Z | B01 | 3SB3000-5AE51-ZB01 | 1 | UN | 1 | 10 | C | D | N | N | 83014090 | 1 | 4011209497627 | 0.113 | KG | 102.98 | 102.98 | CP20 | CP20 | BKS key-operated switch, 22 mm, round, plastic, lock no. E7 (VW), without key, 2 switch positions O-I, latching, actuating angle 50 degrees, 12/14 hundred hours, key removal O, Z=without holder NOTE: For the BKS locks E1 - E27 delivery without key !!! Phased-out product !!! SIRIUS ACT 3SU1 is the successor The preferred successor type is <<3SU1000-5SF01-0AA0>> | - | 0 | 7
3SB3000-5AE61 |  | 3SB3000-5AE61 | 1 | UN | 1 | 10 | C | D | N | N | 83014090 | 1 | 4011209215573 | 0.122 | KG | 104.5 | 104.5 | CP20 | CP20 | 22MM PLASTIC ROUND ACTUATOR: BKS KEY-OPER.SWITCH WITHOUT KEY 2 SWITCH POSITIONS O-I LATCHING LOCK NO E9 (VW),REM. POS. O+I WITH HOLDER NOTE: BKS LOCKS E1 - E27 SUPPLIED WITHOUT KEYS !!! Phased-out product !!! SIRIUS ACT 3SU1 is successor Preferred successor type is >>3SU1000-5TF11-0AA0 + | - | 0 | 7
3SB3000-5AE61-Z | B01 | 3SB3000-5AE61-ZB01 | 1 | UN | 1 | 10 | C | D | N | N | 83014090 | 1 | 4011209477476 | 0.13 | KG | 102.98 | 102.98 | CP20 | CP20 | BKS key-operated switch, 22 mm, round, plastic, lock no. E9 (VW), without key, 2 switch positions O-I, latching, actuating angle 50 degrees, 12/14 hundred hours, key removal O+I, Z=without holder NOTE: For the BKS locks E1 - E27 delivery without key !!! Phased-out product !!! SIRIUS ACT 3SU1 is the successor The preferred successor type is <<3SU1000-5TF11-0AA0>> | - | 0 | 7
3SB3000-5AE71 |  | 3SB3000-5AE71 | 1 | UN | 1 | 10 | C | D | N | N | 83014090 | 1 | 4011209215566 | 0.127 | KG | 104.5 | 104.5 | CP20 | CP20 | 22MM PLASTIC ROUND ACTUATOR: BKS KEY-OPER.SWITCH WITHOUT KEY 2 SWITCH POSITIONS O-I LATCHING LOCK NO E9 (VW), REMOVAL POS. O WITH HOLDER NOTE: BKS LOCKS E1 - E27 SUPPLIED WITHOUT KEYS !!! Phased-out product !!! SIRIUS ACT 3SU1 is successor Preferred successor type is >>3SU1000-5TF01-0AA0 + | - | 0 | 7
3SB3000-5AE71-Z | B01 | 3SB3000-5AE71-ZB01 | 1 | UN | 1 | 10 | C | D | N | N | 83014090 | 1 | 4011209744769 | 0.112 | KG | 102.98 | 102.98 | CP20 | CP20 | BKS key-operated switch, 22 mm, round, plastic, lock no. E9 (VW), without key, 2 switch positions O-I, latching, actuating angle 50 degrees, 12/14 hundred hours, key removal O, Z=without holder NOTE: For the BKS locks E1 - E27 delivery without key !!! Phased-out product !!! SIRIUS ACT 3SU1 is the successor The preferred successor type is <<3SU1000-5TF01-0AA0>> | - | 0 | 7
3SB3000-5BD01 |  | 3SB3000-5BD01 | 1 | UN | 1 | 10 | C | D | N | N | 83014090 | 1 | 4011209215559 | 0.139 | KG | 104.5 | 104.5 | CP20 | CP20 | 22MM PLASTIC ROUND ACTUATOR: BKS KEY-OPER.SWITCH WITH 2 KEYS 2 SWITCH POSITIONS O-I MOMENTARY CONTACT TYPE LOCK NO S1, REMOVAL POS. O WITH HOLDER NOTE: BKS LOCKS E1 - E27 SUPPLIED WITHOUT KEYS !!! Phased-out product !!! SIRIUS ACT 3SU1 is successor Preferred successor type is >>3SU1000-5PC01-0AA0 + 3SU1500-0AA10-0AA0<< |  | 0 | 7
3SB3000-5BD01-Z | B01 | 3SB3000-5BD01-ZB01 | 1 | UN | 1 | 10 | C | D | N | N | 83014090 | 1 | 4011209477483 | 0.128 | KG | 102.98 | 102.98 | CP20 | CP20 | BKS key-operated switch, 22 mm, round, plastic, lock no. S1, with 2 keys, 2 switch positions O-I, momentary contact type, actuating angle 50 degrees, 12/14 hundred hours, key removal O, Z=without holder NOTE: For the BKS locks E1 - E27 delivery without key !!! Phased-out product !!! SIRIUS ACT 3SU1 is the successor The preferred successor type is <<3SU1000-5PC01-0AA0>> | - | 0 | 7
3SB3000-5BD01-Z | B01X90 | 3SB3000-5BD01-ZB01X90 | 1 | UN | 1 | 20 | D | D | N | N | 83014090 | 20 |  | 0.083 | KG | 102.98 | 102.98 | CP20 | CP20 | BKS key-operated switch, 22 mm, round, plastic, lock no. S1, with 2 keys, 2 switch positions O-I, momentary contact type, actuating angle 50 degrees, 12/14 hundred hours, key removal O, with holder, Z=20-unit pack NOTE: For the BKS locks E1 - E27 delivery without key !!! Phased-out product !!! SIRIUS ACT 3SU1 is the successor The preferred successor type is <<3SU1000-5PC01-0AA0-ZX90>> | - | 0 | 7
3SB3000-5BD01-Z | X90 | 3SB3000-5BD01-ZX90 | 1 | UN | 1 | 20 | D | D | N | N | 83014090 | 20 | 4011209745674 | 0.083 | KG | 104.5 | 104.5 | CP20 | CP20 | BKS key-operated switch, 22 mm, round, plastic, lock no. S1, with 2 keys, 2 switch positions O-I, momentary contact type, actuating angle 50 degrees, 12/14 hundred hours, key removal O, with holder, Z=20-unit pack NOTE: For the BKS locks E1 - E27 delivery without key !!! Phased-out product !!! SIRIUS ACT 3SU1 is the successor The preferred successor type is <<3SU1000-5PC01-0AA0-ZX90 + 3SU1500-0AA10-0AA0>> | - | 0 | 7
3SB3000-5DD01 |  | 3SB3000-5DD01 | 1 | UN | 1 | 10 | C | D | N | N | 83014090 | 1 | 4011209215542 | 0.133 | KG | 99.75 | 99.75 | CP20 | CP20 | 22MM PLASTIC ROUND ACTUATOR: BKS KEY-OPER.SWITCH WITH 2 KEYS 3 SWITCH POSITIONS I-O-II LATCHING LOCK NO S1, REMOVAL POS. O WITH HOLDER NOTE: BKS LOCKS E1 - E27 SUPPLIED WITHOUT KEYS !!! Phased-out product !!! SIRIUS ACT 3SU1 is successor Preferred successor type is >>3SU1000-5PL01-0AA0 + 3SU1500-0AA10-0AA0<< |  | 0 | 7
3SB3000-5DD01-Z | B01 | 3SB3000-5DD01-ZB01 | 1 | UN | 1 | 10 | C | D | N | N | 83014090 | 1 |  | 0.139 | KG | 98.23 | 98.23 | CP20 | CP20 | BKS key-operated switch, 22 mm, round, plastic, lock no. S1, with 2 keys, 3 switch positions I-O-II, latching, actuating angle 2x50 degrees, key removal O, without holder NOTE: For the BKS locks E1 - E27 delivery without key !!! Phased-out product !!! SIRIUS ACT 3SU1 is the successor The preferred successor type is <<3SU1000-5PL01-0AA0>> | - | 0 | 7
3SB3000-5DD11 |  | 3SB3000-5DD11 | 1 | UN | 1 | 10 | C | D | N | N | 83014090 | 1 | 4011209215535 | 0.135 | KG | 99.75 | 99.75 | CP20 | CP20 | 22MM PLASTIC ROUND ACTUATOR: BKS KEY-OPER.SWITCH WITH 2 KEYS 3 SWITCH POSITIONS I-O-II LATCHING LOCK NO S1, REM. POS. I+O+II WITH HOLDER NOTE: BKS LOCKS E1 - E27 SUPPLIED WITHOUT KEYS !!! Phased-out product !!! SIRIUS ACT 3SU1 is successor Preferred successor type is >>3SU1000-5PL11-0AA0 + 3SU1500-0AA10-0AA0<< |  | 0 | 7
3SB3000-5DD11-Z | B01 | 3SB3000-5DD11-ZB01 | 1 | UN | 1 | 10 | C | D | N | N | 83014090 | 1 | 4011209442641 | 0.123 | KG | 98.23 | 98.23 | CP20 | CP20 | BKS key-operated switch, 22 mm, round, plastic, lock no. S1, with 2 keys, 3 switch positions I-O-II, latching, actuating angle 2x50 degrees, key removal I+O+II, Z=without holder NOTE: For the BKS locks E1 - E27 delivery without key !!! Phased-out product !!! SIRIUS ACT 3SU1 is the successor The preferred successor type is <<3SU1000-5PL11-0AA0>> | - | 0 | 7
3SB3000-5DD21 |  | 3SB3000-5DD21 | 1 | UN | 1 | 10 | C | D | N | N | 83014090 | 1 | 4011209215528 | 0.141 | KG | 99.75 | 99.75 | CP20 | CP20 | 22MM PLASTIC ROUND ACTUATOR: BKS KEY-OPER.SWITCH WITH 2 KEYS 3 SWITCH POSITIONS I-O-II LATCHING LOCK NO S1, REMOVAL POS. I WITH HOLDER NOTE: BKS LOCKS E1 - E27 SUPPLIED WITHOUT KEYS !!! Phased-out product !!! SIRIUS ACT 3SU1 is successor Preferred successor type is >>3SU1000-5PL21-0AA0 + 3SU1500-0AA10-0AA0<< | - | 0 | 7
3SB3000-5DD21-Z | B01 | 3SB3000-5DD21-ZB01 | 1 | UN | 1 | 10 | C | D | N | N | 83014090 | 1 |  | 0.141 | KG | 98.23 | 98.23 | CP20 | CP20 | BKS key-operated switch, 22 mm, round, plastic, lock no. S1, with 2 keys, 3 switch positions I-O-II, latching, actuating angle 2x50 degrees, key removal I, without holder NOTE: For the BKS locks E1 - E27 delivery without key !!! Phased-out product !!! SIRIUS ACT 3SU1 is the successor The preferred successor type is <<3SU1000-5PL21-0AA0>> | - | 0 | 7
3SB3000-5DD31 |  | 3SB3000-5DD31 | 1 | UN | 1 | 10 | C | D | N | N | 83014090 | 1 | 4011209215511 | 0.14 | KG | 99.75 | 99.75 | CP20 | CP20 | 22MM PLASTIC ROUND ACTUATOR: BKS KEY-OPER.SWITCH WITH 2 KEYS 3 SWITCH POSITIONS I-O-II LATCHING LOCK NO S1, REMOVAL POS. II WITH HOLDER NOTE: BKS LOCKS E1 - E27 SUPPLIED WITHOUT KEYS !!! Phased-out product !!! SIRIUS ACT 3SU1 is successor Preferred successor type is >>3SU1000-5PL31-0AA0 + 3SU1500-0AA10-0AA0<< |  | 0 | 7
3SB3000-5DD31-Z | B01 | 3SB3000-5DD31-ZB01 | 1 | UN | 1 | 10 | C | D | N | N | 83014090 | 1 | 4011209791220 | 0.125 | KG | 98.23 | 98.23 | CP20 | CP20 | BKS key-operated switch, 22 mm, round, plastic, lock no. S1, with 2 keys, 3 switch positions I-O-II, latching, actuating angle 2x50 degrees, key removal II, without holder NOTE: For the BKS locks E1 - E27 delivery without key !!! Phased-out product !!! SIRIUS ACT 3SU1 is the successor The preferred successor type is <<3SU1000-5PL31-0AA0>> | - | 0 | 7
3SB3000-5DD41 |  | 3SB3000-5DD41 | 1 | UN | 1 | 10 | C | D | N | N | 83014090 | 1 | 4011209215504 | 0.138 | KG | 99.75 | 99.75 | CP20 | CP20 | 22MM PLASTIC ROUND ACTUATOR: BKS KEY-OPER.SWITCH WITH 2 KEYS 3 SWITCH POSITIONS I-O-II LATCHING LOCK NO S1, REMOVAL POS. I+II WITH HOLDER NOTE: BKS LOCKS E1 - E27 SUPPLIED WITHOUT KEYS !!! Phased-out product !!! SIRIUS ACT 3SU1 is successor Preferred successor type is >>3SU1000-5PL41-0AA0 + 3SU1500-0AA10-0AA0<< | - | 0 | 7
3SB3000-5DD41-Z | B01 | 3SB3000-5DD41-ZB01 | 1 | UN | 1 | 10 | C | D | N | N | 83014090 | 1 |  | 0.139 | KG | 98.23 | 98.23 | CP20 | CP20 | BKS key-operated switch, 22 mm, round, plastic, lock no. S1, with 2 keys, 3 switch positions I-O-II, latching, actuating angle 2x50 degrees, key removal I+II, without holder NOTE: For the BKS locks E1 - E27 delivery without key !!! Phased-out product !!! SIRIUS ACT 3SU1 is the successor The preferred successor type is <<3SU1000-5PL41-0AA0>> | - | 0 | 7
3SB3000-5DD81 |  | 3SB3000-5DD81 | 1 | UN | 1 | 10 | C | D | N | N | 83014090 | 1 | 4011209609648 | 0.121 | KG | 103.55 | 103.55 | CP20 | CP20 | 22MM PLASTIC ROUND ACTUATOR: BKS KEY-OPER.SWITCH WITHOUT KEY 3 SWITCH POSITIONS I-O-II LATCHING LOCK NO E2(VW),REMOVAL POS. I+O+II, WITH HOLDER NOTE: BKS LOCKS E1 - E27 SUPPLIED WITHOUT KEYS !!! Phased-out product !!! SIRIUS ACT 3SU1 is successor Preferred successor type is >>3SU1000-5RL11-0AA0 + 3SU1500-0AA10-0AA0<< | - | 0 | 7
3SB3000-5DD81-Z | B01 | 3SB3000-5DD81-ZB01 | 1 | UN | 1 | 10 | C | D | N | N | 83014090 | 1 |  | 0.13 | KG | 102.03 | 102.03 | CP20 | CP20 | BKS key-operated switch, 22 mm, round, plastic, lock no. E2 (VW), without key, 3 switch positions I-O-II, latching, actuating angle 2x50 degrees, key removal I+O+II, without holder NOTE: For the BKS locks E1 - E27 delivery without key !!! Phased-out product !!! SIRIUS ACT 3SU1 is the successor The preferred successor type is <<3SU1000-5RL11-0AA0>> | - | 0 | 7
3SB3000-5DE81 |  | 3SB3000-5DE81 | 1 | UN | 1 | 10 | C | D | N | N | 83014090 | 1 | 4011209627758 | 0.12 | KG | 102.6 | 102.6 | CP20 | CP20 | 22MM PLASTIC ROUND ACTUATOR: BKS KEY-OPER.SWITCH WITHOUT KEY 3 SWITCH POSITIONS I-O-II LATCHING LOCK NO E7, REMOVAL POS. I+O+II WITH HOLDER NOTE: BKS LOCKS E1 - E27 SUPPLIED WITHOUT KEYS !!! Phased-out product !!! SIRIUS ACT 3SU1 is successor Preferred successor type is >>3SU1000-5TL11-0AA0 + 3SU1500-0AA10-0AA0<< | - | 0 | 7
3SB3000-5DE81-Z | B01 | 3SB3000-5DE81-ZB01 | 1 | UN | 1 | 10 | C | D | N | N | 83014090 | 1 |  | 0.123 | KG | 101.08 | 101.08 | CP20 | CP20 | BKS key-operated switch, 22 mm, round, plastic, lock no. E7 (VW), without key, 3 switch positions I-O-II, latching, actuating angle 2x50 degrees, key removal I+O+II, without holder NOTE: For the BKS locks E1 - E27 delivery without key !!! Phased-out product !!! SIRIUS ACT 3SU1 is the successor The preferred successor type is <<3SU1000-5TL11-0AA0>> | - | 0 | 7
3SB3000-5ED01 |  | 3SB3000-5ED01 | 1 | UN | 1 | 10 | C | D | N | N | 83014090 | 1 | 4011209215498 | 0.12 | KG | 99.75 | 99.75 | CP20 | CP20 | 22MM PLASTIC ROUND ACTUATOR: BKS KEY-OPER.SWITCH WITH 2 KEYS 3 SWITCH POSITIONS I-O-II MOMENTARY CONTACT TYPE LOCK NO S1, REMOVAL POS. O WITH HOLDER NOTE: BKS LOCKS E1 - E27 SUPPLIED WITHOUT KEYS !!! Phased-out product !!! SIRIUS ACT 3SU1 is successor Preferred successor type is >>3SU1000-5PM01-0AA0 + 3SU1500-0AA10-0AA0<< | - | 0 | 7
3SB3000-5ED01-Z | B01 | 3SB3000-5ED01-ZB01 | 1 | UN | 1 | 10 | C | D | N | N | 83014090 | 1 | 4011209744738 | 0.131 | KG | 98.23 | 98.23 | CP20 | CP20 | BKS key-operated switch, 22 mm, round, plastic, lock no. S1, with 2 keys, 3 switch positions I-O-II, momentary contact type, actuating angle 2x50 degrees, key removal O, Z=without holder NOTE: For the BKS locks E1 - E27 delivery without key !!! Phased-out product !!! SIRIUS ACT 3SU1 is the successor The preferred successor type is <<3SU1000-5PM01-0AA0>> | - | 0 | 7
3SB3000-5FD01 |  | 3SB3000-5FD01 | 1 | UN | 1 | 10 | C | D | N | N | 83014090 | 1 | 4011209225046 | 0.14 | KG | 99.75 | 99.75 | CP20 | CP20 | 22MM PLASTIC ROUND ACTUATOR: BKS KEY-OPER.SWITCH WITH 2 KEYS 3 SWITCH POSITIONS I-O-II LEFT LATCH.,RI.MOMEN.CONT.TYPE LOCK NO S1, REMOVAL POS. O WITH HOLDER NOTE: BKS LOCKS E1 - E27 SUPPLIED WITHOUT KEYS !!! Phased-out product !!! SIRIUS ACT 3SU1 is successor Preferred successor type is >>3SU1000-5PN51-0AA0 + 3SU1500-0AA10-0AA0<< | - | 0 | 7
3SB3000-5FD01-Z | B01 | 3SB3000-5FD01-ZB01 | 1 | UN | 1 | 10 | C | D | N | N | 83014090 | 1 |  | 0.2 | KG | 98.23 | 98.23 | CP20 | CP20 | BKS key-operated switch, 22 mm, round, plastic, lock no. S1, with 2 keys, 3 switch positions I-O-II, left latching, right momentary contact type, actuating angle 2x50 degrees, key removal O, without holder NOTE: For the BKS locks E1 - E27 delivery without key !!! Phased-out product !!! SIRIUS ACT 3SU1 is the successor The preferred successor type is <<3SU1000-5PN51-0AA0>> | - | 0 | 7
3SB3000-5FD21 |  | 3SB3000-5FD21 | 1 | UN | 1 | 10 | C | D | N | N | 83014090 | 1 | 4011209225039 | 0.14 | KG | 99.75 | 99.75 | CP20 | CP20 | 22MM PLASTIC ROUND ACTUATOR: BKS KEY-OPER.SWITCH WITH 2 KEYS 3 SWITCH POSITIONS I-O-II LEFT LATCH.,RI.MOMEN.CONT.TYPE LOCK NO S1, REMOVAL POS. I WITH HOLDER NOTE: BKS LOCKS E1 - E27 SUPPLIED WITHOUT KEYS !!! Phased-out product !!! SIRIUS ACT 3SU1 is successor Preferred successor type is >>3SU1000-5PN21-0AA0 + 3SU1500-0AA10-0AA0<< | - | 0 | 7
3SB3000-5FD21-Z | B01 | 3SB3000-5FD21-ZB01 | 1 | UN | 1 | 10 | C | D | N | N | 83014090 | 1 |  | 0.139 | KG | 98.23 | 98.23 | CP20 | CP20 | BKS key-operated switch, 22 mm, round, plastic, lock no. S1, with 2 keys, 3 switch positions I-O-II, left latching, right momentary contact type, actuating angle 2x50 degrees, key removal I, without holder NOTE: For the BKS locks E1 - E27 delivery without key !!! Phased-out product !!! SIRIUS ACT 3SU1 is the successor The preferred successor type is <<3SU1000-5PN21-0AA0>> | - | 0 | 7
3SB3000-5FD51 |  | 3SB3000-5FD51 | 1 | UN | 1 | 10 | C | D | N | N | 83014090 | 1 | 4011209225022 | 0.136 | KG | 99.75 | 99.75 | CP20 | CP20 | 22MM PLASTIC ROUND ACTUATOR: BKS KEY-OPER.SWITCH WITH 2 KEYS 3 SWITCH POSITIONS I-O-II LEFT LATCH.,RI.MOMEN.CONT.TYPE LOCK NO S1, REMOVAL POS. O+I WITH HOLDER NOTE: BKS LOCKS E1 - E27 SUPPLIED WITHOUT KEYS !!! Phased-out product !!! SIRIUS ACT 3SU1 is successor Preferred successor type is >>3SU1000-5PN51-0AA0 + 3SU1500-0AA10-0AA0<< | - | 0 | 7
3SB3000-5FD51-Z | B01 | 3SB3000-5FD51-ZB01 | 1 | UN | 1 | 10 | C | D | N | N | 83014090 | 1 |  | 0.14 | KG | 98.23 | 98.23 | CP20 | CP20 | BKS key-operated switch, 22 mm, round, plastic, lock no. S1, with 2 keys, 3 switch positions I-O-II, left latching, right momentary contact type, actuating angle 2x50 degrees, key removal O+I, without holder NOTE: For the BKS locks E1 - E27 delivery without key !!! Phased-out product !!! SIRIUS ACT 3SU1 is the successor The preferred successor type is <<3SU1000-5PN51-0AA0>> | - | 0 | 7
3SB3000-5GD01 |  | 3SB3000-5GD01 | 1 | UN | 1 | 10 | C | D | N | N | 83014090 | 1 | 4011209225015 | 0.14 | KG | 99.75 | 99.75 | CP20 | CP20 | 22MM PLASTIC ROUND ACTUATOR: BKS KEY-OPER.SWITCH WITH 2 KEYS 3 SWITCH POSITIONS I-O-II RIGHT LATCH.,LE.MOMEN.CONT.TYPE LOCK NO S1, REMOVAL POS. O WITH HOLDER NOTE: BKS LOCKS E1 - E27 SUPPLIED WITHOUT KEYS !!! Phased-out product !!! SIRIUS ACT 3SU1 is successor Preferred successor type is >>3SU1000-5PP01-0AA0 + 3SU1500-0AA10-0AA0<< | - | 0 | 7
3SB3000-5GD01-Z | B01 | 3SB3000-5GD01-ZB01 | 1 | UN | 1 | 10 | C | D | N | N | 83014090 | 1 |  | 0.14 | KG | 98.23 | 98.23 | CP20 | CP20 | BKS key-operated switch, 22 mm, round, plastic, lock no. S1, with 2 keys, 3 switch positions I-O-II, left momentary contact type, right latching, actuating angle 2x50 degrees, key removal O, without holder NOTE: For the BKS locks E1 - E27 delivery without key !!! Phased-out product !!! SIRIUS ACT 3SU1 is the successor The preferred successor type is <<3SU1000-5PP01-0AA0>> | - | 0 | 7
3SB3000-5GD61 |  | 3SB3000-5GD61 | 1 | UN | 1 | 10 | C | D | N | N | 83014090 | 1 | 4011209224995 | 0.14 | KG | 99.75 | 99.75 | CP20 | CP20 | 22MM PLASTIC ROUND ACTUATOR: BKS KEY-OPER.SWITCH WITH 2 KEYS 3 SWITCH POSITIONS I-O-II RIGHT LATCH.,LE.MOMEN.CONT.TYPE LOCK NO S1, REMOVAL POS. O+II WITH HOLDER NOTE: BKS LOCKS E1 - E27 SUPPLIED WITHOUT KEYS !!! Phased-out product !!! SIRIUS ACT 3SU1 is successor Preferred successor type is >>3SU1000-5PP01-0AA0 + 3SU1500-0AA10-0AA0<< | - | 0 | 7
3SB3000-5GD61-Z | B01 | 3SB3000-5GD61-ZB01 | 1 | UN | 1 | 10 | C | D | N | N | 83014090 | 1 |  | 0.14 | KG | 98.23 | 98.23 | CP20 | CP20 | BKS key-operated switch, 22 mm, round, plastic, lock no. S1, with 2 keys, 3 switch positions I-O-II, left momentary contact type, right latching, actuating angle 2x50 degrees, key removal O+II, without holder NOTE: For the BKS locks E1 - E27 delivery without key !!! Phased-out product !!! SIRIUS ACT 3SU1 is the successor The preferred successor type is <<3SU1000-5PP01-0AA0>> | - | 0 | 7
3SB3000-5LD01 |  | 3SB3000-5LD01 | 1 | UN | 1 | 10 | C | D | N | N | 83014090 | 1 | 4011209193390 | 0.149 | KG | 117.8 | 117.8 | CP20 | CP20 | 22MM PLASTIC ROUND ACTUATOR: IKON KEY-OPER.SWITCH W. 2 KEYS 2 SWITCH POSITIONS O-I LATCHING LOCK NO 360012K1,REMOVAL POS. O WITH HOLDER !!! Phased-out product !!! SIRIUS ACT 3SU1 is successor Preferred successor type is >>3SU1000-5XF01-0AA0 + 3SU1500-0AA10-0AA0<< |  | 0 | 7
3SB3000-5LD01-Z | B01 | 3SB3000-5LD01-ZB01 | 1 | UN | 1 | 10 | C | D | N | N | 83014090 | 1 |  | 0.149 | KG | 116.28 | 116.28 | CP20 | CP20 | IKON key-operated switch, 22 mm, round, plastic, lock no. 360012K1, with 2 keys, 2 switch positions O-I, latching, actuating angle 50 degrees, 12/14 hundred hours, key removal O, without holder !!! Phased-out product !!! SIRIUS ACT 3SU1 is the successor The preferred successor type is <<3SU1000-5XF01-0AA0>> | - | 0 | 7
3SB3000-5LD11 |  | 3SB3000-5LD11 | 1 | UN | 1 | 10 | C | D | N | N | 83014090 | 1 | 4011209193406 | 0.147 | KG | 117.8 | 117.8 | CP20 | CP20 | 22MM PLASTIC ROUND ACTUATOR: IKON KEY-OPER.SWITCH W. 2 KEYS 2 SWITCH POSITIONS O-I LATCHING LOCK NO 360012K1,REMOV.POS. O+I WITH HOLDER !!! Phased-out product !!! SIRIUS ACT 3SU1 is successor Preferred successor type is >>3SU1000-5XF11-0AA0 + 3SU1500-0AA10-0AA0<< |  | 0 | 7
3SB3000-5LD11-Z | B01 | 3SB3000-5LD11-ZB01 | 1 | UN | 1 | 10 | C | D | N | N | 83014090 | 1 | 4011209436909 | 0.136 | KG | 116.28 | 116.28 | CP20 | CP20 | IKON key-operated switch, 22 mm, round, plastic, lock no. 360012K1, with 2 keys, 2 switch positions O-I, latching, actuating angle 50 degrees, 12/14 hundred hours, key removal O+I, Z=without holder !!! Phased-out product !!! SIRIUS ACT 3SU1 is the successor The preferred successor type is <<3SU1000-5XF11-0AA0>> | - | 0 | 7
3SB3000-5MD01 |  | 3SB3000-5MD01 | 1 | UN | 1 | 10 | C | D | N | N | 83014090 | 1 | 4011209193413 | 0.14 | KG | 117.8 | 117.8 | CP20 | CP20 | 22MM PLASTIC ROUND ACTUATOR: IKON KEY-OPER.SWITCH W. 2 KEYS 2 SWITCH POSITIONS O-I MOMENTARY CONTACT TYPE LOCK NO 360012K1,REMOVAL POS. O WITH HOLDER !!! Phased-out product !!! SIRIUS ACT 3SU1 is successor Preferred successor type is >>3SU1000-5XC01-0AA0 + |  | 0 | 7
3SB3000-5MD01-Z | B01 | 3SB3000-5MD01-ZB01 | 1 | UN | 1 | 10 | C | D | N | N | 83014090 | 1 | 4011209744776 | 0.14 | KG | 116.28 | 116.28 | CP20 | CP20 | IKON key-operated switch, 22 mm, round, plastic, lock no. 360012K1, with 2 keys, 2 switch positions O-I, momentary contact type, actuating angle 50 degrees, 12/14 hundred hours, key removal O, Z=without holder !!! Phased-out product !!! SIRIUS ACT 3SU1 is the successor The preferred successor type is <<3SU1000-5XC01-0AA0>> | - | 0 | 7
3SB3000-5PD01 |  | 3SB3000-5PD01 | 1 | UN | 1 | 10 | C | D | N | N | 83014090 | 1 | 4011209193420 | 0.15 | KG | 117.8 | 117.8 | CP20 | CP20 | 22MM PLASTIC ROUND ACTUATOR: IKON KEY-OPER.SWITCH W. 2 KEYS 3 SWITCH POSITIONS I-O-II LATCHING LOCK NO 360012K1,REMOVAL POS. O WITH HOLDER !!! Phased-out product !!! SIRIUS ACT 3SU1 is successor Preferred successor type is >>3SU1000-5XL01-0AA0 + | - | 0 | 7
3SB3000-5PD01-Z | B01 | 3SB3000-5PD01-ZB01 | 1 | UN | 1 | 10 | C | D | N | N | 83014090 | 1 |  | 0.15 | KG | 116.28 | 116.28 | CP20 | CP20 | IKON key-operated switch, 22 mm, round, plastic, lock no. 360012K1, with 2 keys, 3 switch positions I-O-II, latching, actuating angle 2x50 degrees, key removal O, without holder !!! Phased-out product !!! SIRIUS ACT 3SU1 is the successor The preferred successor type is <<3SU1000-5XL01-0AA0>> | - | 0 | 7
3SB3000-5PD11 |  | 3SB3000-5PD11 | 1 | UN | 1 | 10 | C | D | N | N | 83014090 | 1 | 4011209193437 | 0.15 | KG | 117.8 | 117.8 | CP20 | CP20 | 22MM PLASTIC ROUND ACTUATOR: IKON KEY-OPER.SWITCH W. 2 KEYS 3 SWITCH POSITIONS I-O-II LATCHING LOCK NO 360012K1,REMOVAL POS. I+O+II, WITH HOLDER !!! Phased-out product !!! SIRIUS ACT 3SU1 is successor Preferred successor type is >>3SU1000-5XL11-0AA0 + |  | 0 | 7
3SB3000-5PD11-Z | B01 | 3SB3000-5PD11-ZB01 | 1 | UN | 1 | 10 | C | D | N | N | 83014090 | 1 |  | 0.148 | KG | 116.28 | 116.28 | CP20 | CP20 | IKON key-operated switch, 22 mm, round, plastic, lock no. 360012K1, with 2 keys, 3 switch positions I-O-II, latching, actuating angle 2x50 degrees, key removal I+O+II, without holder !!! Phased-out product !!! SIRIUS ACT 3SU1 is the successor The preferred successor type is <<3SU1000-5XL11-0AA0>> | - | 0 | 7
3SB3000-5PD41 |  | 3SB3000-5PD41 | 1 | UN | 1 | 10 | C | D | N | N | 83014090 | 1 | 4011209215481 | 0.149 | KG | 117.8 | 117.8 | CP20 | CP20 | 22MM PLASTIC ROUND ACTUATOR: IKON KEY-OPER.SWITCH W. 2 KEYS 3 SWITCH POSITIONS I-O-II LATCHING LOCK NO 360012K1,REMOVAL POS. I+II, WITH HOLDER !!! Phased-out product !!! SIRIUS ACT 3SU1 is successor Preferred successor type is >>3SU1000-5XL11-0AA0 + | - | 0 | 7
3SB3000-5PD41-Z | B01 | 3SB3000-5PD41-ZB01 | 1 | UN | 1 | 10 | C | D | N | N | 83014090 | 1 |  | 0.149 | KG | 116.28 | 116.28 | CP20 | CP20 | IKON key-operated switch, 22 mm, round, plastic, lock no. 360012K1, with 2 keys, 3 switch positions I-O-II, latching, actuating angle 2x50 degrees, key removal I+II, without holder !!! Phased-out product !!! SIRIUS ACT 3SU1 is the successor The preferred successor type is <<3SU1000-5XL11-0AA0>> | - | 0 | 7
3SB3000-5QD01 |  | 3SB3000-5QD01 | 1 | UN | 1 | 10 | C | D | N | N | 83014090 | 1 | 4011209193444 | 0.15 | KG | 117.8 | 117.8 | CP20 | CP20 | 22MM PLASTIC ROUND ACTUATOR: IKON KEY-OPER.SWITCH W. 2 KEYS 3 SWITCH POSITIONS I-O-II MOMENTARY CONTACT TYPE LOCK NO 360012K1,REMOVAL POS. O WITH HOLDER !!! Phased-out product !!! SIRIUS ACT 3SU1 is successor Preferred successor type is >>3SU1000-5XM01-0AA0 + | - | 0 | 7
3SB3000-5QD01-Z | B01 | 3SB3000-5QD01-ZB01 | 1 | UN | 1 | 10 | C | D | N | N | 83014090 | 1 |  | 0.148 | KG | 116.28 | 116.28 | CP20 | CP20 | IKON key-operated switch, 22 mm, round, plastic, lock no. 360012K1, with 2 keys, 3 switch positions I-O-II, momentary contact type, actuating angle 2x50 degrees, key removal O, without holder !!! Phased-out product !!! SIRIUS ACT 3SU1 is the successor The preferred successor type is <<3SU1000-5XM01-0AA0>> | - | 0 | 7
3SB3000-5RD01 |  | 3SB3000-5RD01 | 1 | UN | 1 | 10 | C | D | N | N | 83014090 | 1 | 4011209224988 | 0.152 | KG | 117.8 | 117.8 | CP20 | CP20 | 22MM PLASTIC ROUND ACTUATOR: IKON KEY-OPER.SWITCH W. 2 KEYS 3 SWITCH POSITIONS I-O-II LEFT LATCH.,RI.MOMEN.CONT.TYPE LOCK NO 360012K1,REMOVAL POS. O WITH HOLDER !!! Phased-out product !!! SIRIUS ACT 3SU1 is successor Preferred successor type is >>3SU1000-5XN51-0AA0 + | - | 0 | 9
3SB3000-5RD01-Z | B01 | 3SB3000-5RD01-ZB01 | 1 | UN | 1 | 10 | C | D | N | N | 83014090 | 1 |  | 0.152 | KG | 116.28 | 116.28 | CP20 | CP20 | IKON key-operated switch, 22 mm, round, plastic, lock no. 360012K1, with 2 keys, 3 switch positions I-O-II, left latching, right momentary contact type, actuating angle 2x50 degrees, key removal O, without holder !!! Phased-out product !!! SIRIUS ACT 3SU1 is the successor The preferred successor type is <<3SU1000-5XN51-0AA0>> | - | 0 | 9
3SB3000-5RD51 |  | 3SB3000-5RD51 | 1 | UN | 1 | 10 | C | D | N | N | 83014090 | 1 | 4011209224964 | 0.148 | KG | 117.8 | 117.8 | CP20 | CP20 | 22MM PLASTIC ROUND ACTUATOR: IKON KEY-OPER.SWITCH W. 2 KEYS 3 SWITCH POSITIONS I-O-II LEFT LATCH.,RI.MOMEN.CONT.TYPE LOCK NO 360012K1,REMOV.POS. O+I WITH HOLDER !!! Phased-out product !!! SIRIUS ACT 3SU1 is successor Preferred successor type is >>3SU1000-5XN51-0AA0 + | - | 0 | 7
3SB3000-5RD51-Z | B01 | 3SB3000-5RD51-ZB01 | 1 | UN | 1 | 10 | C | D | N | N | 83014090 | 1 |  | 0.148 | KG | 116.28 | 116.28 | CP20 | CP20 | IKON key-operated switch, 22 mm, round, plastic, lock no. 360012K1, with 2 keys, 3 switch positions I-O-II, left latching, right momentary contact type, actuating angle 2x50 degrees, key removal O+I, without holder !!! Phased-out product !!! SIRIUS ACT 3SU1 is the successor The preferred successor type is <<3SU1000-5XN51-0AA0>> | - | 0 | 7
3SB3000-5SD31 |  | 3SB3000-5SD31 | 1 | UN | 1 | 10 | C | D | N | N | 83014090 | 1 | 4011209226265 | 0.149 | KG | 117.8 | 117.8 | CP20 | CP20 | 22MM PLASTIC ROUND ACTUATOR: IKON KEY-OPER.SWITCH W. 2 KEYS 3 SWITCH POSITIONS I-O-II RIGHT LATCH.,LE.MOMEN.CONT.TYPE LOCK NO 360012K1,REMOV. POS. II WITH HOLDER !!! Phased-out product !!! SIRIUS ACT 3SU1 is successor Preferred successor type is >>3SU1000-5PP01-0AA0 + | - | 0 | 7
3SB3000-5SD31-Z | B01 | 3SB3000-5SD31-ZB01 | 1 | UN | 1 | 10 | C | D | N | N | 83014090 | 1 | 4011209532557 | 0.149 | KG | 116.28 | 116.28 | CP20 | CP20 | IKON key-operated switch, 22 mm, round, plastic, lock no. 360012K1, with 2 keys, 3 switch positions I-O-II, left momentary contact type, right latching, actuating angle 2x50 degrees, key removal II, Z=without holder !!! Phased-out product !!! SIRIUS ACT 3SU1 is the successor The preferred successor type is <<3SU1000-5PP01-0AA0>> | - | 0 | 7
3SB3000-7AA10 |  | 3SB3000-7AA10 | 1 | UN | 1 | 10 | C | D | N | N | 85389099 | 1 | 4011209029712 | 0.021 | KG | 16.91 | 16.91 | CP20 | CP20 | Acoustic signal device, 22 mm, round, plastic, black, for audible signal transducer 24 V DC, IP40, with holder !!! Phased-out product !!! Successor is SIRIUS ACT 3SU1 Preferred successor type is >>3SU1200-6KB10-1AA0<< | - | 0 | 7
3SB3000-7AA10-Z | B01 | 3SB3000-7AA10-ZB01 | 1 | UN | 1 | 10 | C | D | N | N | 85389099 | 1 | 4011209494176 | 0.025 | KG | 15.39 | 15.39 | CP20 | CP20 | Acoustic signal device, 22 mm, round, plastic, black, for 24 V DC sound transducer, IP40, Z=without holder !!! Phased-out product !!! SIRIUS ACT 3SU1 is the successor The preferred successor type is <<3SU1200-6KB10-1AA0>> | - | 0 | 7
3SB3001-0AA01 |  | 3SB3001-0AA01 | 1 | UN | 1 | 10 | C | D | N | N | 85389099 | 1 | 4011209550810 | 0.021 | KG | 12.54 | 12.54 | CP20 | CP20 | Illuminated pushbutton, 22mm, round, plastic, amber, pushbutton, flat, with holder for 3 elements, with holder !!! Phased-out product !!! SIRIUS ACT 3SU1 is successor Preferred successor type is >>3SU1001-0AB00-0AA0 + 3SU1500-0AA10-0AA0<< | - | 0 | 7
3SB3001-0AA01-Z | B01 | 3SB3001-0AA01-ZB01 | 1 | UN | 1 | 10 | C | D | N | N | 85389099 | 1 |  | 0.015 | KG | 11.02 | 11.02 | CP20 | CP20 | Illuminated pushbutton, 22 mm, round, plastic, amber, pushbutton, flat, with support for 3 elements, without holder !!! Phased-out product !!! SIRIUS ACT 3SU1 is the successor The preferred successor type is <<3SU1001-0AB00-0AA0>> | - | 0 | 7
3SB3001-0AA11-0AA0 |  | 3SB3001-0AA11-0AA0 | 1 | UN | 1 | 10 | C | D | N | N | 85389099 | 1 | 4011209624924 | 0.028 | KG | 15.87 | 15.87 | CP20 | CP20 | PUSHBUTTON W. ILLUM. PUSHBUTTON ASSEMBLY, 22 MM, ROUND, PLASTIC, BLACK, LABELING: AUTO, 90DEGR. ROTATED BUTTON, FLAT, WITH SUPPORT FOR 3 ELEMENTS, WITH HOLDER, OFFER 47065 !!! Phased-out product !!! SIRIUS ACT 3SU1 is successor Preferred successor type is >>3SU1001-0AB10-0AQ0 + | - | 0 | 7
3SB3001-0AA11-0AA0-Z | B01 | 3SB3001-0AA11-0AA0-ZB01 | 1 | UN | 1 | 10 | C | D | N | N | 85389099 | 1 |  | 0.025 | KG | 14.35 | 14.35 | CP20 | CP20 | Illuminated pushbutton, 22 mm, round, plastic, black, inscription: AUTO, rotated by 90Â° pushbutton, flat, with support for 3 elements, without holder !!! Phased-out product !!! SIRIUS ACT 3SU1 is the successor The preferred successor type is <<3SU1001-0AB10-0AQ0>> | - | 0 | 7
3SB3001-0AA21 |  | 3SB3001-0AA21 | 1 | UN | 1 | 2 | A | D | N | N | 85389099 | 1 | 4011209029729 | 0.02 | KG | 12.54 | 12.54 | CP20 | CP20 | Illuminated pushbutton, 22mm, round, plastic, red, pushbutton, flat, with holder for 3 elements, with holder !!! Phased-out product !!! SIRIUS ACT 3SU1 is successor Preferred successor type is >>3SU1001-0AB20-0AA0 + 3SU1500-0AA10-0AA0<< | - | 0 | 7
3SB3001-0AA21-0AA0 |  | 3SB3001-0AA21-0AA0 | 1 | UN | 1 | 10 | C | D | N | N | 85389099 | 1 | 4011209624955 | 0.022 | KG | 14.54 | 14.54 | CP20 | CP20 | PUSHBUTTON W. ILLUM. PUSHBUTTON ASSEMBLY, 22 MM, ROUND, PLASTIC, BLACK, BUTTON, FLAT, WITH SUPPORT FOR 3 ELEMENTS, WITH HOLDER, OFFER 47064 !!! Phased-out product !!! SIRIUS ACT 3SU1 is successor Preferred successor type is >>3SU1001-0AB10-0AA0 + 3SU1500-0AA10-0AA0<< | - | 0 | 7
3SB3001-0AA21-0AA0-Z | B01 | 3SB3001-0AA21-0AA0-ZB01 | 1 | UN | 1 | 10 | C | D | N | N | 85389099 | 1 |  | 0.013 | KG | 11.02 | 11.02 | CP20 | CP20 | Pushbutton With illuminated pushbutton design, 22 mm, round, plastic, black, pushbutton, flat, with support for 3 elements, without holder Offer 47064 !!! Phased-out product !!! SIRIUS ACT 3SU1 is the successor The preferred successor type is <<3SU1001-0AB10-0AA0>> | - | 0 | 7
3SB3001-0AA21-0PA0 |  | 3SB3001-0AA21-0PA0 | 1 | UN | 1 | 10 | C | D | N | N | 85389099 | 1 | 4011209637702 | 0.026 | KG | 12.54 | 12.54 | CP20 | CP20 | 22MM PLASTIC ROUND ACTUATOR: ILLUMINATED PUSHBUTTON WITH FLAT BUTTON ILLUMINABLE INCL. HOLDER FOR 3 ELEMENTS WITH HOLDER RED, SOLVENT-RESISTANT NOT INSCRIBABLE WITH LASER !!! Phased-out product !!! SIRIUS ACT 3SU1 is successor Preferred successor type is >>3SU1001-0AB20-0AA0 + | - | 0 | 7
3SB3001-0AA21-0PA0-Z | B01 | 3SB3001-0AA21-0PA0-ZB01 | 1 | UN | 1 | 10 | C | D | N | N | 85389099 | 1 |  | 0.009 | KG | 11.02 | 11.02 | CP20 | CP20 | Illuminated pushbutton, 22 mm, round, plastic, red, pushbutton, flat, with support for 3 elements, with holder, solvent-resistant !!! Phased-out product !!! SIRIUS ACT 3SU1 is the successor The preferred successor type is <<3SU1001-0AB20-0AA0>> | - | 0 | 7
3SB3001-0AA21-Z | B01 | 3SB3001-0AA21-ZB01 | 1 | UN | 1 | 10 | C | D | N | N | 85389099 | 1 | 4011209411180 | 0.014 | KG | 13.02 | 13.02 | CP20 | CP20 | Illuminated pushbutton, 22 mm, round, plastic, red, pushbutton, flat, with support for 3 elements, Z=without holder !!! Phased-out product !!! SIRIUS ACT 3SU1 is the successor The preferred successor type is <<3SU1001-0AB20-0AA0>> | - | 0 | 7
3SB3001-0AA21-Z | B01X90 | 3SB3001-0AA21-ZB01X90 | 1 | UN | 1 | 10 | C | D | N | N | 85389099 | 50 | 4011209531222 | 0.011 | KG | 11.02 | 11.02 | CP20 | CP20 | Illuminated pushbutton, 22 mm, round, plastic, red, pushbutton, flat, with support for 3 elements, Z=without holder, Z=50-unit pack !!! Phased-out product !!! SIRIUS ACT 3SU1 is the successor The preferred successor type is <<3SU1001-0AB20-0AA0-ZX90>> | - | 0 | 7
3SB3001-0AA21-Z | X90 | 3SB3001-0AA21-ZX90 | 1 | UN | 1 | 10 | C | D | N | N | 85389099 | 50 | 4011209848214 | 0.021 | KG | 12.54 | 12.54 | CP20 | CP20 | Illuminated pushbutton, 22 mm, round, plastic, red, pushbutton, flat, with support for 3 elements, with holder !!! Phased-out product !!! SIRIUS ACT 3SU1 is the successor The preferred successor type is <<3SU1001-0AB20-0AA0-ZX90 + 3SU1500-0AA10-0AA0>> | - | 0 | 7
3SB3001-0AA27 |  | 3SB3001-0AA27 | 1 | UN | 1 | 10 | C | D | N | N | 85389099 | 1 | 4011209955127 | 0.021 | KG | 12.54 | 12.54 | CP20 | CP20 | Illuminated pushbutton, 22mm, round, plastic, red, with white diffuser pushbutton, flat, with holder for 3 elements, with holder !!! Phased-out product !!! SIRIUS ACT 3SU1 is successor Preferred successor type is >>3SU1001-0AB20-0AA0 + 3SU1500-0AA10-0AA0<< | - | 0 | 9
3SB3001-0AA31 |  | 3SB3001-0AA31 | 1 | UN | 1 | 2 | A | D | N | N | 85389099 | 1 | 4011209029736 | 0.024 | KG | 12.54 | 12.54 | CP20 | CP20 | Illuminated pushbutton, 22mm, round, plastic, yellow, pushbutton, flat, with holder for 3 elements, with holder !!! Phased-out product !!! SIRIUS ACT 3SU1 is successor Preferred successor type is >>3SU1001-0AB30-0AA0 + 3SU1500-0AA10-0AA0<< | - | 0 | 7
3SB3001-0AA31-0PA0 |  | 3SB3001-0AA31-0PA0 | 1 | UN | 1 | 10 | C | D | N | N | 85389099 | 1 | 4011209637726 | 0.02 | KG | 12.54 | 12.54 | CP20 | CP20 | 22MM PLASTIC ROUND ACTUATOR: ILLUMINATED PUSHBUTTON WITH FLAT BUTTON ILLUMINABLE INCL. HOLDER FOR 3 ELEMENTS WITH HOLDER YELLOW, SOLVENT-RESISTANT NOT INSCRIBABLE WITH LASER !!! Phased-out product !!! SIRIUS ACT 3SU1 is successor Preferred successor type is >>3SU1001-0AB30-0AA0 + 3SU1500-0AA10-0AA0<< | - | 0 | 7
3SB3001-0AA31-0PA0-Z | B01 | 3SB3001-0AA31-0PA0-ZB01 | 1 | UN | 1 | 10 | C | D | N | N | 85389099 | 1 |  | 0.03 | KG | 11.02 | 11.02 | CP20 | CP20 | Illuminated pushbutton, 22 mm, round, plastic, yellow, pushbutton, flat, with support for 3 elements, with holder, solvent-resistant !!! Phased-out product !!! SIRIUS ACT 3SU1 is the successor The preferred successor type is <<3SU1001-0AB30-0AA0>> | - | 0 | 7
3SB3001-0AA31-Z | B01 | 3SB3001-0AA31-ZB01 | 1 | UN | 1 | 10 | C | D | N | N | 85389099 | 1 | 4011209421202 | 0.015 | KG | 11.02 | 11.02 | CP20 | CP20 | Illuminated pushbutton, 22 mm, round, plastic, yellow, pushbutton, flat, with support for 3 elements, Z=without holder !!! Phased-out product !!! SIRIUS ACT 3SU1 is the successor The preferred successor type is <<3SU1001-0AB30-0AA0>> | - | 0 | 7
3SB3001-0AA31-Z | B01X90 | 3SB3001-0AA31-ZB01X90 | 1 | UN | 1 | 10 | C | D | N | N | 85389099 | 50 | 4011209531253 | 0.025 | KG | 11.02 | 11.02 | CP20 | CP20 | Illuminated pushbutton, 22 mm, round, plastic, yellow, pushbutton, flat, with support for 3 elements, Z=without holder, Z=50-unit pack !!! Phased-out product !!! SIRIUS ACT 3SU1 is the successor The preferred successor type is <<3SU1001-0AB30-0AA0-ZX90>> | - | 0 | 7
3SB3001-0AA41 |  | 3SB3001-0AA41 | 1 | UN | 1 | 2 | A | D | N | N | 85389099 | 1 | 4011209029743 | 0.021 | KG | 12.54 | 12.54 | CP20 | CP20 | Illuminated pushbutton, 22mm, round, plastic, green, pushbutton, flat, with holder for 3 elements, with holder !!! Phased-out product !!! SIRIUS ACT 3SU1 is successor Preferred successor type is >>3SU1001-0AB40-0AA0 + 3SU1500-0AA10-0AA0<< | - | 0 | 7
3SB3001-0AA41-0PA0 |  | 3SB3001-0AA41-0PA0 | 1 | UN | 1 | 10 | C | D | N | N | 85389099 | 1 | 4011209637740 | 0.025 | KG | 12.54 | 12.54 | CP20 | CP20 | 22MM PLASTIC ROUND ACTUATOR: ILLUMINATED PUSHBUTTON WITH FLAT BUTTON ILLUMINABLE INCL. HOLDER FOR 3 ELEMENTS WITH HOLDER GREEN, SOLVENT-RESISTANT NOT INSCRIBABLE WITH LASER !!! Phased-out product !!! SIRIUS ACT 3SU1 is successor Preferred successor type is >>3SU1001-0AB40-0AA0 + | - | 0 | 7
3SB3001-0AA41-0PA0-Z | B01 | 3SB3001-0AA41-0PA0-ZB01 | 1 | UN | 1 | 10 | C | D | N | N | 85389099 | 1 |  | 0.01 | KG | 11.02 | 11.02 | CP20 | CP20 | Illuminated pushbutton, 22 mm, round, plastic, green, pushbutton, flat, with support for 3 elements, with holder, solvent-resistant !!! Phased-out product !!! SIRIUS ACT 3SU1 is the successor The preferred successor type is <<3SU1001-0AB40-0AA0>> | - | 0 | 7
3SB3001-0AA41-Z | B01 | 3SB3001-0AA41-ZB01 | 1 | UN | 1 | 10 | C | D | N | N | 85389099 | 1 | 4011209411197 | 0.014 | KG | 11.02 | 11.02 | CP20 | CP20 | Illuminated pushbutton, 22 mm, round, plastic, green, pushbutton, flat, with support for 3 elements, Z=without holder !!! Phased-out product !!! SIRIUS ACT 3SU1 is the successor The preferred successor type is <<3SU1001-0AB40-0AA0>> | - | 0 | 7
3SB3001-0AA41-Z | B01X90 | 3SB3001-0AA41-ZB01X90 | 1 | UN | 1 | 10 | C | D | N | N | 85389099 | 50 | 4011209531352 | 0.012 | KG | 11.02 | 11.02 | CP20 | CP20 | Illuminated pushbutton, 22 mm, round, plastic, green, pushbutton, flat, with support for 3 elements, Z=without holder, Z=50-unit pack !!! Phased-out product !!! SIRIUS ACT 3SU1 is the successor The preferred successor type is <<3SU1001-0AB40-0AA0-ZX90>> | - | 0 | 7
3SB3001-0AA41-Z | X90 | 3SB3001-0AA41-ZX90 | 1 | UN | 1 | 10 | C | D | N | N | 85389099 | 50 | 4011209848221 | 0.024 | KG | 12.54 | 12.54 | CP20 | CP20 | Illuminated pushbutton, 22 mm, round, plastic, green, pushbutton, flat, with support for 3 elements, with holder !!! Phased-out product !!! SIRIUS ACT 3SU1 is the successor The preferred successor type is <<3SU1001-0AB40-0AA0-ZX90 + 3SU1500-0AA10-0AA0>> | - | 0 | 7
3SB3001-0AA47 |  | 3SB3001-0AA47 | 1 | UN | 1 | 10 | C | D | N | N | 85389099 | 1 | 4011209955110 | 0.03 | KG | 12.54 | 12.54 | CP20 | CP20 | Illuminated pushbutton, 22mm, round, plastic, green, with white diffuser pushbutton, flat, with holder for 3 elements, with holder !!! Phased-out product !!! SIRIUS ACT 3SU1 is successor Preferred successor type is >>3SU1001-0AB40-0AA0 + 3SU1500-0AA10-0AA0<< | - | 0 | 9
3SB3001-0AA51 |  | 3SB3001-0AA51 | 1 | UN | 1 | 10 | C | D | N | N | 85389099 | 1 | 4011209029750 | 0.021 | KG | 12.54 | 12.54 | CP20 | CP20 | Illuminated pushbutton, 22mm, round, plastic, blue, pushbutton, flat, with holder for 3 elements, with holder !!! Phased-out product !!! SIRIUS ACT 3SU1 is successor Preferred successor type is >>3SU1001-0AB50-0AA0 + 3SU1500-0AA10-0AA0<< | - | 0 | 7
3SB3001-0AA51-0PA0 |  | 3SB3001-0AA51-0PA0 | 1 | UN | 1 | 10 | C | D | N | N | 85389099 | 1 | 4011209637757 | 0.02 | KG | 12.54 | 12.54 | CP20 | CP20 | 22MM PLASTIC ROUND ACTUATOR: ILLUMINATED PUSHBUTTON WITH FLAT BUTTON ILLUMINABLE INCL. HOLDER FOR 3 ELEMENTS WITH HOLDER BLUE, SOLVENT-RESISTANT NOT INSCRIBABLE WITH LASER !!! Phased-out product !!! SIRIUS ACT 3SU1 is successor Preferred successor type is >>3SU1001-0AB50-0AA0 + | - | 0 | 7
3SB3001-0AA51-0PA0-Z | B01 | 3SB3001-0AA51-0PA0-ZB01 | 1 | UN | 1 | 10 | C | D | N | N | 85389099 | 1 |  | 0.015 | KG | 11.02 | 11.02 | CP20 | CP20 | Illuminated pushbutton, 22 mm, round, plastic, blue, pushbutton, flat, with support for 3 elements, with holder, solvent-resistant !!! Phased-out product !!! SIRIUS ACT 3SU1 is the successor The preferred successor type is <<3SU1001-0AB50-0AA0>> | - | 0 | 7
3SB3001-0AA51-Z | B01 | 3SB3001-0AA51-ZB01 | 1 | UN | 1 | 10 | C | D | N | N | 85389099 | 1 | 4011209436923 | 0.007 | KG | 11.02 | 11.02 | CP20 | CP20 | Illuminated pushbutton, 22 mm, round, plastic, blue, pushbutton, flat, with support for 3 elements, Z=without holder !!! Phased-out product !!! SIRIUS ACT 3SU1 is the successor The preferred successor type is <<3SU1001-0AB50-0AA0>> | - | 0 | 7
3SB3001-0AA51-Z | B01X90 | 3SB3001-0AA51-ZB01X90 | 1 | UN | 1 | 10 | C | D | N | N | 85389099 | 50 |  | 0.024 | KG | 11.02 | 11.02 | CP20 | CP20 | Illuminated pushbutton, 22 mm, round, plastic, blue, pushbutton, flat, with support for 3 elements, with holder, Z=50-unit pack !!! Phased-out product !!! SIRIUS ACT 3SU1 is the successor The preferred successor type is <<3SU1001-0AB50-0AA0-ZX90>> | - | 0 | 7
3SB3001-0AA51-Z | X90 | 3SB3001-0AA51-ZX90 | 1 | UN | 1 | 10 | C | D | N | N | 85389099 | 50 | 4011209774698 | 0.024 | KG | 12.54 | 12.54 | CP20 | CP20 | Illuminated pushbutton, 22 mm, round, plastic, blue, pushbutton, flat, with support for 3 elements, with holder, Z=50-unit pack !!! Phased-out product !!! SIRIUS ACT 3SU1 is the successor The preferred successor type is <<3SU1001-0AB50-0AA0-ZX90 + 3SU1500-0AA10-0AA0>> | - | 0 | 7
3SB3001-0AA53 |  | 3SB3001-0AA53 | 1 | UN | 1 | 10 | C | D | N | N | 85389099 | 1 | 4011209536111 | 0.023 | KG | 29.26 | 29.26 | CP20 | CP20 | Illuminated pushbutton, 22mm, round, plastic, blue, front ring, raised, castellated, with holder for 3 elements, with holder !!! Phased-out product !!! SIRIUS ACT 3SU1 is successor Preferred successor type is >>3SU1001-0DB50-0AA0 + 3SU1500-0AA10-0AA0<< | - | 0 | 7
3SB3001-0AA53-Z | B01 | 3SB3001-0AA53-ZB01 | 1 | UN | 1 | 10 | C | D | N | N | 85389099 | 1 |  | 0.045 | KG | 27.74 | 27.74 | CP20 | CP20 | Illuminated pushbutton, 22 mm, round, plastic, blue, front ring, raised, castellated, with support for 3 elements, without holder !!! Phased-out product !!! SIRIUS ACT 3SU1 is the successor The preferred successor type is <<3SU1001-0DB50-0AA0>> | - | 0 | 7
3SB3001-0AA57 |  | 3SB3001-0AA57 | 1 | UN | 1 | 10 | C | D | N | N | 85389099 | 1 | 4011209955103 | 0.02 | KG | 12.54 | 12.54 | CP20 | CP20 | Illuminated pushbutton, 22mm, round, plastic, blue, with white diffuser pushbutton, flat, with holder for 3 elements, with holder !!! Phased-out product !!! SIRIUS ACT 3SU1 is successor Preferred successor type is >>3SU1001-0AB50-0AA0 + 3SU1500-0AA10-0AA0<< | - | 0 | 9
3SB3001-0AA61 |  | 3SB3001-0AA61 | 1 | UN | 1 | 10 | C | D | N | N | 85389099 | 1 | 4011209029767 | 0.024 | KG | 12.54 | 12.54 | CP20 | CP20 | Illuminated pushbutton, 22mm, round, plastic, white, pushbutton, flat, with holder for 3 elements, with holder !!! Phased-out product !!! SIRIUS ACT 3SU1 is successor Preferred successor type is >>3SU1001-0AB60-0AA0 + 3SU1500-0AA10-0AA0<< | - | 0 | 7
3SB3001-0AA61-0PA0 |  | 3SB3001-0AA61-0PA0 | 1 | UN | 1 | 10 | C | D | N | N | 85389099 | 1 | 4011209637764 | 0.02 | KG | 12.54 | 12.54 | CP20 | CP20 | 22MM PLASTIC ROUND ACTUATOR: ILLUMINATED PUSHBUTTON WITH FLAT BUTTON ILLUMINABLE INCL. HOLDER FOR 3 ELEMENTS WITH HOLDER WHITE, SOLVENT-RESISTANT NOT INSCRIBABLE WITH LASER !!! Phased-out product !!! SIRIUS ACT 3SU1 is successor Preferred successor type is >>3SU1001-0AB60-0AA0 + | - | 0 | 7
3SB3001-0AA61-0PA0-Z | B01 | 3SB3001-0AA61-0PA0-ZB01 | 1 | UN | 1 | 10 | C | D | N | N | 85389099 | 1 |  | 0.01 | KG | 11.02 | 11.02 | CP20 | CP20 | Illuminated pushbutton, 22 mm, round, plastic, white, pushbutton, flat, with support for 3 elements, with holder, solvent-resistant !!! Phased-out product !!! SIRIUS ACT 3SU1 is the successor The preferred successor type is <<3SU1001-0AB60-0AA0>> | - | 0 | 7
3SB3001-0AA61-Z | B01 | 3SB3001-0AA61-ZB01 | 1 | UN | 1 | 10 | C | D | N | N | 85389099 | 1 | 4011209409170 | 0.01 | KG | 11.02 | 11.02 | CP20 | CP20 | Illuminated pushbutton, 22 mm, round, plastic, white, pushbutton, flat, with support for 3 elements, Z=without holder !!! Phased-out product !!! SIRIUS ACT 3SU1 is the successor The preferred successor type is <<3SU1001-0AB60-0AA0>> | - | 0 | 7
3SB3001-0AA61-Z | B01X90 | 3SB3001-0AA61-ZB01X90 | 1 | UN | 1 | 10 | C | D | N | N | 85389099 | 50 |  | 0.024 | KG | 11.02 | 11.02 | CP20 | CP20 | Illuminated pushbutton, 22 mm, round, plastic, white, pushbutton, flat, with support for 3 elements, with holder, Z=50-unit pack !!! Phased-out product !!! SIRIUS ACT 3SU1 is the successor The preferred successor type is <<3SU1001-0AB60-0AA0-ZX90>> | - | 0 | 7
3SB3001-0AA61-Z | X90 | 3SB3001-0AA61-ZX90 | 1 | UN | 1 | 10 | C | D | N | N | 85389099 | 50 | 4011209830813 | 0.02 | KG | 12.54 | 12.54 | CP20 | CP20 | Illuminated pushbutton, 22 mm, round, plastic, white, pushbutton, flat, with support for 3 elements, with holder, Z=50-unit pack !!! Phased-out product !!! SIRIUS ACT 3SU1 is the successor The preferred successor type is <<3SU1001-0AB60-0AA0-ZX90 + 3SU1500-0AA10-0AA0>> | - | 0 | 7
3SB3001-0AA71 |  | 3SB3001-0AA71 | 1 | UN | 1 | 2 | A | D | N | N | 85389099 | 1 | 4011209029774 | 0.022 | KG | 12.54 | 12.54 | CP20 | CP20 | Illuminated pushbutton, 22mm, round, plastic, clear, pushbutton, flat, with holder for 3 elements, with holder !!! Phased-out product !!! SIRIUS ACT 3SU1 is successor Preferred successor type is >>3SU1001-0AB70-0AA0 + 3SU1500-0AA10-0AA0<< | - | 0 | 7
3SB3001-0AA71-0PA0 |  | 3SB3001-0AA71-0PA0 | 1 | UN | 1 | 10 | C | D | N | N | 85389099 | 1 | 4011209637788 | 0.022 | KG | 12.54 | 12.54 | CP20 | CP20 | 22MM PLASTIC ROUND ACTUATOR: ILLUMINATED PUSHBUTTON WITH FLAT BUTTON ILLUMINABLE INCL. HOLDER FOR 3 ELEMENTS WITH HOLDER CLEAR, SOLVENT-RESISTANT NOT INSCRIBABLE WITH LASER !!! Phased-out product !!! SIRIUS ACT 3SU1 is successor Preferred successor type is >>3SU1001-0AB70-0AA0 + | - | 0 | 7
3SB3001-0AA71-0PA0-Z | B01 | 3SB3001-0AA71-0PA0-ZB01 | 1 | UN | 1 | 10 | C | D | N | N | 85389099 | 1 |  | 0.015 | KG | 11.02 | 11.02 | CP20 | CP20 | Illuminated pushbutton, 22 mm, round, plastic, clear, pushbutton, flat, with support for 3 elements, with holder, solvent-resistant !!! Phased-out product !!! SIRIUS ACT 3SU1 is the successor The preferred successor type is <<3SU1001-0AB70-0AA0>> | - | 0 | 7
3SB3001-0AA71-Z | B01 | 3SB3001-0AA71-ZB01 | 1 | UN | 1 | 10 | C | D | N | N | 85389099 | 1 | 4011209421219 | 0.007 | KG | 11.02 | 11.02 | CP20 | CP20 | Illuminated pushbutton, 22 mm, round, plastic, clear, pushbutton, flat, with support for 3 elements, Z=without holder !!! Phased-out product !!! SIRIUS ACT 3SU1 is the successor The preferred successor type is <<3SU1001-0AB70-0AA0>> | - | 0 | 7
3SB3001-0AA71-Z | B01X90 | 3SB3001-0AA71-ZB01X90 | 1 | UN | 1 | 10 | C | D | N | N | 85389099 | 50 | 4011209531406 | 0.012 | KG | 11.02 | 11.02 | CP20 | CP20 | Illuminated pushbutton, 22 mm, round, plastic, clear, pushbutton, flat, with support for 3 elements, Z=without holder, Z=50-unit pack !!! Phased-out product !!! SIRIUS ACT 3SU1 is the successor The preferred successor type is <<3SU1001-0AB70-0AA0-ZX90>> | - | 0 | 7
3SB3001-0AA71-Z | X90 | 3SB3001-0AA71-ZX90 | 1 | UN | 1 | 10 | C | D | N | N | 85389099 | 50 | 4011209848139 | 0.02 | KG | 12.54 | 12.54 | CP20 | CP20 | Illuminated pushbutton, 22 mm, round, plastic, clear, pushbutton, flat, with support for 3 elements, with holder, Z=50-unit pack !!! Phased-out product !!! SIRIUS ACT 3SU1 is the successor The preferred successor type is <<3SU1001-0AB70-0AA0-ZX90 + 3SU1500-0AA10-0AA0>> | - | 0 | 7
3SB3001-0AA77 |  | 3SB3001-0AA77 | 1 | UN | 1 | 10 | C | D | N | N | 85389099 | 1 | 4011209955097 | 0.02 | KG | 12.54 | 12.54 | CP20 | CP20 | Illuminated pushbutton, 22mm, round, plastic, clear, with white diffuser pushbutton, flat, with holder for 3 elements, with holder !!! Phased-out product !!! SIRIUS ACT 3SU1 is successor Preferred successor type is >>3SU1001-0AB70-0AA0 + 3SU1500-0AA10-0AA0<< | - | 0 | 9
3SB3001-0BA21 |  | 3SB3001-0BA21 | 1 | UN | 1 | 10 | C | D | N | N | 85389099 | 1 | 4011209120907 | 0.026 | KG | 13.59 | 13.59 | CP20 | CP20 | Illuminated pushbutton, 22mm, round, plastic, red, pushbutton, raised, with holder for 3 elements, with holder !!! Phased-out product !!! SIRIUS ACT 3SU1 is successor Preferred successor type is >>3SU1001-0BB20-0AA0 + 3SU1500-0AA10-0AA0<< | - | 0 | 7
3SB3001-0BA21-Z | B01 | 3SB3001-0BA21-ZB01 | 1 | UN | 1 | 10 | C | D | N | N | 85389099 | 1 | 4011209442894 | 0.01 | KG | 12.07 | 12.07 | CP20 | CP20 | Illuminated pushbutton, 22 mm, round, plastic, red, pushbutton, raised, with support for 3 elements, Z=without holder !!! Phased-out product !!! SIRIUS ACT 3SU1 is the successor The preferred successor type is <<3SU1001-0BB20-0AA0>> | - | 0 | 7
3SB3001-0BA21-Z | B01X90 | 3SB3001-0BA21-ZB01X90 | 1 | UN | 1 | 10 | C | D | N | N | 85389099 | 50 |  | 0.024 | KG | 12.07 | 12.07 | CP20 | CP20 | Illuminated pushbutton, 22 mm, round, plastic, red, pushbutton, raised, with support for 3 elements, with holder, Z=50-unit pack !!! Phased-out product !!! SIRIUS ACT 3SU1 is the successor The preferred successor type is <<3SU1001-0BB20-0AA0-ZX90>> | - | 0 | 7
3SB3001-0BA21-Z | X90 | 3SB3001-0BA21-ZX90 | 1 | UN | 1 | 10 | C | D | N | N | 85389099 | 50 | 4011209516755 | 0.024 | KG | 13.59 | 13.59 | CP20 | CP20 | Illuminated pushbutton, 22 mm, round, plastic, red, pushbutton, raised, with support for 3 elements, with holder, Z=50-unit pack !!! Phased-out product !!! SIRIUS ACT 3SU1 is the successor The preferred successor type is <<3SU1001-0BB20-0AA0-ZX90 + 3SU1500-0AA10-0AA0>> | - | 0 | 7
3SB3001-0BA31 |  | 3SB3001-0BA31 | 1 | UN | 1 | 10 | C | D | N | N | 85389099 | 1 | 4011209120914 | 0.023 | KG | 13.59 | 13.59 | CP20 | CP20 | Illuminated pushbutton, 22mm, round, plastic, yellow, pushbutton, raised, with holder for 3 elements, with holder !!! Phased-out product !!! SIRIUS ACT 3SU1 is successor Preferred successor type is >>3SU1001-0BB30-0AA0 + 3SU1500-0AA10-0AA0<< | - | 0 | 7
3SB3001-0BA31-Z | B01 | 3SB3001-0BA31-ZB01 | 1 | UN | 1 | 10 | C | D | N | N | 85389099 | 1 | 4011209466357 | 0.009 | KG | 12.07 | 12.07 | CP20 | CP20 | Illuminated pushbutton, 22 mm, round, plastic, yellow, pushbutton, raised, with support for 3 elements, Z=without holder !!! Phased-out product !!! SIRIUS ACT 3SU1 is the successor The preferred successor type is <<3SU1001-0BB30-0AA0>> | - | 0 | 7
3SB3001-0BA41 |  | 3SB3001-0BA41 | 1 | UN | 1 | 10 | C | D | N | N | 85389099 | 1 | 4011209120921 | 0.025 | KG | 13.59 | 13.59 | CP20 | CP20 | Illuminated pushbutton, 22mm, round, plastic, green, pushbutton, raised, with holder for 3 elements, with holder !!! Phased-out product !!! SIRIUS ACT 3SU1 is successor Preferred successor type is >>3SU1001-0BB40-0AA0 + 3SU1500-0AA10-0AA0<< | - | 0 | 7
3SB3001-0BA41-Z | B01 | 3SB3001-0BA41-ZB01 | 1 | UN | 1 | 10 | C | D | N | N | 85389099 | 1 | 4011209469389 | 0.01 | KG | 12.07 | 12.07 | CP20 | CP20 | Illuminated pushbutton, 22 mm, round, plastic, green, pushbutton, raised, with support for 3 elements, Z=without holder !!! Phased-out product !!! SIRIUS ACT 3SU1 is the successor The preferred successor type is <<3SU1001-0BB40-0AA0>> | - | 0 | 7
3SB3001-0BA41-Z | B01X90 | 3SB3001-0BA41-ZB01X90 | 1 | UN | 1 | 10 | C | D | N | N | 85389099 | 50 |  | 0.025 | KG | 12.07 | 12.07 | CP20 | CP20 | Illuminated pushbutton, 22 mm, round, plastic, green, pushbutton, raised, with support for 3 elements, with holder, Z=50-unit pack !!! Phased-out product !!! SIRIUS ACT 3SU1 is the successor The preferred successor type is <<3SU1001-0BB40-0AA0-ZX90>> | - | 0 | 7
3SB3001-0BA41-Z | X90 | 3SB3001-0BA41-ZX90 | 1 | UN | 1 | 10 | C | D | N | N | 85389099 | 50 | 4011209516694 | 0.025 | KG | 13.59 | 13.59 | CP20 | CP20 | Illuminated pushbutton, 22 mm, round, plastic, green, pushbutton, raised, with support for 3 elements, with holder, Z=50-unit pack !!! Phased-out product !!! SIRIUS ACT 3SU1 is the successor The preferred successor type is <<3SU1001-0BB40-0AA0-ZX90 + 3SU1500-0AA10-0AA0>> | - | 0 | 7
3SB3001-0BA51 |  | 3SB3001-0BA51 | 1 | UN | 1 | 10 | C | D | N | N | 85389099 | 1 | 4011209120938 | 0.021 | KG | 13.59 | 13.59 | CP20 | CP20 | Illuminated pushbutton, 22mm, round, plastic, blue, pushbutton, raised, with holder for 3 elements, with holder !!! Phased-out product !!! SIRIUS ACT 3SU1 is successor Preferred successor type is >>3SU1001-0BB50-0AA0 + 3SU1500-0AA10-0AA0<< | - | 0 | 7
3SB3001-0BA51-Z | B01 | 3SB3001-0BA51-ZB01 | 1 | UN | 1 | 10 | C | D | N | N | 85389099 | 1 | 4011209744141 | 0.013 | KG | 12.07 | 12.07 | CP20 | CP20 | Illuminated pushbutton, 22 mm, round, plastic, blue, pushbutton, raised, with support for 3 elements, Z=without holder !!! Phased-out product !!! SIRIUS ACT 3SU1 is the successor The preferred successor type is <<3SU1001-0BB50-0AA0>> | - | 0 | 7
3SB3001-0BA71 |  | 3SB3001-0BA71 | 1 | UN | 1 | 10 | C | D | N | N | 85389099 | 1 | 4011209120952 | 0.026 | KG | 13.59 | 13.59 | CP20 | CP20 | Illuminated pushbutton, 22mm, round, plastic, clear, pushbutton, raised, with holder for 3 elements, with holder !!! Phased-out product !!! SIRIUS ACT 3SU1 is successor Preferred successor type is >>3SU1001-0BB70-0AA0 + 3SU1500-0AA10-0AA0<< | - | 0 | 7
3SB3001-0BA71-Z | B01 | 3SB3001-0BA71-ZB01 | 1 | UN | 1 | 10 | C | D | N | N | 85389099 | 1 | 4011209532205 | 0.024 | KG | 12.07 | 12.07 | CP20 | CP20 | Illuminated pushbutton, 22 mm, round, plastic, clear, pushbutton, raised, with support for 3 elements, Z=without holder !!! Phased-out product !!! SIRIUS ACT 3SU1 is the successor The preferred successor type is <<3SU1001-0BB70-0AA0>> | - | 0 | 7
3SB3001-0DA21 |  | 3SB3001-0DA21 | 1 | UN | 1 | 10 | C | D | N | N | 85389099 | 1 | 4011209333154 | 0.008 | KG | 19.1 | 19.1 | CP20 | CP20 | 22MM PLASTIC ROUND ACTUATOR: ILLUMINATED PUSHBUTTON WITH FLAT BUTTON LATCHING, UNLOCKING BY PRESSING AGAIN ILLUMINABLE INCL. HOLDER FOR 3 ELEMENTS WITH HOLDER RED !!! Phased-out product !!! SIRIUS ACT 3SU1 is successor Preferred successor type is >>3SU1001-0AA20-0AA0 + | - | 0 | 7
3SB3001-0DA21-Z | B01 | 3SB3001-0DA21-ZB01 | 1 | UN | 1 | 10 | C | D | N | N | 85389099 | 1 |  | 0.008 | KG | 17.58 | 17.58 | CP20 | CP20 | Illuminated pushbutton switch, 22 mm, round, plastic, red, pushbutton, flat, latching, push-to-release mechanism, with support for 3 elements, Z=without holder !!! Phased-out product !!! SIRIUS ACT 3SU1 is the successor The preferred successor type is <<3SU1001-0AA20-0AA0>> | - | 0 | 7
3SB3001-0DA31 |  | 3SB3001-0DA31 | 1 | UN | 1 | 10 | C | D | N | N | 85389099 | 1 | 4011209335882 | 0.011 | KG | 19.1 | 19.1 | CP20 | CP20 | 22MM PLASTIC ROUND ACTUATOR: ILLUMINATED PUSHBUTTON WITH FLAT BUTTON LATCHING, UNLOCKING BY PRESSING AGAIN ILLUMINABLE INCL. HOLDER FOR 3 ELEMENTS WITH HOLDER YELLOW !!! Phased-out product !!! SIRIUS ACT 3SU1 is successor Preferred successor type is >>3SU1001-0AA30-0AA0 + | - | 0 | 7
3SB3001-0DA31-Z | B01 | 3SB3001-0DA31-ZB01 | 1 | UN | 1 | 10 | C | D | N | N | 85389099 | 1 |  | 0.016 | KG | 17.58 | 17.58 | CP20 | CP20 | Illuminated pushbutton switch, 22 mm, round, plastic, yellow, pushbutton, flat, latching, push-to-release mechanism, with support for 3 elements, Z=without holder !!! Phased-out product !!! SIRIUS ACT 3SU1 is the successor The preferred successor type is <<3SU1001-0AA30-0AA0>> | - | 0 | 7
3SB3001-0DA41 |  | 3SB3001-0DA41 | 1 | UN | 1 | 10 | C | D | N | N | 85389099 | 1 | 4011209333536 | 0.027 | KG | 19.1 | 19.1 | CP20 | CP20 | 22MM PLASTIC ROUND ACTUATOR: ILLUMINATED PUSHBUTTON WITH FLAT BUTTON LATCHING, UNLOCKING BY PRESSING AGAIN ILLUMINABLE INCL. HOLDER FOR 3 ELEMENTS WITH HOLDER GREEN !!! Phased-out product !!! SIRIUS ACT 3SU1 is successor Preferred successor type is >>3SU1001-0AA40-0AA0 + | - | 0 | 7
3SB3001-0DA41-Z | B01 | 3SB3001-0DA41-ZB01 | 1 | UN | 1 | 10 | C | D | N | N | 85389099 | 1 |  | 0.011 | KG | 17.58 | 17.58 | CP20 | CP20 | Illuminated pushbutton switch, 22 mm, round, plastic, green, pushbutton, flat, latching, push-to-release mechanism, with support for 3 elements, Z=without holder !!! Phased-out product !!! SIRIUS ACT 3SU1 is the successor The preferred successor type is <<3SU1001-0AA40-0AA0>> | - | 0 | 7
3SB3001-0DA51 |  | 3SB3001-0DA51 | 1 | UN | 1 | 10 | C | D | N | N | 85389099 | 1 | 4011209335899 | 0.01 | KG | 19.1 | 19.1 | CP20 | CP20 | 22MM PLASTIC ROUND ACTUATOR: ILLUMINATED PUSHBUTTON WITH FLAT BUTTON LATCHING, UNLOCKING BY PRESSING AGAIN ILLUMINABLE INCL. HOLDER FOR 3 ELEMENTS WITH HOLDER BLUE !!! Phased-out product !!! SIRIUS ACT 3SU1 is successor Preferred successor type is >>3SU1001-0AA50-0AA0 + | - | 0 | 7
3SB3001-0DA51-Z | B01 | 3SB3001-0DA51-ZB01 | 1 | UN | 1 | 10 | C | D | N | N | 85389099 | 1 | 4011209848160 | 0.01 | KG | 17.58 | 17.58 | CP20 | CP20 | Illuminated pushbutton switch, 22 mm, round, plastic, blue, pushbutton, flat, latching, push-to-release mechanism, with support for 3 elements, Z=without holder !!! Phased-out product !!! SIRIUS ACT 3SU1 is the successor The preferred successor type is <<3SU1001-0AA50-0AA0>> | - | 0 | 7
3SB3001-0DA61 |  | 3SB3001-0DA61 | 1 | UN | 1 | 10 | C | D | N | N | 85389099 | 1 | 4011209333543 | 0.026 | KG | 19.1 | 19.1 | CP20 | CP20 | 22MM PLASTIC ROUND ACTUATOR: ILLUMINATED PUSHBUTTON WITH FLAT BUTTON LATCHING, UNLOCKING BY PRESSING AGAIN ILLUMINABLE INCL. HOLDER FOR 3 ELEMENTS WITH HOLDER WHITE !!! Phased-out product !!! SIRIUS ACT 3SU1 is successor Preferred successor type is >>3SU1001-0AA60-0AA0 + | - | 0 | 7
3SB3001-0DA61-Z | B01 | 3SB3001-0DA61-ZB01 | 1 | UN | 1 | 10 | C | D | N | N | 85389099 | 1 | 4011209848153 | 0.009 | KG | 17.58 | 17.58 | CP20 | CP20 | Illuminated pushbutton switch, 22 mm, round, plastic, white, pushbutton, flat, latching, push-to-release mechanism, with support for 3 elements, Z=without holder !!! Phased-out product !!! SIRIUS ACT 3SU1 is the successor The preferred successor type is <<3SU1001-0AA60-0AA0>> | - | 0 | 7
3SB3001-0DA71 |  | 3SB3001-0DA71 | 1 | UN | 1 | 10 | C | D | N | N | 85389099 | 1 | 4011209334809 | 0.02 | KG | 19.1 | 19.1 | CP20 | CP20 | 22MM PLASTIC ROUND ACTUATOR: ILLUMINATED PUSHBUTTON WITH FLAT BUTTON LATCHING, UNLOCKING BY PRESSING AGAIN ILLUMINABLE INCL. HOLDER FOR 3 ELEMENTS WITH HOLDER CLEAR !!! Phased-out product !!! SIRIUS ACT 3SU1 is successor Preferred successor type is >>3SU1001-0AA70-0AA0 + | - | 0 | 7
3SB3001-0DA71-Z | B01 | 3SB3001-0DA71-ZB01 | 1 | UN | 1 | 10 | C | D | N | N | 85389099 | 1 | 4011209442900 | 0.014 | KG | 17.58 | 17.58 | CP20 | CP20 | Illuminated pushbutton switch, 22 mm, round, plastic, clear, pushbutton, flat, latching, push-to-release mechanism, with support for 3 elements, Z=without holder !!! Phased-out product !!! SIRIUS ACT 3SU1 is the successor The preferred successor type is <<3SU1001-0AA70-0AA0>> | - | 0 | 7
3SB3001-0DA77 |  | 3SB3001-0DA77 | 1 | UN | 1 | 10 | C | D | N | N | 85389099 | 1 | 4011209955134 | 0.019 | KG | 19.1 | 19.1 | CP20 | CP20 | ILLUMINATED PUSHBUTTON, 22MM, ROUND, PLASTIC, CLEAR, WITH WHITE DIFFUSOR FLAT BUTTON, LATCHING, PUSH TO UNLATCH, WITH HOLDER FOR 3 ELEMENTS, WITH HOLDER !!! Phased-out product !!! SIRIUS ACT 3SU1 is successor Preferred successor type is >>3SU1001-0AA70-0AA0 + | - | 0 | 9
3SB3001-1CA21 |  | 3SB3001-1CA21 | 1 | UN | 1 | 10 | C | D | N | N | 85389099 | 1 | 4011209118904 | 0.035 | KG | 32.3 | 32.3 | CP20 | CP20 | 22MM PLASTIC ROUND ACTUATOR: PUSH-PULL BUTTON 40MM LATCHING W.PULL-TO-UNLOCK MECH. INCL. HOLDER FOR 3 ELEMENTS WITH HOLDER RED !!! Phased-out product !!! SIRIUS ACT 3SU1 is successor Preferred successor type is >>3SU1001-1BA20-0AA0 + 3SU1500-0AA10-0AA0<< | - | 0 | 7
3SB3001-1CA21-Z | B01 | 3SB3001-1CA21-ZB01 | 1 | UN | 1 | 10 | C | D | N | N | 85389099 | 1 | 4011209456679 | 0.023 | KG | 30.78 | 30.78 | CP20 | CP20 | Push-pull switch, illuminable 22 mm, round, plastic, red, 40mm, latching, pull-to-unlatch mechanism, with support for 3 elements, Z=without holder !!! Phased-out product !!! SIRIUS ACT 3SU1 is the successor The preferred successor type is <<3SU1001-1BA20-0AA0>> | - | 0 | 7
3SB3001-1CA31 |  | 3SB3001-1CA31 | 1 | UN | 1 | 10 | C | D | N | N | 85389099 | 1 | 4011209118911 | 0.035 | KG | 32.3 | 32.3 | CP20 | CP20 | 22MM PLASTIC ROUND ACTUATOR: PUSH-PULL BUTTON 40MM LATCHING W.PULL-TO-UNLOCK MECH. INCL. HOLDER FOR 3 ELEMENTS WITH HOLDER YELLOW !!! Phased-out product !!! SIRIUS ACT 3SU1 is successor Preferred successor type is >>3SU1001-1BA30-0AA0 + 3SU1500-0AA10-0AA0<< | - | 0 | 7
3SB3001-1CA31-Z | B01 | 3SB3001-1CA31-ZB01 | 1 | UN | 1 | 10 | C | D | N | N | 85389099 | 1 |  | 0.035 | KG | 30.78 | 30.78 | CP20 | CP20 | Push-pull switch, illuminable 22 mm, round, plastic, yellow, 40mm, latching, pull-to-unlatch mechanism, with support for 3 elements, without holder !!! Phased-out product !!! SIRIUS ACT 3SU1 is the successor The preferred successor type is <<3SU1001-1BA30-0AA0>> | - | 0 | 7
3SB3001-1CA41 |  | 3SB3001-1CA41 | 1 | UN | 1 | 10 | C | D | N | N | 85389099 | 1 | 4011209118928 | 0.029 | KG | 32.3 | 32.3 | CP20 | CP20 | 22MM PLASTIC ROUND ACTUATOR: PUSH-PULL BUTTON 40MM LATCHING W.PULL-TO-UNLOCK MECH. INCL. HOLDER FOR 3 ELEMENTS WITH HOLDER GREEN !!! Phased-out product !!! SIRIUS ACT 3SU1 is successor Preferred successor type is >>3SU1001-1BA40-0AA0 + 3SU1500-0AA10-0AA0<< | - | 0 | 7
3SB3001-1CA41-Z | B01 | 3SB3001-1CA41-ZB01 | 1 | UN | 1 | 10 | C | D | N | N | 85389099 | 1 | 4011209744127 | 0.034 | KG | 30.78 | 30.78 | CP20 | CP20 | Push-pull switch, illuminable 22 mm, round, plastic, green, 40 mm, latching, pull-to-unlatch mechanism, with support for 3 elements, Z=without holder !!! Phased-out product !!! SIRIUS ACT 3SU1 is the successor The preferred successor type is <<3SU1001-1BA40-0AA0>> | - | 0 | 7
3SB3001-1CA51 |  | 3SB3001-1CA51 | 1 | UN | 1 | 10 | C | D | N | N | 85389099 | 1 | 4011209226852 | 0.029 | KG | 32.3 | 32.3 | CP20 | CP20 | 22MM PLASTIC ROUND ACTUATOR: PUSH-PULL BUTTON 40MM LATCHING W.PULL-TO-UNLOCK MECH. INCL. HOLDER FOR 3 ELEMENTS WITH HOLDER BLUE !!! Phased-out product !!! SIRIUS ACT 3SU1 is successor Preferred successor type is >>3SU1001-1BA50-0AA0 + 3SU1500-0AA10-0AA0<< | - | 0 | 7
3SB3001-1CA51-Z | B01 | 3SB3001-1CA51-ZB01 | 1 | UN | 1 | 10 | C | D | N | N | 85389099 | 1 | 4011209439702 | 0.033 | KG | 30.78 | 30.78 | CP20 | CP20 | Push-pull switch, illuminable 22 mm, round, plastic, blue, 40 mm, latching, pull-to-unlatch mechanism, with support for 3 elements, Z=without holder !!! Phased-out product !!! SIRIUS ACT 3SU1 is the successor The preferred successor type is <<3SU1001-1BA50-0AA0>> | - | 0 | 7
3SB3001-1CA51-Z | X90 | 3SB3001-1CA51-ZX90 | 1 | UN | 1 | 10 | C | D | N | N | 85389099 | 20 |  | 0.036 | KG | 32.3 | 32.3 | CP20 | CP20 | Push-pull switch, illuminable 22 mm, round, plastic, blue, 40mm, latching, pull-to-unlatch mechanism, with support for 3 elements, with holder Multi-unit pack Packing quantity = 20 units !!! Phased-out product !!! SIRIUS ACT 3SU1 is the successor The preferred successor type is <<3SU1001-1BA50-0AA0-ZX90 + 3SU1500-0AA10-0AA0>> | - | 0 | 7
3SB3001-1CA71 |  | 3SB3001-1CA71 | 1 | UN | 1 | 10 | C | D | N | N | 85389099 | 1 | 4011209118935 | 0.03 | KG | 32.3 | 32.3 | CP20 | CP20 | 22MM PLASTIC ROUND ACTUATOR: PUSH-PULL BUTTON 40MM LATCHING W.PULL-TO-UNLOCK MECH. INCL. HOLDER FOR 3 ELEMENTS WITH HOLDER CLEAR !!! Phased-out product !!! SIRIUS ACT 3SU1 is successor Preferred successor type is >>3SU1001-1BA70-0AA0 + 3SU1500-0AA10-0AA0<< | - | 0 | 7
3SB3001-1CA71-Z | B01 | 3SB3001-1CA71-ZB01 | 1 | UN | 1 | 10 | C | D | N | N | 85389099 | 1 |  | 0.033 | KG | 30.78 | 30.78 | CP20 | CP20 | Push-pull switch, illuminable 22 mm, round, plastic, clear, 40mm, latching, pull-to-unlatch mechanism, with support for 3 elements, without holder !!! Phased-out product !!! SIRIUS ACT 3SU1 is the successor The preferred successor type is <<3SU1001-1BA70-0AA0>> | - | 0 | 7
3SB3001-1CA71-Z | X90 | 3SB3001-1CA71-ZX90 | 1 | UN | 1 | 10 | C | D | N | N | 85389099 | 20 |  | 0.034 | KG | 32.3 | 32.3 | CP20 | CP20 | Push-pull switch, illuminable 22 mm, round, plastic, clear, 40mm, latching, pull-to-unlatch mechanism, with support for 3 elements, with holder Multi-unit pack Packing quantity = 20 units !!! Phased-out product !!! SIRIUS ACT 3SU1 is the successor The preferred successor type is <<3SU1001-1BA70-0AA0-ZX90 + 3SU1500-0AA10-0AA0>> | - | 0 | 7
3SB3001-1DA21 |  | 3SB3001-1DA21 | 1 | UN | 1 | 10 | C | D | N | N | 85389099 | 1 | 4011209842007 | 0.049 | KG | 19 | 19 | CP20 | CP20 | 22MM PLASTIC ROUND ACTUATOR: ILLUM. MUSHROOM PUSHBUTTON 30MM MOMENTARY CONTACT TYPE ILLUMINABLE INCL. HOLDER FOR 3 ELEMENTS WITH HOLDER RED !!! Phased-out product !!! SIRIUS ACT 3SU1 is successor Preferred successor type is >>3SU1001-1AD20-0AA0 + 3SU1500-0AA10-0AA0<< | - | 0 | 7
3SB3001-1DA21-Z | B01 | 3SB3001-1DA21-ZB01 | 1 | UN | 1 | 10 | C | D | N | N | 85389099 | 1 |  | 0.017 | KG | 17.48 | 17.48 | CP20 | CP20 | Illuminated mushroom pushbutton, 22 mm, round, plastic, red, 30 mm, momentary contact type, with support for 3 elements, Z=without holder !!! Phased-out product !!! SIRIUS ACT 3SU1 is the successor The preferred successor type is <<3SU1001-1AD20-0AA0>> | - | 0 | 7
3SB3001-1DA21-Z | X90 | 3SB3001-1DA21-ZX90 | 1 | UN | 1 | 10 | C | D | N | N | 85389099 | 20 |  | 0.037 | KG | 19 | 19 | CP20 | CP20 | Illuminated mushroom pushbutton, 22 mm, round, plastic, red, 30 mm, momentary contact type, with support for 3 elements, with holder Multi-unit pack Packing quantity = 20 units !!! Phased-out product !!! SIRIUS ACT 3SU1 is the successor The preferred successor type is <<3SU1001-1AD20-0AA0-ZX90 + 3SU1500-0AA10-0AA0>> | - | 0 | 7
3SB3001-1DA31 |  | 3SB3001-1DA31 | 1 | UN | 1 | 10 | C | D | N | N | 85389099 | 1 | 4011209305168 | 0.05 | KG | 19 | 19 | CP20 | CP20 | 22MM PLASTIC ROUND ACTUATOR: ILLUM. MUSHROOM PUSHBUTTON 30MM MOMENTARY CONTACT TYPE ILLUMINABLE INCL. HOLDER FOR 3 ELEMENTS WITH HOLDER YELLOW !!! Phased-out product !!! SIRIUS ACT 3SU1 is successor Preferred successor type is >>3SU1001-1AD30-0AA0 + 3SU1500-0AA10-0AA0<< |  | 0 | 7
3SB3001-1DA31-Z | B01 | 3SB3001-1DA31-ZB01 | 1 | UN | 1 | 10 | C | D | N | N | 85389099 | 1 | 4011209848191 | 0.018 | KG | 17.48 | 17.48 | CP20 | CP20 | Illuminated mushroom pushbutton, 22 mm, round, plastic, yellow, 30 mm, momentary contact type, with support for 3 elements, Z=without holder !!! Phased-out product !!! SIRIUS ACT 3SU1 is the successor The preferred successor type is <<3SU1001-1AD30-0AA0>> | - | 0 | 7
3SB3001-1DA31-Z | X90 | 3SB3001-1DA31-ZX90 | 1 | UN | 1 | 10 | C | D | N | N | 85389099 | 20 |  | 0.032 | KG | 19 | 19 | CP20 | CP20 | Illuminated mushroom pushbutton, 22 mm, round, plastic, yellow, 30 mm, momentary contact type, with support for 3 elements, with holder Multi-unit pack Packing quantity = 20 units !!! Phased-out product !!! SIRIUS ACT 3SU1 is the successor The preferred successor type is <<3SU1001-1AD30-0AA0-ZX90 + 3SU1500-0AA10-0AA0>> | - | 0 | 7
3SB3001-1DA41 |  | 3SB3001-1DA41 | 1 | UN | 1 | 10 | C | D | N | N | 85389099 | 1 | 4011209291980 | 0.04 | KG | 19 | 19 | CP20 | CP20 | 22MM PLASTIC ROUND ACTUATOR: ILLUM. MUSHROOM PUSHBUTTON 30MM MOMENTARY CONTACT TYPE ILLUMINABLE INCL. HOLDER FOR 3 ELEMENTS WITH HOLDER GREEN !!! Phased-out product !!! SIRIUS ACT 3SU1 is successor Preferred successor type is >>3SU1001-1AD40-0AA0 + 3SU1500-0AA10-0AA0<< |  | 0 | 7
3SB3001-1DA41-Z | B01 | 3SB3001-1DA41-ZB01 | 1 | UN | 1 | 10 | C | D | N | N | 85389099 | 1 | 4011209516793 | 0.017 | KG | 17.48 | 17.48 | CP20 | CP20 | Illuminated mushroom pushbutton, 22 mm, round, plastic, green, 30 mm, momentary contact type, with support for 3 elements, Z=without holder !!! Phased-out product !!! SIRIUS ACT 3SU1 is the successor The preferred successor type is <<3SU1001-1AD40-0AA0>> | - | 0 | 7
3SB3001-1DA41-Z | X90 | 3SB3001-1DA41-ZX90 | 1 | UN | 1 | 10 | C | D | N | N | 85389099 | 20 |  | 0.032 | KG | 19 | 19 | CP20 | CP20 | Illuminated mushroom pushbutton, 22 mm, round, plastic, green, 30 mm, momentary contact type, with support for 3 elements, with holder Multi-unit pack Packing quantity = 20 units !!! Phased-out product !!! SIRIUS ACT 3SU1 is the successor The preferred successor type is <<3SU1001-1AD40-0AA0-ZX90 + 3SU1500-0AA10-0AA0>> | - | 0 | 7
3SB3001-1DA51 |  | 3SB3001-1DA51 | 1 | UN | 1 | 10 | C | D | N | N | 85389099 | 1 | 4011209830974 | 0.026 | KG | 19 | 19 | CP20 | CP20 | 22MM PLASTIC ROUND ACTUATOR: ILLUM. MUSHROOM PUSHBUTTON 30MM MOMENTARY CONTACT TYPE ILLUMINABLE INCL. HOLDER FOR 3 ELEMENTS WITH HOLDER BLUE !!! Phased-out product !!! SIRIUS ACT 3SU1 is successor Preferred successor type is >>3SU1001-1AD50-0AA0 + 3SU1500-0AA10-0AA0<< | - | 0 | 7
3SB3001-1DA51-Z | B01 | 3SB3001-1DA51-ZB01 | 1 | UN | 1 | 10 | C | D | N | N | 85389099 | 1 |  | 0.021 | KG | 17.48 | 17.48 | CP20 | CP20 | Illuminated mushroom pushbutton, 22 mm, round, plastic, blue, 30 mm, momentary contact type, with support for 3 elements, Z=without holder !!! Phased-out product !!! SIRIUS ACT 3SU1 is the successor The preferred successor type is <<3SU1001-1AD50-0AA0>> | - | 0 | 7
3SB3001-1DA51-Z | X90 | 3SB3001-1DA51-ZX90 | 1 | UN | 1 | 10 | C | D | N | N | 85389099 | 20 |  | 0.033 | KG | 19 | 19 | CP20 | CP20 | Illuminated mushroom pushbutton, 22 mm, round, plastic, blue, 30 mm, momentary contact type, with support for 3 elements, with holder Multi-unit pack Packing quantity = 20 units !!! Phased-out product !!! SIRIUS ACT 3SU1 is the successor The preferred successor type is <<3SU1001-1AD50-0AA0-ZX90 + 3SU1500-0AA10-0AA0>> | - | 0 | 7
3SB3001-1DA61 |  | 3SB3001-1DA61 | 1 | UN | 1 | 10 | C | D | N | N | 85389099 | 1 | 4011209333215 | 0.015 | KG | 19 | 19 | CP20 | CP20 | 22MM PLASTIC ROUND ACTUATOR: ILLUM. MUSHROOM PUSHBUTTON 30MM MOMENTARY CONTACT TYPE ILLUMINABLE INCL. HOLDER FOR 3 ELEMENTS WITH HOLDER WHITE !!! Phased-out product !!! SIRIUS ACT 3SU1 is successor Preferred successor type is >>3SU1001-1AD60-0AA0 + 3SU1500-0AA10-0AA0<< |  | 0 | 7
3SB3001-1DA61-Z | B01 | 3SB3001-1DA61-ZB01 | 1 | UN | 1 | 10 | C | D | N | N | 85389099 | 1 | 4011209474345 | 0.015 | KG | 17.48 | 17.48 | CP20 | CP20 | Illuminated mushroom pushbutton, 22 mm, round, plastic, white, 30 mm, momentary contact type, with support for 3 elements, Z=without holder !!! Phased-out product !!! SIRIUS ACT 3SU1 is the successor The preferred successor type is <<3SU1001-1AD60-0AA0>> | - | 0 | 7
3SB3001-1DA61-Z | X90 | 3SB3001-1DA61-ZX90 | 1 | UN | 1 | 10 | C | D | N | N | 85389099 | 20 |  | 0.033 | KG | 19 | 19 | CP20 | CP20 | Illuminated mushroom pushbutton, 22 mm, round, plastic, white, 30 mm, momentary contact type, with support for 3 elements, with holder Multi-unit pack Packing quantity = 20 units !!! Phased-out product !!! SIRIUS ACT 3SU1 is the successor The preferred successor type is <<3SU1001-1AD60-0AA0-ZX90 + 3SU1500-0AA10-0AA0>> | - | 0 | 7
3SB3001-1DA71 |  | 3SB3001-1DA71 | 1 | UN | 1 | 10 | C | D | N | N | 85389099 | 1 | 4011209866522 | 0.027 | KG | 19 | 19 | CP20 | CP20 | 22MM PLASTIC ROUND ACTUATOR: ILLUM. MUSHROOM PUSHBUTTON 30MM MOMENTARY CONTACT TYPE ILLUMINABLE INCL. HOLDER FOR 3 ELEMENTS WITH HOLDER CLEAR !!! Phased-out product !!! SIRIUS ACT 3SU1 is successor Preferred successor type is >>3SU1001-1AD70-0AA0 + 3SU1500-0AA10-0AA0<< | - | 0 | 7
3SB3001-1DA71-Z | B01 | 3SB3001-1DA71-ZB01 | 1 | UN | 1 | 10 | C | D | N | N | 85389099 | 1 |  | 0.07 | KG | 17.48 | 17.48 | CP20 | CP20 | Illuminated mushroom pushbutton, 22 mm, round, plastic, clear, 30 mm, momentary contact type, with support for 3 elements, Z=without holder !!! Phased-out product !!! SIRIUS ACT 3SU1 is the successor The preferred successor type is <<3SU1001-1AD70-0AA0>> | - | 0 | 7
3SB3001-1DA71-Z | X90 | 3SB3001-1DA71-ZX90 | 1 | UN | 1 | 10 | C | D | N | N | 85389099 | 20 |  | 0.033 | KG | 19 | 19 | CP20 | CP20 | Illuminated mushroom pushbutton, 22 mm, round, plastic, clear, 30 mm, momentary contact type, with support for 3 elements, with holder Multi-unit pack Packing quantity = 20 units !!! Phased-out product !!! SIRIUS ACT 3SU1 is the successor The preferred successor type is <<3SU1001-1AD70-0AA0-ZX90 + 3SU1500-0AA10-0AA0>> | - | 0 | 7
3SB3001-1EA21 |  | 3SB3001-1EA21 | 1 | UN | 1 | 10 | C | D | N | N | 85389099 | 1 | 4011209305342 | 0.034 | KG | 32.3 | 32.3 | CP20 | CP20 | 22MM PLASTIC ROUND ACTUATOR: PUSH-PULL BUTTON 30MM LATCHING W.PULL-TO-UNLOCK MECH. INCL. HOLDER FOR 3 ELEMENTS WITH HOLDER RED !!! Phased-out product !!! SIRIUS ACT 3SU1 is successor Preferred successor type is >>3SU1001-1AA20-0AA0 + 3SU1500-0AA10-0AA0<< | - | 0 | 7
3SB3001-1EA21-Z | B01 | 3SB3001-1EA21-ZB01 | 1 | UN | 1 | 10 | C | D | N | N | 85389099 | 1 | 4011209531048 | 0.015 | KG | 30.78 | 30.78 | CP20 | CP20 | Push-pull switch, illuminable 22 mm, round, plastic, red, 30 mm, latching, pull-to-unlatch mechanism, with support for 3 elements, Z=without holder !!! Phased-out product !!! SIRIUS ACT 3SU1 is the successor The preferred successor type is <<3SU1001-1AA20-0AA0>> | - | 0 | 7
3SB3001-1EA21-Z | X90 | 3SB3001-1EA21-ZX90 | 1 | UN | 1 | 10 | C | D | N | N | 85389099 | 20 |  | 0.06 | KG | 32.3 | 32.3 | CP20 | CP20 | Push-pull switch, illuminable 22 mm, round, plastic, red, 30 mm, latching, pull-to-unlatch mechanism, with support for 3 elements, with holder Multi-unit pack Packing quantity = 20 units !!! Phased-out product !!! SIRIUS ACT 3SU1 is the successor The preferred successor type is <<3SU1001-1AA20-0AA0-ZX90 + 3SU1500-0AA10-0AA0>> | - | 0 | 7
3SB3001-1EA31 |  | 3SB3001-1EA31 | 1 | UN | 1 | 10 | C | D | N | N | 85389099 | 1 | 4011209325760 | 0.031 | KG | 32.3 | 32.3 | CP20 | CP20 | 22MM PLASTIC ROUND ACTUATOR: PUSH-PULL BUTTON 30MM LATCHING W.PULL-TO-UNLOCK MECH. INCL. HOLDER FOR 3 ELEMENTS WITH HOLDER YELLOW !!! Phased-out product !!! SIRIUS ACT 3SU1 is successor Preferred successor type is >>3SU1001-1AA30-0AA0 + 3SU1500-0AA10-0AA0<< | - | 0 | 7
3SB3001-1EA31-Z | B01 | 3SB3001-1EA31-ZB01 | 1 | UN | 1 | 10 | C | D | N | N | 85389099 | 1 |  | 0.037 | KG | 30.78 | 30.78 | CP20 | CP20 | Push-pull switch, illuminable 22 mm, round, plastic, yellow, 30 mm, latching, pull-to-unlatch mechanism, with support for 3 elements, without holder !!! Phased-out product !!! SIRIUS ACT 3SU1 is the successor The preferred successor type is <<3SU1001-1AA30-0AA0>> | - | 0 | 7
3SB3001-1EA31-Z | X90 | 3SB3001-1EA31-ZX90 | 1 | UN | 1 | 10 | C | D | N | N | 85389099 | 20 |  | 0.06 | KG | 32.3 | 32.3 | CP20 | CP20 | Push-pull switch, illuminable 22 mm, round, plastic, yellow, 30 mm, latching, pull-to-unlatch mechanism, with support for 3 elements, with holder Multi-unit pack Packing quantity = 20 units !!! Phased-out product !!! SIRIUS ACT 3SU1 is the successor The preferred successor type is <<3SU1001-1AA30-0AA0-ZX90 + 3SU1500-0AA10-0AA0>> | - | 0 | 7
3SB3001-1EA41 |  | 3SB3001-1EA41 | 1 | UN | 1 | 10 | C | D | N | N | 85389099 | 1 | 4011209357150 | 0.027 | KG | 32.3 | 32.3 | CP20 | CP20 | 22MM PLASTIC ROUND ACTUATOR: PUSH-PULL BUTTON 30MM LATCHING W.PULL-TO-UNLOCK MECH. INCL. HOLDER FOR 3 ELEMENTS WITH HOLDER GREEN !!! Phased-out product !!! SIRIUS ACT 3SU1 is successor Preferred successor type is >>3SU1001-1AA40-0AA0 + 3SU1500-0AA10-0AA0<< | - | 0 | 7
3SB3001-1EA41-Z | B01 | 3SB3001-1EA41-ZB01 | 1 | UN | 1 | 10 | C | D | N | N | 85389099 | 1 |  | 0.03 | KG | 30.78 | 30.78 | CP20 | CP20 | Push-pull switch, illuminable 22 mm, round, plastic, green, 30 mm, latching, pull-to-unlatch mechanism, with support for 3 elements, without holder !!! Phased-out product !!! SIRIUS ACT 3SU1 is the successor The preferred successor type is <<3SU1001-1AA40-0AA0>> | - | 0 | 7
3SB3001-1EA41-Z | X90 | 3SB3001-1EA41-ZX90 | 1 | UN | 1 | 10 | C | D | N | N | 85389099 | 20 |  | 0.034 | KG | 32.3 | 32.3 | CP20 | CP20 | Push-pull switch, illuminable 22 mm, round, plastic, green, 30 mm, latching, pull-to-unlatch mechanism, with support for 3 elements, with holder Multi-unit pack Packing quantity = 20 units !!! Phased-out product !!! SIRIUS ACT 3SU1 is the successor The preferred successor type is <<3SU1001-1AA40-0AA0-ZX90 + 3SU1500-0AA10-0AA0>> | - | 0 | 7
3SB3001-1EA51 |  | 3SB3001-1EA51 | 1 | UN | 1 | 10 | C | D | N | N | 85389099 | 1 | 4011209364301 | 0.03 | KG | 32.3 | 32.3 | CP20 | CP20 | 22MM PLASTIC ROUND ACTUATOR: PUSH-PULL BUTTON 30MM LATCHING W.PULL-TO-UNLOCK MECH. INCL. HOLDER FOR 3 ELEMENTS WITH HOLDER BLUE !!! Phased-out product !!! SIRIUS ACT 3SU1 is successor Preferred successor type is >>3SU1001-1AA50-0AA0 + 3SU1500-0AA10-0AA0<< | - | 0 | 7
3SB3001-1EA51-Z | B01 | 3SB3001-1EA51-ZB01 | 1 | UN | 1 | 10 | C | D | N | N | 85389099 | 1 | 4011209427129 | 0.017 | KG | 30.78 | 30.78 | CP20 | CP20 | Push-pull switch, illuminable 22 mm, round, plastic, blue, 30 mm, latching, pull-to-unlatch mechanism, with support for 3 elements, Z=without holder !!! Phased-out product !!! SIRIUS ACT 3SU1 is the successor The preferred successor type is <<3SU1001-1AA50-0AA0>> | - | 0 | 7
3SB3001-1EA51-Z | X90 | 3SB3001-1EA51-ZX90 | 1 | UN | 1 | 10 | C | D | N | N | 85389099 | 20 |  | 0.036 | KG | 32.3 | 32.3 | CP20 | CP20 | Push-pull switch, illuminable 22 mm, round, plastic, blue, 30 mm, latching, pull-to-unlatch mechanism, with support for 3 elements, with holder Multi-unit pack Packing quantity = 20 units !!! Phased-out product !!! SIRIUS ACT 3SU1 is the successor The preferred successor type is <<3SU1001-1AA50-0AA0-ZX90 + 3SU1500-0AA10-0AA0>> | - | 0 | 7
3SB3001-1EA71 |  | 3SB3001-1EA71 | 1 | UN | 1 | 10 | C | D | N | N | 85389099 | 1 | 4011209342446 | 0.026 | KG | 32.3 | 32.3 | CP20 | CP20 | 22MM PLASTIC ROUND ACTUATOR: PUSH-PULL BUTTON 30MM LATCHING W.PULL-TO-UNLOCK MECH. INCL. HOLDER FOR 3 ELEMENTS WITH HOLDER CLEAR !!! Phased-out product !!! SIRIUS ACT 3SU1 is successor Preferred successor type is >>3SU1001-1AA70-0AA0 + 3SU1500-0AA10-0AA0<< | - | 0 | 7
3SB3001-1EA71-Z | B01 | 3SB3001-1EA71-ZB01 | 1 | UN | 1 | 10 | C | D | N | N | 85389099 | 1 | 4011209848115 | 0.025 | KG | 30.78 | 30.78 | CP20 | CP20 | Push-pull switch, illuminable 22 mm, round, plastic, clear, 30 mm, latching, pull-to-unlatch mechanism, with support for 3 elements, Z=without holder !!! Phased-out product !!! SIRIUS ACT 3SU1 is the successor The preferred successor type is <<3SU1001-1AA70-0AA0>> | - | 0 | 7
3SB3001-1EA71-Z | X90 | 3SB3001-1EA71-ZX90 | 1 | UN | 1 | 10 | C | D | N | N | 85389099 | 20 |  | 0.035 | KG | 32.3 | 32.3 | CP20 | CP20 | Push-pull switch, illuminable 22 mm, round, plastic, clear, 30 mm, latching, pull-to-unlatch mechanism, with support for 3 elements, with holder Multi-unit pack Packing quantity = 20 units !!! Phased-out product !!! SIRIUS ACT 3SU1 is the successor The preferred successor type is <<3SU1001-1AA70-0AA0-ZX90 + 3SU1500-0AA10-0AA0>> | - | 0 | 7
3SB3001-1GA31 |  | 3SB3001-1GA31 | 1 | UN | 1 | 10 | C | D | N | N | 85389099 | 1 | 4011209120990 | 0.028 | KG | 19 | 19 | CP20 | CP20 | 22MM PLASTIC ROUND ACTUATOR: ILLUM. MUSHROOM PUSHBUTTON 40MM MOMENTARY CONTACT TYPE ILLUMINABLE INCL. HOLDER FOR 3 ELEMENTS WITH HOLDER YELLOW !!! Phased-out product !!! SIRIUS ACT 3SU1 is successor Preferred successor type is >>3SU1001-1BD30-0AA0 + 3SU1500-0AA10-0AA0<< |  | 0 | 7
3SB3001-1GA31-Z | B01 | 3SB3001-1GA31-ZB01 | 1 | UN | 1 | 10 | C | D | N | N | 85389099 | 1 | 4011209466319 | 0.018 | KG | 17.48 | 17.48 | CP20 | CP20 | Illuminated mushroom pushbutton, 22 mm, round, plastic, yellow, 40 mm, momentary contact type, with support for 3 elements, Z=without holder !!! Phased-out product !!! SIRIUS ACT 3SU1 is the successor The preferred successor type is <<3SU1001-1BD30-0AA0>> | - | 0 | 7
3SB3001-1GA31-Z | X90 | 3SB3001-1GA31-ZX90 | 1 | UN | 1 | 10 | C | D | N | N | 85389099 | 20 |  | 0.034 | KG | 19 | 19 | CP20 | CP20 | Illuminated mushroom pushbutton, 22 mm, round, plastic, yellow, 40mm, momentary contact type, with support for 3 elements, with holder Multi-unit pack Packing quantity = 20 units !!! Phased-out product !!! SIRIUS ACT 3SU1 is the successor The preferred successor type is <<3SU1001-1BD30-0AA0-ZX90 + 3SU1500-0AA10-0AA0>> | - | 0 | 7
3SB3001-1GA41 |  | 3SB3001-1GA41 | 1 | UN | 1 | 10 | C | D | N | N | 85389099 | 1 | 4011209121003 | 0.034 | KG | 19 | 19 | CP20 | CP20 | 22MM PLASTIC ROUND ACTUATOR: ILLUM. MUSHROOM PUSHBUTTON 40MM MOMENTARY CONTACT TYPE ILLUMINABLE INCL. HOLDER FOR 3 ELEMENTS WITH HOLDER GREEN !!! Phased-out product !!! SIRIUS ACT 3SU1 is successor Preferred successor type is >>3SU1001-1BD40-0AA0 + 3SU1500-0AA10-0AA0<< |  | 0 | 7
3SB3001-1GA41-Z | B01 | 3SB3001-1GA41-ZB01 | 1 | UN | 1 | 10 | C | D | N | N | 85389099 | 1 | 4011209744790 | 0.019 | KG | 17.48 | 17.48 | CP20 | CP20 | Illuminated mushroom pushbutton, 22 mm, round, plastic, green, 40 mm, momentary contact type, with support for 3 elements, Z=without holder !!! Phased-out product !!! SIRIUS ACT 3SU1 is the successor The preferred successor type is <<3SU1001-1BD40-0AA0>> | - | 0 | 7
3SB3001-1GA41-Z | X90 | 3SB3001-1GA41-ZX90 | 1 | UN | 1 | 10 | C | D | N | N | 85389099 | 20 |  | 0.034 | KG | 19 | 19 | CP20 | CP20 | Illuminated mushroom pushbutton, 22 mm, round, plastic, green, 40mm, momentary contact type, with support for 3 elements, with holder Multi-unit pack Packing quantity = 20 units !!! Phased-out product !!! SIRIUS ACT 3SU1 is the successor The preferred successor type is <<3SU1001-1BD40-0AA0-ZX90 + 3SU1500-0AA10-0AA0>> | - | 0 | 7
3SB3001-1GA61 |  | 3SB3001-1GA61 | 1 | UN | 1 | 10 | C | D | N | N | 85389099 | 1 | 4011209189249 | 0.031 | KG | 19 | 19 | CP20 | CP20 | 22MM PLASTIC ROUND ACTUATOR: ILLUM. MUSHROOM PUSHBUTTON 40MM MOMENTARY CONTACT TYPE ILLUMINABLE INCL. HOLDER FOR 3 ELEMENTS WITH HOLDER WHITE !!! Phased-out product !!! SIRIUS ACT 3SU1 is successor Preferred successor type is >>3SU1001-1BD60-0AA0 + 3SU1500-0AA10-0AA0<< |  | 0 | 7
3SB3001-1GA61-Z | B01 | 3SB3001-1GA61-ZB01 | 1 | UN | 1 | 10 | C | D | N | N | 85389099 | 1 | 4011209848146 | 0.026 | KG | 17.48 | 17.48 | CP20 | CP20 | Illuminated mushroom pushbutton, 22 mm, round, plastic, white, 40 mm, momentary contact type, with support for 3 elements, Z=without holder !!! Phased-out product !!! SIRIUS ACT 3SU1 is the successor The preferred successor type is <<3SU1001-1BD60-0AA0>> | - | 0 | 7
3SB3001-1GA61-Z | X90 | 3SB3001-1GA61-ZX90 | 1 | UN | 1 | 10 | C | D | N | N | 85389099 | 20 |  | 0.05 | KG | 19 | 19 | CP20 | CP20 | Illuminated mushroom pushbutton, 22 mm, round, plastic, white, 40mm, momentary contact type, with support for 3 elements, with holder Multi-unit pack Packing quantity = 20 units !!! Phased-out product !!! SIRIUS ACT 3SU1 is the successor The preferred successor type is <<3SU1001-1BD60-0AA0-ZX90 + 3SU1500-0AA10-0AA0>> | - | 0 | 7
3SB3001-1GA71 |  | 3SB3001-1GA71 | 1 | UN | 1 | 10 | C | D | N | N | 85389099 | 1 | 4011209121010 | 0.03 | KG | 19 | 19 | CP20 | CP20 | 22MM PLASTIC ROUND ACTUATOR: ILLUM. MUSHROOM PUSHBUTTON 40MM MOMENTARY CONTACT TYPE ILLUMINABLE INCL. HOLDER FOR 3 ELEMENTS WITH HOLDER CLEAR !!! Phased-out product !!! SIRIUS ACT 3SU1 is successor Preferred successor type is >>3SU1001-1BD70-0AA0 + 3SU1500-0AA10-0AA0<< | - | 0 | 7
3SB3001-1GA71-Z | B01 | 3SB3001-1GA71-ZB01 | 1 | UN | 1 | 10 | C | D | N | N | 85389099 | 1 |  | 0.035 | KG | 17.48 | 17.48 | CP20 | CP20 | Illuminated mushroom pushbutton, 22 mm, round, plastic, clear, 40mm, momentary contact type, with support for 3 elements, without holder !!! Phased-out product !!! SIRIUS ACT 3SU1 is the successor The preferred successor type is <<3SU1001-1BD70-0AA0>> | - | 0 | 7
3SB3001-1GA71-Z | X90 | 3SB3001-1GA71-ZX90 | 1 | UN | 1 | 10 | C | D | N | N | 85389099 | 20 |  | 0.032 | KG | 19 | 19 | CP20 | CP20 | Illuminated mushroom pushbutton, 22 mm, round, plastic, clear, 40mm, momentary contact type, with support for 3 elements, with holder Multi-unit pack Packing quantity = 20 units !!! Phased-out product !!! SIRIUS ACT 3SU1 is the successor The preferred successor type is <<3SU1001-1BD70-0AA0-ZX90 + 3SU1500-0AA10-0AA0>> | - | 0 | 7
3SB3001-2DA21 |  | 3SB3001-2DA21 | 1 | UN | 1 | 10 | C | D | N | N | 85389099 | 1 | 4011209029880 | 0.03 | KG | 19.76 | 19.76 | CP20 | CP20 | 22MM PLASTIC ROUND ACTUATOR: SELECTOR SWITCH LATCHING 3 SWITCH POSITIONS I-O-II ILLUMINATED INCL. HOLDER FOR 3 ELEMENTS WITH HOLDER RED !!! Phased-out product !!! SIRIUS ACT 3SU1 is successor Preferred successor type is >>3SU1002-2BL20-0AA0 + 3SU1500-0AA10-0AA0<< |  | 0 | 7
3SB3001-2DA21-Z | B01 | 3SB3001-2DA21-ZB01 | 1 | UN | 1 | 10 | C | D | N | N | 85389099 | 1 | 4011209848252 | 0.013 | KG | 18.24 | 18.24 | CP20 | CP20 | Illuminated selector switch, 22 mm, round, plastic, red, selector switch, short, 3 switch positions I-O-II, latching, actuating angle 2x50 degrees, with support for 3 elements, Z=without holder !!! Phased-out product !!! SIRIUS ACT 3SU1 is the successor The preferred successor type is <<3SU1002-2BL20-0AA0>> | - | 0 | 7
3SB3001-2DA21-Z | B01X90 | 3SB3001-2DA21-ZB01X90 | 1 | UN | 1 | 10 | C | D | N | N | 85389099 | 50 |  | 0.03 | KG | 18.24 | 18.24 | CP20 | CP20 | Illuminated selector switch, 22 mm, round, plastic, red, selector switch, short, 3 switch positions I-O-II, latching, actuating angle 2x50 degrees, with support for 3 elements, without holder !!! Phased-out product !!! SIRIUS ACT 3SU1 is the successor The preferred successor type is <<3SU1002-2BL20-0AA0-ZX90>> | - | 0 | 7
3SB3001-2DA21-Z | X90 | 3SB3001-2DA21-ZX90 | 1 | UN | 1 | 10 | C | D | N | N | 85389099 | 50 | 4011209745612 | 0.03 | KG | 19.76 | 19.76 | CP20 | CP20 | Illuminated selector switch, 22 mm, round, plastic, red, selector switch, short, 3 switch positions I-O-II, latching, actuating angle 2x50 degrees, with support for 3 elements, with holder !!! Phased-out product !!! SIRIUS ACT 3SU1 is the successor The preferred successor type is <<3SU1002-2BL20-0AA0-ZX90 + 3SU1500-0AA10-0AA0>> | - | 0 | 7
3SB3001-2DA31 |  | 3SB3001-2DA31 | 1 | UN | 1 | 10 | C | D | N | N | 85389099 | 1 | 4011209029897 | 0.025 | KG | 19.76 | 19.76 | CP20 | CP20 | 22MM PLASTIC ROUND ACTUATOR: SELECTOR SWITCH LATCHING 3 SWITCH POSITIONS I-O-II ILLUMINATED INCL. HOLDER FOR 3 ELEMENTS WITH HOLDER YELLOW !!! Phased-out product !!! SIRIUS ACT 3SU1 is successor Preferred successor type is >>3SU1002-2BL30-0AA0 + 3SU1500-0AA10-0AA0<< |  | 0 | 7
3SB3001-2DA31-Z | B01 | 3SB3001-2DA31-ZB01 | 1 | UN | 1 | 10 | C | D | N | N | 85389099 | 1 | 4011209848207 | 0.011 | KG | 18.24 | 18.24 | CP20 | CP20 | Illuminated selector switch, 22 mm, round, plastic, yellow, selector switch, short, 3 switch positions I-O-II, latching, actuating angle 2x50 degrees, with support for 3 elements, Z=without holder !!! Phased-out product !!! SIRIUS ACT 3SU1 is the successor The preferred successor type is <<3SU1002-2BL30-0AA0>> | - | 0 | 7
3SB3001-2DA41 |  | 3SB3001-2DA41 | 1 | UN | 1 | 10 | C | D | N | N | 85389099 | 1 | 4011209029903 | 0.025 | KG | 19.76 | 19.76 | CP20 | CP20 | 22MM PLASTIC ROUND ACTUATOR: SELECTOR SWITCH LATCHING 3 SWITCH POSITIONS I-O-II ILLUMINATED INCL. HOLDER FOR 3 ELEMENTS WITH HOLDER GREEN !!! Phased-out product !!! SIRIUS ACT 3SU1 is successor Preferred successor type is >>3SU1002-2BL40-0AA0 + 3SU1500-0AA10-0AA0<< |  | 0 | 7
3SB3001-2DA41-Z | B01 | 3SB3001-2DA41-ZB01 | 1 | UN | 1 | 10 | C | D | N | N | 85389099 | 1 | 4011209744356 | 0.014 | KG | 18.24 | 18.24 | CP20 | CP20 | Illuminated selector switch, 22 mm, round, plastic, green, selector switch, short, 3 switch positions I-O-II, latching, actuating angle 2x50 degrees, with support for 3 elements, Z=without holder !!! Phased-out product !!! SIRIUS ACT 3SU1 is the successor The preferred successor type is <<3SU1002-2BL40-0AA0>> | - | 0 | 7
3SB3001-2DA51 |  | 3SB3001-2DA51 | 1 | UN | 1 | 10 | C | D | N | N | 85389099 | 1 | 4011209029910 | 0.026 | KG | 19.76 | 19.76 | CP20 | CP20 | 22MM PLASTIC ROUND ACTUATOR: SELECTOR SWITCH LATCHING 3 SWITCH POSITIONS I-O-II ILLUMINATED INCL. HOLDER FOR 3 ELEMENTS WITH HOLDER BLUE !!! Phased-out product !!! SIRIUS ACT 3SU1 is successor Preferred successor type is >>3SU1002-2BL50-0AA0 + 3SU1500-0AA10-0AA0<< |  | 0 | 7
3SB3001-2DA51-Z | B01 | 3SB3001-2DA51-ZB01 | 1 | UN | 1 | 10 | C | D | N | N | 85389099 | 1 | 4011209848177 | 0.013 | KG | 18.24 | 18.24 | CP20 | CP20 | Illuminated selector switch, 22 mm, round, plastic, blue, selector switch, short, 3 switch positions I-O-II, latching, actuating angle 2x50 degrees, with support for 3 elements, Z=without holder !!! Phased-out product !!! SIRIUS ACT 3SU1 is the successor The preferred successor type is <<3SU1002-2BL50-0AA0>> | - | 0 | 7
3SB3001-2DA71 |  | 3SB3001-2DA71 | 1 | UN | 1 | 10 | C | D | N | N | 85389099 | 1 | 4011209029927 | 0.018 | KG | 19.76 | 19.76 | CP20 | CP20 | 22MM PLASTIC ROUND ACTUATOR: SELECTOR SWITCH LATCHING 3 SWITCH POSITIONS I-O-II ILLUMINATED INCL. HOLDER FOR 3 ELEMENTS WITH HOLDER CLEAR !!! Phased-out product !!! SIRIUS ACT 3SU1 is successor Preferred successor type is >>3SU1002-2BL60-0AA0 + 3SU1500-0AA10-0AA0<< |  | 0 | 7
3SB3001-2DA71-Z | B01 | 3SB3001-2DA71-ZB01 | 1 | UN | 1 | 10 | C | D | N | N | 85389099 | 1 | 4011209435650 | 0.015 | KG | 18.24 | 18.24 | CP20 | CP20 | Illuminated selector switch, 22 mm, round, plastic, clear, selector switch, short, 3 switch positions I-O-II, latching, actuating angle 2x50 degrees, with support for 3 elements, Z=without holder !!! Phased-out product !!! SIRIUS ACT 3SU1 is the successor The preferred successor type is <<3SU1002-2BL60-0AA0>> | - | 0 | 7
3SB3001-2DA71-Z | B01X90 | 3SB3001-2DA71-ZB01X90 | 1 | UN | 1 | 10 | C | D | N | N | 85389099 | 50 |  | 0.028 | KG | 18.24 | 18.24 | CP20 | CP20 | Illuminated selector switch, 22 mm, round, plastic, clear, selector switch, short, 3 switch positions I-O-II, latching, actuating angle 2x50 degrees, with support for 3 elements, without holder !!! Phased-out product !!! SIRIUS ACT 3SU1 is the successor The preferred successor type is <<3SU1002-2BL60-0AA0-ZX90>> | - | 0 | 7
3SB3001-2DA71-Z | X90 | 3SB3001-2DA71-ZX90 | 1 | UN | 1 | 10 | C | D | N | N | 85389099 | 50 | 4011209745629 | 0.028 | KG | 19.76 | 19.76 | CP20 | CP20 | Illuminated selector switch, 22 mm, round, plastic, clear, selector switch, short, 3 switch positions I-O-II, latching, actuating angle 2x50 degrees, with support for 3 elements, with holder !!! Phased-out product !!! SIRIUS ACT 3SU1 is the successor The preferred successor type is <<3SU1002-2BL60-0AA0-ZX90 + 3SU1500-0AA10-0AA0>> | - | 0 | 7
3SB3001-2EA21 |  | 3SB3001-2EA21 | 1 | UN | 1 | 10 | C | D | N | N | 85389099 | 1 | 4011209029934 | 0.024 | KG | 19.76 | 19.76 | CP20 | CP20 | 22MM PLASTIC ROUND ACTUATOR: SELECTOR SWITCH MOMENTARY CONTACT TYPE 3 SWITCH POSITIONS I-O-II ILLUMINATED INCL. HOLDER FOR 3 ELEMENTS WITH HOLDER RED !!! Phased-out product !!! SIRIUS ACT 3SU1 is successor Preferred successor type is >>3SU1002-2BM20-0AA0 + 3SU1500-0AA10-0AA0<< |  | 0 | 7
3SB3001-2EA21-Z | B01 | 3SB3001-2EA21-ZB01 | 1 | UN | 1 | 10 | C | D | N | N | 85389099 | 1 |  | 0.03 | KG | 18.24 | 18.24 | CP20 | CP20 | Illuminated selector switch, 22 mm, round, plastic, red, selector switch, short, 3 switch positions I-O-II, momentary contact type, actuating angle 2x50 degrees, with support for 3 elements, without holder !!! Phased-out product !!! SIRIUS ACT 3SU1 is the successor The preferred successor type is <<3SU1002-2BM20-0AA0>> | - | 0 | 7
3SB3001-2EA31 |  | 3SB3001-2EA31 | 1 | UN | 1 | 10 | C | D | N | N | 85389099 | 1 | 4011209029941 | 0.025 | KG | 19.76 | 19.76 | CP20 | CP20 | 22MM PLASTIC ROUND ACTUATOR: SELECTOR SWITCH MOMENTARY CONTACT TYPE 3 SWITCH POSITIONS I-O-II ILLUMINATED INCL. HOLDER FOR 3 ELEMENTS WITH HOLDER YELLOW !!! Phased-out product !!! SIRIUS ACT 3SU1 is successor Preferred successor type is >>3SU1002-2BM30-0AA0 + |  | 0 | 7
3SB3001-2EA31-Z | B01 | 3SB3001-2EA31-ZB01 | 1 | UN | 1 | 10 | C | D | N | N | 85389099 | 1 | 4011209744394 | 0.018 | KG | 18.24 | 18.24 | CP20 | CP20 | Illuminated selector switch, 22 mm, round, plastic, yellow, selector switch, short, 3 switch positions I-O-II, momentary contact type, actuating angle 2x50 degrees, with support for 3 elements, Z=without holder !!! Phased-out product !!! SIRIUS ACT 3SU1 is the successor The preferred successor type is <<3SU1002-2BM30-0AA0>> | - | 0 | 7
3SB3001-2EA41 |  | 3SB3001-2EA41 | 1 | UN | 1 | 10 | C | D | N | N | 85389099 | 1 | 4011209029958 | 0.018 | KG | 19.76 | 19.76 | CP20 | CP20 | 22MM PLASTIC ROUND ACTUATOR: SELECTOR SWITCH MOMENTARY CONTACT TYPE 3 SWITCH POSITIONS I-O-II ILLUMINATED INCL. HOLDER FOR 3 ELEMENTS WITH HOLDER GREEN !!! Phased-out product !!! SIRIUS ACT 3SU1 is successor Preferred successor type is >>3SU1002-2BM40-0AA0 + |  | 0 | 7
3SB3001-2EA41-Z | B01 | 3SB3001-2EA41-ZB01 | 1 | UN | 1 | 10 | C | D | N | N | 85389099 | 1 | 4011209744400 | 0.015 | KG | 18.24 | 18.24 | CP20 | CP20 | Illuminated selector switch, 22 mm, round, plastic, green, selector switch, short, 3 switch positions I-O-II, momentary contact type, actuating angle 2x50 degrees, with support for 3 elements, Z=without holder !!! Phased-out product !!! SIRIUS ACT 3SU1 is the successor The preferred successor type is <<3SU1002-2BM40-0AA0>> | - | 0 | 7
3SB3001-2EA41-Z | B01X90 | 3SB3001-2EA41-ZB01X90 | 1 | UN | 1 | 10 | C | D | N | N | 85389099 | 50 |  | 0.028 | KG | 18.24 | 18.24 | CP20 | CP20 | Illuminated selector switch, 22 mm, round, plastic, green, selector switch, short, 3 switch positions I-O-II, momentary contact type, actuating angle 2x50 degrees, with support for 3 elements, without holder !!! Phased-out product !!! SIRIUS ACT 3SU1 is the successor The preferred successor type is <<3SU1002-2BM40-0AA0-ZX90>> | - | 0 | 7
3SB3001-2EA41-Z | X90 | 3SB3001-2EA41-ZX90 | 1 | UN | 1 | 10 | C | D | N | N | 85389099 | 50 | 4011209848245 | 0.028 | KG | 19.76 | 19.76 | CP20 | CP20 | Illuminated selector switch, 22 mm, round, plastic, green, selector switch, short, 3 switch positions I-O-II, momentary contact type, actuating angle 2x50 degrees, with support for 3 elements, with holder !!! Phased-out product !!! SIRIUS ACT 3SU1 is the successor The preferred successor type is <<3SU1002-2BM40-0AA0-ZX90 + 3SU1500-0AA10-0AA0>> | - | 0 | 7
3SB3001-2EA51 |  | 3SB3001-2EA51 | 1 | UN | 1 | 10 | C | D | N | N | 85389099 | 1 | 4011209029965 | 0.028 | KG | 19.76 | 19.76 | CP20 | CP20 | 22MM PLASTIC ROUND ACTUATOR: SELECTOR SWITCH MOMENTARY CONTACT TYPE 3 SWITCH POSITIONS I-O-II ILLUMINATED INCL. HOLDER FOR 3 ELEMENTS WITH HOLDER BLUE !!! Phased-out product !!! SIRIUS ACT 3SU1 is successor Preferred successor type is >>3SU1002-2BM50-0AA0 + 3SU1500-0AA10-0AA0<< |  | 0 | 7
3SB3001-2EA51-Z | B01 | 3SB3001-2EA51-ZB01 | 1 | UN | 1 | 10 | C | D | N | N | 85389099 | 1 | 4011209744417 | 0.036 | KG | 18.24 | 18.24 | CP20 | CP20 | Illuminated selector switch, 22 mm, round, plastic, blue, selector switch, short, 3 switch positions I-O-II, momentary contact type, actuating angle 2x50 degrees, with support for 3 elements, Z=without holder !!! Phased-out product !!! SIRIUS ACT 3SU1 is the successor The preferred successor type is <<3SU1002-2BM50-0AA0>> | - | 0 | 7
3SB3001-2EA71 |  | 3SB3001-2EA71 | 1 | UN | 1 | 10 | C | D | N | N | 85389099 | 1 | 4011209029972 | 0.025 | KG | 19.76 | 19.76 | CP20 | CP20 | 22MM PLASTIC ROUND ACTUATOR: SELECTOR SWITCH MOMENTARY CONTACT TYPE 3 SWITCH POSITIONS I-O-II ILLUMINATED INCL. HOLDER FOR 3 ELEMENTS WITH HOLDER CLEAR !!! Phased-out product !!! SIRIUS ACT 3SU1 is successor Preferred successor type is >>3SU1002-2BM60-0AA0 + |  | 0 | 7
3SB3001-2EA71-Z | B01 | 3SB3001-2EA71-ZB01 | 1 | UN | 1 | 10 | C | D | N | N | 85389099 | 1 | 4011209848184 | 0.014 | KG | 18.24 | 18.24 | CP20 | CP20 | Illuminated selector switch, 22 mm, round, plastic, clear, selector switch, short, 3 switch positions I-O-II, momentary contact type, actuating angle 2x50 degrees, with support for 3 elements, Z=without holder !!! Phased-out product !!! SIRIUS ACT 3SU1 is the successor The preferred successor type is <<3SU1002-2BM60-0AA0>> | - | 0 | 7
3SB3001-2EA71-Z | B01X90 | 3SB3001-2EA71-ZB01X90 | 1 | UN | 1 | 10 | C | D | N | N | 85389099 | 50 |  | 0.028 | KG | 18.24 | 18.24 | CP20 | CP20 | Illuminated selector switch, 22 mm, round, plastic, clear, selector switch, short, 3 switch positions I-O-II, momentary contact type, actuating angle 2x50 degrees, with support for 3 elements, without holder !!! Phased-out product !!! SIRIUS ACT 3SU1 is the successor The preferred successor type is <<3SU1002-2BM60-0AA0-ZX90>> | - | 0 | 7
3SB3001-2EA71-Z | X90 | 3SB3001-2EA71-ZX90 | 1 | UN | 1 | 10 | C | D | N | N | 85389099 | 50 | 4011209848238 | 0.012 | KG | 19.76 | 19.76 | CP20 | CP20 | Illuminated selector switch, 22 mm, round, plastic, clear, selector switch, short, 3 switch positions I-O-II, momentary contact type, actuating angle 2x50 degrees, with support for 3 elements, with holder !!! Phased-out product !!! SIRIUS ACT 3SU1 is the successor The preferred successor type is <<3SU1002-2BM60-0AA0-ZX90 + 3SU1500-0AA10-0AA0>> | - | 0 | 7
3SB3001-2FA21 |  | 3SB3001-2FA21 | 1 | UN | 1 | 10 | C | D | N | N | 85389099 | 1 | 4011209367296 | 0.029 | KG | 20.33 | 20.33 | CP20 | CP20 | 22MM PLASTIC ROUND ACTUATOR: SELECTOR SWITCH LEFT LATCH.,RI.MOMEN.CONT.TYPE 3 SWITCH POSITIONS I-O-II ILLUMINATED INCL. HOLDER FOR 3 ELEMENTS WITH HOLDER RED !!! Phased-out product !!! SIRIUS ACT 3SU1 is successor Preferred successor type is >>3SU1002-2BN20-0AA0 + | - | 0 | 7
3SB3001-2FA21-Z | B01 | 3SB3001-2FA21-ZB01 | 1 | UN | 1 | 10 | C | D | N | N | 85389099 | 1 | 4011209791329 | 0.06 | KG | 18.81 | 18.81 | CP20 | CP20 | Illuminated selector switch, 22 mm, round, plastic, red, selector switch, short, 3 switch positions I-O-II, left latching, right momentary contact type, actuating angle 2x50 degrees, with support for 3 elements, without holder !!! Phased-out product !!! SIRIUS ACT 3SU1 is the successor The preferred successor type is <<3SU1002-2BN20-0AA0>> | - | 0 | 7
3SB3001-2FA31 |  | 3SB3001-2FA31 | 1 | UN | 1 | 10 | C | D | N | N | 85389099 | 1 | 4011209336223 | 0.022 | KG | 20.33 | 20.33 | CP20 | CP20 | 22MM PLASTIC ROUND ACTUATOR: SELECTOR SWITCH LEFT LATCH.,RI.MOMEN.CONT.TYPE 3 SWITCH POSITIONS I-O-II ILLUMINATED INCL. HOLDER FOR 3 ELEMENTS WITH HOLDER YELLOW !!! Phased-out product !!! SIRIUS ACT 3SU1 is successor Preferred successor type is >>3SU1002-2BN30-0AA0 + | - | 0 | 7
3SB3001-2FA31-Z | B01 | 3SB3001-2FA31-ZB01 | 1 | UN | 1 | 10 | C | D | N | N | 85389099 | 1 | 4011209791251 | 0.018 | KG | 18.81 | 18.81 | CP20 | CP20 | Illuminated selector switch, 22 mm, round, plastic, yellow, selector switch, short, 3 switch positions I-O-II, left latching, right momentary contact type, actuating angle 2x50 degrees, with support for 3 elements, without holder !!! Phased-out product !!! SIRIUS ACT 3SU1 is the successor The preferred successor type is <<3SU1002-2BN30-0AA0>> | - | 0 | 7
3SB3001-2FA41 |  | 3SB3001-2FA41 | 1 | UN | 1 | 10 | C | D | N | N | 85389099 | 1 | 4011209332652 | 0.024 | KG | 20.33 | 20.33 | CP20 | CP20 | 22MM PLASTIC ROUND ACTUATOR: SELECTOR SWITCH LEFT LATCH.,RI.MOMEN.CONT.TYPE 3 SWITCH POSITIONS I-O-II ILLUMINATED INCL. HOLDER FOR 3 ELEMENTS WITH HOLDER GREEN !!! Phased-out product !!! SIRIUS ACT 3SU1 is successor Preferred successor type is >>3SU1002-2BN40-0AA0 + | - | 0 | 7
3SB3001-2FA41-Z | B01 | 3SB3001-2FA41-ZB01 | 1 | UN | 1 | 10 | C | D | N | N | 85389099 | 1 | 4011209791398 | 0.019 | KG | 18.81 | 18.81 | CP20 | CP20 | Illuminated selector switch, 22 mm, round, plastic, green, selector switch, short, 3 switch positions I-O-II, left latching, right momentary contact type, actuating angle 2x50 degrees, with support for 3 elements, Z=without holder !!! Phased-out product !!! SIRIUS ACT 3SU1 is the successor The preferred successor type is <<3SU1002-2BN40-0AA0>> | - | 0 | 7
3SB3001-2FA51 |  | 3SB3001-2FA51 | 1 | UN | 1 | 10 | C | D | N | N | 85389099 | 1 | 4011209369153 | 0.048 | KG | 20.33 | 20.33 | CP20 | CP20 | 22MM PLASTIC ROUND ACTUATOR: SELECTOR SWITCH LEFT LATCH.,RI.MOMEN.CONT.TYPE 3 SWITCH POSITIONS I-O-II ILLUMINATED INCL. HOLDER FOR 3 ELEMENTS WITH HOLDER BLUE !!! Phased-out product !!! SIRIUS ACT 3SU1 is successor Preferred successor type is >>3SU1002-2BN50-0AA0 + | - | 0 | 7
3SB3001-2FA51-Z | B01 | 3SB3001-2FA51-ZB01 | 1 | UN | 1 | 10 | C | D | N | N | 85389099 | 1 |  | 0.05 | KG | 18.81 | 18.81 | CP20 | CP20 | Illuminated selector switch, 22 mm, round, plastic, blue, selector switch, short, 3 switch positions I-O-II, left latching, right momentary contact type, actuating angle 2x50 degrees, with support for 3 elements, without holder !!! Phased-out product !!! SIRIUS ACT 3SU1 is the successor The preferred successor type is <<3SU1002-2BN50-0AA0>> | - | 0 | 7
3SB3001-2FA71 |  | 3SB3001-2FA71 | 1 | UN | 1 | 10 | C | D | N | N | 85389099 | 1 | 4011209280922 | 0.03 | KG | 20.33 | 20.33 | CP20 | CP20 | 22MM PLASTIC ROUND ACTUATOR: SELECTOR SWITCH LEFT LATCH.,RI.MOMEN.CONT.TYPE 3 SWITCH POSITIONS I-O-II ILLUMINATED INCL. HOLDER FOR 3 ELEMENTS WITH HOLDER CLEAR !!! Phased-out product !!! SIRIUS ACT 3SU1 is successor Preferred successor type is >>3SU1002-2BN60-0AA0 + | - | 0 | 7
3SB3001-2FA71-Z | B01 | 3SB3001-2FA71-ZB01 | 1 | UN | 1 | 10 | C | D | N | N | 85389099 | 1 | 4011209472501 | 0.018 | KG | 18.81 | 18.81 | CP20 | CP20 | Illuminated selector switch, 22 mm, round, plastic, clear, selector switch, short, 3 switch positions I-O-II, left latching, right momentary contact type, actuating angle 2x50 degrees, with support for 3 elements, Z=without holder !!! Phased-out product !!! SIRIUS ACT 3SU1 is the successor The preferred successor type is <<3SU1002-2BN60-0AA0>> | - | 0 | 7
3SB3001-2GA21 |  | 3SB3001-2GA21 | 1 | UN | 1 | 10 | C | D | N | N | 85389099 | 1 | 4011209336360 | 0.027 | KG | 20.33 | 20.33 | CP20 | CP20 | 22MM PLASTIC ROUND ACTUATOR: SELECTOR SWITCH RIGHT LATCH.,LE.MOMEN.CONT.TYPE 3 SWITCH POSITIONS I-O-II ILLUMINATED INCL. HOLDER FOR 3 ELEMENTS WITH HOLDER RED !!! Phased-out product !!! SIRIUS ACT 3SU1 is successor Preferred successor type is >>3SU1002-2BP20-0AA0 + | - | 0 | 7
3SB3001-2GA21-Z | B01 | 3SB3001-2GA21-ZB01 | 1 | UN | 1 | 10 | C | D | N | N | 85389099 | 1 |  | 0.06 | KG | 18.81 | 18.81 | CP20 | CP20 | Illuminated selector switch, 22 mm, round, plastic, red, selector switch, short, 3 switch positions I-O-II, left momentary contact type, right latching, actuating angle 2x50 degrees, with support for 3 elements, without holder !!! Phased-out product !!! SIRIUS ACT 3SU1 is the successor The preferred successor type is <<3SU1002-2BP20-0AA0>> | - | 0 | 7
3SB3001-2GA31 |  | 3SB3001-2GA31 | 1 | UN | 1 | 10 | C | D | N | N | 85389099 | 1 | 4011209302341 | 0.048 | KG | 20.33 | 20.33 | CP20 | CP20 | 22MM PLASTIC ROUND ACTUATOR: SELECTOR SWITCH RIGHT LATCH.,LE.MOMEN.CONT.TYPE 3 SWITCH POSITIONS I-O-II ILLUMINATED INCL. HOLDER FOR 3 ELEMENTS WITH HOLDER YELLOW !!! Phased-out product !!! SIRIUS ACT 3SU1 is successor Preferred successor type is >>3SU1002-2BP30-0AA0 + | - | 0 | 7
3SB3001-2GA31-Z | B01 | 3SB3001-2GA31-ZB01 | 1 | UN | 1 | 10 | C | D | N | N | 85389099 | 1 | 4011209791268 | 0.018 | KG | 18.81 | 18.81 | CP20 | CP20 | Illuminated selector switch, 22 mm, round, plastic, yellow, selector switch, short, 3 switch positions I-O-II, left momentary contact type, right latching, actuating angle 2x50 degrees, with support for 3 elements, without holder !!! Phased-out product !!! SIRIUS ACT 3SU1 is the successor The preferred successor type is <<3SU1002-2BP30-0AA0>> | - | 0 | 7
3SB3001-2GA41 |  | 3SB3001-2GA41 | 1 | UN | 1 | 10 | C | D | N | N | 85389099 | 1 | 4011209377219 | 0.04 | KG | 20.33 | 20.33 | CP20 | CP20 | 22MM PLASTIC ROUND ACTUATOR: SELECTOR SWITCH RIGHT LATCH.,LE.MOMEN.CONT.TYPE 3 SWITCH POSITIONS I-O-II ILLUMINATED INCL. HOLDER FOR 3 ELEMENTS WITH HOLDER GREEN !!! Phased-out product !!! SIRIUS ACT 3SU1 is successor Preferred successor type is >>3SU1002-2BP40-0AA0 + | - | 0 | 7
3SB3001-2GA41-Z | B01 | 3SB3001-2GA41-ZB01 | 1 | UN | 1 | 10 | C | D | N | N | 85389099 | 1 | 4011209860674 | 0.018 | KG | 18.81 | 18.81 | CP20 | CP20 | Illuminated selector switch, 22 mm, round, plastic, green, selector switch, short, 3 switch positions I-O-II, left momentary contact type, right latching, actuating angle 2x50 degrees, with support for 3 elements, Z=without holder !!! Phased-out product !!! SIRIUS ACT 3SU1 is the successor The preferred successor type is <<3SU1002-2BP40-0AA0>> | - | 0 | 7
3SB3001-2GA51 |  | 3SB3001-2GA51 | 1 | UN | 1 | 10 | C | D | N | N | 85389099 | 1 | 4011209407268 | 0.036 | KG | 20.33 | 20.33 | CP20 | CP20 | 22MM PLASTIC ROUND ACTUATOR: SELECTOR SWITCH RIGHT LATCH.,LE.MOMEN.CONT.TYPE 3 SWITCH POSITIONS I-O-II ILLUMINATED INCL. HOLDER FOR 3 ELEMENTS WITH HOLDER BLUE !!! Phased-out product !!! SIRIUS ACT 3SU1 is successor Preferred successor type is >>3SU1002-2BP50-0AA0 + | - | 0 | 7
3SB3001-2GA51-Z | B01 | 3SB3001-2GA51-ZB01 | 1 | UN | 1 | 10 | C | D | N | N | 85389099 | 1 |  | 0.05 | KG | 18.81 | 18.81 | CP20 | CP20 | Illuminated selector switch, 22 mm, round, plastic, blue, selector switch, short, 3 switch positions I-O-II, left momentary contact type, right latching, actuating angle 2x50 degrees, with support for 3 elements, without holder !!! Phased-out product !!! SIRIUS ACT 3SU1 is the successor The preferred successor type is <<3SU1002-2BP50-0AA0>> | - | 0 | 7
3SB3001-2GA71 |  | 3SB3001-2GA71 | 1 | UN | 1 | 10 | C | D | N | N | 85389099 | 1 | 4011209375987 | 0.024 | KG | 20.33 | 20.33 | CP20 | CP20 | 22MM PLASTIC ROUND ACTUATOR: SELECTOR SWITCH RIGHT LATCH.,LE.MOMEN.CONT.TYPE 3 SWITCH POSITIONS I-O-II ILLUMINATED INCL. HOLDER FOR 3 ELEMENTS WITH HOLDER CLEAR !!! Phased-out product !!! SIRIUS ACT 3SU1 is successor Preferred successor type is >>3SU1002-2BP60-0AA0 + | - | 0 | 7
3SB3001-2GA71-Z | B01 | 3SB3001-2GA71-ZB01 | 1 | UN | 1 | 10 | C | D | N | N | 85389099 | 1 | 4011209744431 | 0.016 | KG | 18.81 | 18.81 | CP20 | CP20 | Illuminated selector switch, 22 mm, round, plastic, clear, selector switch, short, 3 switch positions I-O-II, left momentary contact type, right latching, actuating angle 2x50 degrees, with support for 3 elements, Z=without holder !!! Phased-out product !!! SIRIUS ACT 3SU1 is the successor The preferred successor type is <<3SU1002-2BP60-0AA0>> | - | 0 | 7
3SB3001-2HA21 |  | 3SB3001-2HA21 | 1 | UN | 1 | 10 | C | D | N | N | 85389099 | 1 | 4011209374577 | 0.024 | KG | 20.62 | 20.62 | CP20 | CP20 | 22MM PLASTIC ROUND ACTUATOR: SELECTOR SWITCH LATCHING 2 SWITCH POSITIONS O-I ILLUMINATED INCL. HOLDER FOR 3 ELEMENTS WITH HOLDER RED !!! Phased-out product !!! SIRIUS ACT 3SU1 is successor Preferred successor type is >>3SU1002-2BF20-0AA0 + 3SU1500-0AA10-0AA0<< | - | 0 | 7
3SB3001-2HA21-Z | B01 | 3SB3001-2HA21-ZB01 | 1 | UN | 1 | 10 | C | D | N | N | 85389099 | 1 |  | 0.017 | KG | 19.1 | 19.1 | CP20 | CP20 | Illuminated selector switch, 22 mm, round, plastic, red, selector switch, short, 2 switch positions O-I, latching, actuating angle 90 degrees, 10/14 hundred hours with support for 3 elements, without holder !!! Phased-out product !!! SIRIUS ACT 3SU1 is the successor The preferred successor type is <<3SU1002-2BF20-0AA0>> | - | 0 | 7
3SB3001-2HA31 |  | 3SB3001-2HA31 | 1 | UN | 1 | 10 | C | D | N | N | 85389099 | 1 | 4011209374584 | 0.024 | KG | 20.62 | 20.62 | CP20 | CP20 | 22MM PLASTIC ROUND ACTUATOR: SELECTOR SWITCH LATCHING 2 SWITCH POSITIONS O-I ILLUMINATED INCL. HOLDER FOR 3 ELEMENTS WITH HOLDER YELLOW !!! Phased-out product !!! SIRIUS ACT 3SU1 is successor Preferred successor type is >>3SU1002-2BF30-0AA0 + 3SU1500-0AA10-0AA0<< | - | 0 | 7
3SB3001-2HA31-Z | B01 | 3SB3001-2HA31-ZB01 | 1 | UN | 1 | 10 | C | D | N | N | 85389099 | 1 | 4011209744448 | 0.06 | KG | 19.1 | 19.1 | CP20 | CP20 | Illuminated selector switch, 22 mm, round, plastic, yellow, selector switch, short, 2 switch positions O-I, latching, actuating angle 90 degrees, 10/14 hundred hours with support for 3 elements, Z=without holder !!! Phased-out product !!! SIRIUS ACT 3SU1 is the successor The preferred successor type is <<3SU1002-2BF30-0AA0>> | - | 0 | 7
3SB3001-2HA41 |  | 3SB3001-2HA41 | 1 | UN | 1 | 10 | C | D | N | N | 85389099 | 1 | 4011209374591 | 0.026 | KG | 20.62 | 20.62 | CP20 | CP20 | 22MM PLASTIC ROUND ACTUATOR: SELECTOR SWITCH LATCHING 2 SWITCH POSITIONS O-I ILLUMINATED INCL. HOLDER FOR 3 ELEMENTS WITH HOLDER GREEN !!! Phased-out product !!! SIRIUS ACT 3SU1 is successor Preferred successor type is >>3SU1002-2BF40-0AA0 + 3SU1500-0AA10-0AA0<< | - | 0 | 7
3SB3001-2HA41-Z | B01 | 3SB3001-2HA41-ZB01 | 1 | UN | 1 | 10 | C | D | N | N | 85389099 | 1 |  | 0.03 | KG | 19.1 | 19.1 | CP20 | CP20 | Illuminated selector switch, 22 mm, round, plastic, green, selector switch, short, 2 switch positions O-I, latching, actuating angle 90 degrees, 10/14 hundred hours with support for 3 elements, without holder !!! Phased-out product !!! SIRIUS ACT 3SU1 is the successor The preferred successor type is <<3SU1002-2BF40-0AA0>> | - | 0 | 7
3SB3001-2HA51 |  | 3SB3001-2HA51 | 1 | UN | 1 | 10 | C | D | N | N | 85389099 | 1 | 4011209374607 | 0.03 | KG | 20.62 | 20.62 | CP20 | CP20 | 22MM PLASTIC ROUND ACTUATOR: SELECTOR SWITCH LATCHING 2 SWITCH POSITIONS O-I ILLUMINATED INCL. HOLDER FOR 3 ELEMENTS WITH HOLDER BLUE !!! Phased-out product !!! SIRIUS ACT 3SU1 is successor Preferred successor type is >>3SU1002-2BF50-0AA0 + 3SU1500-0AA10-0AA0<< | - | 0 | 7
3SB3001-2HA51-Z | B01 | 3SB3001-2HA51-ZB01 | 1 | UN | 1 | 10 | C | D | N | N | 85389099 | 1 |  | 0.023 | KG | 19.1 | 19.1 | CP20 | CP20 | Illuminated selector switch, 22 mm, round, plastic, blue, selector switch, short, 2 switch positions O-I, latching, actuating angle 90 degrees, 10/14 hundred hours with support for 3 elements, without holder !!! Phased-out product !!! SIRIUS ACT 3SU1 is the successor The preferred successor type is <<3SU1002-2BF50-0AA0>> | - | 0 | 7
3SB3001-2HA71 |  | 3SB3001-2HA71 | 1 | UN | 1 | 10 | C | D | N | N | 85389099 | 1 | 4011209374614 | 0.024 | KG | 20.62 | 20.62 | CP20 | CP20 | 22MM PLASTIC ROUND ACTUATOR: SELECTOR SWITCH LATCHING 2 SWITCH POSITIONS O-I ILLUMINATED INCL. HOLDER FOR 3 ELEMENTS WITH HOLDER CLEAR !!! Phased-out product !!! SIRIUS ACT 3SU1 is successor Preferred successor type is >>3SU1002-2BF60-0AA0 + 3SU1500-0AA10-0AA0<< | - | 0 | 7
3SB3001-2HA71-Z | B01 | 3SB3001-2HA71-ZB01 | 1 | UN | 1 | 10 | C | D | N | N | 85389099 | 1 | 4011209744455 | 0.014 | KG | 19.1 | 19.1 | CP20 | CP20 | Illuminated selector switch, 22 mm, round, plastic, clear, selector switch, short, 2 switch positions O-I, latching, actuating angle 90 degrees, 10/14 hundred hours with support for 3 elements, Z=without holder !!! Phased-out product !!! SIRIUS ACT 3SU1 is the successor The preferred successor type is <<3SU1002-2BF60-0AA0>> | - | 0 | 7
3SB3001-2KA21 |  | 3SB3001-2KA21 | 1 | UN | 1 | 10 | C | D | N | N | 85389099 | 1 | 4011209315068 | 0.031 | KG | 19.76 | 19.76 | CP20 | CP20 | 22MM PLASTIC ROUND ACTUATOR: SELECTOR SWITCH LATCHING 2 SWITCH POSITIONS O-I ILLUMINATED INCL. HOLDER FOR 3 ELEMENTS WITH HOLDER RED !!! Phased-out product !!! SIRIUS ACT 3SU1 is successor Preferred successor type is >>3SU1002-2BF20-0AA0 + 3SU1500-0AA10-0AA0<< |  | 0 | 7
3SB3001-2KA21-Z | B01 | 3SB3001-2KA21-ZB01 | 1 | UN | 1 | 10 | C | D | N | N | 85389099 | 1 | 4011209504028 | 0.013 | KG | 18.24 | 18.24 | CP20 | CP20 | Illuminated selector switch, 22 mm, round, plastic, red, selector switch, short, 2 switch positions O-I, latching, actuating angle 50 degrees, 11/13 hundred hours, with support for 3 elements, Z=without holder !!! Phased-out product !!! SIRIUS ACT 3SU1 is the successor The preferred successor type is <<3SU1002-2BF20-0AA0>> | - | 0 | 7
3SB3001-2KA31 |  | 3SB3001-2KA31 | 1 | UN | 1 | 10 | C | D | N | N | 85389099 | 1 | 4011209315075 | 0.024 | KG | 19.76 | 19.76 | CP20 | CP20 | 22MM PLASTIC ROUND ACTUATOR: SELECTOR SWITCH LATCHING 2 SWITCH POSITIONS O-I ILLUMINATED INCL. HOLDER FOR 3 ELEMENTS WITH HOLDER YELLOW !!! Phased-out product !!! SIRIUS ACT 3SU1 is successor Preferred successor type is >>3SU1002-2BF30-0AA0 + 3SU1500-0AA10-0AA0<< |  | 0 | 7
3SB3001-2KA31-Z | B01 | 3SB3001-2KA31-ZB01 | 1 | UN | 1 | 10 | C | D | N | N | 85389099 | 1 | 4011209744271 | 0.011 | KG | 18.24 | 18.24 | CP20 | CP20 | Illuminated selector switch, 22 mm, round, plastic, yellow, selector switch, short, 2 switch positions O-I, latching, actuating angle 50 degrees, 11/13 hundred hours, with support for 3 elements, Z=without holder !!! Phased-out product !!! SIRIUS ACT 3SU1 is the successor The preferred successor type is <<3SU1002-2BF30-0AA0>> | - | 0 | 7
3SB3001-2KA31-Z | B01X90 | 3SB3001-2KA31-ZB01X90 | 1 | UN | 1 | 10 | C | D | N | N | 85389099 | 50 |  | 0.03 | KG | 18.24 | 18.24 | CP20 | CP20 | Illuminated selector switch, 22 mm, round, plastic, yellow, selector switch, short, 2 switch positions O-I, latching, actuating angle 50 degrees, 11/13 hundred hours, with support for 3 elements, with holder without holder Multi-unit pack Packing quantity = 50 units !!! Phased-out product !!! SIRIUS ACT 3SU1 is the successor The preferred successor type is <<3SU1002-2BF30-0AA0-ZX90>> | - | 0 | 7
3SB3001-2KA41 |  | 3SB3001-2KA41 | 1 | UN | 1 | 10 | C | D | N | N | 85389099 | 1 | 4011209315037 | 0.026 | KG | 19.76 | 19.76 | CP20 | CP20 | 22MM PLASTIC ROUND ACTUATOR: SELECTOR SWITCH LATCHING 2 SWITCH POSITIONS O-I ILLUMINATED INCL. HOLDER FOR 3 ELEMENTS WITH HOLDER GREEN !!! Phased-out product !!! SIRIUS ACT 3SU1 is successor Preferred successor type is >>3SU1002-2BF40-0AA0 + 3SU1500-0AA10-0AA0<< |  | 0 | 7
3SB3001-2KA41-Z | B01 | 3SB3001-2KA41-ZB01 | 1 | UN | 1 | 10 | C | D | N | N | 85389099 | 1 | 4011209505346 | 0.034 | KG | 18.24 | 18.24 | CP20 | CP20 | Illuminated selector switch, 22 mm, round, plastic, green, selector switch, short, 2 switch positions O-I, latching, actuating angle 50 degrees, 11/13 hundred hours, with support for 3 elements, Z=without holder !!! Phased-out product !!! SIRIUS ACT 3SU1 is the successor The preferred successor type is <<3SU1002-2BF40-0AA0>> | - | 0 | 7
3SB3001-2KA51 |  | 3SB3001-2KA51 | 1 | UN | 1 | 10 | C | D | N | N | 85389099 | 1 | 4011209315952 | 0.025 | KG | 19.76 | 19.76 | CP20 | CP20 | 22MM PLASTIC ROUND ACTUATOR: SELECTOR SWITCH LATCHING 2 SWITCH POSITIONS O-I ILLUMINATED INCL. HOLDER FOR 3 ELEMENTS WITH HOLDER BLUE !!! Phased-out product !!! SIRIUS ACT 3SU1 is successor Preferred successor type is >>3SU1002-2BF50-0AA0 + 3SU1500-0AA10-0AA0<< |  | 0 | 7
3SB3001-2KA51-Z | B01 | 3SB3001-2KA51-ZB01 | 1 | UN | 1 | 10 | C | D | N | N | 85389099 | 1 | 4011209744288 | 0.012 | KG | 18.24 | 18.24 | CP20 | CP20 | Illuminated selector switch, 22 mm, round, plastic, blue, selector switch, short, 2 switch positions O-I, latching, actuating angle 50 degrees, 11/13 hundred hours, with support for 3 elements, Z=without holder !!! Phased-out product !!! SIRIUS ACT 3SU1 is the successor The preferred successor type is <<3SU1002-2BF50-0AA0>> | - | 0 | 7
3SB3001-2KA51-Z | B01X90 | 3SB3001-2KA51-ZB01X90 | 1 | UN | 1 | 10 | C | D | N | N | 85389099 | 1 |  | 0.031 | KG | 18.24 | 18.24 | CP20 | CP20 | Illuminated selector switch, 22 mm, round, plastic, blue, selector switch, short, 2 switch positions O-I, latching, actuating angle 50 degrees, 11/13 hundred hours, with support for 3 elements, with holder, Z=20-unit pack !!! Phased-out product !!! SIRIUS ACT 3SU1 is the successor The preferred successor type is <<3SU1002-2BF50-0AA0-ZX90>> | - | 0 | 7
3SB3001-2KA51-Z | X90 | 3SB3001-2KA51-ZX90 | 1 | UN | 1 | 10 | C | D | N | N | 85389099 | 1 | 4011209789494 | 0.031 | KG | 19.76 | 19.76 | CP20 | CP20 | Illuminated selector switch, 22 mm, round, plastic, blue, selector switch, short, 2 switch positions O-I, latching, actuating angle 50 degrees, 11/13 hundred hours, with support for 3 elements, with holder, Z=20-unit pack !!! Phased-out product !!! SIRIUS ACT 3SU1 is the successor The preferred successor type is <<3SU1002-2BF50-0AA0-ZX90 + 3SU1500-0AA10-0AA0>> | - | 0 | 7
3SB3001-2KA71 |  | 3SB3001-2KA71 | 1 | UN | 1 | 10 | C | D | N | N | 85389099 | 1 | 4011209315020 | 0.028 | KG | 19.76 | 19.76 | CP20 | CP20 | 22MM PLASTIC ROUND ACTUATOR: SELECTOR SWITCH LATCHING 2 SWITCH POSITIONS O-I ILLUMINATED INCL. HOLDER FOR 3 ELEMENTS WITH HOLDER CLEAR !!! Phased-out product !!! SIRIUS ACT 3SU1 is successor Preferred successor type is >>3SU1002-2BF60-0AA0 + 3SU1500-0AA10-0AA0<< |  | 0 | 7
3SB3001-2KA71-Z | B01 | 3SB3001-2KA71-ZB01 | 1 | UN | 1 | 10 | C | D | N | N | 85389099 | 1 | 4011209442658 | 0.013 | KG | 18.24 | 18.24 | CP20 | CP20 | Illuminated selector switch, 22 mm, round, plastic, clear, selector switch, short, 2 switch positions O-I, latching, actuating angle 50 degrees, 11/13 hundred hours, with support for 3 elements, Z=without holder !!! Phased-out product !!! SIRIUS ACT 3SU1 is the successor The preferred successor type is <<3SU1002-2BF60-0AA0>> | - | 0 | 7
3SB3001-2KA71-Z | B01X90 | 3SB3001-2KA71-ZB01X90 | 1 | UN | 1 | 10 | C | D | N | N | 85389099 | 50 |  | 0.027 | KG | 18.24 | 18.24 | CP20 | CP20 | Illuminated selector switch, 22 mm, round, plastic, clear, selector switch, short, 2 switch positions O-I, latching, actuating angle 50 degrees, 11/13 hundred hours, with support for 3 elements, without holder !!! Phased-out product !!! SIRIUS ACT 3SU1 is the successor The preferred successor type is <<3SU1002-2BF60-0AA0-ZX90>> | - | 0 | 7
3SB3001-2KA71-Z | X90 | 3SB3001-2KA71-ZX90 | 1 | UN | 1 | 10 | C | D | N | N | 85389099 | 50 | 4011209827141 | 0.027 | KG | 19.76 | 19.76 | CP20 | CP20 | Illuminated selector switch, 22 mm, round, plastic, clear, selector switch, short, 2 switch positions O-I, latching, actuating angle 50 degrees, 11/13 hundred hours, with support for 3 elements, with holder !!! Phased-out product !!! SIRIUS ACT 3SU1 is the successor The preferred successor type is <<3SU1002-2BF60-0AA0-ZX90 + 3SU1500-0AA10-0AA0>> | - | 0 | 7
3SB3001-2LA21 |  | 3SB3001-2LA21 | 1 | UN | 1 | 10 | C | D | N | N | 85389099 | 1 | 4011209315686 | 0.025 | KG | 19.76 | 19.76 | CP20 | CP20 | 22MM PLASTIC ROUND ACTUATOR: SELECTOR SWITCH MOMENTARY CONTACT TYPE 2 SWITCH POSITIONS O-I ILLUMINATED INCL. HOLDER FOR 3 ELEMENTS WITH HOLDER RED !!! Phased-out product !!! SIRIUS ACT 3SU1 is successor Preferred successor type is >>3SU1002-2BC20-0AA0 + 3SU1500-0AA10-0AA0<< |  | 0 | 7
3SB3001-2LA21-Z | B01 | 3SB3001-2LA21-ZB01 | 1 | UN | 1 | 10 | C | D | N | N | 85389099 | 1 | 4011209827165 | 0.018 | KG | 18.24 | 18.24 | CP20 | CP20 | Illuminated selector switch, 22 mm, round, plastic, red, selector switch, short, 2 switch positions O-I, momentary contact type, actuating angle 50 degrees, 11/13 hundred hours, with support for 3 elements, Z=without holder !!! Phased-out product !!! SIRIUS ACT 3SU1 is the successor The preferred successor type is <<3SU1002-2BC20-0AA0>> | - | 0 | 7
3SB3001-2LA31 |  | 3SB3001-2LA31 | 1 | UN | 1 | 10 | C | D | N | N | 85389099 | 1 | 4011209315723 | 0.023 | KG | 19.76 | 19.76 | CP20 | CP20 | 22MM PLASTIC ROUND ACTUATOR: SELECTOR SWITCH MOMENTARY CONTACT TYPE 2 SWITCH POSITIONS O-I ILLUMINATED INCL. HOLDER FOR 3 ELEMENTS WITH HOLDER YELLOW !!! Phased-out product !!! SIRIUS ACT 3SU1 is successor Preferred successor type is >>3SU1002-2BC30-0AA0 + |  | 0 | 7
3SB3001-2LA31-Z | B01 | 3SB3001-2LA31-ZB01 | 1 | UN | 1 | 10 | C | D | N | N | 85389099 | 1 | 4011209744301 | 0.016 | KG | 18.24 | 18.24 | CP20 | CP20 | Illuminated selector switch, 22 mm, round, plastic, yellow, selector switch, short, 2 switch positions O-I, momentary contact type, actuating angle 50 degrees, 11/13 hundred hours, with support for 3 elements, Z=without holder !!! Phased-out product !!! SIRIUS ACT 3SU1 is the successor The preferred successor type is <<3SU1002-2BC30-0AA0>> | - | 0 | 7
3SB3001-2LA41 |  | 3SB3001-2LA41 | 1 | UN | 1 | 10 | C | D | N | N | 85389099 | 1 | 4011209316621 | 0.026 | KG | 19.76 | 19.76 | CP20 | CP20 | 22MM PLASTIC ROUND ACTUATOR: SELECTOR SWITCH MOMENTARY CONTACT TYPE 2 SWITCH POSITIONS O-I ILLUMINATED INCL. HOLDER FOR 3 ELEMENTS WITH HOLDER GREEN !!! Phased-out product !!! SIRIUS ACT 3SU1 is successor Preferred successor type is >>3SU1002-2BC40-0AA0 + |  | 0 | 7
3SB3001-2LA41-Z | B01 | 3SB3001-2LA41-ZB01 | 1 | UN | 1 | 10 | C | D | N | N | 85389099 | 1 | 4011209827158 | 0.018 | KG | 18.24 | 18.24 | CP20 | CP20 | Illuminated selector switch, 22 mm, round, plastic, green, selector switch, short, 2 switch positions O-I, momentary contact type, actuating angle 50 degrees, 11/13 hundred hours, with support for 3 elements, Z=without holder !!! Phased-out product !!! SIRIUS ACT 3SU1 is the successor The preferred successor type is <<3SU1002-2BC40-0AA0>> | - | 0 | 7
3SB3001-2LA51 |  | 3SB3001-2LA51 | 1 | UN | 1 | 10 | C | D | N | N | 85389099 | 1 | 4011209316638 | 0.026 | KG | 19.76 | 19.76 | CP20 | CP20 | 22MM PLASTIC ROUND ACTUATOR: SELECTOR SWITCH MOMENTARY CONTACT TYPE 2 SWITCH POSITIONS O-I ILLUMINATED INCL. HOLDER FOR 3 ELEMENTS WITH HOLDER BLUE !!! Phased-out product !!! SIRIUS ACT 3SU1 is successor Preferred successor type is >>3SU1002-2BC50-0AA0 + 3SU1500-0AA10-0AA0<< |  | 0 | 7
3SB3001-2LA51-Z | B01 | 3SB3001-2LA51-ZB01 | 1 | UN | 1 | 10 | C | D | N | N | 85389099 | 1 | 4011209744318 | 0.031 | KG | 18.24 | 18.24 | CP20 | CP20 | Illuminated selector switch, 22 mm, round, plastic, blue, selector switch, short, 2 switch positions O-I, momentary contact type, actuating angle 50 degrees, 11/13 hundred hours, with support for 3 elements, Z=without holder !!! Phased-out product !!! SIRIUS ACT 3SU1 is the successor The preferred successor type is <<3SU1002-2BC50-0AA0>> | - | 0 | 7
3SB3001-2LA71 |  | 3SB3001-2LA71 | 1 | UN | 1 | 10 | C | D | N | N | 85389099 | 1 | 4011209315402 | 0.024 | KG | 19.76 | 19.76 | CP20 | CP20 | 22MM PLASTIC ROUND ACTUATOR: SELECTOR SWITCH MOMENTARY CONTACT TYPE 2 SWITCH POSITIONS O-I ILLUMINATED INCL. HOLDER FOR 3 ELEMENTS WITH HOLDER CLEAR !!! Phased-out product !!! SIRIUS ACT 3SU1 is successor Preferred successor type is >>3SU1002-2BC60-0AA0 + |  | 0 | 7
3SB3001-2LA71-Z | B01 | 3SB3001-2LA71-ZB01 | 1 | UN | 1 | 10 | C | D | N | N | 85389099 | 1 | 4011209442665 | 0.017 | KG | 18.24 | 18.24 | CP20 | CP20 | Illuminated selector switch, 22 mm, round, plastic, clear, selector switch, short, 2 switch positions O-I, momentary contact type, actuating angle 50 degrees, 11/13 hundred hours, with support for 3 elements, Z=without holder !!! Phased-out product !!! SIRIUS ACT 3SU1 is the successor The preferred successor type is <<3SU1002-2BC60-0AA0>> | - | 0 | 7
3SB3001-2LA71-Z | B01X90 | 3SB3001-2LA71-ZB01X90 | 1 | UN | 1 | 10 | C | D | N | N | 85389099 | 50 |  | 0.03 | KG | 18.24 | 18.24 | CP20 | CP20 | Illuminated selector switch, 22 mm, round, plastic, clear, selector switch, short, 2 switch positions O-I, momentary contact type, actuating angle 50 degrees, 11/13 hundred hours, with support for 3 elements, without holder !!! Phased-out product !!! SIRIUS ACT 3SU1 is the successor The preferred successor type is <<3SU1002-2BC60-0AA0-ZX90>> | - | 0 | 7
3SB3001-2LA71-Z | X90 | 3SB3001-2LA71-ZX90 | 1 | UN | 1 | 10 | C | D | N | N | 85389099 | 50 | 4011209745605 | 0.03 | KG | 19.76 | 19.76 | CP20 | CP20 | Illuminated selector switch, 22 mm, round, plastic, clear, selector switch, short, 2 switch positions O-I, momentary contact type, actuating angle 50 degrees, 11/13 hundred hours, with support for 3 elements, with holder !!! Phased-out product !!! SIRIUS ACT 3SU1 is the successor The preferred successor type is <<3SU1002-2BC60-0AA0-ZX90 + 3SU1500-0AA10-0AA0>> | - | 0 | 7
3SB3001-6AA00 |  | 3SB3001-6AA00 | 1 | UN | 1 | 10 | C | D | N | N | 85389099 | 1 | 4011209569614 | 0.018 | KG | 8.61 | 8.61 | CP20 | CP20 | Indicator light, 22mm, round, plastic, amber, smooth lens, with holder !!! Phased-out product !!! SIRIUS ACT 3SU1 is successor Preferred successor type is >>3SU1001-6AA00-0AA0 + 3SU1500-0AA10-0AA0<< | - | 0 | 7
3SB3001-6AA00-Z | B01 | 3SB3001-6AA00-ZB01 | 1 | UN | 1 | 10 | C | D | N | N | 85389099 | 1 |  | 0.006 | KG | 7.09 | 7.09 | CP20 | CP20 | Indicator light, 22 mm, round, plastic, amber, lens, smooth, without holder !!! Phased-out product !!! SIRIUS ACT 3SU1 is the successor The preferred successor type is <<3SU1001-6AA00-0AA0>> | - | 0 | 7
3SB3001-6AA10 |  | 3SB3001-6AA10 | 1 | UN | 1 | 10 | C | D | N | N | 85389099 | 1 | 4011209789180 | 0.023 | KG | 10.45 | 10.45 | CP20 | CP20 | 22MM PLASTIC ROUND INDICATOR: INDICATOR LIGHT WITH SMOOTH LENSE NON ILLUMINABLE WITH HOLDER BLACK !!! Phased-out product !!! SIRIUS ACT 3SU1 is successor | - | 0 | 7
3SB3001-6AA20 |  | 3SB3001-6AA20 | 1 | UN | 1 | 2 | A | D | N | N | 85389099 | 1 | 4011209029989 | 0.021 | KG | 8.61 | 8.61 | CP20 | CP20 | Indicator light, 22mm, round, plastic, red, smooth lens, with holder !!! Phased-out product !!! SIRIUS ACT 3SU1 is successor Preferred successor type is >>3SU1001-6AA20-0AA0 + 3SU1500-0AA10-0AA0<< |  | 0 | 7
3SB3001-6AA20-Z | B01 | 3SB3001-6AA20-ZB01 | 1 | UN | 1 | 10 | C | D | N | N | 85389099 | 1 | 4011209525313 | 0.008 | KG | 7.09 | 7.09 | CP20 | CP20 | Indicator light, 22 mm, round, plastic, red, lens, smooth, Z=without holder !!! Phased-out product !!! SIRIUS ACT 3SU1 is the successor The preferred successor type is <<3SU1001-6AA20-0AA0>> | - | 0 | 7
3SB3001-6AA20-Z | B01X90 | 3SB3001-6AA20-ZB01X90 | 1 | UN | 1 | 10 | C | D | N | N | 85389099 | 50 | 4011209531833 | 0.009 | KG | 7.09 | 7.09 | CP20 | CP20 | Indicator light, 22 mm, round, plastic, red, lens, smooth, Z=without holder, Z=50-unit pack !!! Phased-out product !!! SIRIUS ACT 3SU1 is the successor The preferred successor type is <<3SU1001-6AA20-0AA0-ZX90>> | - | 0 | 7
3SB3001-6AA20-Z | X90 | 3SB3001-6AA20-ZX90 | 1 | UN | 1 | 10 | C | D | N | N | 85389099 | 50 | 4011209307377 | 0.017 | KG | 8.61 | 8.61 | CP20 | CP20 | Indicator light, 22 mm, round, plastic, red, lens, smooth, with holder, Z=50-unit pack !!! Phased-out product !!! SIRIUS ACT 3SU1 is the successor The preferred successor type is <<3SU1001-6AA20-0AA0-ZX90 + 3SU1500-0AA10-0AA0>> | - | 0 | 7
3SB3001-6AA30 |  | 3SB3001-6AA30 | 1 | UN | 1 | 10 | C | D | N | N | 85389099 | 1 | 4011209029996 | 0.019 | KG | 8.61 | 8.61 | CP20 | CP20 | Indicator light, 22mm, round, plastic, yellow, smooth lens, with holder !!! Phased-out product !!! SIRIUS ACT 3SU1 is successor Preferred successor type is >>3SU1001-6AA30-0AA0 + 3SU1500-0AA10-0AA0<< |  | 0 | 7
3SB3001-6AA30-Z | B01 | 3SB3001-6AA30-ZB01 | 1 | UN | 1 | 10 | C | D | N | N | 85389099 | 1 | 4011209531864 | 0.016 | KG | 7.09 | 7.09 | CP20 | CP20 | Indicator light, 22 mm, round, plastic, yellow, lens, smooth, Z=without holder !!! Phased-out product !!! SIRIUS ACT 3SU1 is the successor The preferred successor type is <<3SU1001-6AA30-0AA0>> | - | 0 | 7
3SB3001-6AA30-Z | B01X90 | 3SB3001-6AA30-ZB01X90 | 1 | UN | 1 | 10 | C | D | N | N | 85389099 | 50 | 4011209531888 | 0.008 | KG | 7.09 | 7.09 | CP20 | CP20 | Indicator light, 22 mm, round, plastic, yellow, lens, smooth, Z=without holder, Z=50-unit pack !!! Phased-out product !!! SIRIUS ACT 3SU1 is the successor The preferred successor type is <<3SU1001-6AA30-0AA0-ZX90>> | - | 0 | 7
3SB3001-6AA30-Z | X90 | 3SB3001-6AA30-ZX90 | 1 | UN | 1 | 10 | C | D | N | N | 85389099 | 50 | 4011209335998 | 0.02 | KG | 8.61 | 8.61 | CP20 | CP20 | Indicator light, 22 mm, round, plastic, yellow, lens, smooth, with holder, Z=50-unit pack !!! Phased-out product !!! SIRIUS ACT 3SU1 is the successor The preferred successor type is <<3SU1001-6AA30-0AA0-ZX90 + 3SU1500-0AA10-0AA0>> | - | 0 | 7
3SB3001-6AA40 |  | 3SB3001-6AA40 | 1 | UN | 1 | 2 | A | D | N | N | 85389099 | 1 | 4011209030008 | 0.02 | KG | 8.61 | 8.61 | CP20 | CP20 | Indicator light, 22mm, round, plastic, green, smooth lens, with holder !!! Phased-out product !!! SIRIUS ACT 3SU1 is successor Preferred successor type is >>3SU1001-6AA40-0AA0 + 3SU1500-0AA10-0AA0<< |  | 0 | 7
3SB3001-6AA40-Z | B01 | 3SB3001-6AA40-ZB01 | 1 | UN | 1 | 10 | C | D | N | N | 85389099 | 1 | 4011209531918 | 0.007 | KG | 7.09 | 7.09 | CP20 | CP20 | Indicator light, 22 mm, round, plastic, green, lens, smooth, Z=without holder !!! Phased-out product !!! SIRIUS ACT 3SU1 is the successor The preferred successor type is <<3SU1001-6AA40-0AA0>> | - | 0 | 7
3SB3001-6AA40-Z | B01X90 | 3SB3001-6AA40-ZB01X90 | 1 | UN | 1 | 10 | C | D | N | N | 85389099 | 50 | 4011209531932 | 0.009 | KG | 7.09 | 7.09 | CP20 | CP20 | Indicator light, 22 mm, round, plastic, green, lens, smooth, Z=without holder, Z=50-unit pack !!! Phased-out product !!! SIRIUS ACT 3SU1 is the successor The preferred successor type is <<3SU1001-6AA40-0AA0-ZX90>> | - | 0 | 7
3SB3001-6AA40-Z | X90 | 3SB3001-6AA40-ZX90 | 1 | UN | 1 | 10 | C | D | N | N | 85389099 | 50 | 4011209307384 | 0.019 | KG | 8.61 | 8.61 | CP20 | CP20 | Indicator light, 22 mm, round, plastic, green, lens, smooth, with holder, Z=50-unit pack !!! Phased-out product !!! SIRIUS ACT 3SU1 is the successor The preferred successor type is <<3SU1001-6AA40-0AA0-ZX90 + 3SU1500-0AA10-0AA0>> | - | 0 | 7
3SB3001-6AA50 |  | 3SB3001-6AA50 | 1 | UN | 1 | 10 | C | D | N | N | 85389099 | 1 | 4011209030015 | 0.023 | KG | 8.61 | 8.61 | CP20 | CP20 | Indicator light, 22mm, round, plastic, blue, smooth lens, with holder !!! Phased-out product !!! SIRIUS ACT 3SU1 is successor Preferred successor type is >>3SU1001-6AA50-0AA0 + 3SU1500-0AA10-0AA0<< |  | 0 | 7
3SB3001-6AA50-Z | B01 | 3SB3001-6AA50-ZB01 | 1 | UN | 1 | 10 | C | D | N | N | 85389099 | 1 | 4011209421226 | 0.023 | KG | 7.09 | 7.09 | CP20 | CP20 | Indicator light, 22 mm, round, plastic, blue, lens, smooth, Z=without holder !!! Phased-out product !!! SIRIUS ACT 3SU1 is the successor The preferred successor type is <<3SU1001-6AA50-0AA0>> | - | 0 | 7
3SB3001-6AA50-Z | B01X90 | 3SB3001-6AA50-ZB01X90 | 1 | UN | 1 | 10 | C | D | N | N | 85389099 | 50 | 4011209516762 | 0.009 | KG | 7.09 | 7.09 | CP20 | CP20 | Indicator light, 22 mm, round, plastic, blue, lens, smooth, Z=without holder, Z=50-unit pack !!! Phased-out product !!! SIRIUS ACT 3SU1 is the successor The preferred successor type is <<3SU1001-6AA50-0AA0-ZX90>> | - | 0 | 7
3SB3001-6AA50-Z | X90 | 3SB3001-6AA50-ZX90 | 1 | UN | 1 | 10 | C | D | N | N | 85389099 | 50 | 4011209531956 | 0.02 | KG | 8.61 | 8.61 | CP20 | CP20 | Indicator light, 22 mm, round, plastic, blue, lens, smooth, with holder, Z=50-unit pack !!! Phased-out product !!! SIRIUS ACT 3SU1 is the successor The preferred successor type is <<3SU1001-6AA50-0AA0-ZX90 + 3SU1500-0AA10-0AA0>> | - | 0 | 7
3SB3001-6AA60 |  | 3SB3001-6AA60 | 1 | UN | 1 | 10 | C | D | N | N | 85389099 | 1 | 4011209030022 | 0.018 | KG | 8.61 | 8.61 | CP20 | CP20 | Indicator light, 22mm, round, plastic, white, smooth lens, with holder !!! Phased-out product !!! SIRIUS ACT 3SU1 is successor Preferred successor type is >>3SU1001-6AA60-0AA0 + 3SU1500-0AA10-0AA0<< |  | 0 | 7
3SB3001-6AA60-Z | B01 | 3SB3001-6AA60-ZB01 | 1 | UN | 1 | 10 | C | D | N | N | 85389099 | 1 | 4011209532007 | 0.007 | KG | 7.09 | 7.09 | CP20 | CP20 | Indicator light, 22 mm, round, plastic, white, lens, smooth, Z=without holder !!! Phased-out product !!! SIRIUS ACT 3SU1 is the successor The preferred successor type is <<3SU1001-6AA60-0AA0>> | - | 0 | 7
3SB3001-6AA60-Z | B01X90 | 3SB3001-6AA60-ZB01X90 | 1 | UN | 1 | 10 | C | D | N | N | 85389099 | 50 |  | 0.021 | KG | 7.09 | 7.09 | CP20 | CP20 | Indicator light, 22 mm, round, plastic, white, lens, smooth, without holder, Z=50-unit pack !!! Phased-out product !!! SIRIUS ACT 3SU1 is the successor The preferred successor type is <<3SU1001-6AA60-0AA0-ZX90>> | - | 0 | 7
3SB3001-6AA60-Z | X90 | 3SB3001-6AA60-ZX90 | 1 | UN | 1 | 10 | C | D | N | N | 85389099 | 50 | 4011209311954 | 0.021 | KG | 8.61 | 8.61 | CP20 | CP20 | Indicator light, 22 mm, round, plastic, white, lens, smooth, with holder, Z=50-unit pack !!! Phased-out product !!! SIRIUS ACT 3SU1 is the successor The preferred successor type is <<3SU1001-6AA60-0AA0-ZX90 + 3SU1500-0AA10-0AA0>> | - | 0 | 7
3SB3001-6AA70 |  | 3SB3001-6AA70 | 1 | UN | 1 | 2 | A | D | N | N | 85389099 | 1 | 4011209030039 | 0.018 | KG | 8.61 | 8.61 | CP20 | CP20 | Indicator light, 22mm, round, plastic, clear, smooth lens, with holder !!! Phased-out product !!! SIRIUS ACT 3SU1 is successor Preferred successor type is >>3SU1001-6AA70-0AA0 + 3SU1500-0AA10-0AA0<< |  | 0 | 7
3SB3001-6AA70-Z | B01 | 3SB3001-6AA70-ZB01 | 1 | UN | 1 | 10 | C | D | N | N | 85389099 | 1 | 4011209425453 | 0.007 | KG | 7.09 | 7.09 | CP20 | CP20 | Indicator light, 22 mm, round, plastic, clear, lens, smooth, Z=without holder !!! Phased-out product !!! SIRIUS ACT 3SU1 is the successor The preferred successor type is <<3SU1001-6AA70-0AA0>> | - | 0 | 7
3SB3001-6BA00 |  | 3SB3001-6BA00 | 1 | UN | 1 | 10 | C | D | N | N | 85389099 | 1 | 4011209468603 | 0.017 | KG | 8.61 | 8.61 | CP20 | CP20 | Indicator light, 22mm, round, plastic, amber, lens with concentric rings with holder !!! Phased-out product !!! SIRIUS ACT 3SU1 is successor Preferred successor type is >>3SU1001-6AA00-0AA0 + 3SU1500-0AA10-0AA0<< | - | 0 | 7
3SB3001-6BA00-Z | B01 | 3SB3001-6BA00-ZB01 | 1 | UN | 1 | 10 | C | D | N | N | 85389099 | 1 | 4011209743847 | 0.005 | KG | 7.09 | 7.09 | CP20 | CP20 | Indicator light, 22 mm, round, plastic, amber, lens with concentric rings Z=without holder !!! Phased-out product !!! SIRIUS ACT 3SU1 is the successor The preferred successor type is <<3SU1001-6AA00-0AA0>> | - | 0 | 7
3SB3001-6BA20 |  | 3SB3001-6BA20 | 1 | UN | 1 | 10 | C | D | N | N | 85389099 | 1 | 4011209468610 | 0.027 | KG | 8.61 | 8.61 | CP20 | CP20 | Indicator light, 22mm, round, plastic, red, lens with concentric rings with holder !!! Phased-out product !!! SIRIUS ACT 3SU1 is successor Preferred successor type is >>3SU1001-6AA20-0AA0 + 3SU1500-0AA10-0AA0<< |  | 0 | 7
3SB3001-6BA20-Z | B01 | 3SB3001-6BA20-ZB01 | 1 | UN | 1 | 10 | C | D | N | N | 85389099 | 1 | 4011209743854 | 0.001 | KG | 7.09 | 7.09 | CP20 | CP20 | Indicator light, 22 mm, round, plastic, red, lens with concentric rings Z=without holder !!! Phased-out product !!! SIRIUS ACT 3SU1 is the successor The preferred successor type is <<3SU1001-6AA20-0AA0>> | - | 0 | 7
3SB3001-6BA20-Z | B01X90 | 3SB3001-6BA20-ZB01X90 | 1 | UN | 1 | 10 | C | D | N | N | 85389099 | 50 |  | 0.022 | KG | 7.09 | 7.09 | CP20 | CP20 | Indicator light, 22 mm, round, plastic, red, lens with concentric rings without holder, Z=50-unit pack !!! Phased-out product !!! SIRIUS ACT 3SU1 is the successor The preferred successor type is <<3SU1001-6AA20-0AA0-ZX90>> | - | 0 | 7
3SB3001-6BA20-Z | X90 | 3SB3001-6BA20-ZX90 | 1 | UN | 1 | 10 | C | D | N | N | 85389099 | 50 | 4011209512719 | 0.017 | KG | 8.61 | 8.61 | CP20 | CP20 | Indicator light, 22 mm, round, plastic, red, lens with concentric rings with holder, Z=50-unit pack !!! Phased-out product !!! SIRIUS ACT 3SU1 is the successor The preferred successor type is <<3SU1001-6AA20-0AA0-ZX90 + 3SU1500-0AA10-0AA0>> | - | 0 | 7
3SB3001-6BA30 |  | 3SB3001-6BA30 | 1 | UN | 1 | 10 | C | D | N | N | 85389099 | 1 | 4011209468627 | 0.023 | KG | 8.61 | 8.61 | CP20 | CP20 | Indicator light, 22mm, round, plastic, yellow, lens with concentric rings with holder !!! Phased-out product !!! SIRIUS ACT 3SU1 is successor Preferred successor type is >>3SU1001-6AA30-0AA0 + 3SU1500-0AA10-0AA0<< |  | 0 | 7
3SB3001-6BA30-Z | B01 | 3SB3001-6BA30-ZB01 | 1 | UN | 1 | 10 | C | D | N | N | 85389099 | 1 | 4011209743861 | 0.011 | KG | 7.09 | 7.09 | CP20 | CP20 | Indicator light, 22 mm, round, plastic, yellow, lens with concentric rings Z=without holder !!! Phased-out product !!! SIRIUS ACT 3SU1 is the successor The preferred successor type is <<3SU1001-6AA30-0AA0>> | - | 0 | 7
3SB3001-6BA30-Z | B01X90 | 3SB3001-6BA30-ZB01X90 | 1 | UN | 1 | 10 | C | D | N | N | 85389099 | 50 |  | 0.021 | KG | 7.09 | 7.09 | CP20 | CP20 | Indicator light, 22 mm, round, plastic, yellow, lens with concentric rings without holder, Z=50-unit pack !!! Phased-out product !!! SIRIUS ACT 3SU1 is the successor The preferred successor type is <<3SU1001-6AA30-0AA0-ZX90>> | - | 0 | 7
3SB3001-6BA30-Z | X90 | 3SB3001-6BA30-ZX90 | 1 | UN | 1 | 10 | C | D | N | N | 85389099 | 50 | 4011209512726 | 0.021 | KG | 8.61 | 8.61 | CP20 | CP20 | Indicator light, 22 mm, round, plastic, yellow, lens with concentric rings with holder, Z=50-unit pack !!! Phased-out product !!! SIRIUS ACT 3SU1 is the successor The preferred successor type is <<3SU1001-6AA30-0AA0-ZX90 + 3SU1500-0AA10-0AA0>> | - | 0 | 7
3SB3001-6BA40 |  | 3SB3001-6BA40 | 1 | UN | 1 | 10 | C | D | N | N | 85389099 | 1 | 4011209468634 | 0.018 | KG | 8.61 | 8.61 | CP20 | CP20 | Indicator light, 22mm, round, plastic, green, lens with concentric rings with holder !!! Phased-out product !!! SIRIUS ACT 3SU1 is successor Preferred successor type is >>3SU1001-6AA40-0AA0 + 3SU1500-0AA10-0AA0<< |  | 0 | 7
3SB3001-6BA40-Z | B01 | 3SB3001-6BA40-ZB01 | 1 | UN | 1 | 10 | C | D | N | N | 85389099 | 1 | 4011209743878 | 0.014 | KG | 7.09 | 7.09 | CP20 | CP20 | Indicator light, 22 mm, round, plastic, green, lens with concentric rings Z=without holder !!! Phased-out product !!! SIRIUS ACT 3SU1 is the successor The preferred successor type is <<3SU1001-6AA40-0AA0>> | - | 0 | 7
3SB3001-6BA40-Z | B01X90 | 3SB3001-6BA40-ZB01X90 | 1 | UN | 1 | 10 | C | D | N | N | 85389099 | 50 |  | 0.021 | KG | 7.09 | 7.09 | CP20 | CP20 | Indicator light, 22 mm, round, plastic, green, lens with concentric rings without holder, Z=50-unit pack !!! Phased-out product !!! SIRIUS ACT 3SU1 is the successor The preferred successor type is <<3SU1001-6AA40-0AA0-ZX90>> | - | 0 | 7
3SB3001-6BA40-Z | X90 | 3SB3001-6BA40-ZX90 | 1 | UN | 1 | 10 | C | D | N | N | 85389099 | 50 | 4011209512733 | 0.021 | KG | 8.61 | 8.61 | CP20 | CP20 | Indicator light, 22 mm, round, plastic, green, lens with concentric rings with holder, Z=50-unit pack !!! Phased-out product !!! SIRIUS ACT 3SU1 is the successor The preferred successor type is <<3SU1001-6AA40-0AA0-ZX90 + 3SU1500-0AA10-0AA0>> | - | 0 | 7
3SB3001-6BA50 |  | 3SB3001-6BA50 | 1 | UN | 1 | 10 | C | D | N | N | 85389099 | 1 | 4011209468641 | 0.023 | KG | 8.61 | 8.61 | CP20 | CP20 | Indicator light, 22mm, round, plastic, blue, lens with concentric rings with holder !!! Phased-out product !!! SIRIUS ACT 3SU1 is successor Preferred successor type is >>3SU1001-6AA50-0AA0 + 3SU1500-0AA10-0AA0<< |  | 0 | 7
3SB3001-6BA50-Z | B01 | 3SB3001-6BA50-ZB01 | 1 | UN | 1 | 10 | C | D | N | N | 85389099 | 1 | 4011209743885 | 0.005 | KG | 7.09 | 7.09 | CP20 | CP20 | Indicator light, 22 mm, round, plastic, blue, lens with concentric rings Z=without holder !!! Phased-out product !!! SIRIUS ACT 3SU1 is the successor The preferred successor type is <<3SU1001-6AA50-0AA0>> | - | 0 | 7
3SB3001-6BA50-Z | B01X90 | 3SB3001-6BA50-ZB01X90 | 1 | UN | 1 | 10 | C | D | N | N | 85389099 | 50 |  | 0.02 | KG | 7.09 | 7.09 | CP20 | CP20 | Indicator light, 22 mm, round, plastic, blue, lens with concentric rings without holder, Z=50-unit pack !!! Phased-out product !!! SIRIUS ACT 3SU1 is the successor The preferred successor type is <<3SU1001-6AA50-0AA0-ZX90>> | - | 0 | 7
3SB3001-6BA50-Z | X90 | 3SB3001-6BA50-ZX90 | 1 | UN | 1 | 10 | C | D | N | N | 85389099 | 50 | 4011209512740 | 0.021 | KG | 8.61 | 8.61 | CP20 | CP20 | Indicator light, 22 mm, round, plastic, blue, lens with concentric rings with holder, Z=50-unit pack !!! Phased-out product !!! SIRIUS ACT 3SU1 is the successor The preferred successor type is <<3SU1001-6AA50-0AA0-ZX90 + 3SU1500-0AA10-0AA0>> | - | 0 | 7
3SB3001-6BA60 |  | 3SB3001-6BA60 | 1 | UN | 1 | 10 | C | D | N | N | 85389099 | 1 | 4011209468658 | 0.018 | KG | 8.61 | 8.61 | CP20 | CP20 | Indicator light, 22mm, round, plastic, white, lens with concentric rings with holder !!! Phased-out product !!! SIRIUS ACT 3SU1 is successor Preferred successor type is >>3SU1001-6AA60-0AA0 + 3SU1500-0AA10-0AA0<< |  | 0 | 7
3SB3001-6BA60-Z | B01 | 3SB3001-6BA60-ZB01 | 1 | UN | 1 | 10 | C | D | N | N | 85389099 | 5 | 4011209743892 | 0.014 | KG | 7.09 | 7.09 | CP20 | CP20 | Indicator light, 22 mm, round, plastic, white, lens with concentric rings Z=without holder !!! Phased-out product !!! SIRIUS ACT 3SU1 is the successor The preferred successor type is <<3SU1001-6AA60-0AA0>> | - | 0 | 7
3SB3001-6BA60-Z | B01X90 | 3SB3001-6BA60-ZB01X90 | 1 | UN | 1 | 10 | C | D | N | N | 85389099 | 50 |  | 0.021 | KG | 7.09 | 7.09 | CP20 | CP20 | Indicator light, 22 mm, round, plastic, white, lens with concentric rings without holder, Z=50-unit pack !!! Phased-out product !!! SIRIUS ACT 3SU1 is the successor The preferred successor type is <<3SU1001-6AA60-0AA0-ZX90>> | - | 0 | 7
3SB3001-6BA60-Z | X90 | 3SB3001-6BA60-ZX90 | 1 | UN | 1 | 10 | C | D | N | N | 85389099 | 50 | 4011209513037 | 0.021 | KG | 8.61 | 8.61 | CP20 | CP20 | Indicator light, 22 mm, round, plastic, white, lens with concentric rings with holder, Z=50-unit pack !!! Phased-out product !!! SIRIUS ACT 3SU1 is the successor The preferred successor type is <<3SU1001-6AA60-0AA0-ZX90 + 3SU1500-0AA10-0AA0>> | - | 0 | 7
3SB3001-6BA70 |  | 3SB3001-6BA70 | 1 | UN | 1 | 10 | C | D | N | N | 85389099 | 1 | 4011209468665 | 0.018 | KG | 8.61 | 8.61 | CP20 | CP20 | Indicator light, 22mm, round, plastic, clear, lens with concentric rings with holder !!! Phased-out product !!! SIRIUS ACT 3SU1 is successor Preferred successor type is >>3SU1001-6AA70-0AA0 + 3SU1500-0AA10-0AA0<< |  | 0 | 7
3SB3001-6BA70-Z | B01 | 3SB3001-6BA70-ZB01 | 1 | UN | 1 | 10 | C | D | N | N | 85389099 | 1 | 4011209743908 | 0.007 | KG | 7.09 | 7.09 | CP20 | CP20 | Indicator light, 22 mm, round, plastic, clear, lens with concentric rings Z=without holder !!! Phased-out product !!! SIRIUS ACT 3SU1 is the successor The preferred successor type is <<3SU1001-6AA70-0AA0>> | - | 0 | 7
3SB3001-6BA70-Z | B01X90 | 3SB3001-6BA70-ZB01X90 | 1 | UN | 1 | 10 | C | D | N | N | 85389099 | 50 |  | 0.021 | KG | 7.09 | 7.09 | CP20 | CP20 | Indicator light, 22 mm, round, plastic, clear, lens with concentric rings without holder, Z=50-unit pack !!! Phased-out product !!! SIRIUS ACT 3SU1 is the successor The preferred successor type is <<3SU1001-6AA70-0AA0-ZX90>> | - | 0 | 7
3SB3001-6BA70-Z | X90 | 3SB3001-6BA70-ZX90 | 1 | UN | 1 | 10 | C | D | N | N | 85389099 | 50 | 4011209516168 | 0.021 | KG | 8.61 | 8.61 | CP20 | CP20 | Indicator light, 22 mm, round, plastic, clear, lens with concentric rings with holder, Z=50-unit pack !!! Phased-out product !!! SIRIUS ACT 3SU1 is the successor The preferred successor type is <<3SU1001-6AA70-0AA0-ZX90 + 3SU1500-0AA10-0AA0>> | - | 0 | 7
3SB3001-6CA00 |  | 3SB3001-6CA00 | 1 | UN | 1 | 10 | C | D | N | N | 85389099 | 1 | 4011209468597 | 0.023 | KG | 8.99 | 8.99 | CP20 | CP20 | 22MM PLASTIC ROUND INDICATOR: INDICATOR LIGHT WITH SMOOTH LENSE ILLUMINABLE WITH HOLDER AMBER | - | 0 | 7
3SB3001-6CA00-Z | B01 | 3SB3001-6CA00-ZB01 | 1 | UN | 1 | 10 | C | D | N | N | 85389099 | 1 |  | 0.023 | KG | 7.47 | 7.47 | CP20 | CP20 | 22MM PLASTIC ROUND INDICATOR: INDICATOR LIGHT WITH SMOOTH LENSE ILLUMINABLE WITHOUT HOLDER AMBER | - | 0 | 7
3SB3001-6CA20 |  | 3SB3001-6CA20 | 1 | UN | 1 | 10 | C | D | N | N | 85389099 | 1 | 4011209468535 | 0.023 | KG | 8.99 | 8.99 | CP20 | CP20 | 22MM PLASTIC ROUND INDICATOR: INDICATOR LIGHT WITH SMOOTH LENSE ILLUMINABLE WITH HOLDER RED | - | 0 | 7
3SB3001-6CA20-Z | B01 | 3SB3001-6CA20-ZB01 | 1 | UN | 1 | 10 | C | D | N | N | 85389099 | 1 |  | 0.023 | KG | 7.47 | 7.47 | CP20 | CP20 | 22MM PLASTIC ROUND INDICATOR: INDICATOR LIGHT WITH SMOOTH LENSE ILLUMINABLE WITHOUT HOLDER RED | - | 0 | 7
3SB3001-6CA30 |  | 3SB3001-6CA30 | 1 | UN | 1 | 10 | C | D | N | N | 85389099 | 1 | 4011209468542 | 0.022 | KG | 8.99 | 8.99 | CP20 | CP20 | 22MM PLASTIC ROUND INDICATOR: INDICATOR LIGHT WITH SMOOTH LENSE ILLUMINABLE WITH HOLDER YELLOW | - | 0 | 7
3SB3001-6CA30-Z | B01 | 3SB3001-6CA30-ZB01 | 1 | UN | 1 | 10 | C | D | N | N | 85389099 | 1 |  | 0.022 | KG | 7.47 | 7.47 | CP20 | CP20 | 22MM PLASTIC ROUND INDICATOR: INDICATOR LIGHT WITH SMOOTH LENSE ILLUMINABLE WITHOUT HOLDER YELLOW | - | 0 | 7
3SB3001-6CA40 |  | 3SB3001-6CA40 | 1 | UN | 1 | 10 | C | D | N | N | 85389099 | 1 | 4011209468559 | 0.022 | KG | 8.99 | 8.99 | CP20 | CP20 | 22MM PLASTIC ROUND INDICATOR: INDICATOR LIGHT WITH SMOOTH LENSE ILLUMINABLE WITH HOLDER GREEN | - | 0 | 7
3SB3001-6CA40-Z | B01 | 3SB3001-6CA40-ZB01 | 1 | UN | 1 | 10 | C | D | N | N | 85389099 | 1 |  | 0.022 | KG | 7.47 | 7.47 | CP20 | CP20 | 22MM PLASTIC ROUND INDICATOR: INDICATOR LIGHT WITH SMOOTH LENSE ILLUMINABLE WITHOUT HOLDER GREEN | - | 0 | 7
3SB3001-6CA50 |  | 3SB3001-6CA50 | 1 | UN | 1 | 10 | C | D | N | N | 85389099 | 1 | 4011209468566 | 0.023 | KG | 8.99 | 8.99 | CP20 | CP20 | 22MM PLASTIC ROUND INDICATOR: INDICATOR LIGHT WITH SMOOTH LENSE ILLUMINABLE WITH HOLDER BLUE | - | 0 | 7
3SB3001-6CA50-Z | B01 | 3SB3001-6CA50-ZB01 | 1 | UN | 1 | 10 | C | D | N | N | 85389099 | 1 |  | 0.023 | KG | 7.47 | 7.47 | CP20 | CP20 | 22MM PLASTIC ROUND INDICATOR: INDICATOR LIGHT WITH SMOOTH LENSE ILLUMINABLE WITHOUT HOLDER BLUE | - | 0 | 7
3SB3001-6CA60 |  | 3SB3001-6CA60 | 1 | UN | 1 | 10 | C | D | N | N | 85389099 | 1 | 4011209468573 | 0.023 | KG | 8.99 | 8.99 | CP20 | CP20 | 22MM PLASTIC ROUND INDICATOR: INDICATOR LIGHT WITH SMOOTH LENSE ILLUMINABLE WITH HOLDER WHITE | - | 0 | 7
3SB3001-6CA60-Z | B01 | 3SB3001-6CA60-ZB01 | 1 | UN | 1 | 10 | C | D | N | N | 85389099 | 1 |  | 0.023 | KG | 7.47 | 7.47 | CP20 | CP20 | 22MM PLASTIC ROUND INDICATOR: INDICATOR LIGHT WITH SMOOTH LENSE ILLUMINABLE WITHOUT HOLDER WHITE | - | 0 | 7
3SB3001-6CA70 |  | 3SB3001-6CA70 | 1 | UN | 1 | 10 | C | D | N | N | 85389099 | 1 | 4011209468580 | 0.022 | KG | 8.99 | 8.99 | CP20 | CP20 | 22MM PLASTIC ROUND INDICATOR: INDICATOR LIGHT WITH SMOOTH LENSE ILLUMINABLE WITH HOLDER CLEAR | - | 0 | 7
3SB3001-6CA70-Z | B01 | 3SB3001-6CA70-ZB01 | 1 | UN | 1 | 10 | C | D | N | N | 85389099 | 1 |  | 0.022 | KG | 7.47 | 7.47 | CP20 | CP20 | 22MM PLASTIC ROUND INDICATOR: INDICATOR LIGHT WITH SMOOTH LENSE ILLUMINABLE WITHOUT HOLDER CLEAR | - | 0 | 7
3SB3100-8AC21 |  | 3SB3100-8AC21 | 1 | UN | 1 | 10 | C | D | N | N | 85389099 | 1 | 4011209351271 | 0.032 | KG | 18.43 | 18.43 | CP20 | CP20 | Dual pushbutton, 22mm, round, plastic, green: I, red: O, pushbuttons, flat, with holder !!! Phased-out product !!! SIRIUS ACT 3SU1 is successor Preferred successor type is >>3SU1000-3AB42-0AK0 + 3SU1500-0AA10-0AA0<< | - | 0 | 7
3SB3100-8AC21-Z | B01 | 3SB3100-8AC21-ZB01 | 1 | UN | 1 | 10 | C | D | N | N | 85389099 | 1 |  | 32 | G | 16.91 | 16.91 | CP20 | CP20 | Twin pushbutton, 22 mm, round, plastic, green: I, red: O, Pushbuttons, flat, without holder !!! Phased-out product !!! SIRIUS ACT 3SU1 is the successor The preferred successor type is <<3SU1000-3AB42-0AK0>> | - | 0 | 7
3SB3100-8AC31 |  | 3SB3100-8AC31 | 1 | UN | 1 | 10 | C | D | N | N | 85389099 | 1 | 4011209351288 | 0.032 | KG | 18.43 | 18.43 | CP20 | CP20 | Dual pushbutton, 22mm, round, plastic, white: I, black: O, pushbuttons, flat, with holder !!! Phased-out product !!! SIRIUS ACT 3SU1 is successor Preferred successor type is >>3SU1000-3AB61-0AK0 + 3SU1500-0AA10-0AA0<< | - | 0 | 7
3SB3100-8AC31-Z | B01 | 3SB3100-8AC31-ZB01 | 1 | UN | 1 | 20 | D | D | N | N | 85389099 | 1 |  | 0.032 | KG | 16.91 | 16.91 | CP20 | CP20 | Twin pushbutton, 22 mm, round, plastic, white: I, black: O, Pushbuttons, flat, without holder !!! Phased-out product !!! SIRIUS ACT 3SU1 is the successor The preferred successor type is <<3SU1000-3AB61-0AK0>> | - | 0 | 7
3SB3100-8AC61 |  | 3SB3100-8AC61 | 1 | UN | 1 | 10 | C | D | N | N | 85365080 | 1 | 4011209448407 | 0.07 | KG | 46.84 | 46.84 | CP20 | CP20 | 22MM PLASTIC ROUND ACTUATOR: TWIN PUSHBUTTON WITH FLAT BUTTONS NON-ILLUMINATED SCREW TERMINAL, 2X1NO+1NC WITH HOLDER WHITE-WHITE INSCRIP. WHITE: I; WHITE: O !!! Phased-out product !!! SIRIUS ACT 3SU1 is successor Preferred successor type is >>3SU1000-3AB66-0AA0-Z Y13 + 3SU1500-0AA10- 0AA0 + 3SU1400-1AA10 -1CA0 + 3SU1400-1AA10-1BA0<< | - | 0 | 7
3SB3100-8AC61-0AD0 |  | 3SB3100-8AC61-0AD0 | 1 | UN | 1 | 10 | C | D | N | N | 85389099 | 1 | 4011209907379 | 0.072 | KG | 19 | 19 | CP20 | CP20 | Dual pushbutton, 22mm, round, plastic, white: up arrow, white: down arrow, pushbuttons, flat, with holder !!! Phased-out product !!! SIRIUS ACT 3SU1 is successor Preferred successor type is >>3SU1000-3AB66-0AN0 + 3SU1500-0AA10-0AA0<< | - | 0 | 7
3SB3100-8AC61-0AD0-Z | B01 | 3SB3100-8AC61-0AD0-ZB01 | 1 | UN | 1 | 10 | C | D | N | N | 85389099 | 1 |  | 0.07 | KG | 45.32 | 45.32 | CP20 | CP20 | Twin pushbutton, 22 mm, round, plastic, white: arrow pointing up, white: arrow pointing down, Pushbuttons, flat, without holder !!! Phased-out product !!! SIRIUS ACT 3SU1 is the successor The preferred successor type is <<3SU1000-3AB66-0AN0>> | - | 0 | 7
3SB3100-8AC61-Z | B01 | 3SB3100-8AC61-ZB01 | 1 | UN | 1 | 40 | X | D | N | N | 85365080 | 1 |  | 0.07 | KG | 17.48 | 17.48 | CP20 | CP20 | Twin pushbutton, 22 mm, round, plastic, white: I, white: O, Pushbuttons, flat, without holder, 2x 1 NO + 1 NC, SCREW TERMINAL !!! Phased-out product !!! SIRIUS ACT 3SU1 is the successor The preferred successor type is <<3SU1000-3AB66-0AA0 + 3SU1400-1AA10-1CA0 + 3SU1400-1AA10-1BA0>> | - | 0 | 7
3SB3100-8AC71 |  | 3SB3100-8AC71 | 1 | UN | 1 | 10 | C | D | N | N | 85365080 | 1 | 4011209448391 | 0.07 | KG | 46.84 | 46.84 | CP20 | CP20 | Twin pushbutton, 22 mm, round, plastic, white: arrow pointing up, white: arrow pointing down, pushbuttons, flat, with holder, 2x 1 NO + 1 NC, SCREW TERMINAL !!! Phased-out product !!! SIRIUS ACT 3SU1 is the successor The preferred successor type is >>3SU1000-3AB66-0AN0+ 3SU1500-0AA10-0AA0<< | - | 0 | 7
3SB3100-8AC71-Z | B01 | 3SB3100-8AC71-ZB01 | 1 | UN | 1 | 10 | C | D | N | N | 85365080 | 1 |  | 0.07 | KG | 45.32 | 45.32 | CP20 | CP20 | Twin pushbutton, 22 mm, round, plastic, white: arrow pointing left, white: arrow pointing right, Pushbuttons, flat, with holder, 2x 1 NO + 1 NC, SCREW TERMINAL !!! Phased-out product !!! SIRIUS ACT 3SU1 is the successor The preferred successor type is <<3SU1000-3AB66-0AN0>> | - | 0 | 7
3SB3100-8AC81 |  | 3SB3100-8AC81 | 1 | UN | 1 | 10 | C | D | N | N | 85389099 | 1 | 4011209608429 | 0.033 | KG | 23.28 | 23.28 | CP20 | CP20 | Twin pushbutton, 22 mm, round, plastic, black: symbol 5264 IEC 60417, black: symbol 5265 IEC 60417, pushbuttons, flat, horizontal installation, with holder !!! Phased-out product !!! SIRIUS ACT 3SU1 is the successor The preferred successor type is >>3SU1000-3AB11-0AQ0 + 3SU1500-0AA10-0AA0<< | - | 0 | 7
3SB3100-8AC81-Z | B01 | 3SB3100-8AC81-ZB01 | 1 | UN | 1 | 10 | C | D | N | N | 85389099 | 1 |  | 0.033 | KG | 21.76 | 21.76 | CP20 | CP20 | Twin pushbutton, 22 mm, round, plastic, black: symbol 5264 IEC 60417, black: symbol 5265 IEC 60417, Pushbuttons, flat, horizontal installation, without holder !!! Phased-out product !!! SIRIUS ACT 3SU1 is the successor The preferred successor type is <<3SU1000-3AB11-0AQ0>> | - | 0 | 7
3SB3100-8AP01 |  | 3SB3100-8AP01 | 1 | UN | 1 | 20 | D | D | N | N | 85389099 | 1 | 4011209895591 | 0.032 | KG | 18.43 | 18.43 | CP20 | CP20 | Dual pushbutton, 22mm, round, plastic, white: +, white: -, pushbuttons, flat, with holder !!! Phased-out product !!! SIRIUS ACT 3SU1 is successor Preferred successor type is >>3SU1000-3AB66-0AL0 + 3SU1500-0AA10-0AA0<< | - | 0 | 7
3SB3100-8AP41 |  | 3SB3100-8AP41 | 1 | UN | 1 | 20 | D | D | N | N | 85389099 | 1 | 4011209897052 | 0.032 | KG | 20.24 | 20.24 | CP20 | CP20 | Dual pushbutton, 22mm, round, plastic, green: I, black: O, pushbuttons, flat, with holder !!! Phased-out product !!! SIRIUS ACT 3SU1 is successor Preferred successor type is >>3SU1000-3AB42-0AK0 + 3SU1500-0AA10-0AA0<< | - | 0 | 7
3SB3100-8CC21 |  | 3SB3100-8CC21 | 1 | UN | 1 | 10 | C | D | N | N | 85389099 | 1 | 4011209351295 | 0.032 | KG | 19.48 | 19.48 | CP20 | CP20 | Dual pushbutton, 22mm, round, plastic, green: I, red: O, pushbuttons, flat and raised, with holder !!! Phased-out product !!! SIRIUS ACT 3SU1 is successor Preferred successor type is >>3SU1000-3BB42-0AK0 + 3SU1500-0AA10-0AA0<< | - | 0 | 7
3SB3100-8CC21-Z | B01 | 3SB3100-8CC21-ZB01 | 1 | UN | 1 | 20 | D | D | N | N | 85389099 | 1 |  | 0.034 | KG | 17.96 | 17.96 | CP20 | CP20 | Twin pushbutton, 22 mm, round, plastic, green: I, red: O, Pushbuttons, flat and raised, without holder !!! Phased-out product !!! SIRIUS ACT 3SU1 is the successor The preferred successor type is <<3SU1000-3BB42-0AK0>> | - | 0 | 7
3SB3100-8CC31 |  | 3SB3100-8CC31 | 1 | UN | 1 | 10 | C | D | N | N | 85389099 | 1 | 4011209351301 | 0.032 | KG | 19.48 | 19.48 | CP20 | CP20 | Dual pushbutton, 22mm, round, plastic, white: I, black: O, pushbuttons, flat and raised, with holder !!! Phased-out product !!! SIRIUS ACT 3SU1 is successor Preferred successor type is >>3SU1000-3BB61-0AK0 + 3SU1500-0AA10-0AA0<< | - | 0 | 7
3SB3100-8CC31-Z | B01 | 3SB3100-8CC31-ZB01 | 1 | UN | 1 | 20 | D | D | N | N | 85365080 | 1 |  | 0.032 | KG | 17.96 | 17.96 | CP20 | CP20 | Twin pushbutton, 22 mm, round, plastic, white: I, black: O, Pushbuttons, flat and raised, without holder !!! Phased-out product !!! SIRIUS ACT 3SU1 is the successor The preferred successor type is <<3SU1000-3BB61-0AK0>> | - | 0 | 7
3SB3101-8BC21 |  | 3SB3101-8BC21 | 1 | UN | 1 | 10 | C | D | N | N | 85389099 | 1 | 4011209359123 | 0.033 | KG | 21.95 | 21.95 | CP20 | CP20 | Illuminated dual pushbutton, 22mm, round, plastic, green: I, red: O, pushbuttons, flat, with holder for 3 elements, with holder !!! Phased-out product !!! SIRIUS ACT 3SU1 is successor Preferred successor type is >>3SU1001-3AB42-0AK0 + 3SU1500-0AA10-0AA0<< | - | 0 | 7
3SB3101-8BC21-Z | B01 | 3SB3101-8BC21-ZB01 | 1 | UN | 1 | 10 | C | D | N | N | 85365080 | 1 | 4011209787414 | 33 | G | 20.43 | 20.43 | CP20 | CP20 | Illuminated twin pushbutton, 22 mm, round, plastic, green: I, red: O, Pushbuttons, flat, with support for 3 elements, without holder !!! Phased-out product !!! SIRIUS ACT 3SU1 is the successor The preferred successor type is <<3SU1001-3AB42-0AK0>> | - | 0 | 7
3SB3101-8BC31 |  | 3SB3101-8BC31 | 1 | UN | 1 | 10 | C | D | N | N | 85389099 | 1 | 4011209359116 | 0.033 | KG | 21.95 | 21.95 | CP20 | CP20 | Illuminated dual pushbutton, 22mm, round, plastic, white: I, black: O, pushbuttons, flat, with holder for 3 elements, with holder !!! Phased-out product !!! SIRIUS ACT 3SU1 is successor Preferred successor type is >>3SU1001-3AB61-0AK0 + 3SU1500-0AA10-0AA0<< | - | 0 | 7
3SB3101-8BC31-Z | B01 | 3SB3101-8BC31-ZB01 | 1 | UN | 1 | 10 | C | D | N | N | 85389099 | 1 |  | 0.033 | KG | 20.43 | 20.43 | CP20 | CP20 | Illuminated twin pushbutton, 22 mm, round, plastic, white: I, black: O, Pushbuttons, flat, with support for 3 elements, without holder !!! Phased-out product !!! SIRIUS ACT 3SU1 is the successor The preferred successor type is <<3SU1001-3AB61-0AK0>> | - | 0 | 7
3SB3101-8BC61-0AA0 |  | 3SB3101-8BC61-0AA0 | 1 | UN | 1 | 10 | C | D | N | N | 85389099 | 1 | 4011209742000 | 0.07 | KG | 25.94 | 25.94 | CP20 | CP20 | ACTUATOR, ROUND TWIN PUSHBUTTON W/RECTANGULAR BUTTONS, FLAT; WHITE-WHITE;ARROW UP, ARROW DOWN WITH HOLDER, ILLUMINATABLE; !!! Phased-out product !!! SIRIUS ACT 3SU1 is successor Preferred successor type is >>3SU1001-3AB66-0AN0 + 3SU1500-0AA10-0AA0<< | - | 0 | 7
3SB3101-8BC61-0AA0-Z | B01 | 3SB3101-8BC61-0AA0-ZB01 | 1 | UN | 1 | 10 | C | D | N | N | 85389099 | 1 |  | 0.07 | KG | 24.42 | 24.42 | CP20 | CP20 | Illuminated twin pushbutton, 22 mm, round, plastic, white: arrow pointing up, white: arrow pointing down, Pushbuttons, flat, with support for 3 elements, without holder !!! Phased-out product !!! SIRIUS ACT 3SU1 is the successor The preferred successor type is <<3SU1001-3AB66-0AN0>> | - | 0 | 7
3SB3101-8BC61-0AB0 |  | 3SB3101-8BC61-0AB0 | 1 | UN | 1 | 10 | C | D | N | N | 85389099 | 1 | 4011209742024 | 0.07 | KG | 25.94 | 25.94 | CP20 | CP20 | ILLUMINATED TWIN PUSHBUTTON, 22MM, ROUND, PLASTIC, WHITE: SAW BLADE SYMBOL, WHITE: TIPPER TROUGH TIP SYMBOL, BUTTONS, FLAT, W/SUPPORT FOR 3 ELEMENTS, W/HOLDER !!! Phased-out product !!! SIRIUS ACT 3SU1 is successor Preferred successor type is >>3SU1001-3AB66-0AP0 + | - | 0 | 7
3SB3101-8BC61-0AB0-Z | B01 | 3SB3101-8BC61-0AB0-ZB01 | 1 | UN | 1 | 10 | C | D | N | N | 85389099 | 1 |  | 0.07 | KG | 24.42 | 24.42 | CP20 | CP20 | Illuminated twin pushbutton, 22 mm, round, plastic, white: symbol circular saw blade, white: symbol dump body tipping, Pushbuttons, flat, with support for 3 elements, without holder !!! Phased-out product !!! SIRIUS ACT 3SU1 is the successor The preferred successor type is <<3SU1001-3AB66-0AP0>> | - | 0 | 7
3SB3101-8BC61-0AC0 |  | 3SB3101-8BC61-0AC0 | 1 | UN | 1 | 10 | C | D | N | N | 85389099 | 1 | 4011209742017 | 0.07 | KG | 25.94 | 25.94 | CP20 | CP20 | Illuminated dual pushbutton, 22mm, round, plastic, white: +, white: -, pushbuttons, flat, with holder for 3 elements, with holder !!! Phased-out product !!! SIRIUS ACT 3SU1 is successor Preferred successor type is >>3SU1001-3AB66-0AL0 + 3SU1500-0AA10-0AA0<< | - | 0 | 7
3SB3101-8BC61-0AC0-Z | B01 | 3SB3101-8BC61-0AC0-ZB01 | 1 | UN | 1 | 10 | C | D | N | N | 85389099 | 1 |  | 0.07 | KG | 24.42 | 24.42 | CP20 | CP20 | Illuminated twin pushbutton, 22 mm, round, plastic, white: +, white: -, Pushbuttons, flat, with support for 3 elements, without holder !!! Phased-out product !!! SIRIUS ACT 3SU1 is the successor The preferred successor type is <<3SU1001-3AB66-0AL0>> | - | 0 | 7
3SB3101-8BC81 |  | 3SB3101-8BC81 | 1 | UN | 1 | 10 | C | D | N | N | 85389099 | 1 | 4011209684010 | 0.07 | KG | 21.95 | 21.95 | CP20 | CP20 | 22MM PLASTIC ROUND ACTUATOR WITH INDICATOR: TWIN PUSHBUTTON+INDICATOR LIGHT WITH FLAT BUTTONS ILLUMINABLE INCL. HOLDER FOR 3 ELEMENTS WITH HOLDER GREEN-RED INSCRIP. GREEN: ARROW UPWARDS INSCRIPT. RED: ARROW DOWNWARDS !!! Phased-out product !!! SIRIUS ACT 3SU1 is suc Preferred successor ty >>3SU1001-3AB42-0AN0 + 3SU1500-0AA10-0AA0<< | - | 0 | 7
3SB3101-8BC81-Z | B01 | 3SB3101-8BC81-ZB01 | 1 | UN | 1 | 10 | C | D | N | N | 85389099 | 1 |  | 0.07 | KG | 20.43 | 20.43 | CP20 | CP20 | Illuminated twin pushbutton, 22 mm, round, plastic, green: arrow pointing up, red: arrow pointing down, Pushbuttons, flat, with support for 3 elements, without holder !!! Phased-out product !!! SIRIUS ACT 3SU1 is the successor The preferred successor type is <<3SU1001-3AB42-0AN0>> | - | 0 | 7
3SB3101-8DC21 |  | 3SB3101-8DC21 | 1 | UN | 1 | 10 | C | D | N | N | 85389099 | 1 | 4011209359109 | 0.033 | KG | 23.18 | 23.18 | CP20 | CP20 | Illuminated dual pushbutton, 22mm, round, plastic, green: I, red: O, pushbuttons, flat and raised, with holder for 3 elements, with holder !!! Phased-out product !!! SIRIUS ACT 3SU1 is successor Preferred successor type is >>3SU1001-3BB42-0AK0 + 3SU1500-0AA10-0AA0<< | - | 0 | 7
3SB3101-8DC21-Z | B01 | 3SB3101-8DC21-ZB01 | 1 | UN | 1 | 10 | C | D | N | N | 85365080 | 1 | 4011209787438 | 33 | G | 21.66 | 21.66 | CP20 | CP20 | Illuminated twin pushbutton, 22 mm, round, plastic, green: I, red: O, Pushbuttons, flat and raised, with support for 3 elements, without holder !!! Phased-out product !!! SIRIUS ACT 3SU1 is the successor The preferred successor type is <<3SU1001-3BB42-0AK0>> | - | 0 | 7
3SB3101-8DC31 |  | 3SB3101-8DC31 | 1 | UN | 1 | 10 | C | D | N | N | 85389099 | 1 | 4011209359093 | 0.033 | KG | 23.18 | 23.18 | CP20 | CP20 | Illuminated dual pushbutton, 22mm, round, plastic, white: I, black: O, pushbuttons, flat and raised, with holder for 3 elements, with holder !!! Phased-out product !!! SIRIUS ACT 3SU1 is successor Preferred successor type is >>3SU1001-3BB61-0AK0 + 3SU1500-0AA10-0AA0<< | - | 0 | 7
3SB3101-8DC31-Z | B01 | 3SB3101-8DC31-ZB01 | 1 | UN | 1 | 10 | C | D | N | N | 85365080 | 1 | 4011209787445 | 33 | G | 21.66 | 21.66 | CP20 | CP20 | Illuminated twin pushbutton, 22 mm, round, plastic, white: I, black: O, Pushbuttons, flat and raised, with support for 3 elements, without holder !!! Phased-out product !!! SIRIUS ACT 3SU1 is the successor The preferred successor type is <<3SU1001-3BB61-0AK0>> | - | 0 | 7
3SB3110-0AA11 |  | 3SB3110-0AA11 | 1 | UN | 1 | 10 | C | D | N | N | 85389099 | 1 | 4011209030046 | 0.018 | KG | 10.74 | 10.74 | CP20 | CP20 | Pushbutton, 26X26mm, square, plastic, black, pushbutton, flat, with holder !!! Phased-out product !!! SIRIUS ACT 3SU1 is successor Preferred successor type is >>3SU1000-0AB10-0AA0 + 3SU1900-0AX10-0AA0 + 3SU1500-0AA10-0AA0<< | - | 0 | 7
3SB3110-0AA11-Z | B01 | 3SB3110-0AA11-ZB01 | 1 | UN | 1 | 10 | C | D | N | N | 85389099 | 1 | 4011209422186 | 0.009 | KG | 9.22 | 9.22 | CP20 | CP20 | Pushbutton, 26x26 mm, square, plastic, black, pushbutton, flat, Z=without holder !!! Phased-out product !!! Successor is SIRIUS ACT 3SU1 Preferred successor type is >>3SU1000-0AB10-0AA0+ 3SU1900-0AX10-0AA0<< | - | 0 | 7
3SB3110-0AA12 |  | 3SB3110-0AA12 | 1 | UN | 1 | 10 | C | D | N | N | 85389099 | 1 | 4011209271371 | 0.03 | KG | 12.92 | 12.92 | CP20 | CP20 | Pushbutton, 26x26 mm, square, plastic, black, front ring, raised, with holder !!! Phased-out product !!! Successor is SIRIUS ACT 3SU1 Preferred successor type is >>3SU1000-0CB10-0AA0 + 3SU1900-0AX10-0AA0 + 3SU1500-0AA10-0AA0<< | - | 0 | 7
3SB3110-0AA12-Z | B01 | 3SB3110-0AA12-ZB01 | 1 | UN | 1 | 10 | C | D | N | N | 85389099 | 1 |  | 0.027 | KG | 11.4 | 11.4 | CP20 | CP20 | Pushbutton, 26x26 mm, square, plastic, black, front ring, raised, without holder ! Phased-out product! Successor ist SIRIUS ACT 3SU1 Preferred successor type is <<3SU1000-0CB10-0AA0>> >>3SU1900-0AX10-0AA0<< | - | 0 | 7
3SB3110-0AA13 |  | 3SB3110-0AA13 | 1 | UN | 1 | 10 | C | D | N | N | 85389099 | 1 | 4011209420489 | 0.021 | KG | 29.26 | 29.26 | CP20 | CP20 | Pushbutton, 26x26 mm, square, plastic, black, front ring, raised, castellated, with holder !!! Phased-out product !!! Successor is SIRIUS ACT 3SU1 Preferred successor type is >>3SU1000-0DB10-0AA0 + 3SU1900-0AX10-0AA0 + 3SU1500-0AA10-0AA0<< | - | 0 | 7
3SB3110-0AA13-Z | B01 | 3SB3110-0AA13-ZB01 | 1 | UN | 1 | 10 | C | D | N | N | 85389099 | 1 |  | 0.044 | KG | 27.74 | 27.74 | CP20 | CP20 | Pushbutton, 26x26 mm, square, plastic, black, front ring, raised, castellated, without holder ! Phased-out product! Successor ist SIRIUS ACT 3SU1 Preferred successor type is <<3SU1000-0DB10-0AA0>> >>3SU1900-0AX10-0AA0<< | - | 0 | 7
3SB3110-0AA21 |  | 3SB3110-0AA21 | 1 | UN | 1 | 10 | C | D | N | N | 85389099 | 1 | 4011209030053 | 0.019 | KG | 10.74 | 10.74 | CP20 | CP20 | Pushbutton, 26X26mm, square, plastic, red, pushbutton, flat, with holder !!! Phased-out product !!! SIRIUS ACT 3SU1 is successor Preferred successor type is >>3SU1000-0AB20-0AA0 + 3SU1500-0AA10-0AA0 + 3SU1900-0AX10-0AA0<< | - | 0 | 7
3SB3110-0AA21-Z | B01 | 3SB3110-0AA21-ZB01 | 1 | UN | 1 | 10 | C | D | N | N | 85389099 | 1 | 4011209422193 | 0.013 | KG | 9.22 | 9.22 | CP20 | CP20 | Pushbutton, 26x26 mm, square, plastic, red, pushbutton, flat, Z=without holder !!! Phased-out product !!! Successor is SIRIUS ACT 3SU1 Preferred successor type is >>3SU1000-0AB20-0AA0+ 3SU1900-0AX10-0AA0<< | - | 0 | 7
3SB3110-0AA22 |  | 3SB3110-0AA22 | 1 | UN | 1 | 10 | C | D | N | N | 85389099 | 1 | 4011209240490 | 0.026 | KG | 12.92 | 12.92 | CP20 | CP20 | Pushbutton, 26X26mm, square, plastic, red, front ring, raised, with holder !!! Phased-out product !!! SIRIUS ACT 3SU1 is successor Preferred successor type is >>3SU1000-0CB20-0AA0 + 3SU1500-0AA10-0AA0 + 3SU1900-0AX10-0AA0<< | - | 0 | 7
3SB3110-0AA22-Z | B01 | 3SB3110-0AA22-ZB01 | 1 | UN | 1 | 10 | C | D | N | N | 85389099 | 1 |  | 0.026 | KG | 11.4 | 11.4 | CP20 | CP20 | Pushbutton, 26x26 mm, square, plastic, red, front ring, raised, without holder ! Phased-out product! Successor ist SIRIUS ACT 3SU1 Preferred successor type is <<3SU1000-0CB20-0AA0>> >>3SU1900-0AX10-0AA0<< | - | 0 | 7
3SB3110-0AA23 |  | 3SB3110-0AA23 | 1 | UN | 1 | 10 | C | D | N | N | 85389099 | 1 | 4011209243286 | 0.026 | KG | 29.26 | 29.26 | CP20 | CP20 | Pushbutton, 26X26mm, square, plastic, red, front ring, raised, castellated, with holder !!! Phased-out product !!! SIRIUS ACT 3SU1 is successor Preferred successor type is >>3SU1000-0DB20-0AA0 + 3SU1900-0AX10-0AA0 + 3SU1500-0AA10-0AA0<< | - | 0 | 7
3SB3110-0AA23-Z | B01 | 3SB3110-0AA23-ZB01 | 1 | UN | 1 | 10 | C | D | N | N | 85389099 | 1 |  | 0.026 | KG | 27.74 | 27.74 | CP20 | CP20 | Pushbutton, 26x26 mm, square, plastic, red, front ring, raised, castellated, without holder ! Phased-out product! Successor ist SIRIUS ACT 3SU1 Preferred successor type is <<3SU1000-0DB20-0AA0>> >>3SU1900-0AX10-0AA0<< | - | 0 | 7
3SB3110-0AA31 |  | 3SB3110-0AA31 | 1 | UN | 1 | 10 | C | D | N | N | 85389099 | 1 | 4011209030060 | 0.024 | KG | 10.74 | 10.74 | CP20 | CP20 | Pushbutton, 26X26mm, square, plastic, yellow, pushbutton, flat, with holder !!! Phased-out product !!! SIRIUS ACT 3SU1 is successor Preferred successor type is >>3SU1000-0AB30-0AA0 + 3SU1500-0AA10-0AA0 + 3SU1900-0AX10-0AA0<< | - | 0 | 7
3SB3110-0AA31-Z | B01 | 3SB3110-0AA31-ZB01 | 1 | UN | 1 | 10 | C | D | N | N | 85389099 | 1 | 4011209459533 | 0.023 | KG | 9.22 | 9.22 | CP20 | CP20 | Pushbutton, 26x26 mm, square, plastic, yellow, pushbutton, flat, Z=without holder !!! Phased-out product !!! Successor is SIRIUS ACT 3SU1 Preferred successor type is >>3SU1000-0AB30-0AA0 3SU1900-0AX10-0AA0<< | - | 0 | 7
3SB3110-0AA31-Z | B01Y10 | 3SB3110-0AA31-ZB01Y10 | 1 | UN | 1 | 30 | D | D | N | N | 85389099 | 1 |  | 0.025 | KG | 9.22 | 9.22 | CP20 | CP20 | Pushbutton, 26x26 mm, square, plastic, yellow, pushbutton, flat, without holder, Z=Laser inscription ! Phased-out product! Successor ist SIRIUS ACT 3SU1 Preferred successor type is <<3SU1000-0AB30-0AA0-ZY10>> <<3SU19000AX100AA0>> | - | 0 | 7
3SB3110-0AA31-Z | Y10 | 3SB3110-0AA31-ZY10 | 1 | UN | 1 | 20 | D | D | N | N | 85389099 | 1 |  | 0.04 | KG | 11.88 | 11.88 | CP20 | CP20 | Pushbutton, 26X26mm, square, plastic, yellow, pushbutton, flat, with holder, Z=LASERBESCHRIFTUNG !!! Phased-out product !!! SIRIUS ACT 3SU1 is successor Preferred successor type is >>3SU1000-0AB30-0AA0 + 3SU1500-0AA10-0AA0 + 3SU1900-0AX10-0AA0<< | - | 0 | 7
3SB3110-0AA33 |  | 3SB3110-0AA33 | 1 | UN | 1 | 10 | C | D | N | N | 85389099 | 1 | 4011209397576 | 0.027 | KG | 29.26 | 29.26 | CP20 | CP20 | Pushbutton, 26X26mm, square, plastic, yellow, front ring, raised, castellated, with holder !!! Phased-out product !!! SIRIUS ACT 3SU1 is successor Preferred successor type is >>3SU1000-0DB30-0AA0 + 3SU1900-0AX10-0AA0 + 3SU1500-0AA10-0AA0<< | - | 0 | 7
3SB3110-0AA33-Z | B01 | 3SB3110-0AA33-ZB01 | 1 | UN | 1 | 10 | C | D | N | N | 85389099 | 1 |  | 0.027 | KG | 27.74 | 27.74 | CP20 | CP20 | Pushbutton, 26x26 mm, square, plastic, yellow, front ring, raised, castellated, without holder !!! Phased-out product !!! Successor is SIRIUS ACT 3SU1 Preferred successor type is >>3SU1000-0DB30-0AA0+ 3SU1900-0AX10-0AA0<< | - | 0 | 7
3SB3110-0AA41 |  | 3SB3110-0AA41 | 1 | UN | 1 | 10 | C | D | N | N | 85389099 | 1 | 4011209030077 | 0.019 | KG | 10.74 | 10.74 | CP20 | CP20 | Pushbutton, 26X26mm, square, plastic, green, pushbutton, flat, with holder !!! Phased-out product !!! SIRIUS ACT 3SU1 is successor Preferred successor type is >>3SU1000-0AB40-0AA0 + 3SU1500-0AA10-0AA0 + 3SU1900-0AX10-0AA0<< | - | 0 | 7
3SB3110-0AA41-Z | B01 | 3SB3110-0AA41-ZB01 | 1 | UN | 1 | 10 | C | D | N | N | 85389099 | 1 | 4011209422209 | 0.014 | KG | 9.22 | 9.22 | CP20 | CP20 | Pushbutton, 26x26 mm, square, plastic, green, pushbutton, flat, Z=Without holder ! Phased-out product! Successor ist SIRIUS ACT 3SU1 Preferred successor type is <<3SU1000-0AB40-0AA0>> >>3SU1900-0AX10-0AA0<< | - | 0 | 7
3SB3110-0AA42 |  | 3SB3110-0AA42 | 1 | UN | 1 | 10 | C | D | N | N | 85389099 | 1 | 4011209271364 | 0.045 | KG | 12.92 | 12.92 | CP20 | CP20 | Pushbutton, 26X26mm, square, plastic, green, front ring, raised, with holder !!! Phased-out product !!! SIRIUS ACT 3SU1 is successor Preferred successor type is >>3SU1000-0CB40-0AA0 + 3SU1500-0AA10-0AA0 + 3SU1900-0AX10-0AA0<< | - | 0 | 7
3SB3110-0AA42-Z | B01 | 3SB3110-0AA42-ZB01 | 1 | UN | 1 | 10 | C | D | N | N | 85389099 | 1 |  | 0.01 | KG | 11.4 | 11.4 | CP20 | CP20 | Pushbutton, 26x26 mm, square, plastic, green, front ring, raised, without holder ! Phased-out product! Successor ist SIRIUS ACT 3SU1 Preferred successor type is <<3SU1000-0CB40-0AA0>> >>3SU1900-0AX10-0AA0<< | - | 0 | 7
3SB3110-0AA43 |  | 3SB3110-0AA43 | 1 | UN | 1 | 10 | C | D | N | N | 85389099 | 1 | 4011209271944 | 0.03 | KG | 29.26 | 29.26 | CP20 | CP20 | Pushbutton, 26X26mm, square, plastic, green, front ring, raised, castellated, with holder !!! Phased-out product !!! SIRIUS ACT 3SU1 is successor Preferred successor type is >>3SU1000-0DB40-0AA0 + 3SU1900-0AX10-0AA0 + 3SU1500-0AA10-0AA0<< | - | 0 | 7
3SB3110-0AA43-Z | B01 | 3SB3110-0AA43-ZB01 | 1 | UN | 1 | 10 | C | D | N | N | 85389099 | 1 |  | 0.026 | KG | 27.74 | 27.74 | CP20 | CP20 | Pushbutton, 26x26 mm, square, plastic, green, front ring, raised, castellated, without holder ! Phased-out product! Successor ist SIRIUS ACT 3SU1 Preferred successor type is <<3SU1000-0DB40-0AA0>> >>3SU1900-0AX10-0AA0<< | - | 0 | 7
3SB3110-0AA51 |  | 3SB3110-0AA51 | 1 | UN | 1 | 10 | C | D | N | N | 85389099 | 1 | 4011209030084 | 0.02 | KG | 10.74 | 10.74 | CP20 | CP20 | Pushbutton, 26X26mm, square, plastic, blue, pushbutton, flat, with holder !!! Phased-out product !!! SIRIUS ACT 3SU1 is successor Preferred successor type is >>3SU1000-0AB50-0AA0 + 3SU1900-0AX10-0AA0 + 3SU1500-0AA10-0AA0<< | - | 0 | 7
3SB3110-0AA51-Z | B01 | 3SB3110-0AA51-ZB01 | 1 | UN | 1 | 10 | C | D | N | N | 85389099 | 1 | 4011209459540 | 0.016 | KG | 9.22 | 9.22 | CP20 | CP20 | Pushbutton, 26x26 mm, square, plastic, blue, pushbutton, flat, Z=Without holder ! Phased-out product! Successor ist SIRIUS ACT 3SU1 Preferred successor type is <<3SU1000-0AB50-0AA0>> >>3SU1900-0AX10-0AA0<< | - | 0 | 7
3SB3110-0AA52 |  | 3SB3110-0AA52 | 1 | UN | 1 | 10 | C | D | N | N | 85389099 | 5 | 4011209271395 | 0.025 | KG | 16.82 | 16.82 | CP20 | CP20 | Pushbutton, 26X26mm, square, plastic, blue, front ring, raised, with holder !!! Phased-out product !!! SIRIUS ACT 3SU1 is successor Preferred successor type is >>3SU1000-0CB50-0AA0 + 3SU1500-0AA10-0AA0 + 3SU1900-0AX10-0AA0<< | - | 0 | 7
3SB3110-0AA53 |  | 3SB3110-0AA53 | 1 | UN | 1 | 10 | C | D | EAR99 | N | 85389099 | 5 | 4011209420496 | 0.025 | KG | 29.26 | 29.26 | CP20 | CP20 | Pushbutton, 26X26mm, square, plastic, blue, front ring, raised, castellated, with holder !!! Phased-out product !!! SIRIUS ACT 3SU1 is successor Preferred successor type is >>3SU1000-0DB50-0AA0 + 3SU1900-0AX10-0AA0 + 3SU1500-0AA10-0AA0<< | - | 0 | 7
3SB3110-0AA53-Z | B01 | 3SB3110-0AA53-ZB01 | 1 | UN | 1 | 10 | C | D | EAR99 | N | 85389099 | 5 |  | 0.025 | KG | 27.74 | 27.74 | CP20 | CP20 | Pushbutton, 26x26 mm, square, plastic, blue, front ring, raised, castellated, without holder ! Phased-out product! Successor ist SIRIUS ACT 3SU1 Preferred successor type is <<3SU1000-0DB50-0AA0>> >>3SU1900-0AX10-0AA0<< | - | 0 | 7
3SB3110-0AA61 |  | 3SB3110-0AA61 | 1 | UN | 1 | 10 | C | D | N | N | 85389099 | 1 | 4011209030091 | 0.02 | KG | 10.74 | 10.74 | CP20 | CP20 | Pushbutton, 26X26mm, square, plastic, white, pushbutton, flat, with holder !!! Phased-out product !!! SIRIUS ACT 3SU1 is successor Preferred successor type is >>3SU1000-0AB60-0AA0 + 3SU1900-0AX10-0AA0 + 3SU1500-0AA10-0AA0<< | - | 0 | 7
3SB3110-0AA61-Z | B01 | 3SB3110-0AA61-ZB01 | 1 | UN | 1 | 10 | C | D | N | N | 85389099 | 1 | 4011209459595 | 0.016 | KG | 9.22 | 9.22 | CP20 | CP20 | Pushbutton, 26x26 mm, square, plastic, white, pushbutton, flat, Z=Without holder ! Phased-out product! Successor ist SIRIUS ACT 3SU1 Preferred successor type is <<3SU1000-0AB60-0AA0>> >>3SU1900-0AX10-0AA0<< | - | 0 | 7
3SB3110-0AA62 |  | 3SB3110-0AA62 | 1 | UN | 1 | 10 | C | D | N | N | 85389099 | 1 | 4011209271388 | 0.021 | KG | 12.92 | 12.92 | CP20 | CP20 | Pushbutton, 26X26mm, square, plastic, white, front ring, raised, with holder !!! Phased-out product !!! SIRIUS ACT 3SU1 is successor Preferred successor type is >>3SU1000-0CB60-0AA0 + 3SU1500-0AA10-0AA0 + 3SU1900-0AX10-0AA0<< | - | 0 | 7
3SB3110-0AA62-Z | B01 | 3SB3110-0AA62-ZB01 | 1 | UN | 1 | 10 | C | D | N | N | 85389099 | 1 |  | 0.028 | KG | 11.4 | 11.4 | CP20 | CP20 | Pushbutton, 26x26 mm, square, plastic, white, front ring, raised, without holder ! Phased-out product! Successor ist SIRIUS ACT 3SU1 Preferred successor type is <<3SU1000-0CB60-0AA0>> >>3SU1900-0AX10-0AA0<< | - | 0 | 7
3SB3110-0AA63 |  | 3SB3110-0AA63 | 1 | UN | 1 | 10 | C | D | N | N | 85389099 | 1 | 4011209404854 | 0.032 | KG | 29.26 | 29.26 | CP20 | CP20 | Pushbutton, 26X26mm, square, plastic, white, front ring, raised, castellated, with holder !!! Phased-out product !!! SIRIUS ACT 3SU1 is successor Preferred successor type is >>3SU1000-0DB60-0AA0 + 3SU1500-0AA10-0AA0 + 3SU1900-0AX10-0AA0<< | - | 0 | 7
3SB3110-0AA63-Z | B01 | 3SB3110-0AA63-ZB01 | 1 | UN | 1 | 10 | C | D | N | N | 85389099 | 1 |  | 0.032 | KG | 27.74 | 27.74 | CP20 | CP20 | Pushbutton, 26x26 mm, square, plastic, white, front ring, raised, castellated, without holder ! Phased-out product! Successor ist SIRIUS ACT 3SU1 Preferred successor type is <<3SU1000-0DB60-0AA0>> >>3SU1900-0AX10-0AA0<< | - | 0 | 7
3SB3110-0AA71 |  | 3SB3110-0AA71 | 1 | UN | 1 | 10 | C | D | N | N | 85389099 | 1 | 4011209356153 | 0.021 | KG | 10.74 | 10.74 | CP20 | CP20 | Pushbutton, 26X26mm, square, plastic, clear, pushbutton, flat, with holder !!! Phased-out product !!! SIRIUS ACT 3SU1 is successor Preferred successor type is >>3SU1000-0AB70-0AA0 + 3SU1500-0AA10-0AA0 + 3SU1900-0AX10-0AA0<< | - | 0 | 7
3SB3110-0AA71-Z | B01 | 3SB3110-0AA71-ZB01 | 1 | UN | 1 | 10 | C | D | N | N | 85389099 | 1 | 4011209422216 | 0.065 | KG | 9.22 | 9.22 | CP20 | CP20 | Pushbutton, 26x26 mm, square, plastic, clear, pushbutton, flat, Z=Without holder ! Phased-out product! Successor ist SIRIUS ACT 3SU1 Preferred successor type is <<3SU1000-0AB70-0AA0>> >>3SU1900-0AX10-0AA0<< | - | 0 | 7
3SB3110-0DA11 |  | 3SB3110-0DA11 | 1 | UN | 1 | 10 | C | D | N | N | 85389099 | 1 | 4011209030107 | 0.033 | KG | 19.1 | 19.1 | CP20 | CP20 | Pushbutton, 26x26 mm, square, plastic, black, pushbutton, flat, latching, push-to-release mechanism, with holder ! Phased-out product! Successor ist SIRIUS ACT 3SU1 Preferred successor type is >>3SU1000-0AA10-0AA0 + 3SU1500-0AA10-0AA0 + >>3SU1900-0AX10-0AA0<< | - | 0 | 7
3SB3110-0DA11-Z | B01 | 3SB3110-0DA11-ZB01 | 1 | UN | 1 | 10 | C | D | N | N | 85389099 | 1 | 4011209411203 | 0.024 | KG | 17.58 | 17.58 | CP20 | CP20 | Pushbutton, 26x26 mm, square, plastic, black, pushbutton, flat, latching, push-to-release mechanism, Z=Without holder ! Phased-out product! Successor ist SIRIUS ACT 3SU1 Preferred successor type is <<3SU1000-0AA10-0AA0>> >>3SU1900-0AX10-0AA0<< | - | 0 | 7
3SB3110-0DA21 |  | 3SB3110-0DA21 | 1 | UN | 1 | 10 | C | D | N | N | 85389099 | 1 | 4011209030114 | 0.02 | KG | 19.1 | 19.1 | CP20 | CP20 | Pushbutton, 26x26 mm, square, plastic, red, pushbutton, flat, latching, push-to-release mechanism, with holder ! Phased-out product! Successor ist SIRIUS ACT 3SU1 Preferred successor type is >>3SU1000-0AA20-0AA0 + 3SU1500-0AA10-0AA0 + >>3SU1900-0AX10-0AA0<< | - | 0 | 7
3SB3110-0DA21-Z | B01 | 3SB3110-0DA21-ZB01 | 1 | UN | 1 | 10 | C | D | N | N | 85389099 | 1 |  | 0.042 | KG | 17.58 | 17.58 | CP20 | CP20 | Pushbutton, 26x26 mm, square, plastic, red, pushbutton, flat, latching, push-to-release mechanism, without holder ! Phased-out product! Successor ist SIRIUS ACT 3SU1 Preferred successor type is <<3SU1000-0AA20-0AA0>> >>3SU1900-0AX10-0AA0<< | - | 0 | 7
3SB3110-0DA31 |  | 3SB3110-0DA31 | 1 | UN | 1 | 10 | C | D | N | N | 85389099 | 1 | 4011209030121 | 0.022 | KG | 19.1 | 19.1 | CP20 | CP20 | 26X26MM PLASTIC SQUARE ACTUATOR: PUSHBUTTON LATCHING, UNLOCKING BY PRESSING AGAIN WITH FLAT BUTTON WITH HOLDER YELLOW !!! Phased-out product !!! SIRIUS ACT 3SU1 is successor Preferred successor type is >>3SU1000-0AA30-0AA0 + 3SU1900-0AX10-0AA0<< | - | 0 | 7
3SB3110-0DA31-Z | B01 | 3SB3110-0DA31-ZB01 | 1 | UN | 1 | 10 | C | D | N | N | 85389099 | 1 |  | 0.031 | KG | 17.58 | 17.58 | CP20 | CP20 | Pushbutton, 26x26 mm, square, plastic, yellow, pushbutton, flat, latching, push-to-release mechanism, without holder ! Phased-out product! Successor ist SIRIUS ACT 3SU1 Preferred successor type is <<3SU1000-0AA30-0AA0>> >>3SU1900-0AX10-0AA0<< | - | 0 | 7
3SB3110-0DA41 |  | 3SB3110-0DA41 | 1 | UN | 1 | 10 | C | D | N | N | 85389099 | 1 | 4011209030138 | 0.02 | KG | 19.1 | 19.1 | CP20 | CP20 | Pushbutton, 26x26 mm, square, plastic, green, pushbutton, flat, latching, push-to-release mechanism, with holder ! Phased-out product! Successor ist SIRIUS ACT 3SU1 Preferred successor type is >>3SU1000-0AA40-0AA0 + 3SU1500-0AA10-0AA0 + >>3SU1900-0AX10-0AA0<< | - | 0 | 7
3SB3110-0DA41-Z | B01 | 3SB3110-0DA41-ZB01 | 1 | UN | 1 | 10 | C | D | N | N | 85389099 | 1 |  | 0.031 | KG | 17.58 | 17.58 | CP20 | CP20 | Pushbutton, 26x26 mm, square, plastic, green, pushbutton, flat, latching, push-to-release mechanism, without holder ! Phased-out product! Successor ist SIRIUS ACT 3SU1 Preferred successor type is <<3SU1000-0AA40-0AA0>> >>3SU1900-0AX10-0AA0<< | - | 0 | 7
3SB3110-0DA51 |  | 3SB3110-0DA51 | 1 | UN | 1 | 10 | C | D | N | N | 85389099 | 1 | 4011209030145 | 0.024 | KG | 19.1 | 19.1 | CP20 | CP20 | 26X26MM PLASTIC SQUARE ACTUATOR: PUSHBUTTON LATCHING, UNLOCKING BY PRESSING AGAIN WITH FLAT BUTTON WITH HOLDER BLUE !!! Phased-out product !!! SIRIUS ACT 3SU1 is successor Preferred successor type is >>3SU1000-0AA50-0AA0 + 3SU1500-0AA10-0AA0 + | - | 0 | 7
3SB3110-0DA51-Z | B01 | 3SB3110-0DA51-ZB01 | 1 | UN | 1 | 10 | C | D | N | N | 85389099 | 1 |  | 0.027 | KG | 17.58 | 17.58 | CP20 | CP20 | Pushbutton, 26x26 mm, square, plastic, blue, pushbutton, flat, latching, push-to-release mechanism, without holder ! Phased-out product! Successor ist SIRIUS ACT 3SU1 Preferred successor type is <<3SU1000-0AA50-0AA0>> >>3SU1900-0AX10-0AA0<< | - | 0 | 7
3SB3110-0DA61 |  | 3SB3110-0DA61 | 1 | UN | 1 | 10 | C | D | N | N | 85389099 | 1 | 4011209030152 | 0.039 | KG | 19.1 | 19.1 | CP20 | CP20 | 26X26MM PLASTIC SQUARE ACTUATOR: PUSHBUTTON LATCHING, UNLOCKING BY PRESSING AGAIN WITH FLAT BUTTON WITH HOLDER WHITE !!! Phased-out product !!! SIRIUS ACT 3SU1 is successor Preferred successor type is >>3SU1000-0AA60-0AA0 + 3SU1900-0AX10-0AA0 + | - | 0 | 7
3SB3110-0DA61-Z | B01 | 3SB3110-0DA61-ZB01 | 1 | UN | 1 | 10 | C | D | N | N | 85389099 | 1 |  | 0.025 | KG | 17.58 | 17.58 | CP20 | CP20 | Pushbutton, 26x26 mm, square, plastic, white, pushbutton, flat, latching, push-to-release mechanism, without holder ! Phased-out product! Successor ist SIRIUS ACT 3SU1 Preferred successor type is <<3SU1000-0AA60-0AA0>> >>3SU1900-0AX10-0AA0<< | - | 0 | 7
3SB3110-1BA20 |  | 3SB3110-1BA20 | 1 | UN | 1 | 10 | C | D | N | N | 83014090 | 1 | 4011209314979 | 0.088 | KG | 64.41 | 64.41 | CP20 | CP20 | 26X26MM PLASTIC SQUARE ACTUATOR: EMERGEN.-STOP MUSHR.PUSHB. 40MM LATCHING WITH KEY-OPER.SWITCH- WITH RONIS KEY-OPER.SWITCH LOCK NO SB30 WITH HOLDER RED POSSSIBLE SPECIAL CLOSURES: 3SB31, 421, 455 !!! Phased-out product !!! SIRIUS ACT 3SU1 is suc Preferred successor ty >>3SU1000-1HF20-0AA0 + 3SU1900-0BE31-0AS0 + 3SU1500-0AA10-0AA0<< | - | 0 | 7
3SB3110-1BA20-Z | B01 | 3SB3110-1BA20-ZB01 | 1 | UN | 1 | 10 | C | D | N | N | 83014090 | 1 |  | 0.087 | KG | 62.89 | 62.89 | CP20 | CP20 | Emergency-stop mushroom pushbutton, 26x26 mm, square, plastic, red, 40 mm, with RONIS lock, Lock No. SB30, positive latching, key-operated release, without holder, Possible special locks: SB31, 421, 455 ! Phased-out product! Successor ist SIRIUS ACT 3SU1 Preferred successor type is <<3SU1000-1HF20-0AA0>> >>3SU1900-0AX10-0AA0<< | - | 0 | 7
3SB3110-1HA20 |  | 3SB3110-1HA20 | 1 | UN | 1 | 10 | C | D | N | N | 85389099 | 1 | 4011209314955 | 0.062 | KG | 31.92 | 31.92 | CP20 | CP20 | 26X26MM PLASTIC SQUARE ACTUATOR: EMERGEN.-STOP MUSHR.PUSHB. 40MM LATCH.W. ROT.-TO-UNLATCH MECH. WITH HOLDER RED !!! Phased-out product !!! SIRIUS ACT 3SU1 is successor Preferred successor type is >>3SU1000-1HB20-0AA0 + 3SU1900-0BE31-0AS0 + | - | 0 | 7
3SB3110-1HA20-Z | B01 | 3SB3110-1HA20-ZB01 | 1 | UN | 1 | 10 | C | D | N | N | 85389099 | 1 | 4011209464766 | 0.052 | KG | 30.4 | 30.4 | CP20 | CP20 | Emergency-stop mushroom pushbutton, 26x26 mm, square, plastic, red, 40 mm, positive latching, rotate-to-unlatch mechanism, Z=Without holder ! Phased-out product! Successor ist SIRIUS ACT 3SU1 Preferred successor type is <<3SU1000-1HB20-0AA0>> >>3SU1900-0AX10-0AA0<< | - | 0 | 7
3SB3110-1HA20-Z | X90 | 3SB3110-1HA20-ZX90 | 1 | UN | 1 | 10 | C | D | N | N | 85389099 | 20 |  | 0.063 | KG | 31.92 | 31.92 | CP20 | CP20 | EMERGENCY STOP MUSHROOM PUSHBUTTON, 26x26 mm, square, plastic, red, 40mm, positive latching, rotate-to-unlatch, with holder Multi-unit pack Packing quantity = 20 units !!! Phased-out product !!! SIRIUS ACT 3SU1 is the successor The preferred successor type is <<3SU1000-1HB20-0AA0-ZX90 + 3SU1900-0BE31-0AS0 + 3SU1500-0AA10-0AA0>> | - | 0 | 7
3SB3110-1KA20 |  | 3SB3110-1KA20 | 1 | UN | 1 | 10 | C | D | N | N | 83014090 | 1 | 4011209315006 | 0.124 | KG | 100.7 | 100.7 | CP20 | CP20 | Emergency-stop mushroom pushbutton, 26x26 mm, square, plastic, red, 40 mm, with CES lock, Lock No. SSG10, positive latching, key-operated release, with holder ! Phased-out product! Successor ist SIRIUS ACT 3SU1 Preferred successor type is >>3SU1000-1HR20-0AA0 + 3SU1500-0AA10-0AA0 + 3SU1900-0AX10-0AA0<< | - | 0 | 7
3SB3110-1KA20-Z | B01 | 3SB3110-1KA20-ZB01 | 1 | UN | 1 | 10 | C | D | N | N | 83014090 | 1 | 4011209691278 | 0.106 | KG | 99.18 | 99.18 | CP20 | CP20 | Emergency-stop mushroom pushbutton, 26x26 mm, square, plastic, red, 40 mm, with CES lock, Lock No. SSG10, positive latching, key-operated release, Z=Without holder ! Phased-out product! Successor ist SIRIUS ACT 3SU1 Preferred successor type is >>3SU1000-1HR20-0AA0<< >>3SU1900-0AX10-0AA0<< | - | 0 | 7
3SB3110-1LA20 |  | 3SB3110-1LA20 | 1 | UN | 1 | 10 | C | D | N | N | 83014090 | 1 | 4011209314917 | 0.117 | KG | 132.05 | 132.05 | CP20 | CP20 | Emergency-stop mushroom pushbutton, 26x26 mm, square, plastic, red, 40 mm, with BKS lock, Lock No. S1, positive latching, key-operated release, with holder ! Phased-out product! Successor ist SIRIUS ACT 3SU1 Preferred successor type is >>3SU1000-1HK20-0AA0 + 3SU1500-0AA10-0AA0 + 3SU1900-0AX10-0AA0<< | - | 0 | 7
3SB3110-1LA20-Z | B01 | 3SB3110-1LA20-ZB01 | 1 | UN | 1 | 10 | C | D | N | N | 83014090 | 1 |  | 0.116 | KG | 130.53 | 130.53 | CP20 | CP20 | Emergency-stop mushroom pushbutton, 26x26 mm, square, plastic, red, 40 mm, with BKS lock, Lock No. S1, positive latching, key-operated release, without holder ! Phased-out product! Successor ist SIRIUS ACT 3SU1 Preferred successor type is >>3SU1000-1HK20-0AA0<< >>3SU1900-0AX10-0AA0<< | - | 0 | 7
3SB3110-1MA20 |  | 3SB3110-1MA20 | 1 | UN | 1 | 10 | C | D | N | N | 83014090 | 1 | 4011209315419 | 0.125 | KG | 73.15 | 73.15 | CP20 | CP20 | 26X26MM PLASTIC SQUARE ACTUATOR: EMERGEN.-STOP MUSHR.PUSHB. 40MM WITH OMR KEY-OPER.SWITCH LATCHING WITH KEY-OPER.SWITCH- UNLOCKING LOCK NO 73037 WITH HOLDER RED !!! Phased-out product !!! SIRIUS ACT 3SU1 is successor Preferred successor type is >>3SU1000-1HQ20-0AA0 + 3SU1500-0AA10-0AA0 + 3SU1900-0BE31-0AS0<< | - | 0 | 7
3SB3110-1MA20-Z | B01 | 3SB3110-1MA20-ZB01 | 1 | UN | 1 | 10 | C | D | N | N | 83014090 | 1 |  | 0.125 | KG | 71.63 | 71.63 | CP20 | CP20 | Emergency stop mushroom pushbutton, 26x26 mm, square, plastic, red, 40 mm, with O.M.R. lock, lock number 73037, positive latching, key-operated release, without holder !!! Phased-out product !!! Successor is SIRIUS ACT 3SU1 Preferred successor type is <<3SU1000-1HQ20-0AA0>> | - | 0 | 7
3SB3110-2DA11 |  | 3SB3110-2DA11 | 1 | UN | 1 | 10 | C | D | N | N | 85389099 | 1 | 4011209284043 | 0.027 | KG | 17.77 | 17.77 | CP20 | CP20 | Selector switch, 26X26MM, square, Plastic, Black, Selector switch, short, 3 switch positions I-O-II, Latching, Actuating angle 2x50 degrees, With holder !!! Phased-out product !!! Successor is SIRIUS ACT 3SU1 Preferred successor type is >>3SU1002-2BL10-0AA0 + 3SU1500-0AA10-0AA0 + 3SU1900-0AX10-0AA0<< | - | 0 | 7
3SB3110-2DA11-Z | B01 | 3SB3110-2DA11-ZB01 | 1 | UN | 1 | 10 | C | D | N | N | 85389099 | 1 | 4011209744486 | 0.012 | KG | 16.25 | 16.25 | CP20 | CP20 | Selector switch, 26x26 mm, square, plastic, black, selector switch, short, 3 switch positions I-O-II, latching, actuating angle 2x50 degrees, Z=without holder !!! Phased-out product !!! Successor is SIRIUS ACT 3SU1 Preferred successor type is <<3SU1002-2BL10-0AA0>> | - | 0 | 7
3SB3110-2DA21 |  | 3SB3110-2DA21 | 1 | UN | 1 | 10 | C | D | N | N | 85389099 | 1 | 4011209284050 | 0.05 | KG | 17.77 | 17.77 | CP20 | CP20 | 26X26MM PLASTIC SQUARE ACTUATOR: SELECTOR SWITCH LATCHING 3 SWITCH POSITIONS I-O-II NON-ILLUMINATED WITH HOLDER RED !!! Phased-out product !!! SIRIUS ACT 3SU1 is successor Preferred successor type is >>3SU1002-2BL20-0AA0 + 3SU1900-0AX10-0AA0 + | - | 0 | 7
3SB3110-2DA21-Z | B01 | 3SB3110-2DA21-ZB01 | 1 | UN | 1 | 10 | C | D | N | N | 85389099 | 1 |  | 0.031 | KG | 16.25 | 16.25 | CP20 | CP20 | 26X26MM PLASTIC SQUARE ACTUATOR: SELECTOR SWITCH LATCHING 3 SWITCH POSITIONS I-O-II NON-ILLUMINATED WITHOUT HOLDER RED !!! Phased-out product !!! SIRIUS ACT 3SU1 is successor Preferred successor type is >>3SU1002-2BL20-0AA0 + 3SU1900-0AX10-0AA0<< | - | 0 | 7
3SB3110-2DA41 |  | 3SB3110-2DA41 | 1 | UN | 1 | 10 | C | D | N | N | 85389099 | 1 | 4011209284067 | 0.028 | KG | 17.77 | 17.77 | CP20 | CP20 | 26X26MM PLASTIC SQUARE ACTUATOR: SELECTOR SWITCH LATCHING 3 SWITCH POSITIONS I-O-II NON-ILLUMINATED WITH HOLDER GREEN !!! Phased-out product !!! SIRIUS ACT 3SU1 is successor Preferred successor type is >>3SU1002-2BL40-0AA0 + 3SU1900-0AX10-0AA0 + | - | 0 | 7
3SB3110-2DA41-Z | B01 | 3SB3110-2DA41-ZB01 | 1 | UN | 1 | 10 | C | D | N | N | 85389099 | 1 |  | 0.025 | KG | 16.25 | 16.25 | CP20 | CP20 | 26X26MM PLASTIC SQUARE ACTUATOR: SELECTOR SWITCH LATCHING 3 SWITCH POSITIONS I-O-II NON-ILLUMINATED WITHOUT HOLDER GREEN !!! Phased-out product !!! SIRIUS ACT 3SU1 is successor Preferred successor type is >>3SU1002-2BL40-0AA0 + 3SU1900-0AX10-0AA0<< | - | 0 | 7
3SB3110-2DA61 |  | 3SB3110-2DA61 | 1 | UN | 1 | 10 | C | D | N | N | 85389099 | 1 | 4011209284074 | 0.032 | KG | 17.77 | 17.77 | CP20 | CP20 | 26X26MM PLASTIC SQUARE ACTUATOR: SELECTOR SWITCH LATCHING 3 SWITCH POSITIONS I-O-II NON-ILLUMINATED WITH HOLDER WHITE !!! Phased-out product !!! SIRIUS ACT 3SU1 is successor Preferred successor type is >>3SU1002-2BL60-0AA0 + 3SU1900-0AX10-0AA0 + | - | 0 | 7
3SB3110-2DA61-Z | B01 | 3SB3110-2DA61-ZB01 | 1 | UN | 1 | 10 | C | D | N | N | 85389099 | 1 |  | 0.03 | KG | 16.25 | 16.25 | CP20 | CP20 | 26X26MM PLASTIC SQUARE ACTUATOR: SELECTOR SWITCH LATCHING 3 SWITCH POSITIONS I-O-II NON-ILLUMINATED WITHOUT HOLDER WHITE !!! Phased-out product !!! SIRIUS ACT 3SU1 is successor Preferred successor type is >>3SU1002-2BL60-0AA0 + 3SU1900-0AX10-0AA0<< | - | 0 | 7
3SB3110-2EA11 |  | 3SB3110-2EA11 | 1 | UN | 1 | 10 | C | D | N | N | 85389099 | 1 | 4011209284081 | 0.027 | KG | 17.77 | 17.77 | CP20 | CP20 | Selector switch, 26X26MM, square, Plastic, Black, Selector switch, short, 3 switch positions I-O-II, Momentary contact type, Actuating angle 2x50 degrees, With holder !!! Phased-out product !!! Successor is SIRIUS ACT 3SU1 Preferred successor type is >>3SU1002-2BM10-0AA0+ 3SU1900-0AX10-0AA0 + 3SU1500-0AA10-0AA0<< | - | 0 | 7
3SB3110-2EA11-Z | B01 | 3SB3110-2EA11-ZB01 | 1 | UN | 1 | 10 | C | D | N | N | 85389099 | 1 | 4011209744493 | 0.017 | KG | 16.25 | 16.25 | CP20 | CP20 | Selector switch, 26X26MM, square, Plastic, Black, Selector switch, short, 3 switch positions I-O-II, Momentary contact type, Actuating angle 2x50 degrees, Z=without holder !!! Phased-out product !!! Successor is SIRIUS ACT 3SU1 Preferred successor type is >>3SU1002-2BM10-0AA0+ 3SU1900-0AX10-0AA0<< | - | 0 | 7
3SB3110-2EA21 |  | 3SB3110-2EA21 | 1 | UN | 1 | 10 | C | D | N | N | 85389099 | 1 | 4011209284098 | 0.05 | KG | 17.77 | 17.77 | CP20 | CP20 | 26X26MM PLASTIC SQUARE ACTUATOR: SELECTOR SWITCH MOMENTARY CONTACT TYPE 3 SWITCH POSITIONS I-O-II NON-ILLUMINATED WITH HOLDER RED !!! Phased-out product !!! SIRIUS ACT 3SU1 is successor Preferred successor type is >>3SU1002-2BM20-0AA0 + 3SU1500-0AA10-0AA0 + | - | 0 | 7
3SB3110-2EA21-Z | B01 | 3SB3110-2EA21-ZB01 | 1 | UN | 1 | 10 | C | D | N | N | 85389099 | 1 |  | 0.03 | KG | 16.25 | 16.25 | CP20 | CP20 | 26X26MM PLASTIC SQUARE ACTUATOR: SELECTOR SWITCH MOMENTARY CONTACT TYPE 3 SWITCH POSITIONS I-O-II NON-ILLUMINATED WITHOUT HOLDER RED !!! Phased-out product !!! SIRIUS ACT 3SU1 is successor Preferred successor type is >>3SU1002-2BM20-0AA0 + | - | 0 | 7
3SB3110-2EA41 |  | 3SB3110-2EA41 | 1 | UN | 1 | 10 | C | D | N | N | 85389099 | 1 | 4011209284104 | 0.033 | KG | 17.77 | 17.77 | CP20 | CP20 | 26X26MM PLASTIC SQUARE ACTUATOR: SELECTOR SWITCH MOMENTARY CONTACT TYPE 3 SWITCH POSITIONS I-O-II NON-ILLUMINATED WITH HOLDER GREEN !!! Phased-out product !!! SIRIUS ACT 3SU1 is successor Preferred successor type is >>3SU1002-2BM40-0AA0 + 3SU1900-0AX10-0AA0 + 3SU1500-0AA10-0AA0<< | - | 0 | 7
3SB3110-2EA41-Z | B01 | 3SB3110-2EA41-ZB01 | 1 | UN | 1 | 10 | C | D | N | N | 85389099 | 1 |  | 0.028 | KG | 16.25 | 16.25 | CP20 | CP20 | 26X26MM PLASTIC SQUARE ACTUATOR: SELECTOR SWITCH MOMENTARY CONTACT TYPE 3 SWITCH POSITIONS I-O-II NON-ILLUMINATED WITHOUT HOLDER GREEN !!! Phased-out product !!! SIRIUS ACT 3SU1 is successor Preferred successor type is >>3SU1002-2BM40-0AA0 + | - | 0 | 7
3SB3110-2EA61 |  | 3SB3110-2EA61 | 1 | UN | 1 | 10 | C | D | N | N | 85389099 | 1 | 4011209284111 | 0.026 | KG | 17.77 | 17.77 | CP20 | CP20 | 26X26MM PLASTIC SQUARE ACTUATOR: SELECTOR SWITCH MOMENTARY CONTACT TYPE 3 SWITCH POSITIONS I-O-II NON-ILLUMINATED WITH HOLDER WHITE !!! Phased-out product !!! SIRIUS ACT 3SU1 is successor Preferred successor type is >>3SU1002-2BM60-0AA0 + 3SU1900-0AX10-0AA0 + 3SU1500-0AA10-0AA0<< | - | 0 | 7
3SB3110-2EA61-Z | B01 | 3SB3110-2EA61-ZB01 | 1 | UN | 1 | 10 | C | D | N | N | 85389099 | 1 |  | 0.036 | KG | 16.25 | 16.25 | CP20 | CP20 | 26X26MM PLASTIC SQUARE ACTUATOR: SELECTOR SWITCH MOMENTARY CONTACT TYPE 3 SWITCH POSITIONS I-O-II NON-ILLUMINATED WITHOUT HOLDER WHITE !!! Phased-out product !!! SIRIUS ACT 3SU1 is successor Preferred successor type is >>3SU1002-2BM60-0AA0 + | - | 0 | 7
3SB3110-2FA11 |  | 3SB3110-2FA11 | 1 | UN | 1 | 10 | C | D | N | N | 85389099 | 1 | 4011209334700 | 0.026 | KG | 17.96 | 17.96 | CP20 | CP20 | Selector switch, 26X26MM, square, Plastic, Black, Selector switch, short, 3 switch positions I-O-II, Left latching, Right momentary contact type, Actuating angle 2x50 degrees, With holder !!! Phased-out product !!! Successor is SIRIUS ACT 3SU1 Preferred successor type is >>3SU1002-2BN10-0AA0 + 3SU1900-0AX10-0AA0 + 3SU1500-0AA10-0AA0<< | - | 0 | 7
3SB3110-2FA11-Z | B01 | 3SB3110-2FA11-ZB01 | 1 | UN | 1 | 10 | C | D | N | N | 85389099 | 1 |  | 0.06 | KG | 16.44 | 16.44 | CP20 | CP20 | 26X26MM PLASTIC SQUARE ACTUATOR: SELECTOR SWITCH LEFT LATCH.,RI.MOMEN.CONT.TYPE 3 SWITCH POSITIONS I-O-II NON-ILLUMINATED WITHOUT HOLDER BLACK !!! Phased-out product !!! SIRIUS ACT 3SU1 is successor Preferred successor type is >>3SU1002-2BN60-0AA0 + | - | 0 | 7
3SB3110-2FA21 |  | 3SB3110-2FA21 | 1 | UN | 1 | 10 | C | D | N | N | 85389099 | 1 | 4011209385641 | 0.032 | KG | 17.96 | 17.96 | CP20 | CP20 | 26X26MM PLASTIC SQUARE ACTUATOR: SELECTOR SWITCH LEFT LATCH.,RI.MOMEN.CONT.TYPE 3 SWITCH POSITIONS I-O-II NON-ILLUMINATED WITH HOLDER RED !!! Phased-out product !!! SIRIUS ACT 3SU1 is successor Preferred successor type is >>3SU1002-2BN20-0AA0 + 3SU1500-0AA10-0AA0 + | - | 0 | 7
3SB3110-2FA21-Z | B01 | 3SB3110-2FA21-ZB01 | 1 | UN | 1 | 10 | C | D | N | N | 85389099 | 1 |  | 0.032 | KG | 16.44 | 16.44 | CP20 | CP20 | 26X26MM PLASTIC SQUARE ACTUATOR: SELECTOR SWITCH LEFT LATCH.,RI.MOMEN.CONT.TYPE 3 SWITCH POSITIONS I-O-II NON-ILLUMINATED WITHOUT HOLDER RED !!! Phased-out product !!! SIRIUS ACT 3SU1 is successor Preferred successor type is >>3SU1002-2BN20-0AA0 + | - | 0 | 7
3SB3110-2FA41 |  | 3SB3110-2FA41 | 1 | UN | 1 | 10 | C | D | N | N | 85389099 | 1 | 4011209375994 | 0.03 | KG | 17.96 | 17.96 | CP20 | CP20 | 26X26MM PLASTIC SQUARE ACTUATOR: SELECTOR SWITCH LEFT LATCH.,RI.MOMEN.CONT.TYPE 3 SWITCH POSITIONS I-O-II NON-ILLUMINATED WITH HOLDER GREEN !!! Phased-out product !!! SIRIUS ACT 3SU1 is successor Preferred successor type is >>3SU1002-2BN40-0AA0 + 3SU1900-0AX10-0AA0 + 3SU1500-0AA10-0AA0<< | - | 0 | 7
3SB3110-2FA41-Z | B01 | 3SB3110-2FA41-ZB01 | 1 | UN | 1 | 10 | C | D | N | N | 85389099 | 1 |  | 0.037 | KG | 16.44 | 16.44 | CP20 | CP20 | 26X26MM PLASTIC SQUARE ACTUATOR: SELECTOR SWITCH LEFT LATCH.,RI.MOMEN.CONT.TYPE 3 SWITCH POSITIONS I-O-II NON-ILLUMINATED WITHOUT HOLDER GREEN !!! Phased-out product !!! SIRIUS ACT 3SU1 is successor Preferred successor type is >>3SU1002-2BN40-0AA0 + | - | 0 | 7
3SB3110-2GA11 |  | 3SB3110-2GA11 | 1 | UN | 1 | 10 | C | D | N | N | 85389099 | 1 | 4011209341784 | 0.043 | KG | 17.96 | 17.96 | CP20 | CP20 | Selector switch, 26X26MM, square, Plastic, Black, Selector switch, short, 3 switch positions I-O-II, Left momentary contact type, Latching on the right, Actuating angle 2x50 degrees, With holder !!! Phased-out product !!! Successor is SIRIUS ACT 3SU1 Preferred successor type is >>3SU1002-2BP10-0AA0 + 3SU1900-0AX10-0AA0 + 3SU1500-0AA10-0AA0<< | - | 0 | 7
3SB3110-2GA11-Z | B01 | 3SB3110-2GA11-ZB01 | 1 | UN | 1 | 10 | C | D | N | N | 85389099 | 1 | 4011209744509 | 0.015 | KG | 16.44 | 16.44 | CP20 | CP20 | 26X26MM PLASTIC SQUARE ACTUATOR: SELECTOR SWITCH LEFT MOMEN.,RI.LATCH.CONT.TYPE 3 SWITCH POSITIONS I-O-II NON-ILLUMINATED Z=WITHOUT HOLDER BLACK !!! Phased-out product !!! SIRIUS ACT 3SU1 is successor Preferred successor type is >>3SU1002-2BP60-0AA0 + | - | 0 | 7
3SB3110-2GA41 |  | 3SB3110-2GA41 | 1 | UN | 1 | 10 | C | D | N | N | 85389099 | 1 | 4011209421851 | 0.032 | KG | 17.96 | 17.96 | CP20 | CP20 | 26X26MM PLASTIC SQUARE ACTUATOR: SELECTOR SWITCH LEFT MOMEN.,RI.LATCH.CONT.TYPE 3 SWITCH POSITIONS I-O-II NON-ILLUMINATED WITH HOLDER GREEN !!! Phased-out product !!! SIRIUS ACT 3SU1 is successor Preferred successor type is >>3SU1002-2BP40-0AA0 + 3SU1900-0AX10-0AA0 + 3SU1500-0AA10-0AA0<< | - | 0 | 7
3SB3110-2GA41-Z | B01 | 3SB3110-2GA41-ZB01 | 1 | UN | 1 | 10 | C | D | N | N | 85389099 | 1 |  | 0.032 | KG | 16.44 | 16.44 | CP20 | CP20 | 26X26MM PLASTIC SQUARE ACTUATOR: SELECTOR SWITCH LEFT MOMEN.,RI.LATCH.CONT.TYPE 3 SWITCH POSITIONS I-O-II NON-ILLUMINATED WITHOUT HOLDER GREEN !!! Phased-out product !!! SIRIUS ACT 3SU1 is successor Preferred successor type is >>3SU1002-2BP40-0AA0 + | - | 0 | 7
3SB3110-2GA61 |  | 3SB3110-2GA61 | 1 | UN | 1 | 10 | C | D | N | N | 85389099 | 1 | 4011209421868 | 0.046 | KG | 17.96 | 17.96 | CP20 | CP20 | 26X26MM PLASTIC SQUARE ACTUATOR: SELECTOR SWITCH LEFT MOMEN.,RI.LATCH.CONT.TYPE 3 SWITCH POSITIONS I-O-II NON-ILLUMINATED WITH HOLDER WHITE !!! Phased-out product !!! SIRIUS ACT 3SU1 is successor Preferred successor type is >>3SU1002-2BP60-0AA0 + 3SU1900-0AX10-0AA0 + 3SU1500-0AA10-0AA0<< | - | 0 | 7
3SB3110-2GA61-Z | B01 | 3SB3110-2GA61-ZB01 | 1 | UN | 1 | 10 | C | D | N | N | 85389099 | 1 |  | 0.035 | KG | 16.44 | 16.44 | CP20 | CP20 | 26X26MM PLASTIC SQUARE ACTUATOR: SELECTOR SWITCH LEFT MOMEN.,RI.LATCH.CONT.TYPE 3 SWITCH POSITIONS I-O-II NON-ILLUMINATED WITHOUT HOLDER WHITE !!! Phased-out product !!! SIRIUS ACT 3SU1 is successor Preferred successor type is >>3SU1002-2BP60-0AA0 + | - | 0 | 7
3SB3110-2KA11 |  | 3SB3110-2KA11 | 1 | UN | 1 | 10 | C | D | N | N | 85389099 | 1 | 4011209284449 | 0.026 | KG | 17.77 | 17.77 | CP20 | CP20 | Toggle switch, 26x26 mm, square, plastic, black, knob, short, 2 switch positions O-I, latching, actuating angle 50 degrees, 11/1 o'clock, with holder !!! Phased-out product !!! Successor is SIRIUS ACT 3SU1 Preferred successor type is >>3SU1002-2BF10-0AA0 + 3SU1500-0AA10-0AA0 + 3SU1900-0AX10-0AA0<< | - | 0 | 7
3SB3110-2KA11-Z | B01 | 3SB3110-2KA11-ZB01 | 1 | UN | 1 | 10 | C | D | N | N | 85389099 | 1 | 4011209504585 | 0.016 | KG | 16.25 | 16.25 | CP20 | CP20 | 26X26MM PLASTIC SQUARE ACTUATOR: SELECTOR SWITCH LATCHING 2 SWITCH POSITIONS O-I NON-ILLUMINATED Z=WITHOUT HOLDER BLACK !!! Phased-out product !!! SIRIUS ACT 3SU1 is successor Preferred successor type is >>3SU1002-2BF60-0AA0 + 3SU1900-0AX10-0AA0<< | - | 0 | 7
3SB3110-2KA21 |  | 3SB3110-2KA21 | 1 | UN | 1 | 10 | C | D | N | N | 85389099 | 1 | 4011209284456 | 0.031 | KG | 17.77 | 17.77 | CP20 | CP20 | 26X26MM PLASTIC SQUARE ACTUATOR: SELECTOR SWITCH LATCHING 2 SWITCH POSITIONS O-I NON-ILLUMINATED WITH HOLDER RED !!! Phased-out product !!! SIRIUS ACT 3SU1 is successor Preferred successor type is >>3SU1002-2BF20-0AA0 + 3SU1900-0AX10-0AA0 + 3SU1500-0AA10-0AA0<< | - | 0 | 7
3SB3110-2KA21-Z | B01 | 3SB3110-2KA21-ZB01 | 1 | UN | 1 | 10 | C | D | N | N | 85389099 | 1 |  | 0.031 | KG | 16.25 | 16.25 | CP20 | CP20 | 26X26MM PLASTIC SQUARE ACTUATOR: SELECTOR SWITCH LATCHING 2 SWITCH POSITIONS O-I NON-ILLUMINATED WITHOUT HOLDER RED !!! Phased-out product !!! SIRIUS ACT 3SU1 is successor Preferred successor type is >>3SU1002-2BF20-0AA0 + 3SU1900-0AX10-0AA0<< | - | 0 | 7
3SB3110-2KA41 |  | 3SB3110-2KA41 | 1 | UN | 1 | 10 | C | D | N | N | 85389099 | 1 | 4011209284463 | 0.074 | KG | 17.77 | 17.77 | CP20 | CP20 | 26X26MM PLASTIC SQUARE ACTUATOR: SELECTOR SWITCH LATCHING 2 SWITCH POSITIONS O-I NON-ILLUMINATED WITH HOLDER GREEN !!! Phased-out product !!! SIRIUS ACT 3SU1 is successor Preferred successor type is >>3SU1002-2BF40-0AA0 + 3SU1500-0AA10-0AA0 + | - | 0 | 7
3SB3110-2KA41-Z | B01 | 3SB3110-2KA41-ZB01 | 1 | UN | 1 | 10 | C | D | N | N | 85389099 | 1 |  | 0.031 | KG | 16.25 | 16.25 | CP20 | CP20 | 26X26MM PLASTIC SQUARE ACTUATOR: SELECTOR SWITCH LATCHING 2 SWITCH POSITIONS O-I NON-ILLUMINATED WITHOUT HOLDER GREEN !!! Phased-out product !!! SIRIUS ACT 3SU1 is successor Preferred successor type is >>3SU1002-2BF40-0AA0 + 3SU1900-0AX10-0AA0<< | - | 0 | 7
3SB3110-2KA61 |  | 3SB3110-2KA61 | 1 | UN | 1 | 10 | C | D | N | N | 85389099 | 1 | 4011209284470 | 0.031 | KG | 17.77 | 17.77 | CP20 | CP20 | 26X26MM PLASTIC SQUARE ACTUATOR: SELECTOR SWITCH LATCHING 2 SWITCH POSITIONS O-I NON-ILLUMINATED WITH HOLDER WHITE !!! Phased-out product !!! SIRIUS ACT 3SU1 is successor Preferred successor type is >>3SU1002-2BF60-0AA0 + 3SU1900-0AX10-0AA0 + | - | 0 | 7
3SB3110-2KA61-Z | B01 | 3SB3110-2KA61-ZB01 | 1 | UN | 1 | 10 | C | D | N | N | 85389099 | 1 |  | 0.06 | KG | 16.25 | 16.25 | CP20 | CP20 | 26X26MM PLASTIC SQUARE ACTUATOR: SELECTOR SWITCH LATCHING 2 SWITCH POSITIONS O-I NON-ILLUMINATED WITHOUT HOLDER WHITE !!! Phased-out product !!! SIRIUS ACT 3SU1 is successor Preferred successor type is >>3SU1002-2BF60-0AA0 + 3SU1900-0AX10-0AA0<< | - | 0 | 7
3SB3110-2LA11 |  | 3SB3110-2LA11 | 1 | UN | 1 | 10 | C | D | N | N | 85389099 | 1 | 4011209284128 | 0.026 | KG | 17.77 | 17.77 | CP20 | CP20 | 26X26MM PLASTIC SQUARE ACTUATOR: SELECTOR SWITCH MOMENTARY CONTACT TYPE 2 SWITCH POSITIONS O-I NON-ILLUMINATED WITH HOLDER BLACK !!! Phased-out product !!! SIRIUS ACT 3SU1 is successor Preferred successor type is >>3SU1002-2BC60-0AA0 + 3SU1900-0AX10-0AA0 + | - | 0 | 7
3SB3110-2LA11-Z | B01 | 3SB3110-2LA11-ZB01 | 1 | UN | 1 | 10 | C | D | N | N | 85389099 | 1 | 4011209848306 | 0.014 | KG | 16.25 | 16.25 | CP20 | CP20 | 26X26MM PLASTIC SQUARE ACTUATOR: SELECTOR SWITCH MOMENTARY CONTACT TYPE 2 SWITCH POSITIONS O-I NON-ILLUMINATED Z=WITHOUT HOLDER BLACK !!! Phased-out product !!! SIRIUS ACT 3SU1 is successor Preferred successor type is >>3SU1002-2BC60-0AA0 + 3SU1900-0AX10-0AA0<< | - | 0 | 7
3SB3110-2LA21 |  | 3SB3110-2LA21 | 1 | UN | 1 | 10 | C | D | N | N | 85389099 | 1 | 4011209284135 | 0.034 | KG | 17.77 | 17.77 | CP20 | CP20 | 26X26MM PLASTIC SQUARE ACTUATOR: SELECTOR SWITCH MOMENTARY CONTACT TYPE 2 SWITCH POSITIONS O-I NON-ILLUMINATED WITH HOLDER RED !!! Phased-out product !!! SIRIUS ACT 3SU1 is successor Preferred successor type is >>3SU1002-2BC20-0AA0 + 3SU1500-0AA10-0AA0 + | - | 0 | 7
3SB3110-2LA21-Z | B01 | 3SB3110-2LA21-ZB01 | 1 | UN | 1 | 10 | C | D | N | N | 85389099 | 1 |  | 0.03 | KG | 16.25 | 16.25 | CP20 | CP20 | 26X26MM PLASTIC SQUARE ACTUATOR: SELECTOR SWITCH MOMENTARY CONTACT TYPE 2 SWITCH POSITIONS O-I NON-ILLUMINATED WITHOUT HOLDER RED !!! Phased-out product !!! SIRIUS ACT 3SU1 is successor Preferred successor type is >>3SU1002-2BC20-0AA0 + 3SU1900-0AX10-0AA0<< | - | 0 | 7
3SB3110-2LA41 |  | 3SB3110-2LA41 | 1 | UN | 1 | 10 | C | D | N | N | 85389099 | 1 | 4011209284142 | 0.04 | KG | 17.77 | 17.77 | CP20 | CP20 | 26X26MM PLASTIC SQUARE ACTUATOR: SELECTOR SWITCH MOMENTARY CONTACT TYPE 2 SWITCH POSITIONS O-I NON-ILLUMINATED WITH HOLDER GREEN !!! Phased-out product !!! SIRIUS ACT 3SU1 is successor Preferred successor type is >>3SU1002-2BC40-0AA0 + 3SU1900-0AX10-0AA0 + | - | 0 | 7
3SB3110-2LA41-Z | B01 | 3SB3110-2LA41-ZB01 | 1 | UN | 1 | 10 | C | D | N | N | 85389099 | 1 |  | 0.04 | KG | 16.25 | 16.25 | CP20 | CP20 | 26X26MM PLASTIC SQUARE ACTUATOR: SELECTOR SWITCH MOMENTARY CONTACT TYPE 2 SWITCH POSITIONS O-I NON-ILLUMINATED WITHOUT HOLDER GREEN !!! Phased-out product !!! SIRIUS ACT 3SU1 is successor Preferred successor type is >>3SU1002-2BC40-0AA0 + 3SU1900-0AX10-0AA0<< | - | 0 | 7
3SB3110-2LA61 |  | 3SB3110-2LA61 | 1 | UN | 1 | 10 | C | D | N | N | 85389099 | 1 | 4011209284159 | 0.041 | KG | 17.77 | 17.77 | CP20 | CP20 | 26X26MM PLASTIC SQUARE ACTUATOR: SELECTOR SWITCH MOMENTARY CONTACT TYPE 2 SWITCH POSITIONS O-I NON-ILLUMINATED WITH HOLDER WHITE !!! Phased-out product !!! SIRIUS ACT 3SU1 is successor Preferred successor type is >>3SU1002-2BC60-0AA0 + 3SU1500-0AA10-0AA0 + | - | 0 | 7
3SB3110-2LA61-Z | B01 | 3SB3110-2LA61-ZB01 | 1 | UN | 1 | 10 | C | D | N | N | 85389099 | 1 |  | 0.034 | KG | 16.25 | 16.25 | CP20 | CP20 | 26X26MM PLASTIC SQUARE ACTUATOR: SELECTOR SWITCH MOMENTARY CONTACT TYPE 2 SWITCH POSITIONS O-I NON-ILLUMINATED WITHOUT HOLDER WHITE !!! Phased-out product !!! SIRIUS ACT 3SU1 is successor Preferred successor type is >>3SU1002-2BC60-0AA0 + 3SU1900-0AX10-0AA0<< | - | 0 | 7
3SB3110-3AH01 |  | 3SB3110-3AH01 | 1 | UN | 1 | 10 | C | D | N | N | 83014090 | 1 | 4011209360952 | 0.128 | KG | 58.14 | 58.14 | CP20 | CP20 | 26X26MM PLASTIC SQUARE ACTUATOR: OMR KEY-OPER.SWITCH W. 2 KEYS LATCHING 2 SWITCH POSITIONS O-I LOCK NO 73037, REMOVAL POS. O WITH HOLDER RED !!! Phased-out product !!! SIRIUS ACT 3SU1 is successor Preferred successor type is >>3SU1000-4FF01-0AA0 + 3SU1900-0AX10-0AA0 + | - | 0 | 7
3SB3110-3AH01-Z | B01 | 3SB3110-3AH01-ZB01 | 1 | UN | 1 | 10 | C | D | N | N | 83014090 | 1 | 4011209744837 | 0.116 | KG | 56.62 | 56.62 | CP20 | CP20 | ACTUATOR, SQUARE KEY SWITCH, O-I WITH 2 KEYS LATCHING ON THE RIGHT O.M.R., RED, LOCK NO. 73037, O Z= HOLDER !!! Phased-out product !!! SIRIUS ACT 3SU1 is successor Preferred successor type is >>3SU1000-4FF01-0AA0 + 3SU1900-0AX10-0AA0<< | - | 0 | 7
3SB3110-3AH11 |  | 3SB3110-3AH11 | 1 | UN | 1 | 10 | C | D | N | N | 83014090 | 1 | 4011209355545 | 0.16 | KG | 58.14 | 58.14 | CP20 | CP20 | 26X26MM PLASTIC SQUARE ACTUATOR: OMR KEY-OPER.SWITCH W. 2 KEYS LATCHING 2 SWITCH POSITIONS O-I LOCK NO 73037, REMOVAL POS. O+I WITH HOLDER RED !!! Phased-out product !!! SIRIUS ACT 3SU1 is successor Preferred successor type is >>3SU1000-4FF11-0AA0 + 3SU1500-0AA10-0AA0 + 3SU1900-0AX10-0AA0<< | - | 0 | 7
3SB3110-3AH11-Z | B01 | 3SB3110-3AH11-ZB01 | 1 | UN | 1 | 10 | C | D | N | N | 83014090 | 1 |  | 0.16 | KG | 56.62 | 56.62 | CP20 | CP20 | 26X26MM PLASTIC SQUARE ACTUATOR: OMR KEY-OPER.SWITCH W. 2 KEYS LATCHING 2 SWITCH POSITIONS O-I LOCK NO 73037, REMOVAL POS. O+I WITHOUT HOLDER RED !!! Phased-out product !!! SIRIUS ACT 3SU1 is successor Preferred successor type is >>3SU1000-4FF11-0AA0 + | - | 0 | 7
3SB3110-3AJ11 |  | 3SB3110-3AJ11 | 1 | UN | 1 | 10 | C | D | N | N | 83014090 | 1 | 4011209325951 | 0.12 | KG | 58.14 | 58.14 | CP20 | CP20 | 26X26MM PLASTIC SQUARE ACTUATOR: OMR KEY-OPER.SWITCH W. 2 KEYS LATCHING 2 SWITCH POSITIONS O-I LOCK NO 73034, REMOVAL POS. O+I WITH HOLDER BLACK !!! Phased-out product !!! SIRIUS ACT 3SU1 is successor Preferred successor type is >>3SU1000-4HF11-0AA0 + 3SU1500-0AA10-0AA0 + 3SU1900-0AX10-0AA0<< | - | 0 | 7
3SB3110-3AJ11-Z | B01 | 3SB3110-3AJ11-ZB01 | 1 | UN | 1 | 10 | C | D | N | N | 83014090 | 1 |  | 0.128 | KG | 56.62 | 56.62 | CP20 | CP20 | 26X26MM PLASTIC SQUARE ACTUATOR: OMR KEY-OPER.SWITCH W. 2 KEYS LATCHING 2 SWITCH POSITIONS O-I LOCK NO 73034, REMOVAL POS. O+I WITHOUT HOLDER BLACK !!! Phased-out product !!! SIRIUS ACT 3SU1 is successor Preferred successor type is >>3SU1000-4HF11-0AA0 + | - | 0 | 7
3SB3110-3FH01 |  | 3SB3110-3FH01 | 1 | UN | 1 | 10 | C | D | N | N | 83014090 | 1 | 4011209404540 | 0.128 | KG | 58.14 | 58.14 | CP20 | CP20 | 26X26MM PLASTIC SQUARE ACTUATOR: OMR KEY-OPER.SWITCH W. 2 KEYS LEFT LATCH.,RI.MOMEN.CONT.TYPE 3 SWITCH POSITIONS I-O-II LOCK NO 73037, REMOVAL POS. O WITH HOLDER RED !!! Phased-out product !!! SIRIUS ACT 3SU1 is successor Preferred successor type is >>3SU1000-4BN01-0AA0 + 3SU1500-0AA10-0AA0 + 3SU1900-0AX10-0AA0<< | - | 0 | 7
3SB3110-3FH01-Z | B01 | 3SB3110-3FH01-ZB01 | 1 | UN | 1 | 10 | C | D | N | N | 83014090 | 1 |  | 0.128 | KG | 56.62 | 56.62 | CP20 | CP20 | 26X26MM PLASTIC SQUARE ACTUATOR: OMR KEY-OPER.SWITCH W. 2 KEYS LEFT LATCH.,RI.MOMEN.CONT.TYPE 3 SWITCH POSITIONS I-O-II LOCK NO 73037, REMOVAL POS. O WITHOUT HOLDER RED !!! Phased-out product !!! SIRIUS ACT 3SU1 is successor Preferred successor type is >>3SU1000-4BN01-0AA0 + 3SU1900-0AX10-0AA0<< | - | 0 | 7
3SB3110-3FJ01 |  | 3SB3110-3FJ01 | 1 | UN | 1 | 10 | C | D | N | N | 83014090 | 1 | 4011209420120 | 0.128 | KG | 58.14 | 58.14 | CP20 | CP20 | 26X26MM PLASTIC SQUARE ACTUATOR: OMR KEY-OPER.SWITCH W. 2 KEYS LEFT LATCH.,RI.MOMEN.CONT.TYPE 3 SWITCH POSITIONS I-O-II LOCK NO 73034, REMOVAL POS. O WITH HOLDER BLACK !!! Phased-out product !!! SIRIUS ACT 3SU1 is successor Preferred successor type is >>3SU1000-4BN01-0AA0 + 3SU1900-0AX10-0AA0 + 3SU1500-0AA10-0AA0<< | - | 0 | 7
3SB3110-3FJ01-Z | B01 | 3SB3110-3FJ01-ZB01 | 1 | UN | 1 | 10 | C | D | N | N | 83014090 | 1 |  | 0.128 | KG | 56.62 | 56.62 | CP20 | CP20 | 26X26MM PLASTIC SQUARE ACTUATOR: OMR KEY-OPER.SWITCH W. 2 KEYS LEFT LATCH.,RI.MOMEN.CONT.TYPE 3 SWITCH POSITIONS I-O-II LOCK NO 73034, REMOVAL POS. O WITHOUT HOLDER BLACK !!! Phased-out product !!! SIRIUS ACT 3SU1 is successor Preferred successor type is >>3SU1000-4BN01-0AA0 + 3SU1900-0AX10-0AA0<< | - | 0 | 7
3SB3110-3FJ21 |  | 3SB3110-3FJ21 | 1 | UN | 1 | 10 | C | D | N | N | 83014090 | 1 | 4011209420144 | 0.125 | KG | 58.14 | 58.14 | CP20 | CP20 | 26X26MM PLASTIC SQUARE ACTUATOR: OMR KEY-OPER.SWITCH W. 2 KEYS LEFT LATCH.,RI.MOMEN.CONT.TYPE 3 SWITCH POSITIONS I-O-II LOCK NO 73034, REMOVAL POS. I WITH HOLDER BLACK !!! Phased-out product !!! SIRIUS ACT 3SU1 is successor Preferred successor ty >>3SU1000-4HN21-0AA0 + 3SU1500-0AA10-0AA0 + 3SU1900-0AX10-0AA0<< | - | 0 | 7
3SB3110-3FJ21-Z | B01 | 3SB3110-3FJ21-ZB01 | 1 | UN | 1 | 10 | C | D | N | N | 83014090 | 1 |  | 0.125 | KG | 56.62 | 56.62 | CP20 | CP20 | 26X26MM PLASTIC SQUARE ACTUATOR: OMR KEY-OPER.SWITCH W. 2 KEYS LEFT LATCH.,RI.MOMEN.CONT.TYPE 3 SWITCH POSITIONS I-O-II LOCK NO 73034, REMOVAL POS. I WITHOUT HOLDER BLACK !!! Phased-out product !!! SIRIUS ACT 3SU1 is successor Preferred successor ty >>3SU1000-4HN21-0AA0 + 3SU1900-0AX10-0AA0<< | - | 0 | 7
3SB3110-4AD01 |  | 3SB3110-4AD01 | 1 | UN | 1 | 10 | C | D | N | N | 83014090 | 1 | 4011209285903 | 0.058 | KG | 39.43 | 39.43 | CP20 | CP20 | 26X26MM SQUARE PLASTIC ACTUATOR: RONIS LOCK WITH 2 KEYS MAINTAINED CONTACT 2 SWITCH POSITIONS O-I LOCK NUMBER SB30, REMOVE O WITH HOLDER POSSIBLE SPECIAL LOCKS FOR RONIS KEYSWITCHES: SB31, 455, 421 !!! Phased-out product !!! SIRIUS ACT 3SU1 is suc Preferred successor ty >>3SU1000-4BF01-0AA0 + 3SU1900-0AX10-0AA0 + 3SU1500-0AA10-0AA0<< | - | 0 | 7
3SB3110-4AD01-Z | B01 | 3SB3110-4AD01-ZB01 | 1 | UN | 1 | 10 | C | D | N | N | 83014090 | 1 | 4011209459601 | 0.075 | KG | 37.91 | 37.91 | CP20 | CP20 | 26X26MM PLASTIC SQUARE ACTUATOR: RONIS KEY-OPER.SWITCH W.2 KEYS LATCHING 2 SWITCH POSITIONS O-I LOCK NO SB30, REMOVAL POS. O Z=WITHOUT HOLDER !!! Phased-out product !!! SIRIUS ACT 3SU1 is successor Preferred successor type is >>3SU1000-4BF01-0AA0 + 3SU1900-0AX10-0AA0<< | - | 0 | 7
3SB3110-4AD11 |  | 3SB3110-4AD11 | 1 | UN | 1 | 10 | C | D | N | N | 83014090 | 1 | 4011209285910 | 0.058 | KG | 39.43 | 39.43 | CP20 | CP20 | 26X26MM SQUARE PLASTIC ACTUATOR: RONIS LOCK WITH 2 KEYS MAINTAINED CONTACT 2 SWITCH POSITIONS O-I LOCK NUMBER SB30, REMOVE O+I WITH HOLDER POSSIBLE SPECIAL LOCKS FOR RONIS KEYSWITCHES: SB31, 455, 421 !!! Phased-out product !!! SIRIUS ACT 3SU1 is suc Preferred successor ty >>3SU1000-4BF11-0AA0 + 3SU1500-0AA10-0AA0 + 3SU1900-0AX10-0AA0<< | - | 0 | 7
3SB3110-4AD11-Z | B01 | 3SB3110-4AD11-ZB01 | 1 | UN | 1 | 10 | C | D | N | N | 83014090 | 1 | 4011209459618 | 0.05 | KG | 37.91 | 37.91 | CP20 | CP20 | 26X26MM PLASTIC SQUARE ACTUATOR: RONIS KEY-OPER.SWITCH W.2 KEYS LATCHING 2 SWITCH POSITIONS O-I LOCK NO SB30, REMOVAL POS. O+I Z=WITHOUT HOLDER !!! Phased-out product !!! SIRIUS ACT 3SU1 is successor Preferred successor type is >>3SU1000-4BF11-0AA0 + | - | 0 | 7
3SB3110-4AD21 |  | 3SB3110-4AD21 | 1 | UN | 1 | 10 | C | D | N | N | 83014090 | 1 | 4011209285927 | 0.06 | KG | 39.43 | 39.43 | CP20 | CP20 | 26X26MM SQUARE PLASTIC ACTUATOR: RONIS LOCK WITH 2 KEYS MAINTAINED CONTACT 2 SWITCH POSITIONS O-I LOCK NUMBER SB30, REMOVE I WITH HOLDER POSSIBLE SPECIAL LOCKS FOR RONIS KEYSWITCHES: SB31, 455, 421 !!! Phased-out product !!! SIRIUS ACT 3SU1 is suc Preferred successor ty >>3SU1000-4BF21-0AA0 + 3SU1500-0AA10-0AA0 + 3SU1900-0AX10-0AA0<< | - | 0 | 7
3SB3110-4AD21-Z | B01 | 3SB3110-4AD21-ZB01 | 1 | UN | 1 | 10 | C | D | N | N | 83014090 | 1 | 4011209459625 | 0.075 | KG | 37.91 | 37.91 | CP20 | CP20 | 26X26MM PLASTIC SQUARE ACTUATOR: RONIS KEY-OPER.SWITCH W.2 KEYS LATCHING 2 SWITCH POSITIONS O-I LOCK NO SB30, REMOVAL POS. I Z=WITHOUT HOLDER !!! Phased-out product !!! SIRIUS ACT 3SU1 is successor Preferred successor type is >>3SU1000-4BF21-0AA0 + 3SU1900-0AX10-0AA0<< | - | 0 | 7
3SB3110-4BD01 |  | 3SB3110-4BD01 | 1 | UN | 1 | 10 | C | D | N | N | 83014090 | 1 | 4011209328129 | 0.059 | KG | 39.43 | 39.43 | CP20 | CP20 | 26X26MM SQUARE PLASTIC ACTUATOR: RONIS LOCK WITH 2 KEYS MOMENTARY CONTACT 2 SWITCH POSITIONS O-I LOCK NUMBER SB30, REMOVE O WITH HOLDER POSSIBLE SPECIAL LOCKS FOR RONIS KEYSWITCHES: SB31, 455, 421 !!! Phased-out product !!! SIRIUS ACT 3SU1 is successor Preferred successor type is >>3SU1000-4BC01-0AA0 + 3SU1900-0AX10-0AA0 + 3SU1500-0AA10-0AA0<< | - | 0 | 7
3SB3110-4BD01-Z | B01 | 3SB3110-4BD01-ZB01 | 1 | UN | 1 | 10 | C | D | N | N | 83014090 | 1 | 4011209744264 | 0.05 | KG | 37.91 | 37.91 | CP20 | CP20 | 26X26MM PLASTIC SQUARE ACTUATOR: RONIS KEY-OPER.SWITCH W.2 KEYS MOMENTARY CONTACT TYPE 2 SWITCH POSITIONS O-I LOCK NO SB30, REMOVAL POS. O Z=WITHOUT HOLDER !!! Phased-out product !!! SIRIUS ACT 3SU1 is successor Preferred successor type is >>3SU1000-4BC01-0AA0 + | - | 0 | 7
3SB3110-4DD01 |  | 3SB3110-4DD01 | 1 | UN | 1 | 10 | C | D | N | N | 83014090 | 1 | 4011209326644 | 0.062 | KG | 39.43 | 39.43 | CP20 | CP20 | 26X26MM SQUARE PLASTIC ACTUATOR: RONIS LOCK WITH 2 KEYS MAINTAINED CONTACT 3 SWITCH POSITIONS I-O-II LOCK NUMBER SB30, REMOVE O WITH HOLDER POSSIBLE SPECIAL LOCKS FOR RONIS KEYSWITCHES: SB31, 455, 421 !!! Phased-out product !!! SIRIUS ACT 3SU1 is suc Preferred successor ty >>3SU1000-4BL01-0AA0 + 3SU1500-0AA10-0AA0 + 3SU1900-0AX10-0AA0<< | - | 0 | 7
3SB3110-4DD01-Z | B01 | 3SB3110-4DD01-ZB01 | 1 | UN | 1 | 10 | C | D | N | N | 83014090 | 1 | 4011209504912 | 0.075 | KG | 37.91 | 37.91 | CP20 | CP20 | 26X26MM PLASTIC SQUARE ACTUATOR: RONIS KEY-OPER.SWITCH W.2 KEYS LATCHING 3 SWITCH POSITIONS I-O-II LOCK NO SB30, REMOVAL POS. O Z=WITHOUT HOLDER !!! Phased-out product !!! SIRIUS ACT 3SU1 is successor Preferred successor type is >>3SU1000-4BL01-0AA0 + 3SU1900-0AX10-0AA0<< | - | 0 | 7
3SB3110-4DD11 |  | 3SB3110-4DD11 | 1 | UN | 1 | 10 | C | D | N | N | 83014090 | 1 | 4011209309289 | 0.06 | KG | 39.43 | 39.43 | CP20 | CP20 | 26X26MM SQUARE PLASTIC ACTUATOR: RONIS LOCK WITH 2 KEYS MAINTAINED CONTACT 3 SWITCH POSITIONS I-O-II LOCK NUMBER SB30, REMOVE I+O+II WITH HOLDER POSSIBLE SPECIAL LOCKS FOR RONIS KEYSWITCHES: SB31, 455, 421 !!! Phased-out product !!! SIRIUS ACT 3SU1 is suc Preferred successor ty >>3SU1000-4BL11-0AA0 + 3SU1900-0AX10-0AA0 + 3SU1500-0AA10-0AA0<< | - | 0 | 7
3SB3110-4DD11-Z | B01 | 3SB3110-4DD11-ZB01 | 1 | UN | 1 | 10 | C | D | N | N | 83014090 | 1 | 4011209500686 | 0.075 | KG | 37.91 | 37.91 | CP20 | CP20 | 26X26MM PLASTIC SQUARE ACTUATOR: RONIS KEY-OPER.SWITCH W.2 KEYS LATCHING 3 SWITCH POSITIONS I-O-II LOCK NO SB30, REM. POS. I+O+II Z=WITHOUT HOLDER !!! Phased-out product !!! SIRIUS ACT 3SU1 is successor Preferred successor type is >>3SU1000-4BL11-0AA0 + | - | 0 | 7
3SB3110-4DD31 |  | 3SB3110-4DD31 | 1 | UN | 1 | 10 | C | D | N | N | 83014090 | 1 | 4011209404557 | 0.061 | KG | 39.43 | 39.43 | CP20 | CP20 | 26X26MM SQUARE PLASTIC ACTUATOR: RONIS LOCK WITH 2 KEYS MAINTAINED CONTACT 3 SWITCH POSITIONS I-O-II LOCK NUMBER SB30, REMOVE II WITH HOLDER POSSIBLE SPECIAL LOCKS FOR RONIS KEYSWITCHES: SB31, 455, 421 !!! Phased-out product !!! SIRIUS ACT 3SU1 is suc Preferred successor ty >>3SU1000-4BL31-0AA0 + 3SU1900-0AX10-0AA0 + 3SU1500-0AA10-0AA0<< | - | 0 | 7
3SB3110-4DD31-Z | B01 | 3SB3110-4DD31-ZB01 | 1 | UN | 1 | 10 | C | D | N | N | 83014090 | 1 |  | 0.061 | KG | 37.91 | 37.91 | CP20 | CP20 | 26X26MM SQUARE PLASTIC ACTUATOR: RONIS LOCK WITH 2 KEYS MAINTAINED CONTACT 3 SWITCH POSITIONS I-O-II LOCK NUMBER SB30, REMOVE II WITHOUT HOLDER POSSIBLE SPECIAL LOCKS FOR RONIS KEYSWITCHES: SB31, 455, 421 !!! Phased-out product !!! SIRIUS ACT 3SU1 is suc Preferred successor ty >>3SU1000-4BL31-0AA0 + 3SU1900-0AX10-0AA0 + 3SU1500-0AA10-0AA0<< | - | 0 | 7
3SB3110-4DD41 |  | 3SB3110-4DD41 | 1 | UN | 1 | 10 | C | D | N | N | 83014090 | 1 | 4011209399273 | 0.06 | KG | 39.43 | 39.43 | CP20 | CP20 | 26X26MM SQUARE PLASTIC ACTUATOR: RONIS LOCK WITH 2 KEYS MAINTAINED CONTACT 3 SWITCH POSITIONS I-O-II LOCK NUMBER SB30, REMOVE I+II WITH HOLDER POSSIBLE SPECIAL LOCKS FOR RONIS KEYSWITCHES: SB31, 455, 421 !!! Phased-out product !!! SIRIUS ACT 3SU1 is suc Preferred successor ty >>3SU1000-4BL41-0AA0 + 3SU1500-0AA10-0AA0 + 3SU1900-0AX10-0AA0<< | - | 0 | 7
3SB3110-4DD41-Z | B01 | 3SB3110-4DD41-ZB01 | 1 | UN | 1 | 10 | C | D | N | N | 83014090 | 1 | 4011209504929 | 0.051 | KG | 37.91 | 37.91 | CP20 | CP20 | 26X26MM PLASTIC SQUARE ACTUATOR: RONIS KEY-OPER.SWITCH W.2 KEYS LATCHING 3 SWITCH POSITIONS I-O-II LOCK NO SB30, REMOVAL POS. I+II Z=WITHOUT HOLDER !!! Phased-out product !!! SIRIUS ACT 3SU1 is successor Preferred successor type is >>3SU1000-4BL41-0AA0 + | - | 0 | 7
3SB3110-4ED01 |  | 3SB3110-4ED01 | 1 | UN | 1 | 10 | C | D | N | N | 83014090 | 1 | 4011209346765 | 0.06 | KG | 39.43 | 39.43 | CP20 | CP20 | 26X26MM SQUARE PLASTIC ACTUATOR: RONIS LOCK WITH 2 KEYS MOMENTARY CONTACT 3 SWITCH POSITIONS I-O-II LOCK NUMBER SB30, REMOVE O WITH HOLDER POSSIBLE SPECIAL LOCKS FOR RONIS KEYSWITCHES: SB31, 455, 421 !!! Phased-out product !!! SIRIUS ACT 3SU1 is suc Preferred successor ty >>3SU1000-4BM01-0AA0 + 3SU1900-0AX10-0AA0 + 3SU1500-0AA10-0AA0<< | - | 0 | 7
3SB3110-4ED01-Z | B01 | 3SB3110-4ED01-ZB01 | 1 | UN | 1 | 10 | C | D | N | N | 83014090 | 1 | 4011209502925 | 0.117 | KG | 37.91 | 37.91 | CP20 | CP20 | 26X26MM PLASTIC SQUARE ACTUATOR: RONIS KEY-OPER.SWITCH W.2 KEYS MOMENTARY CONTACT TYPE 3 SWITCH POSITIONS I-O-II LOCK NO SB30, REMOVAL POS. O Z=WITHOUT HOLDER !!! Phased-out product !!! SIRIUS ACT 3SU1 is successor Preferred successor type is >>3SU1000-4BM01-0AA0 + | - | 0 | 7
3SB3110-4FD01 |  | 3SB3110-4FD01 | 1 | UN | 1 | 10 | C | D | N | N | 83014090 | 1 | 4011209387805 | 0.068 | KG | 40.09 | 40.09 | CP20 | CP20 | 26X26MM SQUARE PLASTIC ACTUATOR: RONIS LOCK WITH 2 KEYS ON THE LEFT MAINTAINED CONTACT, ON THE RIGHT MOMENTARY CONTACT 3 SWITCH POSITIONS I-O-II LOCK NUMBER SB30, REMOVE O WITH HOLDER POSSIBLE SPECIAL LOCKS FOR RONIS KEYSWITCHES: SB31, 455, 421 !!! Phased-out product SIRIUS ACT 3SU1 is s Preferred successor type is >>3SU1000-4BN01-0AA0 + 3SU1500-0AA10-0AA0 + 3SU1900-0AX10-0AA0<< | - | 0 | 7
3SB3110-4FD01-Z | B01 | 3SB3110-4FD01-ZB01 | 1 | UN | 1 | 10 | C | D | N | N | 83014090 | 1 |  | 0.063 | KG | 38.57 | 38.57 | CP20 | CP20 | 26X26MM SQUARE PLASTIC ACTUATOR: RONIS LOCK WITH 2 KEYS ON THE LEFT MAINTAINED CONTACT, ON THE RIGHT MOMENTARY CONTACT 3 SWITCH POSITIONS I-O-II LOCK NUMBER SB30, REMOVE O WITHOUT HOLDER POSSIBLE SPECIAL LOCKS FOR RONIS KEYSWITCHES: SB31, 455, 421 !!! Phased-out product SIRIUS ACT 3SU1 is s Preferred successor type is >>3SU1000-4BN01-0AA0 + 3SU1900-0AX10-0AA0 + 3SU1500-0AA10-0AA0<< | - | 0 | 7
3SB3110-4FD51 |  | 3SB3110-4FD51 | 1 | UN | 1 | 10 | C | D | N | N | 83014090 | 1 | 4011209339132 | 0.062 | KG | 40.09 | 40.09 | CP20 | CP20 | 26X26MM SQUARE PLASTIC ACTUATOR: RONIS LOCK WITH 2 KEYS ON THE LEFT MAINTAINED CONTACT, ON THE RIGHT MOMENTARY CONTACT 3 SWITCH POSITIONS I-O-II LOCK NUMBER SB30, REMOVE O+I WITH HOLDER POSSIBLE SPECIAL LOCKS FOR RONIS KEYSWITCHES: SB31, 455, 421 !!! Phased-out product SIRIUS ACT 3SU1 is s Preferred successor type is >>3SU1000-4BN51-0AA0 + 3SU1500-0AA10-0AA0 + 3SU1900-0AX10-0AA0<< | - | 0 | 7
3SB3110-4FD51-Z | B01 | 3SB3110-4FD51-ZB01 | 1 | UN | 1 | 10 | C | D | N | N | 83014090 | 1 |  | 0.062 | KG | 38.57 | 38.57 | CP20 | CP20 | 26X26MM SQUARE PLASTIC ACTUATOR: RONIS LOCK WITH 2 KEYS ON THE LEFT MAINTAINED CONTACT, ON THE RIGHT MOMENTARY CONTACT 3 SWITCH POSITIONS I-O-II LOCK NUMBER SB30, REMOVE O+I WITHOUT HOLDER POSSIBLE SPECIAL LOCKS FOR RONIS KEYSWITCHES: SB31, 455, 421 !!! Phased-out product SIRIUS ACT 3SU1 is s Preferred successor type is >>3SU1000-4BN51-0AA0 + 3SU1500-0AA10-0AA0 + 3SU1900-0AX10-0AA0<< | - | 0 | 7
3SB3110-4GD01 |  | 3SB3110-4GD01 | 1 | UN | 1 | 10 | C | D | N | N | 83014090 | 1 | 4011209392137 | 0.061 | KG | 40.09 | 40.09 | CP20 | CP20 | 26X26MM SQUARE PLASTIC ACTUATOR: RONIS LOCK WITH 2 KEYS ON THE RIGHT MAINTAINED CONTACT, ON THE LEFT MOMENTARY CONTACT 3 SWITCH POSITIONS I-O-II LOCK NUMBER SB30, REMOVE O WITH HOLDER POSSIBLE SPECIAL LOCKS FOR RONIS KEYSWITCHES: SB31, 455, 421 !!! Phased-out product !!! SIRIUS ACT 3SU1 is successor Preferred successor type is >>3SU1000-4BP01-0AA0 + 3SU1500-0AA10-0AA0 + 3SU1900-0AX10-0AA0<< | - | 0 | 7
3SB3110-4GD01-Z | B01 | 3SB3110-4GD01-ZB01 | 1 | UN | 1 | 10 | C | D | N | N | 83014090 | 1 |  | 0.061 | KG | 38.57 | 38.57 | CP20 | CP20 | 26X26MM SQUARE PLASTIC ACTUATOR: RONIS LOCK WITH 2 KEYS ON THE RIGHT MAINTAINED CONTACT, ON THE LEFT MOMENTARY CONTACT 3 SWITCH POSITIONS I-O-II LOCK NUMBER SB30, REMOVE O WITHOUT HOLDER POSSIBLE SPECIAL LOCKS FOR RONIS KEYSWITCHES: SB31, 455, 421 !!! Phased-out product !!! SIRIUS ACT 3SU1 is successor Preferred successor type is >>3SU1000-4BP01-0AA0 + 3SU1500-0AA10-0AA0 + 3SU1900-0AX10-0AA0<< | - | 0 | 7
3SB3110-4GD31 |  | 3SB3110-4GD31 | 1 | UN | 1 | 10 | C | D | N | N | 83014090 | 1 | 4011209420601 | 0.061 | KG | 40.09 | 40.09 | CP20 | CP20 | 26X26MM SQUARE PLASTIC ACTUATOR: RONIS LOCK WITH 2 KEYS ON THE RIGHT MAINTAINED CONTACT, ON THE LEFT MOMENTARY CONTACT 3 SWITCH POSITIONS I-O-II LOCK NUMBER SB30, REMOVE II WITH HOLDER POSSIBLE SPECIAL LOCKS FOR RONIS KEYSWITCHES: SB31, 455, 421 !!! Phased-out product !!! SIRIUS ACT 3SU1 is successor Preferred successor type is >>3SU1000-4BP31-0AA0 + 3SU1500-0AA10-0AA0 + 3SU1900-0AX10-0AA0<< | - | 0 | 7
3SB3110-4GD31-Z | B01 | 3SB3110-4GD31-ZB01 | 1 | UN | 1 | 10 | C | D | N | N | 83014090 | 1 |  | 0.061 | KG | 38.57 | 38.57 | CP20 | CP20 | 26X26MM SQUARE PLASTIC ACTUATOR: RONIS LOCK WITH 2 KEYS ON THE RIGHT MAINTAINED CONTACT, ON THE LEFT MOMENTARY CONTACT 3 SWITCH POSITIONS I-O-II LOCK NUMBER SB30, REMOVE II WITHOUT HOLDER POSSIBLE SPECIAL LOCKS FOR RONIS KEYSWITCHES: SB31, 455, 421 !!! Phased-out product !!! SIRIUS ACT 3SU1 is successor Preferred successor type is >>3SU1000-4BP31-0AA0 + 3SU1500-0AA10-0AA0 + 3SU1900-0AX10-0AA0<< | - | 0 | 7
3SB3110-4GD61 |  | 3SB3110-4GD61 | 1 | UN | 1 | 10 | C | D | N | N | 83014090 | 1 | 4011209420595 | 0.062 | KG | 40.09 | 40.09 | CP20 | CP20 | 26X26MM SQUARE PLASTIC ACTUATOR: RONIS LOCK WITH 2 KEYS ON THE RIGHT MAINTAINED CONTACT, ON THE LEFT MOMENTARY CONTACT 3 SWITCH POSITIONS I-O-II LOCK NUMBER SB30, REMOVE O+II WITH HOLDER POSSIBLE SPECIAL LOCKS FOR RONIS KEYSWITCHES: SB31, 455, 421 !!! Phased-out product !!! SIRIUS ACT 3SU1 is successor Preferred successor type is >>3SU1000-4BP61-0AA0 + 3SU1500-0AA10-0AA0 + 3SU1900-0AX10-0AA0<< | - | 0 | 7
3SB3110-4GD61-Z | B01 | 3SB3110-4GD61-ZB01 | 1 | UN | 1 | 10 | C | D | N | N | 83014090 | 1 |  | 0.062 | KG | 38.57 | 38.57 | CP20 | CP20 | 26X26MM SQUARE PLASTIC ACTUATOR: RONIS LOCK WITH 2 KEYS ON THE RIGHT MAINTAINED CONTACT, ON THE LEFT MOMENTARY CONTACT 3 SWITCH POSITIONS I-O-II LOCK NUMBER SB30, REMOVE O+II WITHOUT HOLDER POSSIBLE SPECIAL LOCKS FOR RONIS KEYSWITCHES: SB31, 455, 421 !!! Phased-out product !!! SIRIUS ACT 3SU1 is successor Preferred successor type is >>3SU1000-4BP61-0AA0 + 3SU1500-0AA10-0AA0 + 3SU1900-0AX10-0AA0<< | - | 0 | 7
3SB3110-4LD01 |  | 3SB3110-4LD01 | 1 | UN | 1 | 10 | C | D | N | N | 83014090 | 1 | 4011209357563 | 0.14 | KG | 77.33 | 77.33 | CP20 | CP20 | CES KEY-OPERATED SWITCH, 26X26MM SQUARE, PLASTIC, LOCK NO. SSG10, WITH 2 KEYS, 2 SWITCH POSITIONS O-I, MAINT. CONTACT, ACTUATING ANGLE 50 DEG, 12/14 OCLOCK, REMOVAL POS. O, WITH HOLDER !!! Phased-out product !!! SIRIUS ACT 3SU1 is successor Preferred successor type is >>3SU1000-5BF01-0AA0 + 3SU1900-0AX10-0AA0 + 3SU1500-0AA10-0AA0<< | - | 0 | 7
3SB3110-4LD01-Z | B01 | 3SB3110-4LD01-ZB01 | 1 | UN | 1 | 10 | C | D | N | N | 83014090 | 1 | 4011209744707 | 0.13 | KG | 75.81 | 75.81 | CP20 | CP20 | 26X26MM PLASTIC SQUARE ACTUATOR: CES KEY-OPER.SWITCH WITH 2 KEYS LATCHING 2 SWITCH POSITIONS O-I LOCK NO SSG 10, REMOVAL POS. O Z=WITHOUT HOLDER !!! Phased-out product !!! SIRIUS ACT 3SU1 is successor Preferred successor type is >>3SU1000-5BF01-0AA0 + 3SU1900-0AX10-0AA0<< | - | 0 | 7
3SB3110-4LD11 |  | 3SB3110-4LD11 | 1 | UN | 1 | 10 | C | D | N | N | 83014090 | 1 | 4011209325777 | 0.14 | KG | 78.47 | 78.47 | CP20 | CP20 | 26X26MM PLASTIC SQUARE ACTUATOR: CES KEY-OPER.SWITCH WITH 2 KEYS LATCHING 2 SWITCH POSITIONS O-I LOCK NO SSG 10, REM. POS. O+I WITH HOLDER !!! Phased-out product !!! SIRIUS ACT 3SU1 is successor Preferred successor type is >>3SU1000-5BF11-0AA0 + 3SU1500-0AA10-0AA0 + | - | 0 | 7
3SB3110-4LD11-Z | B01 | 3SB3110-4LD11-ZB01 | 1 | UN | 1 | 30 | D | D | N | N | 83014090 | 1 | 4011209744691 | 0.175 | KG | 76.95 | 76.95 | CP20 | CP20 | 26X26MM PLASTIC SQUARE ACTUATOR: CES KEY-OPER.SWITCH WITH 2 KEYS LATCHING 2 SWITCH POSITIONS O-I LOCK NO SSG 10, REM. POS. O+I Z=WITHOUT HOLDER !!! Phased-out product !!! SIRIUS ACT 3SU1 is successor Preferred successor type is >>3SU1000-5BF11-0AA0 + 3SU1900-0AX10-0AA0<< | - | 0 | 7
3SB3110-4LD21 |  | 3SB3110-4LD21 | 1 | UN | 1 | 10 | C | D | N | N | 83014090 | 1 | 4011209341685 | 0.145 | KG | 77.33 | 77.33 | CP20 | CP20 | 26X26MM PLASTIC SQUARE ACTUATOR: CES KEY-OPER.SWITCH WITH 2 KEYS LATCHING 2 SWITCH POSITIONS O-I LOCK NO SSG 10, REMOVAL POS. I WITH HOLDER !!! Phased-out product !!! SIRIUS ACT 3SU1 is successor Preferred successor type is >>3SU1000-5BF21-0AA0 + 3SU1900-0AX10-0AA0 + | - | 0 | 7
3SB3110-4LD21-Z | B01 | 3SB3110-4LD21-ZB01 | 1 | UN | 1 | 10 | C | D | N | N | 83014090 | 1 | 4011209789432 | 0.133 | KG | 75.81 | 75.81 | CP20 | CP20 | ACTUATOR, SQUARE KEY OPERATED SWITCH, CES, O-I WITH 2 KEYS LATCHING ON THE RIGHT W/HOLDER LOCK NO. SSG 10, I Z= W/O HOLDER !!! Phased-out product !!! SIRIUS ACT 3SU1 is successor Preferred successor type is >>3SU1000-5BF21-0AA0 + 3SU1900-0AX10-0AA0<< | - | 0 | 7
3SB3110-4LF01 |  | 3SB3110-4LF01 | 1 | UN | 1 | 10 | C | D | N | N | 83014090 | 1 | 4011209347144 | 0.141 | KG | 79.61 | 79.61 | CP20 | CP20 | 26X26MM PLASTIC SQUARE ACTUATOR: CES KEY-OPER.SWITCH WITH 2 KEYS LATCHING 2 SWITCH POSITIONS O-I LOCK NO LSG 1, REMOVAL POS. O+I WITH HOLDER !!! Phased-out product !!! SIRIUS ACT 3SU1 is successor Preferred successor type is >>3SU1000-5HF11-0AA0 + 3SU1900-0AX10-0AA0 + | - | 0 | 7
3SB3110-4LF01-Z | B01 | 3SB3110-4LF01-ZB01 | 1 | UN | 1 | 10 | C | D | N | N | 83014090 | 1 | 4011209514034 | 0.14 | KG | 78.09 | 78.09 | CP20 | CP20 | 26X26MM PLASTIC SQUARE ACTUATOR: CES KEY-OPER.SWITCH WITH 2 KEYS LATCHING 2 SWITCH POSITIONS O-I LOCK NO LSG 1, REMOVAL POS. O+I Z=WITHOUT HOLDER !!! Phased-out product !!! SIRIUS ACT 3SU1 is successor Preferred successor type is >>3SU1000-5HF11-0AA0 + | - | 0 | 7
3SB3110-4LF11 |  | 3SB3110-4LF11 | 1 | UN | 1 | 10 | C | D | N | N | 83014090 | 1 | 4011209421004 | 0.144 | KG | 79.61 | 79.61 | CP20 | CP20 | 26X26MM PLASTIC SQUARE ACTUATOR: CES KEY-OPER.SWITCH WITH 2 KEYS LATCHING 2 SWITCH POSITIONS O-I LOCK NO LSG 1, REMOVAL POS. O WITH HOLDER !!! Phased-out product !!! SIRIUS ACT 3SU1 is successor Preferred successor type is >>3SU1000-5HF01-0AA0 + 3SU1500-0AA10-0AA0 + | - | 0 | 7
3SB3110-4LF11-Z | B01 | 3SB3110-4LF11-ZB01 | 1 | UN | 1 | 10 | C | D | N | N | 83014090 | 1 |  | 0.135 | KG | 78.09 | 78.09 | CP20 | CP20 | 26X26MM PLASTIC SQUARE ACTUATOR: CES KEY-OPER.SWITCH WITH 2 KEYS LATCHING 2 SWITCH POSITIONS O-I LOCK NO LSG 1, REMOVAL POS. O WITHOUT HOLDER !!! Phased-out product !!! SIRIUS ACT 3SU1 is successor Preferred successor type is >>3SU1000-5HF01-0AA0 + 3SU1900-0AX10-0AA0<< | - | 0 | 7
3SB3110-4MD01 |  | 3SB3110-4MD01 | 1 | UN | 1 | 10 | C | D | N | N | 83014090 | 1 | 4011209289314 | 0.146 | KG | 77.71 | 77.71 | CP20 | CP20 | 26X26MM PLASTIC SQUARE ACTUATOR: CES KEY-OPER.SWITCH WITH 2 KEYS MOMENTARY CONTACT TYPE 2 SWITCH POSITIONS O-I LOCK NO SSG 10, REMOVAL POS. O WITH HOLDER !!! Phased-out product !!! SIRIUS ACT 3SU1 is successor Preferred successor type is >>3SU1000-5BC01-0AA0 + 3SU1500-0AA10-0AA0 + 3SU1900-0AX10-0AA0<< | - | 0 | 7
3SB3110-4MD01-Z | B01 | 3SB3110-4MD01-ZB01 | 1 | UN | 1 | 10 | C | D | N | N | 83014090 | 1 | 4011209789449 | 0.135 | KG | 76.19 | 76.19 | CP20 | CP20 | ACTUATING ELEMENT SQUARE KEY-OPER.SWITCH, CES, O-I WITH 2 KEYS RIGHT MOM.CO.TYPE WITH SUPPORT LOCK NUMBER SSG 10, O Z=WITHOUT SUPPORT !!! Phased-out product !!! SIRIUS ACT 3SU1 is successor Preferred successor type is >>3SU1000-5BC01-0AA0 + 3SU1900-0AX10-0AA0<< | - | 0 | 7
3SB3110-4MF11 |  | 3SB3110-4MF11 | 1 | UN | 1 | 10 | C | D | N | N | 83014090 | 1 | 4011209421028 | 0.144 | KG | 79.61 | 79.61 | CP20 | CP20 | 26X26MM PLASTIC SQUARE ACTUATOR: CES KEY-OPER.SWITCH WITH 2 KEYS MOMENTARY CONTACT TYPE 2 SWITCH POSITIONS O-I LOCK NO LSG 1, REMOVAL POS. O WITH HOLDER !!! Phased-out product !!! SIRIUS ACT 3SU1 is successor Preferred successor type is >>3SU1000-5HC01-0AA0 + 3SU1500-0AA10-0AA0 + 3SU1900-0AX10-0AA0<< | - | 0 | 7
3SB3110-4MF11-Z | B01 | 3SB3110-4MF11-ZB01 | 1 | UN | 1 | 10 | C | D | N | N | 83014090 | 1 |  | 0.158 | KG | 78.09 | 78.09 | CP20 | CP20 | 26X26MM PLASTIC SQUARE ACTUATOR: CES KEY-OPER.SWITCH WITH 2 KEYS MOMENTARY CONTACT TYPE 2 SWITCH POSITIONS O-I LOCK NO LSG 1, REMOVAL POS. O WITHOUT HOLDER !!! Phased-out product !!! SIRIUS ACT 3SU1 is successor Preferred successor type is >>3SU1000-5HC01-0AA0 + | - | 0 | 7
3SB3110-4PD01 |  | 3SB3110-4PD01 | 1 | UN | 1 | 10 | C | D | N | N | 83014090 | 1 | 4011209360808 | 0.145 | KG | 77.33 | 77.33 | CP20 | CP20 | 26X26MM PLASTIC SQUARE ACTUATOR: CES KEY-OPER.SWITCH WITH 2 KEYS LATCHING 3 SWITCH POSITIONS I-O-II LOCK NO SSG 10, REMOVAL POS. O WITH HOLDER !!! Phased-out product !!! SIRIUS ACT 3SU1 is successor Preferred successor type is >>3SU1000-5BL01-0AA0 + 3SU1500-0AA10-0AA0 + | - | 0 | 7
3SB3110-4PD01-Z | B01 | 3SB3110-4PD01-ZB01 | 1 | UN | 1 | 10 | C | D | N | N | 83014019 | 1 |  | 0.132 | KG | 75.81 | 75.81 | CP20 | CP20 | 26X26MM PLASTIC SQUARE ACTUATOR: CES KEY-OPER.SWITCH WITH 2 KEYS LATCHING 3 SWITCH POSITIONS I-O-II LOCK NO SSG 10, REMOVAL POS. O WITHOUT HOLDER !!! Phased-out product !!! SIRIUS ACT 3SU1 is successor Preferred successor type is >>3SU1000-5BL01-0AA0 + | - | 0 | 7
3SB3110-4PD11 |  | 3SB3110-4PD11 | 1 | UN | 1 | 10 | C | D | N | N | 83014090 | 1 | 4011209365674 | 0.142 | KG | 77.33 | 77.33 | CP20 | CP20 | 26X26MM PLASTIC SQUARE ACTUATOR: CES KEY-OPER.SWITCH WITH 2 KEYS LATCHING 3 SWITCH POSITIONS I-O-II LOCK NO SSG 10,REM. POS.I+O+II WITH HOLDER !!! Phased-out product !!! SIRIUS ACT 3SU1 is successor Preferred successor type is >>3SU1000-5BL11-0AA0 + 3SU1500-0AA10-0AA0 + | - | 0 | 7
3SB3110-4PD11-Z | B01 | 3SB3110-4PD11-ZB01 | 1 | UN | 1 | 10 | C | D | N | N | 83014090 | 1 | 4011209738317 | 0.131 | KG | 75.81 | 75.81 | CP20 | CP20 | 26X26MM PLASTIC SQUARE ACTUATOR: CES KEY-OPER.SWITCH WITH 2 KEYS LATCHING 3 SWITCH POSITIONS I-O-II LOCK NO SSG 10,REM. POS.I+O+II Z=WITHOUT HOLDER !!! Phased-out product !!! SIRIUS ACT 3SU1 is successor Preferred successor type is >>3SU1000-5BL11-0AA0 + | - | 0 | 7
3SB3110-4PD21 |  | 3SB3110-4PD21 | 1 | UN | 1 | 10 | C | D | N | N | 83014090 | 1 | 4011209420939 | 0.145 | KG | 77.33 | 77.33 | CP20 | CP20 | 26X26MM PLASTIC SQUARE ACTUATOR: CES KEY-OPER.SWITCH WITH 2 KEYS LATCHING 3 SWITCH POSITIONS I-O-II LOCK NO SSG 10, REMOVAL POS. I WITH HOLDER !!! Phased-out product !!! SIRIUS ACT 3SU1 is successor Preferred successor type is >>3SU1000-5BL21-0AA0 + 3SU1900-0AX10-0AA0 + | - | 0 | 7
3SB3110-4PD21-Z | B01 | 3SB3110-4PD21-ZB01 | 1 | UN | 1 | 10 | C | D | N | N | 83014090 | 1 |  | 0.135 | KG | 75.81 | 75.81 | CP20 | CP20 | 26X26MM PLASTIC SQUARE ACTUATOR: CES KEY-OPER.SWITCH WITH 2 KEYS LATCHING 3 SWITCH POSITIONS I-O-II LOCK NO SSG 10, REMOVAL POS. I WITHOUT HOLDER !!! Phased-out product !!! SIRIUS ACT 3SU1 is successor Preferred successor type is >>3SU1000-5BL21-0AA0 + | - | 0 | 7
3SB3110-4PD31 |  | 3SB3110-4PD31 | 1 | UN | 1 | 10 | C | D | N | N | 83014090 | 1 | 4011209420960 | 0.145 | KG | 77.33 | 77.33 | CP20 | CP20 | 26X26MM PLASTIC SQUARE ACTUATOR: CES KEY-OPER.SWITCH WITH 2 KEYS LATCHING 3 SWITCH POSITIONS I-O-II LOCK NO SSG 10, REMOVAL POS. II WITH HOLDER !!! Phased-out product !!! SIRIUS ACT 3SU1 is successor Preferred successor type is >>3SU1000-5BL31-0AA0 + 3SU1900-0AX10-0AA0 + | - | 0 | 7
3SB3110-4PD31-Z | B01 | 3SB3110-4PD31-ZB01 | 1 | UN | 1 | 10 | C | D | N | N | 83014090 | 1 |  | 0.145 | KG | 75.81 | 75.81 | CP20 | CP20 | 26X26MM PLASTIC SQUARE ACTUATOR: CES KEY-OPER.SWITCH WITH 2 KEYS LATCHING 3 SWITCH POSITIONS I-O-II LOCK NO SSG 10, REMOVAL POS. II WITHOUT HOLDER !!! Phased-out product !!! SIRIUS ACT 3SU1 is successor Preferred successor type is >>3SU1000-5BL31-0AA0 + | - | 0 | 7
3SB3110-4PD41 |  | 3SB3110-4PD41 | 1 | UN | 1 | 10 | C | D | N | N | 83014090 | 1 | 4011209420922 | 0.144 | KG | 77.33 | 77.33 | CP20 | CP20 | 26X26MM PLASTIC SQUARE ACTUATOR: CES KEY-OPER.SWITCH WITH 2 KEYS LATCHING 3 SWITCH POSITIONS I-O-II LOCK NO SSG 10, REM. POS. I+II WITH HOLDER !!! Phased-out product !!! SIRIUS ACT 3SU1 is successor Preferred successor type is >>3SU1000-5BL41-0AA0 + 3SU1500-0AA10-0AA0 + | - | 0 | 7
3SB3110-4PD41-Z | B01 | 3SB3110-4PD41-ZB01 | 1 | UN | 1 | 10 | C | D | N | N | 83014090 | 1 |  | 0.144 | KG | 75.81 | 75.81 | CP20 | CP20 | 26X26MM PLASTIC SQUARE ACTUATOR: CES KEY-OPER.SWITCH WITH 2 KEYS LATCHING 3 SWITCH POSITIONS I-O-II LOCK NO SSG 10, REM. POS. I+II WITHOUT HOLDER !!! Phased-out product !!! SIRIUS ACT 3SU1 is successor Preferred successor type is >>3SU1000-5BL41-0AA0 + | - | 0 | 7
3SB3110-4QD01 |  | 3SB3110-4QD01 | 1 | UN | 1 | 10 | C | D | N | N | 83014090 | 1 | 4011209391642 | 0.148 | KG | 77.33 | 77.33 | CP20 | CP20 | 26X26MM PLASTIC SQUARE ACTUATOR: CES KEY-OPER.SWITCH WITH 2 KEYS MOMENTARY CONTACT TYPE 3 SWITCH POSITIONS I-O-II LOCK NO SSG 10, REMOVAL POS. O WITH HOLDER !!! Phased-out product !!! SIRIUS ACT 3SU1 is successor Preferred successor type is >>3SU1000-5BM01-0AA0 + 3SU1500-0AA10-0AA0 + 3SU1900-0AX10-0AA0<< | - | 0 | 7
3SB3110-4QD01-Z | B01 | 3SB3110-4QD01-ZB01 | 1 | UN | 1 | 10 | C | D | N | N | 83014090 | 1 | 4011209789456 | 0.146 | KG | 75.81 | 75.81 | CP20 | CP20 | ACTUATOR SQUARE PROGRAM,26X26MM SAFETY LOCK I-O-II, MOMENTARY CONTACT CES, LOCK NR. SSG 10, O Z=WITHOUT HOLDER !!! Phased-out product !!! SIRIUS ACT 3SU1 is successor Preferred successor type is >>3SU1000-5BM01-0AA0 + 3SU1900-0AX10-0AA0<< | - | 0 | 7
3SB3110-4RD01 |  | 3SB3110-4RD01 | 1 | UN | 1 | 10 | C | D | N | N | 83014090 | 1 | 4011209406872 | 0.135 | KG | 79.61 | 79.61 | CP20 | CP20 | 26X26MM PLASTIC SQUARE ACTUATOR: CES KEY-OPER.SWITCH WITH 2 KEYS LEFT LATCH.,RI.MOMEN.CONT.TYPE 3 SWITCH POSITIONS I-O-II LOCK NO SSG 10, REMOVAL POS. O WITH HOLDER !!! Phased-out product !!! SIRIUS ACT 3SU1 is successor Preferred successor type is >>3SU1000-5BN01-0AA0 + 3SU1900-0AX10-0AA0 + 3SU1500-0AA10-0AA0<< | - | 0 | 7
3SB3110-4RD01-Z | B01 | 3SB3110-4RD01-ZB01 | 1 | UN | 1 | 10 | C | D | N | N | 83014090 | 1 |  | 0.135 | KG | 78.09 | 78.09 | CP20 | CP20 | 26X26MM PLASTIC SQUARE ACTUATOR: CES KEY-OPER.SWITCH WITH 2 KEYS LEFT LATCH.,RI.MOMEN.CONT.TYPE 3 SWITCH POSITIONS I-O-II LOCK NO SSG 10, REMOVAL POS. O WITHOUT HOLDER !!! Phased-out product !!! SIRIUS ACT 3SU1 is successor Preferred successor type is >>3SU1000-5BN01-0AA0 + 3SU1900-0AX10-0AA0<< | - | 0 | 7
3SB3110-4RD21 |  | 3SB3110-4RD21 | 1 | UN | 1 | 10 | C | D | N | N | 83014090 | 1 | 4011209420991 | 0.145 | KG | 79.61 | 79.61 | CP20 | CP20 | 26X26MM PLASTIC SQUARE ACTUATOR: CES KEY-OPER.SWITCH WITH 2 KEYS LEFT LATCH.,RI.MOMEN.CONT.TYPE 3 SWITCH POSITIONS I-O-II LOCK NO SSG 10, REMOVAL POS. I WITH HOLDER !!! Phased-out product !!! SIRIUS ACT 3SU1 is successor Preferred successor type is >>3SU1000-5BN21-0AA0 + 3SU1900-0AX10-0AA0 + 3SU1500-0AA10-0AA0<< | - | 0 | 7
3SB3110-4RD21-Z | B01 | 3SB3110-4RD21-ZB01 | 1 | UN | 1 | 10 | C | D | N | N | 83014090 | 1 |  | 0.145 | KG | 78.09 | 78.09 | CP20 | CP20 | 26X26MM PLASTIC SQUARE ACTUATOR: CES KEY-OPER.SWITCH WITH 2 KEYS LEFT LATCH.,RI.MOMEN.CONT.TYPE 3 SWITCH POSITIONS I-O-II LOCK NO SSG 10, REMOVAL POS. I WITHOUT HOLDER !!! Phased-out product !!! SIRIUS ACT 3SU1 is successor Preferred successor type is >>3SU1000-5BN21-0AA0 + 3SU1900-0AX10-0AA0<< | - | 0 | 7
3SB3110-4RD51 |  | 3SB3110-4RD51 | 1 | UN | 1 | 10 | C | D | N | N | 83014090 | 1 | 4011209355705 | 0.144 | KG | 79.61 | 79.61 | CP20 | CP20 | 26X26MM PLASTIC SQUARE ACTUATOR: CES KEY-OPER.SWITCH WITH 2 KEYS LEFT LATCH.,RI.MOMEN.CONT.TYPE 3 SWITCH POSITIONS I-O-II LOCK NO SSG 10, REM. POS. O+I WITH HOLDER !!! Phased-out product !!! SIRIUS ACT 3SU1 is successor Preferred successor type is >>3SU1000-5BN51-0AA0 + 3SU1900-0AX10-0AA0 + 3SU1500-0AA10-0AA0<< | - | 0 | 7
3SB3110-4RD51-Z | B01 | 3SB3110-4RD51-ZB01 | 1 | UN | 1 | 10 | C | D | N | N | 83014090 | 1 | 4011209744714 | 0.135 | KG | 78.09 | 78.09 | CP20 | CP20 | ACTUATOR SQUARE KEY SWITCH,CES, I-O-II,26X26MM WITH 2 KEYS, LATCHING ON LEFT MOMENTARY-CONTACT TYPE ON RIGHT REM.POS. O+I Z= W/O HOLDER !!! Phased-out product !!! SIRIUS ACT 3SU1 is successor Preferred successor type is >>3SU1000-5BN51-0AA0 + 3SU1900-0AX10-0AA0<< | - | 0 | 7
3SB3110-4SD01 |  | 3SB3110-4SD01 | 1 | UN | 1 | 10 | C | D | N | N | 83014090 | 1 | 4011209387638 | 0.148 | KG | 79.61 | 79.61 | CP20 | CP20 | 26X26MM PLASTIC SQUARE ACTUATOR: CES KEY-OPER.SWITCH WITH 2 KEYS RIGHT LATCH.,LE.MOMEN.CONT.TYPE 3 SWITCH POSITIONS I-O-II LOCK NO SSG 10, REMOVAL POS. O WITH HOLDER !!! Phased-out product !!! SIRIUS ACT 3SU1 is successor Preferred successor type is >>3SU1000-4BP01-0AA0 + 3SU1500-0AA10-0AA0 + 3SU1900-0AX10-0AA0<< | - | 0 | 7
3SB3110-4SD01-Z | B01 | 3SB3110-4SD01-ZB01 | 1 | UN | 1 | 10 | C | D | N | N | 83014090 | 1 |  | 0.14 | KG | 78.09 | 78.09 | CP20 | CP20 | 26X26MM PLASTIC SQUARE ACTUATOR: CES KEY-OPER.SWITCH WITH 2 KEYS RIGHT LATCH.,LE.MOMEN.CONT.TYPE 3 SWITCH POSITIONS I-O-II LOCK NO SSG 10, REMOVAL POS. O WITHOUT HOLDER !!! Phased-out product !!! SIRIUS ACT 3SU1 is successor Preferred successor type is >>3SU1000-4BP01-0AA0 + 3SU1900-0AX10-0AA0<< | - | 0 | 7
3SB3110-5AD01 |  | 3SB3110-5AD01 | 1 | UN | 1 | 10 | C | D | N | N | 83014090 | 1 | 4011209351639 | 0.14 | KG | 99.75 | 99.75 | CP20 | CP20 | 26X26MM PLASTIC SQUARE ACTUATOR: BKS KEY-OPER.SWITCH WITH 2 KEYS LATCHING 2 SWITCH POSITIONS O-I LOCK NO S1, REMOVAL POS. O WITH HOLDER !!! Phased-out product !!! SIRIUS ACT 3SU1 is successor Preferred successor type is >>3SU1000-5PF01-0AA0 + 3SU1900-0AX10-0AA0 + | - | 0 | 7
3SB3110-5AD01-Z | B01 | 3SB3110-5AD01-ZB01 | 1 | UN | 1 | 10 | C | D | N | N | 83014090 | 1 | 4011209789401 | 0.143 | KG | 98.23 | 98.23 | CP20 | CP20 | ACTUATING ELEMENT SQUARE KEY-OPER.SWITCH, BCS, O-I WITH 2 KEYS RIGHT LATCHING WITH SUPPORT LOCK NUMBER S1, O Z=WITHOUT SUPPORT !!! Phased-out product !!! SIRIUS ACT 3SU1 is successor Preferred successor type is >>3SU1000-5PF01-0AA0 + 3SU1900-0AX10-0AA0<< | - | 0 | 7
3SB3110-5AD11 |  | 3SB3110-5AD11 | 1 | UN | 1 | 10 | C | D | N | N | 83014090 | 1 | 4011209367944 | 0.14 | KG | 99.75 | 99.75 | CP20 | CP20 | 26X26MM PLASTIC SQUARE ACTUATOR: BKS KEY-OPER.SWITCH WITH 2 KEYS LATCHING 2 SWITCH POSITIONS O-I LOCK NO S1, REMOVAL POS. O+I WITH HOLDER !!! Phased-out product !!! SIRIUS ACT 3SU1 is successor Preferred successor type is >>3SU1000-5PF11-0AA0 + 3SU1500-0AA10-0AA0 + | - | 0 | 7
3SB3110-5AD11-Z | B01 | 3SB3110-5AD11-ZB01 | 1 | UN | 1 | 10 | C | D | N | N | 83014090 | 1 | 4011209789418 | 0.14 | KG | 98.23 | 98.23 | CP20 | CP20 | ACTUATING ELEMENT SQUARE KEY-OPER.SWITCH, BCS, O-I WITH 2 KEYS RIGHT LATCHING WITH SUPPORT LOCK NUMBER S1, O+I Z=WITHOUT SUPPORT !!! Phased-out product !!! SIRIUS ACT 3SU1 is successor Preferred successor type is >>3SU1000-5PF11-0AA0 + 3SU1900-0AX10-0AA0<< | - | 0 | 7
3SB3110-5AD21 |  | 3SB3110-5AD21 | 1 | UN | 1 | 10 | C | D | N | N | 83014090 | 1 | 4011209426139 | 0.139 | KG | 99.75 | 99.75 | CP20 | CP20 | 26X26MM PLASTIC SQUARE ACTUATOR: BKS KEY-OPER.SWITCH WITH 2 KEYS LATCHING 2 SWITCH POSITIONS O-I LOCK NO S1, REMOVAL POS. I WITH HOLDER !!! Phased-out product !!! SIRIUS ACT 3SU1 is successor Preferred successor type is >>3SU1000-5PF21-0AA0 + 3SU1900-0AX10-0AA0 + | - | 0 | 7
3SB3110-5AD21-Z | B01 | 3SB3110-5AD21-ZB01 | 1 | UN | 1 | 10 | C | D | N | N | 83014090 | 1 |  | 0.139 | KG | 98.23 | 98.23 | CP20 | CP20 | 26X26MM PLASTIC SQUARE ACTUATOR: BKS KEY-OPER.SWITCH WITH 2 KEYS LATCHING 2 SWITCH POSITIONS O-I LOCK NO S1, REMOVAL POS. I WITHOUT HOLDER !!! Phased-out product !!! SIRIUS ACT 3SU1 is successor Preferred successor type is >>3SU1000-5PF21-0AA0 + 3SU1900-0AX10-0AA0<< | - | 0 | 7
3SB3110-5AE01 |  | 3SB3110-5AE01 | 1 | UN | 1 | 10 | C | D | N | N | 83014090 | 1 | 4011209360990 | 0.125 | KG | 99.75 | 99.75 | CP20 | CP20 | 26X26MM PLASTIC SQUARE ACTUATOR: BKS KEY-OPER.SWITCH WITHOUT KEY LATCHING 2 SWITCH POSITIONS O-I LOCK NO E1 (VW), REM. POS. O+I WITH HOLDER !!! Phased-out product !!! SIRIUS ACT 3SU1 is successor Preferred successor type is >>3SU1000-5QF11-0AA0 + 3SU1500-0AA10-0AA0 + | - | 0 | 7
3SB3110-5AE01-Z | B01 | 3SB3110-5AE01-ZB01 | 1 | UN | 1 | 10 | C | D | N | N | 83014090 | 1 |  | 0.125 | KG | 98.23 | 98.23 | CP20 | CP20 | 26X26MM PLASTIC SQUARE ACTUATOR: BKS KEY-OPER.SWITCH WITHOUT KEY LATCHING 2 SWITCH POSITIONS O-I LOCK NO E1 (VW), REM. POS. O+I WITHOUT HOLDER !!! Phased-out product !!! SIRIUS ACT 3SU1 is successor Preferred successor type is >>3SU1000-5QF11-0AA0 + 3SU1900-0AX10-0AA0<< | - | 0 | 7
3SB3110-5AE11 |  | 3SB3110-5AE11 | 1 | UN | 1 | 10 | C | D | N | N | 83014090 | 1 | 4011209372016 | 0.13 | KG | 99.75 | 99.75 | CP20 | CP20 | 26X26MM PLASTIC SQUARE ACTUATOR: BKS KEY-OPER.SWITCH WITHOUT KEY LATCHING 2 SWITCH POSITIONS O-I LOCK NO E1 (VW), REMOVAL POS. O WITH HOLDER !!! Phased-out product !!! SIRIUS ACT 3SU1 is successor Preferred successor type is >>3SU1000-5QF01-0AA0 + 3SU1500-0AA10-0AA0 + | - | 0 | 7
3SB3110-5AE11-Z | B01 | 3SB3110-5AE11-ZB01 | 1 | UN | 1 | 10 | C | D | N | N | 83014090 | 1 |  | 0.13 | KG | 98.23 | 98.23 | CP20 | CP20 | 26X26MM PLASTIC SQUARE ACTUATOR: BKS KEY-OPER.SWITCH WITHOUT KEY LATCHING 2 SWITCH POSITIONS O-I LOCK NO E1 (VW), REMOVAL POS. O WITHOUT HOLDER !!! Phased-out product !!! SIRIUS ACT 3SU1 is successor Preferred successor type is >>3SU1000-5QF01-0AA0 + 3SU1900-0AX10-0AA0<< | - | 0 | 7
3SB3110-5AE21 |  | 3SB3110-5AE21 | 1 | UN | 1 | 10 | C | D | N | N | 83014090 | 1 | 4011209424722 | 0.124 | KG | 99.75 | 99.75 | CP20 | CP20 | 26X26MM PLASTIC SQUARE ACTUATOR: BKS KEY-OPER.SWITCH WITHOUT KEY LATCHING 2 SWITCH POSITIONS O-I LOCK NO E2(VW),REMOVAL POS.O+I WITH HOLDER !!! Phased-out product !!! SIRIUS ACT 3SU1 is successor Preferred successor type is >>3SU1000-5RF11-0AA0 + 3SU1500-0AA10-0AA0 + 3SU1900-0AX10-0AA0<< | - | 0 | 7
3SB3110-5AE21-Z | B01 | 3SB3110-5AE21-ZB01 | 1 | UN | 1 | 10 | C | D | N | N | 83014090 | 1 |  | 0.124 | KG | 98.23 | 98.23 | CP20 | CP20 | 26X26MM PLASTIC SQUARE ACTUATOR: BKS KEY-OPER.SWITCH WITHOUT KEY LATCHING 2 SWITCH POSITIONS O-I LOCK NO E2(VW),REMOVAL POS.O+I WITHOUT HOLDER !!! Phased-out product !!! SIRIUS ACT 3SU1 is successor Preferred successor type is >>3SU1000-5RF11-0AA0 + | - | 0 | 7
3SB3110-5AE31 |  | 3SB3110-5AE31 | 1 | UN | 1 | 10 | C | D | N | N | 83014090 | 1 | 4011209405608 | 0.129 | KG | 99.75 | 99.75 | CP20 | CP20 | 26X26MM PLASTIC SQUARE ACTUATOR: BKS KEY-OPER.SWITCH WITHOUT KEY LATCHING 2 SWITCH POSITIONS O-I LOCK NO E2, REMOVAL POS. O WITH HOLDER !!! Phased-out product !!! SIRIUS ACT 3SU1 is successor Preferred successor type is >>3SU1000-5RF01-0AA0 + 3SU1500-0AA10-0AA0 + | - | 0 | 7
3SB3110-5AE31-Z | B01 | 3SB3110-5AE31-ZB01 | 1 | UN | 1 | 10 | C | D | N | N | 83014090 | 1 |  | 0.129 | KG | 98.23 | 98.23 | CP20 | CP20 | 26X26MM PLASTIC SQUARE ACTUATOR: BKS KEY-OPER.SWITCH WITHOUT KEY LATCHING 2 SWITCH POSITIONS O-I LOCK NO E2, REMOVAL POS. O WITHOUT HOLDER !!! Phased-out product !!! SIRIUS ACT 3SU1 is successor Preferred successor type is >>3SU1000-5RF01-0AA0 + 3SU1900-0AX10-0AA0<< | - | 0 | 7
3SB3110-5AE41 |  | 3SB3110-5AE41 | 1 | UN | 1 | 10 | C | D | N | N | 83014090 | 1 | 4011209357020 | 0.123 | KG | 99.75 | 99.75 | CP20 | CP20 | 26X26MM PLASTIC SQUARE ACTUATOR: BKS KEY-OPER.SWITCH WITHOUT KEY LATCHING 2 SWITCH POSITIONS O-I LOCK NO E7, REMOVAL POS. O+I WITH HOLDER !!! Phased-out product !!! SIRIUS ACT 3SU1 is successor Preferred successor type is >>3SU1000-5SF11-0AA0 + 3SU1500-0AA10-0AA0 + | - | 0 | 7
3SB3110-5AE41-Z | B01 | 3SB3110-5AE41-ZB01 | 1 | UN | 1 | 10 | C | D | N | N | 83014090 | 1 |  | 0.123 | KG | 98.23 | 98.23 | CP20 | CP20 | 26X26MM PLASTIC SQUARE ACTUATOR: BKS KEY-OPER.SWITCH WITHOUT KEY LATCHING 2 SWITCH POSITIONS O-I LOCK NO E7, REMOVAL POS. O+I WITHOUT HOLDER !!! Phased-out product !!! SIRIUS ACT 3SU1 is successor Preferred successor type is >>3SU1000-5SF11-0AA0 + 3SU1900-0AX10-0AA0<< | - | 0 | 7
3SB3110-5AE51 |  | 3SB3110-5AE51 | 1 | UN | 1 | 10 | C | D | N | N | 83014090 | 1 | 4011209383609 | 0.13 | KG | 99.75 | 99.75 | CP20 | CP20 | 26X26MM PLASTIC SQUARE ACTUATOR: BKS KEY-OPER.SWITCH WITHOUT KEY LATCHING 2 SWITCH POSITIONS O-I LOCK NO E7, REMOVAL POS. O WITH HOLDER !!! Phased-out product !!! SIRIUS ACT 3SU1 is successor Preferred successor type is >>3SU1000-5SF01-0AA0 + 3SU1500-0AA10-0AA0 + | - | 0 | 7
3SB3110-5AE51-Z | B01 | 3SB3110-5AE51-ZB01 | 1 | UN | 1 | 10 | C | D | N | N | 83014090 | 1 |  | 0.17 | KG | 98.23 | 98.23 | CP20 | CP20 | 26X26MM PLASTIC SQUARE ACTUATOR: BKS KEY-OPER.SWITCH WITHOUT KEY LATCHING 2 SWITCH POSITIONS O-I LOCK NO E7, REMOVAL POS. O WITHOUT HOLDER !!! Phased-out product !!! SIRIUS ACT 3SU1 is successor Preferred successor type is >>3SU1000-5SF01-0AA0 + 3SU1900-0AX10-0AA0<< | - | 0 | 7
3SB3110-5AE61 |  | 3SB3110-5AE61 | 1 | UN | 1 | 10 | C | D | N | N | 83014090 | 1 | 4011209372023 | 0.125 | KG | 99.75 | 99.75 | CP20 | CP20 | 26X26MM PLASTIC SQUARE ACTUATOR: BKS KEY-OPER.SWITCH WITHOUT KEY LATCHING 2 SWITCH POSITIONS O-I LOCK NO E9, REMOVAL POS. O+I WITH HOLDER !!! Phased-out product !!! SIRIUS ACT 3SU1 is successor Preferred successor type is >>3SU1000-5TF11-0AA0 + 3SU1900-0AX10-0AA0 + | - | 0 | 7
3SB3110-5AE61-Z | B01 | 3SB3110-5AE61-ZB01 | 1 | UN | 1 | 10 | C | D | N | N | 83014090 | 1 |  | 0.125 | KG | 98.23 | 98.23 | CP20 | CP20 | 26X26MM PLASTIC SQUARE ACTUATOR: BKS KEY-OPER.SWITCH WITHOUT KEY LATCHING 2 SWITCH POSITIONS O-I LOCK NO E9, REMOVAL POS. O+I WITHOUT HOLDER !!! Phased-out product !!! SIRIUS ACT 3SU1 is successor Preferred successor type is >>3SU1000-5TF11-0AA0 + 3SU1900-0AX10-0AA0<< | - | 0 | 7
3SB3110-5AE71 |  | 3SB3110-5AE71 | 1 | UN | 1 | 10 | C | D | N | N | 83014090 | 1 | 4011209368156 | 0.129 | KG | 99.75 | 99.75 | CP20 | CP20 | 26X26MM PLASTIC SQUARE ACTUATOR: BKS KEY-OPER.SWITCH WITHOUT KEY LATCHING 2 SWITCH POSITIONS O-I LOCK NO E9, REMOVAL POS. O WITH HOLDER !!! Phased-out product !!! SIRIUS ACT 3SU1 is successor Preferred successor type is >>3SU1000-5TF01-0AA0 + 3SU1900-0AX10-0AA0 + | - | 0 | 7
3SB3110-5AE71-Z | B01 | 3SB3110-5AE71-ZB01 | 1 | UN | 1 | 10 | C | D | N | N | 83014090 | 1 |  | 0.13 | KG | 98.23 | 98.23 | CP20 | CP20 | 26X26MM PLASTIC SQUARE ACTUATOR: BKS KEY-OPER.SWITCH WITHOUT KEY LATCHING 2 SWITCH POSITIONS O-I LOCK NO E9, REMOVAL POS. O WITHOUT HOLDER !!! Phased-out product !!! SIRIUS ACT 3SU1 is successor Preferred successor type is >>3SU1000-5TF01-0AA0 + 3SU1900-0AX10-0AA0<< | - | 0 | 7
3SB3110-5BD01 |  | 3SB3110-5BD01 | 1 | UN | 1 | 10 | C | D | N | N | 83014090 | 1 | 4011209376878 | 0.142 | KG | 99.75 | 99.75 | CP20 | CP20 | 26X26MM PLASTIC SQUARE ACTUATOR: BKS KEY-OPER.SWITCH WITH 2 KEYS LATCHING 2 SWITCH POSITIONS O-I LOCK NO S1, REMOVAL POS. O WITH HOLDER !!! Phased-out product !!! SIRIUS ACT 3SU1 is successor Preferred successor type is >>3SU1000-5PF01-0AA0 + 3SU1900-0AX10-0AA0 + | - | 0 | 7
3SB3110-5BD01-Z | B01 | 3SB3110-5BD01-ZB01 | 1 | UN | 1 | 10 | C | D | N | N | 83014090 | 1 | 4011209789425 | 0.142 | KG | 98.23 | 98.23 | CP20 | CP20 | ACTUATING ELEMENT SQUARE KEY-OPER.SWITCH, BCS, O-I WITH 2 KEYS RIGHT MOM.CO.TYPE WITH SUPPORT LOCK NUMBER S1, O Z=WITHOUT SUPPORT !!! Phased-out product !!! SIRIUS ACT 3SU1 is successor Preferred successor type is >>3SU1000-5PF01-0AA0 + 3SU1900-0AX10-0AA0<< | - | 0 | 7
3SB3110-5DD11 |  | 3SB3110-5DD11 | 1 | UN | 1 | 10 | C | D | N | N | 83014090 | 1 | 4011209436978 | 0.138 | KG | 97.85 | 97.85 | CP20 | CP20 | 26X26MM PLASTIC SQUARE ACTUATOR: BKS KEY-OPER.SWITCH WITH 2 KEYS LATCHING 3 SWITCH POSITIONS I-O-II LOCK NO S1, REM. POS. I+O+II WITH HOLDER !!! Phased-out product !!! SIRIUS ACT 3SU1 is successor Preferred successor type is >>3SU1000-5PL11-0AA0 + 3SU1500-0AA10-0AA0 + | - | 0 | 7
3SB3110-5DD11-Z | B01 | 3SB3110-5DD11-ZB01 | 1 | UN | 1 | 10 | C | D | N | N | 83014090 | 1 |  | 0.138 | KG | 96.33 | 96.33 | CP20 | CP20 | 26X26MM PLASTIC SQUARE ACTUATOR: BKS KEY-OPER.SWITCH WITH 2 KEYS LATCHING 3 SWITCH POSITIONS I-O-II LOCK NO S1, REM. POS. I+O+II WITHOUT HOLDER !!! Phased-out product !!! SIRIUS ACT 3SU1 is successor Preferred successor type is >>3SU1000-5PL11-0AA0 + 3SU1900-0AX10-0AA0<< | - | 0 | 7
3SB3110-5DD31 |  | 3SB3110-5DD31 | 1 | UN | 1 | 10 | C | D | N | N | 83014090 | 1 | 4011209436985 | 0.142 | KG | 97.85 | 97.85 | CP20 | CP20 | 26X26MM PLASTIC SQUARE ACTUATOR: BKS KEY-OPER.SWITCH WITH 2 KEYS LATCHING 3 SWITCH POSITIONS I-O-II LOCK NO S1, REMOVAL POS. II WITH HOLDER !!! Phased-out product !!! SIRIUS ACT 3SU1 is successor Preferred successor type is >>3SU1000-5PL31-0AA0 + 3SU1900-0AX10-0AA0 + | - | 0 | 7
3SB3110-5DD31-Z | B01 | 3SB3110-5DD31-ZB01 | 1 | UN | 1 | 10 | C | D | N | N | 83014090 | 1 |  | 0.142 | KG | 96.33 | 96.33 | CP20 | CP20 | 26X26MM PLASTIC SQUARE ACTUATOR: BKS KEY-OPER.SWITCH WITH 2 KEYS LATCHING 3 SWITCH POSITIONS I-O-II LOCK NO S1, REMOVAL POS. II WITHOUT HOLDER !!! Phased-out product !!! SIRIUS ACT 3SU1 is successor Preferred successor type is >>3SU1000-5PL31-0AA0 + 3SU1900-0AX10-0AA0<< | - | 0 | 7
3SB3110-5FD21 |  | 3SB3110-5FD21 | 1 | UN | 1 | 10 | C | D | N | N | 83014090 | 1 | 4011209346178 | 0.137 | KG | 97.85 | 97.85 | CP20 | CP20 | 26X26MM PLASTIC SQUARE ACTUATOR: BKS KEY-OPER.SWITCH WITH 2 KEYS LEFT LATCH.,RI.MOMEN.CONT.TYPE 3 SWITCH POSITIONS I-O-II LOCK NO S1, REMOVAL POS. I WITH HOLDER !!! Phased-out product !!! SIRIUS ACT 3SU1 is successor Preferred successor type is >>3SU1000-5PN21-0AA0 + 3SU1900-0AX10-0AA0 + 3SU1500-0AA10-0AA0<< | - | 0 | 7
3SB3110-5FD21-Z | B01 | 3SB3110-5FD21-ZB01 | 1 | UN | 1 | 10 | C | D | N | N | 83014090 | 1 | 4011209744516 | 0.145 | KG | 96.33 | 96.33 | CP20 | CP20 | ACTUATOR, SQUARE KEY SWITCH, BKS, I-O-II 26 X 26MM,WITH 2 KEYS, LATCHING ON LEFT,MOMENTARY-CONT ON RIGHT WITH HOLDER, LOCK NO. S1, I Z=HOLDER !!! Phased-out product !!! SIRIUS ACT 3SU1 is successor Preferred successor type is >>3SU1000-5PN21-0AA0 + | - | 0 | 7
3SB3110-5GD61 |  | 3SB3110-5GD61 | 1 | UN | 1 | 10 | C | D | N | N | 83014090 | 1 | 4011209437067 | 0.126 | KG | 97.85 | 97.85 | CP20 | CP20 | 26X26MM PLASTIC SQUARE ACTUATOR: BKS KEY-OPER.SWITCH WITH 2 KEYS RIGHT LATCH.,LE.MOMEN.CONT.TYPE 3 SWITCH POSITIONS I-O-II LOCK NO S1, REMOVAL POS. O+II WITH HOLDER !!! Phased-out product !!! SIRIUS ACT 3SU1 is successor Preferred successor type is >>3SU1000-5BP61-0AA0 + 3SU1900-0AX10-0AA0 + 3SU1500-0AA10-0AA0<< | - | 0 | 7
3SB3110-5GD61-Z | B01 | 3SB3110-5GD61-ZB01 | 1 | UN | 1 | 10 | C | D | N | N | 83014090 | 1 |  | 0.126 | KG | 96.33 | 96.33 | CP20 | CP20 | 26X26MM PLASTIC SQUARE ACTUATOR: BKS KEY-OPER.SWITCH WITH 2 KEYS RIGHT LATCH.,LE.MOMEN.CONT.TYPE 3 SWITCH POSITIONS I-O-II LOCK NO S1, REMOVAL POS. O+II WITHOUT HOLDER !!! Phased-out product !!! SIRIUS ACT 3SU1 is successor Preferred successor type is >>3SU1000-5BP61-0AA0 + 3SU1900-0AX10-0AA0<< | - | 0 | 7
3SB3110-5LD01 |  | 3SB3110-5LD01 | 1 | UN | 1 | 10 | C | D | N | N | 83014090 | 1 | 4011209387645 | 0.152 | KG | 117.8 | 117.8 | CP20 | CP20 | IKON KEY-OPER.SWITCH, 26X26MM, SQUARE, PLASTIC, LOCK NO 360012K1, W. 2 KEYS, 2 SWITCH POSITIONS O-I, LATCHING, ACTUATING ANGLE 50 DEG, REMOVAL POS. O, WITH HOLDER !!! Phased-out product !!! SIRIUS ACT 3SU1 is successor Preferred successor type is >>3SU1000-5XF01-0AA0 + 3SU1500-0AA10-0AA0 + 3SU1900-0AX10-0AA0<< | - | 0 | 7
3SB3110-5LD01-Z | B01 | 3SB3110-5LD01-ZB01 | 1 | UN | 1 | 10 | C | D | N | N | 83014090 | 1 |  | 0.152 | KG | 116.28 | 116.28 | CP20 | CP20 | IKON KEY-OPER.SWITCH, 26X26MM, SQUARE, PLASTIC, LOCK NO 360012K1, W. 2 KEYS, 2 SWITCH POSITIONS O-I, LATCHING, ACTUATING ANGLE 50 DEG, REMOVAL POS. O, WITHOUT HOLDER !!! Phased-out product !!! SIRIUS ACT 3SU1 is successor Preferred successor type is >>3SU1000-5XF01-0AA0 + | - | 0 | 7
3SB3110-5MD01 |  | 3SB3110-5MD01 | 1 | UN | 1 | 10 | C | D | N | N | 83014090 | 1 | 4011209421042 | 0.15 | KG | 117.8 | 117.8 | CP20 | CP20 | IKON KEY-OPER.SWITCH, 26X26MM, SQUARE, PLASTIC, LOCK NO 360012K1, W. 2 KEYS, 2 SWITCH POSITIONS O-I, MOM. CONTACT, ACTUATING ANGLE 50 DEG, REMOVAL POS. O, WITH HOLDER !!! Phased-out product !!! SIRIUS ACT 3SU1 is successor Preferred successor type is >>3SU1000-5XC01-0AA0 + 3SU1900-0AX10-0AA0 + 3SU1500-0AA10-0AA0<< | - | 0 | 7
3SB3110-5MD01-Z | B01 | 3SB3110-5MD01-ZB01 | 1 | UN | 1 | 10 | C | D | N | N | 83014090 | 1 |  | 0.15 | KG | 116.28 | 116.28 | CP20 | CP20 | IKON KEY-OPER.SWITCH, 26X26MM, SQUARE, PLASTIC, LOCK NO 360012K1, W. 2 KEYS, 2 SWITCH POSITIONS O-I, MOM. CONTACT, ACTUATING ANGLE 50 DEG, REMOVAL POS. O, WITHOUT HOLDER !!! Phased-out product !!! SIRIUS ACT 3SU1 is successor Preferred successor type is >>3SU1000-5XC01-0AA0 + | - | 0 | 7
3SB3111-0AA21 |  | 3SB3111-0AA21 | 1 | UN | 1 | 10 | C | D | N | N | 85389099 | 1 | 4011209030169 | 0.02 | KG | 12.54 | 12.54 | CP20 | CP20 | Illuminated pushbutton, 26X26mm, square, plastic, red, pushbutton, flat, with support for 3 elements, with holder !!! Phased-out product !!! SIRIUS ACT 3SU1 is successor Preferred successor type is >>3SU1001-0AA20-0AA0 + 3SU1500-0AA10-0AA0 + 3SU1900-0AX10-0AA0<< | - | 0 | 7
3SB3111-0AA21-Z | B01 | 3SB3111-0AA21-ZB01 | 1 | UN | 1 | 10 | C | D | N | N | 85389099 | 1 | 4011209531598 | 0.009 | KG | 11.02 | 11.02 | CP20 | CP20 | Illuminated pushbutton, 26X26mm, square, plastic, red, pushbutton, flat, with holder for 3 elements, Z=w/o holder !!! Phased-out product !!! SIRIUS ACT 3SU1 is successor Preferred successor type is >>3SU1001-0AA20-0AA0 + 3SU1900-0AX10-0AA0<< | - | 0 | 7
3SB3111-0AA31 |  | 3SB3111-0AA31 | 1 | UN | 1 | 10 | C | D | N | N | 85389099 | 1 | 4011209030176 | 0.019 | KG | 12.54 | 12.54 | CP20 | CP20 | Illuminated pushbutton, 26X26mm, square, plastic, yellow, pushbutton, flat, with support for 3 elements, with holder !!! Phased-out product !!! SIRIUS ACT 3SU1 is successor Preferred successor type is >>3SU1001-0AB30-0AA0 + 3SU1500-0AA10-0AA0 + 3SU1900-0AX10-0AA0<< | - | 0 | 7
3SB3111-0AA31-Z | B01 | 3SB3111-0AA31-ZB01 | 1 | UN | 1 | 10 | C | D | N | N | 85389099 | 1 | 4011209436602 | 0.006 | KG | 11.02 | 11.02 | CP20 | CP20 | Illuminated pushbutton, 26X26mm, square, plastic, yellow, pushbutton, flat, with holder for 3 elements, Z=w/o holder !!! Phased-out product !!! SIRIUS ACT 3SU1 is successor Preferred successor type is >>3SU1001-0AB30-0AA0 + 3SU1900-0AX10-0AA0<< | - | 0 | 7
3SB3111-0AA41 |  | 3SB3111-0AA41 | 1 | UN | 1 | 10 | C | D | N | N | 85389099 | 1 | 4011209030183 | 0.021 | KG | 12.54 | 12.54 | CP20 | CP20 | Illuminated pushbutton, 26X26mm, square, plastic, green, pushbutton, flat, with support for 3 elements, with holder !!! Phased-out product !!! SIRIUS ACT 3SU1 is successor Preferred successor type is >>3SU1001-0AB40-0AA0 + 3SU1500-0AA10-0AA0 + 3SU1900-0AX10-0AA0<< | - | 0 | 7
3SB3111-0AA41-Z | B01 | 3SB3111-0AA41-ZB01 | 1 | UN | 1 | 10 | C | D | N | N | 85389099 | 1 | 4011209531628 | 0.001 | KG | 11.02 | 11.02 | CP20 | CP20 | Illuminated pushbutton, 26X26mm, square, plastic, green, pushbutton, flat, with holder for 3 elements, Z=w/o holder !!! Phased-out product !!! SIRIUS ACT 3SU1 is successor Preferred successor type is >>3SU1001-0AB40-0AA0 + 3SU1900-0AX10-0AA0<< | - | 0 | 7
3SB3111-0AA51 |  | 3SB3111-0AA51 | 1 | UN | 1 | 10 | C | D | N | N | 85389099 | 1 | 4011209030190 | 0.021 | KG | 12.54 | 12.54 | CP20 | CP20 | Illuminated pushbutton, 26X26mm, square, plastic, blue, pushbutton, flat, with support for 3 elements, with holder !!! Phased-out product !!! SIRIUS ACT 3SU1 is successor Preferred successor type is >>3SU1001-0AB50-0AA0 + 3SU1500-0AA10-0AA0 + 3SU1900-0AX10-0AA0<< | - | 0 | 7
3SB3111-0AA51-Z | B01 | 3SB3111-0AA51-ZB01 | 1 | UN | 1 | 10 | C | D | N | N | 85389099 | 1 | 4011209459632 | 0.01 | KG | 11.02 | 11.02 | CP20 | CP20 | Illuminated pushbutton, 26X26mm, square, plastic, blue, pushbutton, flat, with holder for 3 elements, Z=w/o holder !!! Phased-out product !!! SIRIUS ACT 3SU1 is successor Preferred successor type is >>3SU1001-0AB50-0AA0 + 3SU1900-0AX10-0AA0<< | - | 0 | 7
3SB3111-0AA61 |  | 3SB3111-0AA61 | 1 | UN | 1 | 10 | C | D | N | N | 85389099 | 1 | 4011209030206 | 0.018 | KG | 12.54 | 12.54 | CP20 | CP20 | Illuminated pushbutton, 26X26mm, square, plastic, white, pushbutton, flat, with holder for 3 elements, with holder !!! Phased-out product !!! SIRIUS ACT 3SU1 is successor Preferred successor type is >>3SU1001-0AB60-0AA0 + 3SU1500-0AA10-0AA0 + 3SU1900-0AX10-0AA0<< | - | 0 | 7
3SB3111-0AA61-Z | B01 | 3SB3111-0AA61-ZB01 | 1 | UN | 1 | 10 | C | D | N | N | 85389099 | 1 | 4011209436619 | 0.01 | KG | 11.02 | 11.02 | CP20 | CP20 | Illuminated pushbutton, 26X26mm, square, plastic, white, pushbutton, flat, with holder for 3 elements, Z=w/o holder !!! Phased-out product !!! SIRIUS ACT 3SU1 is successor Preferred successor type is >>3SU1001-0AB60-0AA0 + 3SU1900-0AX10-0AA0<< | - | 0 | 7
3SB3111-0AA71 |  | 3SB3111-0AA71 | 1 | UN | 1 | 10 | C | D | N | N | 85389099 | 1 | 4011209030213 | 0.022 | KG | 12.54 | 12.54 | CP20 | CP20 | Illuminated pushbutton, 26X26mm, square, plastic, clear, pushbutton, flat, with holder for 3 elements, with holder !!! Phased-out product !!! SIRIUS ACT 3SU1 is successor Preferred successor type is >>3SU1001-0AB70-0AA0 + 3SU1500-0AA10-0AA0 + 3SU1900-0AX10-0AA0<< | - | 0 | 7
3SB3111-0AA71-Z | B01 | 3SB3111-0AA71-ZB01 | 1 | UN | 1 | 10 | C | D | N | N | 85389099 | 1 | 4011209531659 | 0.009 | KG | 11.02 | 11.02 | CP20 | CP20 | Illuminated pushbutton, 26X26mm, square, plastic, clear, pushbutton, flat, with holder for 3 elements, Z=w/o holder !!! Phased-out product !!! SIRIUS ACT 3SU1 is successor Preferred successor type is >>3SU1001-0AB70-0AA0 + 3SU1900-0AX10-0AA0<< | - | 0 | 7
3SB3111-0AA72 |  | 3SB3111-0AA72 | 1 | UN | 1 | 10 | C | D | N | N | 85389099 | 1 | 4011209420519 | 0.02 | KG | 14.73 | 14.73 | CP20 | CP20 | Illuminated pushbutton, 26X26mm, square, plastic, clear, front ring, raised, with holder for 3 elements, with holder !!! Phased-out product !!! SIRIUS ACT 3SU1 is successor Preferred successor type is >>3SU1000-0CB60-0AA0 + 3SU1500-0AA10-0AA0 + 3SU1900-0AX10-0AA0<< | - | 0 | 7
3SB3111-0AA72-Z | B01 | 3SB3111-0AA72-ZB01 | 1 | UN | 1 | 10 | C | D | N | N | 85389099 | 1 |  | 0.028 | KG | 13.21 | 13.21 | CP20 | CP20 | Illuminated pushbutton, 26X26mm, square, plastic, clear, front ring, raised, with holder for 3 elements, w/o holder !!! Phased-out product !!! SIRIUS ACT 3SU1 is successor Preferred successor type is >>3SU1000-0CB60-0AA0 + 3SU1900-0AX10-0AA0<< | - | 0 | 7
3SB3111-0AA73 |  | 3SB3111-0AA73 | 1 | UN | 1 | 10 | C | D | N | N | 85389099 | 1 | 4011209420502 | 0.032 | KG | 31.16 | 31.16 | CP20 | CP20 | Illuminated pushbutton, 26X26mm, square, plastic, clear, front ring, raised, castellated, with holder for 3 elements, with holder !!! Phased-out product !!! SIRIUS ACT 3SU1 is successor Preferred successor type is >>3SU1000-0DB60-0AA0 + 3SU1900-0AX10-0AA0 + 3SU1500-0AA10-0AA0<< | - | 0 | 7
3SB3111-0AA73-Z | B01 | 3SB3111-0AA73-ZB01 | 1 | UN | 1 | 10 | C | D | N | N | 85389099 | 1 |  | 0.032 | KG | 29.64 | 29.64 | CP20 | CP20 | Illuminated pushbutton, 26X26mm, square, plastic, clear, front ring, raised, castellated, with holder for 3 elements, w/o holder !!! Phased-out product !!! SIRIUS ACT 3SU1 is successor Preferred successor type is >>3SU1000-0DB60-0AA0 + 3SU1900-0AX10-0AA0<< | - | 0 | 7
3SB3111-0DA21 |  | 3SB3111-0DA21 | 1 | UN | 1 | 10 | C | D | N | N | 85389099 | 1 | 4011209030220 | 0.021 | KG | 19.1 | 19.1 | CP20 | CP20 | 26X26MM PLASTIC SQUARE ACTUATOR: ILLUMINATED PUSHBUTTON LATCHING, UNLOCKING BY PRESSING AGAIN WITH FLAT BUTTON ILLUMINABLE INCL. HOLDER FOR 3 ELEMENTS WITH HOLDER RED !!! Phased-out product !!! SIRIUS ACT 3SU1 is successor Preferred successor type is >>3SU1001-0AA20-0AA0 + 3SU1500-0AA10-0AA0 + 3SU1900-0AX10-0AA0<< | - | 0 | 7
3SB3111-0DA21-Z | B01 | 3SB3111-0DA21-ZB01 | 1 | UN | 1 | 10 | C | D | N | N | 85389099 | 1 | 4011209464773 | 0.014 | KG | 17.58 | 17.58 | CP20 | CP20 | 26X26MM PLASTIC SQUARE ACTUATOR: ILLUMINATED PUSHBUTTON LATCHING, UNLOCKING BY PRESSING AGAIN WITH FLAT BUTTON ILLUMINABLE INCL. HOLDER FOR 3 ELEMENTS Z=WITHOUT HOLDER RED !!! Phased-out product !!! SIRIUS ACT 3SU1 is successor Preferred successor type is >>3SU1001-0AA20-0AA0 + 3SU1900-0AX10-0AA0<< | - | 0 | 7
3SB3111-0DA31 |  | 3SB3111-0DA31 | 1 | UN | 1 | 10 | C | D | N | N | 85389099 | 1 | 4011209030237 | 0.023 | KG | 19.1 | 19.1 | CP20 | CP20 | 26X26MM PLASTIC SQUARE ACTUATOR: ILLUMINATED PUSHBUTTON LATCHING, UNLOCKING BY PRESSING AGAIN WITH FLAT BUTTON ILLUMINABLE INCL. HOLDER FOR 3 ELEMENTS WITH HOLDER YELLOW !!! Phased-out product !!! SIRIUS ACT 3SU1 is successor Preferred successor type is >>3SU1001-0AA30-0AA0 + 3SU1500-0AA10-0AA0 + 3SU1900-0AX10-0AA0<< | - | 0 | 7
3SB3111-0DA31-Z | B01 | 3SB3111-0DA31-ZB01 | 1 | UN | 1 | 10 | C | D | N | N | 85389099 | 1 | 4011209743946 | 0.01 | KG | 17.58 | 17.58 | CP20 | CP20 | 26X26MM PLASTIC SQUARE ACTUATOR: ILLUMINATED PUSHBUTTON LATCHING, UNLOCKING BY PRESSING AGAIN WITH FLAT BUTTON ILLUMINABLE INCL. HOLDER FOR 3 ELEMENTS Z=WITHOUT HOLDER YELLOW !!! Phased-out product !!! SIRIUS ACT 3SU1 is successor Preferred successor type is >>3SU1001-0AA30-0AA0 + 3SU1900-0AX10-0AA0<< | - | 0 | 7
3SB3111-0DA41 |  | 3SB3111-0DA41 | 1 | UN | 1 | 10 | C | D | N | N | 85389099 | 1 | 4011209030244 | 0.021 | KG | 19.1 | 19.1 | CP20 | CP20 | 26X26MM PLASTIC SQUARE ACTUATOR: ILLUMINATED PUSHBUTTON LATCHING, UNLOCKING BY PRESSING AGAIN WITH FLAT BUTTON ILLUMINABLE INCL. HOLDER FOR 3 ELEMENTS WITH HOLDER GREEN !!! Phased-out product !!! SIRIUS ACT 3SU1 is successor Preferred successor type is >>3SU1001-0AA40-0AA0 + 3SU1500-0AA10-0AA0 + 3SU1900-0AX10-0AA0<< | - | 0 | 7
3SB3111-0DA41-Z | B01 | 3SB3111-0DA41-ZB01 | 1 | UN | 1 | 10 | C | D | N | N | 85389099 | 1 | 4011209743953 | 0.06 | KG | 17.58 | 17.58 | CP20 | CP20 | 26X26MM PLASTIC SQUARE ACTUATOR: ILLUMINATED PUSHBUTTON LATCHING, UNLOCKING BY PRESSING AGAIN WITH FLAT BUTTON ILLUMINABLE INCL. HOLDER FOR 3 ELEMENTS Z=WITHOUT HOLDER GREEN !!! Phased-out product !!! SIRIUS ACT 3SU1 is successor Preferred successor type is >>3SU1001-0AA40-0AA0 + 3SU1900-0AX10-0AA0<< | - | 0 | 7
3SB3111-0DA51 |  | 3SB3111-0DA51 | 1 | UN | 1 | 10 | C | D | N | N | 85389099 | 1 | 4011209030251 | 0.08 | KG | 19.1 | 19.1 | CP20 | CP20 | 26X26MM PLASTIC SQUARE ACTUATOR: ILLUMINATED PUSHBUTTON LATCHING, UNLOCKING BY PRESSING AGAIN WITH FLAT BUTTON ILLUMINABLE INCL. HOLDER FOR 3 ELEMENTS WITH HOLDER BLUE !!! Phased-out product !!! SIRIUS ACT 3SU1 is successor Preferred successor type is >>3SU1001-0AA50-0AA0 + 3SU1500-0AA10-0AA0 + 3SU1900-0AX10-0AA0<< | - | 0 | 7
3SB3111-0DA51-Z | B01 | 3SB3111-0DA51-ZB01 | 1 | UN | 1 | 10 | C | D | N | N | 85389099 | 1 | 4011209743960 | 0.01 | KG | 17.58 | 17.58 | CP20 | CP20 | 26X26MM PLASTIC SQUARE ACTUATOR: ILLUMINATED PUSHBUTTON LATCHING, UNLOCKING BY PRESSING AGAIN WITH FLAT BUTTON ILLUMINABLE INCL. HOLDER FOR 3 ELEMENTS Z=WITHOUT HOLDER BLUE !!! Phased-out product !!! SIRIUS ACT 3SU1 is successor Preferred successor type is >>3SU1001-0AA50-0AA0 + 3SU1900-0AX10-0AA0<< | - | 0 | 7
3SB3111-0DA61 |  | 3SB3111-0DA61 | 1 | UN | 1 | 10 | C | D | N | N | 85389099 | 1 | 4011209030268 | 0.021 | KG | 19.1 | 19.1 | CP20 | CP20 | 26X26MM PLASTIC SQUARE ACTUATOR: ILLUMINATED PUSHBUTTON LATCHING, UNLOCKING BY PRESSING AGAIN WITH FLAT BUTTON ILLUMINABLE INCL. HOLDER FOR 3 ELEMENTS WITH HOLDER WHITE !!! Phased-out product !!! SIRIUS ACT 3SU1 is successor Preferred successor type is >>3SU1001-0AA60-0AA0 + 3SU1500-0AA10-0AA0 + 3SU1900-0AX10-0AA0<< | - | 0 | 7
3SB3111-0DA61-Z | B01 | 3SB3111-0DA61-ZB01 | 1 | UN | 1 | 10 | C | D | N | N | 85389099 | 1 | 4011209743977 | 0.014 | KG | 17.58 | 17.58 | CP20 | CP20 | 26X26MM PLASTIC SQUARE ACTUATOR: ILLUMINATED PUSHBUTTON LATCHING, UNLOCKING BY PRESSING AGAIN WITH FLAT BUTTON ILLUMINABLE INCL. HOLDER FOR 3 ELEMENTS Z=WITHOUT HOLDER WHITE !!! Phased-out product !!! SIRIUS ACT 3SU1 is successor Preferred successor type is >>3SU1001-0AA60-0AA0 + 3SU1900-0AX10-0AA0<< | - | 0 | 7
3SB3111-0DA71 |  | 3SB3111-0DA71 | 1 | UN | 1 | 10 | C | D | N | N | 85389099 | 1 | 4011209030275 | 0.02 | KG | 19.1 | 19.1 | CP20 | CP20 | 26X26MM PLASTIC SQUARE ACTUATOR: ILLUMINATED PUSHBUTTON LATCHING, UNLOCKING BY PRESSING AGAIN WITH FLAT BUTTON ILLUMINABLE INCL. HOLDER FOR 3 ELEMENTS WITH HOLDER CLEAR !!! Phased-out product !!! SIRIUS ACT 3SU1 is successor Preferred successor type is >>3SU1001-0AA70-0AA0 + 3SU1500-0AA10-0AA0 + 3SU1900-0AX10-0AA0<< | - | 0 | 7
3SB3111-0DA71-Z | B01 | 3SB3111-0DA71-ZB01 | 1 | UN | 1 | 10 | C | D | N | N | 85389099 | 1 | 4011209848320 | 0.007 | KG | 17.58 | 17.58 | CP20 | CP20 | 26X26MM PLASTIC SQUARE ACTUATOR: ILLUMINATED PUSHBUTTON LATCHING, UNLOCKING BY PRESSING AGAIN WITH FLAT BUTTON ILLUMINABLE INCL. HOLDER FOR 3 ELEMENTS Z=WITHOUT HOLDER CLEAR !!! Phased-out product !!! SIRIUS ACT 3SU1 is successor Preferred successor type is >>3SU1001-0AA70-0AA0 + 3SU1900-0AX10-0AA0<< | - | 0 | 7
3SB3111-2DA21 |  | 3SB3111-2DA21 | 1 | UN | 1 | 10 | C | D | N | N | 85389099 | 1 | 4011209284166 | 0.029 | KG | 19.76 | 19.76 | CP20 | CP20 | 26X26MM PLASTIC SQUARE ACTUATOR: TOGGLE CATCHING 3 SWITCH POSITIONS I-O-II ILLUMINATED WITH HOLDER RED !!! Phased-out product !!! SIRIUS ACT 3SU1 is successor Preferred successor type is >>3SU1002-2BL20-0AA0 + 3SU1900-0AX10-0AA0 + 3SU1500-0AA10-0AA0<< | - | 0 | 7
3SB3111-2DA21-Z | B01 | 3SB3111-2DA21-ZB01 | 1 | UN | 1 | 10 | C | D | N | N | 85389099 | 1 |  | 0.06 | KG | 18.24 | 18.24 | CP20 | CP20 | 26X26MM PLASTIC SQUARE ACTUATOR: TOGGLE CATCHING 3 SWITCH POSITIONS I-O-II ILLUMINATED WITHOUT HOLDER RED !!! Phased-out product !!! SIRIUS ACT 3SU1 is successor Preferred successor type is >>3SU1002-2BL20-0AA0 + 3SU1900-0AX10-0AA0<< | - | 0 | 7
3SB3111-2DA31 |  | 3SB3111-2DA31 | 1 | UN | 1 | 10 | C | D | N | N | 85389099 | 1 | 4011209284173 | 0.029 | KG | 19.76 | 19.76 | CP20 | CP20 | 26X26MM PLASTIC SQUARE ACTUATOR: TOGGLE CATCHING 3 SWITCH POSITIONS I-O-II ILLUMINATED WITH HOLDER YELLOW !!! Phased-out product !!! SIRIUS ACT 3SU1 is successor Preferred successor type is >>3SU1002-2BL30-0AA0 + 3SU1500-0AA10-0AA0 + 3SU1900-0AX10-0AA0<< | - | 0 | 7
3SB3111-2DA31-Z | B01 | 3SB3111-2DA31-ZB01 | 1 | UN | 1 | 10 | C | D | N | N | 85389099 | 1 |  | 0.032 | KG | 18.24 | 18.24 | CP20 | CP20 | 26X26MM PLASTIC SQUARE ACTUATOR: TOGGLE CATCHING 3 SWITCH POSITIONS I-O-II ILLUMINATED WITHOUT HOLDER YELLOW !!! Phased-out product !!! SIRIUS ACT 3SU1 is successor Preferred successor type is >>3SU1002-2BL30-0AA0 + 3SU1900-0AX10-0AA0<< | - | 0 | 7
3SB3111-2DA41 |  | 3SB3111-2DA41 | 1 | UN | 1 | 10 | C | D | N | N | 85389099 | 1 | 4011209284180 | 0.026 | KG | 19.76 | 19.76 | CP20 | CP20 | 26X26MM PLASTIC SQUARE ACTUATOR: TOGGLE CATCHING 3 SWITCH POSITIONS I-O-II ILLUMINATED WITH HOLDER GREEN !!! Phased-out product !!! SIRIUS ACT 3SU1 is successor Preferred successor type is >>3SU1002-2BL40-0AA0 + 3SU1900-0AX10-0AA0 + 3SU1500-0AA10-0AA0<< | - | 0 | 7
3SB3111-2DA41-Z | B01 | 3SB3111-2DA41-ZB01 | 1 | UN | 1 | 10 | C | D | N | N | 85389099 | 1 |  | 0.01 | KG | 18.24 | 18.24 | CP20 | CP20 | 26X26MM PLASTIC SQUARE ACTUATOR: TOGGLE CATCHING 3 SWITCH POSITIONS I-O-II ILLUMINATED WITHOUT HOLDER GREEN !!! Phased-out product !!! SIRIUS ACT 3SU1 is successor Preferred successor type is >>3SU1002-2BL40-0AA0 + 3SU1900-0AX10-0AA0<< | - | 0 | 7
3SB3111-2DA51 |  | 3SB3111-2DA51 | 1 | UN | 1 | 10 | C | D | N | N | 85389099 | 1 | 4011209284197 | 0.032 | KG | 19.76 | 19.76 | CP20 | CP20 | 26X26MM PLASTIC SQUARE ACTUATOR: TOGGLE CATCHING 3 SWITCH POSITIONS I-O-II ILLUMINATED WITH HOLDER BLUE !!! Phased-out product !!! SIRIUS ACT 3SU1 is successor Preferred successor type is >>3SU1002-2BL50-0AA0 + 3SU1900-0AX10-0AA0 + 3SU1500-0AA10-0AA0<< | - | 0 | 7
3SB3111-2DA51-Z | B01 | 3SB3111-2DA51-ZB01 | 1 | UN | 1 | 10 | C | D | N | N | 85389099 | 1 |  | 0.034 | KG | 18.24 | 18.24 | CP20 | CP20 | 26X26MM PLASTIC SQUARE ACTUATOR: TOGGLE CATCHING 3 SWITCH POSITIONS I-O-II ILLUMINATED WITHOUT HOLDER BLUE !!! Phased-out product !!! SIRIUS ACT 3SU1 is successor Preferred successor type is >>3SU1002-2BL50-0AA0 + 3SU1900-0AX10-0AA0<< | - | 0 | 7
3SB3111-2DA71 |  | 3SB3111-2DA71 | 1 | UN | 1 | 10 | C | D | N | N | 85389099 | 1 | 4011209284203 | 0.027 | KG | 19.76 | 19.76 | CP20 | CP20 | 26X26MM PLASTIC SQUARE ACTUATOR: TOGGLE CATCHING 3 SWITCH POSITIONS I-O-II ILLUMINATED WITH HOLDER CLEAR !!! Phased-out product !!! SIRIUS ACT 3SU1 is successor Preferred successor type is >>3SU1002-2BL60-0AA0 + 3SU1900-0AX10-0AA0 + 3SU1500-0AA10-0AA0<< | - | 0 | 7
3SB3111-2DA71-Z | B01 | 3SB3111-2DA71-ZB01 | 1 | UN | 1 | 10 | C | D | N | N | 85389099 | 1 | 4011209848290 | 0.021 | KG | 18.24 | 18.24 | CP20 | CP20 | 26X26MM PLASTIC SQUARE ACTUATOR: TOGGLE CATCHING 3 SWITCH POSITIONS I-O-II ILLUMINATED Z=WITHOUT HOLDER CLEAR !!! Phased-out product !!! SIRIUS ACT 3SU1 is successor Preferred successor type is >>3SU1002-2BL60-0AA0 + 3SU1900-0AX10-0AA0<< | - | 0 | 7
3SB3111-2EA21 |  | 3SB3111-2EA21 | 1 | UN | 1 | 10 | C | D | N | N | 85389099 | 1 | 4011209284487 | 0.045 | KG | 19.76 | 19.76 | CP20 | CP20 | 26X26MM PLASTIC SQUARE ACTUATOR: TOGGLE MOMENTARY CONTACT TYPE 3 SWITCH POSITIONS I-O-II ILLUMINATED WITH HOLDER RED !!! Phased-out product !!! SIRIUS ACT 3SU1 is successor Preferred successor type is >>3SU1002-2BM20-0AA0 + 3SU1500-0AA10-0AA0 + | - | 0 | 7
3SB3111-2EA21-Z | B01 | 3SB3111-2EA21-ZB01 | 1 | UN | 1 | 10 | C | D | N | N | 85389099 | 1 |  | 0.033 | KG | 18.24 | 18.24 | CP20 | CP20 | 26X26MM PLASTIC SQUARE ACTUATOR: TOGGLE MOMENTARY CONTACT TYPE 3 SWITCH POSITIONS I-O-II ILLUMINATED WITHOUT HOLDER RED !!! Phased-out product !!! SIRIUS ACT 3SU1 is successor Preferred successor type is >>3SU1002-2BM20-0AA0 + 3SU1900-0AX10-0AA0<< | - | 0 | 7
3SB3111-2EA31 |  | 3SB3111-2EA31 | 1 | UN | 1 | 10 | C | D | N | N | 85389099 | 1 | 4011209284494 | 0.026 | KG | 19.76 | 19.76 | CP20 | CP20 | 26X26MM PLASTIC SQUARE ACTUATOR: TOGGLE MOMENTARY CONTACT TYPE 3 SWITCH POSITIONS I-O-II ILLUMINATED WITH HOLDER YELLOW !!! Phased-out product !!! SIRIUS ACT 3SU1 is successor Preferred successor type is >>3SU1002-2BM30-0AA0 + 3SU1500-0AA10-0AA0 + | - | 0 | 7
3SB3111-2EA31-Z | B01 | 3SB3111-2EA31-ZB01 | 1 | UN | 1 | 10 | C | D | N | N | 85389099 | 1 |  | 0.033 | KG | 18.24 | 18.24 | CP20 | CP20 | 26X26MM PLASTIC SQUARE ACTUATOR: TOGGLE MOMENTARY CONTACT TYPE 3 SWITCH POSITIONS I-O-II ILLUMINATED WITHOUT HOLDER YELLOW !!! Phased-out product !!! SIRIUS ACT 3SU1 is successor Preferred successor type is >>3SU1002-2BM30-0AA0 + 3SU1900-0AX10-0AA0<< | - | 0 | 7
3SB3111-2EA41 |  | 3SB3111-2EA41 | 1 | UN | 1 | 10 | C | D | N | N | 85389099 | 1 | 4011209284500 | 0.041 | KG | 19.76 | 19.76 | CP20 | CP20 | 26X26MM PLASTIC SQUARE ACTUATOR: TOGGLE MOMENTARY CONTACT TYPE 3 SWITCH POSITIONS I-O-II ILLUMINATED WITH HOLDER GREEN !!! Phased-out product !!! SIRIUS ACT 3SU1 is successor Preferred successor type is >>3SU1002-2BM40-0AA0 + 3SU1500-0AA10-0AA0 + | - | 0 | 7
3SB3111-2EA41-Z | B01 | 3SB3111-2EA41-ZB01 | 1 | UN | 1 | 10 | C | D | N | N | 85389099 | 1 |  | 0.033 | KG | 18.24 | 18.24 | CP20 | CP20 | 26X26MM PLASTIC SQUARE ACTUATOR: TOGGLE MOMENTARY CONTACT TYPE 3 SWITCH POSITIONS I-O-II ILLUMINATED WITHOUT HOLDER GREEN !!! Phased-out product !!! SIRIUS ACT 3SU1 is successor Preferred successor type is >>3SU1002-2BM40-0AA0 + 3SU1900-0AX10-0AA0<< | - | 0 | 7
3SB3111-2EA51 |  | 3SB3111-2EA51 | 1 | UN | 1 | 10 | C | D | N | N | 85389099 | 1 | 4011209284517 | 0.033 | KG | 19.76 | 19.76 | CP20 | CP20 | 26X26MM PLASTIC SQUARE ACTUATOR: TOGGLE MOMENTARY CONTACT TYPE 3 SWITCH POSITIONS I-O-II ILLUMINATED WITH HOLDER BLUE !!! Phased-out product !!! SIRIUS ACT 3SU1 is successor Preferred successor type is >>3SU1002-2BM50-0AA0 + 3SU1500-0AA10-0AA0 + | - | 0 | 7
3SB3111-2EA51-Z | B01 | 3SB3111-2EA51-ZB01 | 1 | UN | 1 | 10 | C | D | N | N | 85389099 | 1 |  | 0.039 | KG | 18.24 | 18.24 | CP20 | CP20 | 26X26MM PLASTIC SQUARE ACTUATOR: TOGGLE MOMENTARY CONTACT TYPE 3 SWITCH POSITIONS I-O-II ILLUMINATED WITHOUT HOLDER BLUE !!! Phased-out product !!! SIRIUS ACT 3SU1 is successor Preferred successor type is >>3SU1002-2BM50-0AA0 + 3SU1900-0AX10-0AA0<< | - | 0 | 7
3SB3111-2EA71 |  | 3SB3111-2EA71 | 1 | UN | 1 | 10 | C | D | N | N | 85389099 | 1 | 4011209284524 | 0.027 | KG | 19.76 | 19.76 | CP20 | CP20 | 26X26MM PLASTIC SQUARE ACTUATOR: TOGGLE MOMENTARY CONTACT TYPE 3 SWITCH POSITIONS I-O-II ILLUMINATED WITH HOLDER CLEAR !!! Phased-out product !!! SIRIUS ACT 3SU1 is successor Preferred successor type is >>3SU1002-2BM60-0AA0 + 3SU1500-0AA10-0AA0 + | - | 0 | 7
3SB3111-2EA71-Z | B01 | 3SB3111-2EA71-ZB01 | 1 | UN | 1 | 10 | C | D | N | N | 85389099 | 1 | 4011209848313 | 0.031 | KG | 18.24 | 18.24 | CP20 | CP20 | 26X26MM PLASTIC SQUARE ACTUATOR: TOGGLE MOMENTARY CONTACT TYPE 3 SWITCH POSITIONS I-O-II ILLUMINATED Z=WITHOUT HOLDER CLEAR !!! Phased-out product !!! SIRIUS ACT 3SU1 is successor Preferred successor type is >>3SU1002-2BM60-0AA0 + 3SU1900-0AX10-0AA0<< | - | 0 | 7
3SB3111-2FA41 |  | 3SB3111-2FA41 | 1 | UN | 1 | 10 | C | D | N | N | 85389099 | 1 | 4011209421899 | 0.028 | KG | 20.62 | 20.62 | CP20 | CP20 | 26X26MM PLASTIC SQUARE ACTUATOR: TOGGLE LEFT CATCH.,RI.MOMEN.CONT.TYPE 3 SWITCH POSITIONS I-O-II ILLUMINATED WITH HOLDER GREEN !!! Phased-out product !!! SIRIUS ACT 3SU1 is successor Preferred successor type is >>3SU1002-2BN40-0AA0 + 3SU1900-0AX10-0AA0 + | - | 0 | 7
3SB3111-2FA41-Z | B01 | 3SB3111-2FA41-ZB01 | 1 | UN | 1 | 10 | C | D | N | N | 85389099 | 1 |  | 0.05 | KG | 19.1 | 19.1 | CP20 | CP20 | 26X26MM PLASTIC SQUARE ACTUATOR: TOGGLE LEFT CATCH.,RI.MOMEN.CONT.TYPE 3 SWITCH POSITIONS I-O-II ILLUMINATED WITHOUT HOLDER GREEN !!! Phased-out product !!! SIRIUS ACT 3SU1 is successor Preferred successor type is >>3SU1002-2BN40-0AA0 + | - | 0 | 7
3SB3111-2GA21 |  | 3SB3111-2GA21 | 1 | UN | 1 | 10 | C | D | N | N | 85389099 | 1 | 4011209421790 | 0.038 | KG | 20.62 | 20.62 | CP20 | CP20 | 26X26MM PLASTIC SQUARE ACTUATOR: TOGGLE RIGHT CATCH.,LE.MOMEN.CONT.TYPE 3 SWITCH POSITIONS I-O-II ILLUMINATED WITH HOLDER RED !!! Phased-out product !!! SIRIUS ACT 3SU1 is successor Preferred successor type is >>3SU1002-2BP20-0AA0 + 3SU1500-0AA10-0AA0 + | - | 0 | 7
3SB3111-2GA21-Z | B01 | 3SB3111-2GA21-ZB01 | 1 | UN | 1 | 10 | C | D | N | N | 85389099 | 1 |  | 0.035 | KG | 19.1 | 19.1 | CP20 | CP20 | 26X26MM PLASTIC SQUARE ACTUATOR: TOGGLE RIGHT CATCH.,LE.MOMEN.CONT.TYPE 3 SWITCH POSITIONS I-O-II ILLUMINATED WITHOUT HOLDER RED !!! Phased-out product !!! SIRIUS ACT 3SU1 is successor Preferred successor type is >>3SU1002-2BP20-0AA0 + 3SU1900-0AX10-0AA0<< | - | 0 | 7
3SB3111-2KA21 |  | 3SB3111-2KA21 | 1 | UN | 1 | 10 | C | D | N | N | 85389099 | 1 | 4011209284531 | 0.026 | KG | 19.76 | 19.76 | CP20 | CP20 | 26X26MM PLASTIC SQUARE ACTUATOR: SELECTOR SWITCH LATCHING 2 SWITCH POSITIONS O-I ILLUMINATED WITH HOLDER RED !!! Phased-out product !!! SIRIUS ACT 3SU1 is successor Preferred successor type is >>3SU1002-2BF20-0AA0 + 3SU1900-0AX10-0AA0 + 3SU1500-0AA10-0AA0<< | - | 0 | 7
3SB3111-2KA21-Z | B01 | 3SB3111-2KA21-ZB01 | 1 | UN | 1 | 10 | C | D | N | N | 85389099 | 1 | 4011209744479 | 0.029 | KG | 18.24 | 18.24 | CP20 | CP20 | 26X26MM PLASTIC SQUARE ACTUATOR: SELECTOR SWITCH LATCHING 2 SWITCH POSITIONS O-I ILLUMINATED Z=WITHOUT HOLDER RED !!! Phased-out product !!! SIRIUS ACT 3SU1 is successor Preferred successor type is >>3SU1002-2BF20-0AA0 + 3SU1900-0AX10-0AA0<< | - | 0 | 7
3SB3111-2KA31 |  | 3SB3111-2KA31 | 1 | UN | 1 | 10 | C | D | N | N | 85389099 | 1 | 4011209284548 | 0.025 | KG | 19.76 | 19.76 | CP20 | CP20 | 26X26MM PLASTIC SQUARE ACTUATOR: SELECTOR SWITCH LATCHING 2 SWITCH POSITIONS O-I ILLUMINATED WITH HOLDER YELLOW !!! Phased-out product !!! SIRIUS ACT 3SU1 is successor Preferred successor type is >>3SU1002-2BF30-0AA0 + 3SU1500-0AA10-0AA0 + 3SU1900-0AX10-0AA0<< | - | 0 | 7
3SB3111-2KA31-Z | B01 | 3SB3111-2KA31-ZB01 | 1 | UN | 1 | 10 | C | D | N | N | 85389099 | 1 |  | 0.015 | KG | 18.24 | 18.24 | CP20 | CP20 | 26X26MM PLASTIC SQUARE ACTUATOR: SELECTOR SWITCH LATCHING 2 SWITCH POSITIONS O-I ILLUMINATED WITHOUT HOLDER YELLOW !!! Phased-out product !!! SIRIUS ACT 3SU1 is successor Preferred successor type is >>3SU1002-2BF30-0AA0 + 3SU1900-0AX10-0AA0<< | - | 0 | 7
3SB3111-2KA41 |  | 3SB3111-2KA41 | 1 | UN | 1 | 10 | C | D | N | N | 85389099 | 1 | 4011209284555 | 0.025 | KG | 19.76 | 19.76 | CP20 | CP20 | 26X26MM PLASTIC SQUARE ACTUATOR: SELECTOR SWITCH LATCHING 2 SWITCH POSITIONS O-I ILLUMINATED WITH HOLDER GREEN !!! Phased-out product !!! SIRIUS ACT 3SU1 is successor Preferred successor type is >>3SU1002-2BF40-0AA0 + 3SU1900-0AX10-0AA0 + 3SU1500-0AA10-0AA0<< | - | 0 | 7
3SB3111-2KA41-Z | B01 | 3SB3111-2KA41-ZB01 | 1 | UN | 1 | 10 | C | D | N | N | 85389099 | 1 | 4011209791428 | 0.021 | KG | 18.24 | 18.24 | CP20 | CP20 | ACTUATOR, SQUARE SELECTOR SWITCH O-I, LATCHING ILLUMIN.,OP.ANGLE 50 DEG GREEN Z=W/O HOLDER !!! Phased-out product !!! SIRIUS ACT 3SU1 is successor Preferred successor type is >>3SU1002-2BF40-0AA0 + 3SU1900-0AX10-0AA0<< | - | 0 | 7
3SB3111-2KA51 |  | 3SB3111-2KA51 | 1 | UN | 1 | 10 | C | D | N | N | 85389099 | 1 | 4011209329164 | 0.026 | KG | 19.76 | 19.76 | CP20 | CP20 | 26X26MM PLASTIC SQUARE ACTUATOR: SELECTOR SWITCH LATCHING 2 SWITCH POSITIONS O-I ILLUMINATED WITH HOLDER BLUE !!! Phased-out product !!! SIRIUS ACT 3SU1 is successor Preferred successor type is >>3SU1002-2BF50-0AA0 + 3SU1500-0AA10-0AA0 + 3SU1900-0AX10-0AA0<< | - | 0 | 7
3SB3111-2KA51-Z | B01 | 3SB3111-2KA51-ZB01 | 1 | UN | 1 | 10 | C | D | N | N | 85389099 | 1 |  | 0.015 | KG | 18.24 | 18.24 | CP20 | CP20 | 26X26MM PLASTIC SQUARE ACTUATOR: SELECTOR SWITCH LATCHING 2 SWITCH POSITIONS O-I ILLUMINATED WITHOUT HOLDER BLUE !!! Phased-out product !!! SIRIUS ACT 3SU1 is successor Preferred successor type is >>3SU1002-2BF50-0AA0 + 3SU1900-0AX10-0AA0<< | - | 0 | 7
3SB3111-2KA71 |  | 3SB3111-2KA71 | 1 | UN | 1 | 10 | C | D | N | N | 85389099 | 1 | 4011209302365 | 0.026 | KG | 19.76 | 19.76 | CP20 | CP20 | 26X26MM PLASTIC SQUARE ACTUATOR: SELECTOR SWITCH LATCHING 2 SWITCH POSITIONS O-I ILLUMINATED WITH HOLDER CLEAR !!! Phased-out product !!! SIRIUS ACT 3SU1 is successor Preferred successor type is >>3SU1002-2BF60-0AA0 + 3SU1900-0AX10-0AA0 + 3SU1500-0AA10-0AA0<< | - | 0 | 7
3SB3111-2KA71-Z | B01 | 3SB3111-2KA71-ZB01 | 1 | UN | 1 | 10 | C | D | N | N | 85389099 | 1 | 4011209848344 | 0.021 | KG | 18.24 | 18.24 | CP20 | CP20 | 26X26MM PLASTIC SQUARE ACTUATOR: SELECTOR SWITCH LATCHING 2 SWITCH POSITIONS O-I ILLUMINATED Z=WITHOUT HOLDER CLEAR !!! Phased-out product !!! SIRIUS ACT 3SU1 is successor Preferred successor type is >>3SU1002-2BF60-0AA0 + 3SU1900-0AX10-0AA0<< | - | 0 | 7
3SB3111-2LA21 |  | 3SB3111-2LA21 | 1 | UN | 1 | 10 | C | D | N | N | 85389099 | 1 | 4011209284210 | 0.048 | KG | 19.76 | 19.76 | CP20 | CP20 | 26X26MM PLASTIC SQUARE ACTUATOR: TOGGLE MOMENTARY CONTACT TYPE 2 SWITCH POSITIONS O-I ILLUMINATED WITH HOLDER RED !!! Phased-out product !!! SIRIUS ACT 3SU1 is successor Preferred successor type is >>3SU1002-2BC20-0AA0 + 3SU1500-0AA10-0AA0 + 3SU1900-0AX10-0AA0<< | - | 0 | 7
3SB3111-2LA21-Z | B01 | 3SB3111-2LA21-ZB01 | 1 | UN | 1 | 10 | C | D | N | N | 85389099 | 1 |  | 0.015 | KG | 18.24 | 18.24 | CP20 | CP20 | 26X26MM PLASTIC SQUARE ACTUATOR: TOGGLE MOMENTARY CONTACT TYPE 2 SWITCH POSITIONS O-I ILLUMINATED WITHOUT HOLDER RED !!! Phased-out product !!! SIRIUS ACT 3SU1 is successor Preferred successor type is >>3SU1002-2BC20-0AA0 + 3SU1900-0AX10-0AA0<< | - | 0 | 7
3SB3111-2LA31 |  | 3SB3111-2LA31 | 1 | UN | 1 | 10 | C | D | N | N | 85389099 | 1 | 4011209284227 | 0.04 | KG | 19.76 | 19.76 | CP20 | CP20 | 26X26MM PLASTIC SQUARE ACTUATOR: TOGGLE MOMENTARY CONTACT TYPE 2 SWITCH POSITIONS O-I ILLUMINATED WITH HOLDER YELLOW !!! Phased-out product !!! SIRIUS ACT 3SU1 is successor Preferred successor type is >>3SU1002-2BC30-0AA0 + 3SU1500-0AA10-0AA0 + | - | 0 | 7
3SB3111-2LA31-Z | B01 | 3SB3111-2LA31-ZB01 | 1 | UN | 1 | 10 | C | D | N | N | 85389099 | 1 |  | 0.015 | KG | 18.24 | 18.24 | CP20 | CP20 | 26X26MM PLASTIC SQUARE ACTUATOR: TOGGLE MOMENTARY CONTACT TYPE 2 SWITCH POSITIONS O-I ILLUMINATED WITHOUT HOLDER YELLOW !!! Phased-out product !!! SIRIUS ACT 3SU1 is successor Preferred successor type is >>3SU1002-2BC30-0AA0 + 3SU1900-0AX10-0AA0<< | - | 0 | 7
3SB3111-2LA41 |  | 3SB3111-2LA41 | 1 | UN | 1 | 10 | C | D | N | N | 85389099 | 1 | 4011209379671 | 0.027 | KG | 19.76 | 19.76 | CP20 | CP20 | 26X26MM PLASTIC SQUARE ACTUATOR: TOGGLE MOMENTARY CONTACT TYPE 2 SWITCH POSITIONS O-I ILLUMINATED WITH HOLDER GREEN !!! Phased-out product !!! SIRIUS ACT 3SU1 is successor Preferred successor type is >>3SU1002-2BC40-0AA0 + 3SU1500-0AA10-0AA0 + | - | 0 | 7
3SB3111-2LA41-Z | B01 | 3SB3111-2LA41-ZB01 | 1 | UN | 1 | 10 | C | D | N | N | 85389099 | 1 | 4011209848283 | 0.014 | KG | 18.24 | 18.24 | CP20 | CP20 | 26X26MM PLASTIC SQUARE ACTUATOR: TOGGLE MOMENTARY CONTACT TYPE 2 SWITCH POSITIONS O-I ILLUMINATED Z=WITHOUT HOLDER GREEN !!! Phased-out product !!! SIRIUS ACT 3SU1 is successor Preferred successor type is >>3SU1002-2BC40-0AA0 + 3SU1900-0AX10-0AA0<< | - | 0 | 7
3SB3111-2LA51 |  | 3SB3111-2LA51 | 1 | UN | 1 | 10 | C | D | N | N | 85389099 | 1 | 4011209284234 | 0.05 | KG | 19.76 | 19.76 | CP20 | CP20 | 26X26MM PLASTIC SQUARE ACTUATOR: TOGGLE MOMENTARY CONTACT TYPE 2 SWITCH POSITIONS O-I ILLUMINATED WITH HOLDER BLUE !!! Phased-out product !!! SIRIUS ACT 3SU1 is successor Preferred successor type is >>3SU1002-2BC50-0AA0 + 3SU1900-0AX10-0AA0 + | - | 0 | 7
3SB3111-2LA51-Z | B01 | 3SB3111-2LA51-ZB01 | 1 | UN | 1 | 10 | C | D | N | N | 85389099 | 1 |  | 0.024 | KG | 18.24 | 18.24 | CP20 | CP20 | 26X26MM PLASTIC SQUARE ACTUATOR: TOGGLE MOMENTARY CONTACT TYPE 2 SWITCH POSITIONS O-I ILLUMINATED WITHOUT HOLDER BLUE !!! Phased-out product !!! SIRIUS ACT 3SU1 is successor Preferred successor type is >>3SU1002-2BC50-0AA0 + 3SU1900-0AX10-0AA0<< | - | 0 | 7
3SB3111-2LA71 |  | 3SB3111-2LA71 | 1 | UN | 1 | 10 | C | D | N | N | 85389099 | 1 | 4011209284241 | 0.028 | KG | 19.76 | 19.76 | CP20 | CP20 | 26X26MM PLASTIC SQUARE ACTUATOR: TOGGLE MOMENTARY CONTACT TYPE 2 SWITCH POSITIONS O-I ILLUMINATED WITH HOLDER CLEAR !!! Phased-out product !!! SIRIUS ACT 3SU1 is successor Preferred successor type is >>3SU1002-2BC60-0AA0 + 3SU1900-0AX10-0AA0 + | - | 0 | 7
3SB3111-2LA71-Z | B01 | 3SB3111-2LA71-ZB01 | 1 | UN | 1 | 10 | C | D | N | N | 85389099 | 1 | 4011209848276 | 0.04 | KG | 18.24 | 18.24 | CP20 | CP20 | 26X26MM PLASTIC SQUARE ACTUATOR: TOGGLE MOMENTARY CONTACT TYPE 2 SWITCH POSITIONS O-I ILLUMINATED Z=WITHOUT HOLDER CLEAR !!! Phased-out product !!! SIRIUS ACT 3SU1 is successor Preferred successor type is >>3SU1002-2BC60-0AA0 + 3SU1900-0AX10-0AA0<< | - | 0 | 7
3SB3111-6AA20 |  | 3SB3111-6AA20 | 1 | UN | 1 | 10 | C | D | N | N | 85389099 | 1 | 4011209030282 | 0.042 | KG | 8.61 | 8.61 | CP20 | CP20 | Indicator light, 26X26mm, square, plastic, red, smooth lens, with holder !!! Phased-out product !!! SIRIUS ACT 3SU1 is successor Preferred successor type is >>3SU1001-6AA20-0AA0 + 3SU1500-0AA10-0AA0 + 3SU1900-0AX10-0AA0<< | - | 0 | 7
3SB3111-6AA20-Z | B01 | 3SB3111-6AA20-ZB01 | 1 | UN | 1 | 10 | C | D | N | N | 85389099 | 1 | 4011209497733 | 0.01 | KG | 7.09 | 7.09 | CP20 | CP20 | Indicator light, 26X26mm, square, plastic, red, smooth lens, Z=w/o holder !!! Phased-out product !!! SIRIUS ACT 3SU1 is successor Preferred successor type is >>3SU1001-6AA20-0AA0 + 3SU1500-0AA10-0AA0 + 3SU1900-0AX10-0AA0<< | - | 0 | 7
3SB3111-6AA30 |  | 3SB3111-6AA30 | 1 | UN | 1 | 10 | C | D | N | N | 85389099 | 1 | 4011209030299 | 0.02 | KG | 8.61 | 8.61 | CP20 | CP20 | Indicator light, 26X26mm, square, plastic, yellow, smooth lens, with holder !!! Phased-out product !!! SIRIUS ACT 3SU1 is successor Preferred successor type is >>3SU1001-6AA30-0AA0 + 3SU1900-0AX10-0AA0 + 3SU1500-0AA10-0AA0<< | - | 0 | 7
3SB3111-6AA30-Z | B01 | 3SB3111-6AA30-ZB01 | 1 | UN | 1 | 10 | C | D | N | N | 85389099 | 1 | 4011209502567 | 0.024 | KG | 7.09 | 7.09 | CP20 | CP20 | Indicator light, 26X26mm, square, plastic, yellow, smooth lens, Z=w/o holder !!! Phased-out product !!! SIRIUS ACT 3SU1 is successor Preferred successor type is >>3SU1001-6AA30-0AA0 + 3SU1900-0AX10-0AA0 + 3SU1500-0AA10-0AA0<< | - | 0 | 7
3SB3111-6AA40 |  | 3SB3111-6AA40 | 1 | UN | 1 | 10 | C | D | N | N | 85389099 | 1 | 4011209030305 | 0.026 | KG | 8.61 | 8.61 | CP20 | CP20 | Indicator light, 26X26mm, square, plastic, green, smooth lens, with holder !!! Phased-out product !!! SIRIUS ACT 3SU1 is successor Preferred successor type is >>3SU1001-6AA40-0AA0 + 3SU1500-0AA10-0AA0 + 3SU1900-0AX10-0AA0<< | - | 0 | 7
3SB3111-6AA40-Z | B01 | 3SB3111-6AA40-ZB01 | 1 | UN | 1 | 10 | C | D | N | N | 85389099 | 1 | 4011209743915 | 0.024 | KG | 7.09 | 7.09 | CP20 | CP20 | Indicator light, 26X26mm, square, plastic, green, smooth lens, Z=w/o holder !!! Phased-out product !!! SIRIUS ACT 3SU1 is successor Preferred successor type is >>3SU1001-6AA40-0AA0 + 3SU1500-0AA10-0AA0 + 3SU1900-0AX10-0AA0<< | - | 0 | 7
3SB3111-6AA50 |  | 3SB3111-6AA50 | 1 | UN | 1 | 10 | C | D | N | N | 85389099 | 1 | 4011209030312 | 0.04 | KG | 8.61 | 8.61 | CP20 | CP20 | Indicator light, 26X26mm, square, plastic, blue, smooth lens, with holder !!! Phased-out product !!! SIRIUS ACT 3SU1 is successor Preferred successor type is >>3SU1001-6AA50-0AA0 + 3SU1900-0AX10-0AA0 + 3SU1500-0AA10-0AA0<< | - | 0 | 7
3SB3111-6AA50-Z | B01 | 3SB3111-6AA50-ZB01 | 1 | UN | 1 | 10 | C | D | N | N | 85389099 | 1 | 4011209743922 | 0.013 | KG | 7.09 | 7.09 | CP20 | CP20 | Indicator light, 26X26mm, square, plastic, blue, smooth lens, Z=w/o holder !!! Phased-out product !!! SIRIUS ACT 3SU1 is successor Preferred successor type is >>3SU1001-6AA50-0AA0 + 3SU1900-0AX10-0AA0 + 3SU1500-0AA10-0AA0<< | - | 0 | 7
3SB3111-6AA60 |  | 3SB3111-6AA60 | 1 | UN | 1 | 10 | C | D | N | N | 85389099 | 1 | 4011209030329 | 0.02 | KG | 8.61 | 8.61 | CP20 | CP20 | Indicator light, 26X26mm, square, plastic, white, smooth lens, with holder !!! Phased-out product !!! SIRIUS ACT 3SU1 is successor Preferred successor type is >>3SU1001-6AA60-0AA0 + 3SU1900-0AX10-0AA0 + 3SU1500-0AA10-0AA0<< | - | 0 | 7
3SB3111-6AA60-Z | B01 | 3SB3111-6AA60-ZB01 | 1 | UN | 1 | 10 | C | D | N | N | 85389099 | 1 | 4011209743939 | 0.018 | KG | 7.09 | 7.09 | CP20 | CP20 | Indicator light, 26X26mm, square, plastic, white, smooth lens, Z=w/o holder !!! Phased-out product !!! SIRIUS ACT 3SU1 is successor Preferred successor type is >>3SU1001-6AA60-0AA0 + 3SU1500-0AA10-0AA0 + 3SU1900-0AX10-0AA0<< | - | 0 | 7
3SB3111-6AA70 |  | 3SB3111-6AA70 | 1 | UN | 1 | 10 | C | D | N | N | 85389099 | 1 | 4011209030336 | 0.019 | KG | 8.61 | 8.61 | CP20 | CP20 | Indicator light, 26X26mm, square, plastic, clear, smooth lens, with holder !!! Phased-out product !!! SIRIUS ACT 3SU1 is successor Preferred successor type is >>3SU1001-6AA70-0AA0 + 3SU1500-0AA10-0AA0 + 3SU1900-0AX10-0AA0<< | - | 0 | 7
3SB3111-6AA70-Z | B01 | 3SB3111-6AA70-ZB01 | 1 | UN | 1 | 10 | C | D | N | N | 85389099 | 1 | 4011209502574 | 0.016 | KG | 7.09 | 7.09 | CP20 | CP20 | Indicator light, 26X26mm, square, plastic, clear, smooth lens, Z=w/o holder !!! Phased-out product !!! SIRIUS ACT 3SU1 is successor Preferred successor type is >>3SU1001-6AA70-0AA0 + 3SU1500-0AA10-0AA0 + 3SU1900-0AX10-0AA0<< | - | 0 | 7
3SB3201-0AA11 |  | 3SB3201-0AA11 | 1 | UN | 1 | 10 | C | D | N | N | 85365080 | 1 | 4011209187504 | 0.048 | KG | 20.71 | 20.71 | CP20 | CP20 | Pushbutton, 22 mm, round, plastic, black, pushbutton, flat, 1 NO + 1 NC, screw terminal, with holder !!! Phased-out product !!! Successor is SIRIUS ACT 3SU1 Preferred successor type is >>3SU1100-0AB10-1FA0<< |  | 0 | 7
3SB3201-0AA11-0CC0 |  | 3SB3201-0AA11-0CC0 | 1 | UN | 1 | 10 | C | D | N | N | 85365080 | 1 | 4011209612433 | 0.049 | KG | 23.18 | 23.18 | CP20 | CP20 | 22MM PLASTIC ROUND COMPLETE UNIT COMBINATION: PUSHBUTTON WITH FLAT BUTTON SPRING-LOADED TERMINAL, 1NO+1NC WITH HOLDER BLACK !!! Phased-out product !!! SIRIUS ACT 3SU1 is successor Preferred successor type is >>3SU1100-0AB10-3FA0<< | - | 0 | 7
3SB3201-0AA11-Z | B01 | 3SB3201-0AA11-ZB01 | 1 | UN | 1 | 10 | C | D | N | N | 85365080 | 1 | 4011209744899 | 0.035 | KG | 19.19 | 19.19 | CP20 | CP20 | COMPLETE UNIT, ROUND PUSHBUTTON UNIT WITH FLAT PUSHBUTTON BLACK, 1NO+1NC SCREW TERMINAL W/O HOLDER | - | 0 | 7
3SB3201-0AA11-Z | X90 | 3SB3201-0AA11-ZX90 | 1 | UN | 1 | 10 | C | D | N | N | 85365080 | 20 | 4011209745704 | 0.041 | KG | 20.81 | 20.81 | CP20 | CP20 | Pushbutton, 22 mm, round, plastic, black, pushbutton, flat, 1NO + 1NC, screw terminal, with holder, Z=50-unit pack !!! Phased-out product !!! SIRIUS ACT 3SU1 is the successor The preferred successor type is <<3SU1000-0AB10-0AA0-ZX90 + 3SU1500-1AA10-1FA0>> | - | 0 | 7
3SB3201-0AA21 |  | 3SB3201-0AA21 | 1 | UN | 1 | 10 | C | D | N | N | 85365080 | 1 | 4011209187511 | 0.048 | KG | 20.71 | 20.71 | CP20 | CP20 | Pushbutton, 22mm, round, plastic, red, pushbutton, flat, 1 NO+1 NC, screw terminals, with holder !!! Phased-out product !!! Successor is SIRIUS ACT 3SU1 Preferred successor type is >>3SU1100-0AB20-1FA0<< |  | 0 | 7
3SB3201-0AA21-0CC0 |  | 3SB3201-0AA21-0CC0 | 1 | UN | 1 | 10 | C | D | N | N | 85365080 | 1 | 4011209612440 | 0.046 | KG | 23.18 | 23.18 | CP20 | CP20 | 22MM PLASTIC ROUND COMPLETE UNIT COMBINATION: PUSHBUTTON WITH FLAT BUTTON SPRING-LOADED TERMINAL, 1NO+1NC WITH HOLDER RED !!! Phased-out product !!! SIRIUS ACT 3SU1 is successor Preferred successor type is >>3SU1100-0AB20-3FA0<< | - | 0 | 7
3SB3201-0AA21-Z | B01 | 3SB3201-0AA21-ZB01 | 1 | UN | 1 | 10 | C | D | N | N | 85365080 | 1 | 4011209744905 | 0.04 | KG | 19.19 | 19.19 | CP20 | CP20 | 22MM PLASTIC ROUND COMPLETE UNIT COMBINATION: PUSHBUTTON WITH FLAT BUTTON SCREW TERMINAL, 1NO+1NC Z=WITHOUT HOLDER RED | - | 0 | 7
3SB3201-0AA21-Z | X90 | 3SB3201-0AA21-ZX90 | 1 | UN | 1 | 10 | C | D | N | N | 85365080 | 50 |  | 1.997 | KG | 20.81 | 20.81 | CP20 | CP20 | Pushbutton, 22 mm, round, plastic, red, pushbutton, flat, 1NO + 1NC, screw terminal, with holder, Z=50-unit pack !!! Phased-out product !!! SIRIUS ACT 3SU1 is the successor The preferred successor type is <<3SU1000-0AB20-0AA0-ZX90 + 3SU1500-0AA10-0AA0 + 3SU1400-1AA10-1BA0 + 3SU1400-1AA10-1CA0>> | - | 0 | 7
3SB3201-0AA21-Z | Y14 | 3SB3201-0AA21-ZY14 | 1 | UN | 1 | 10 | C | D | N | N | 85365080 | 1 |  | 0.047 | KG | 21.85 | 21.85 | CP20 | CP20 | Pushbutton, 22 mm, round, plastic, red, pushbutton, flat, 1NO + 1NC, screw terminal, with holder, Z=Labeling acc. to customer number !!! Phased-out product !!! SIRIUS ACT 3SU1 is the successor The preferred successor type is <<3SU1000-0AB20-0AA0-ZY19 + 3SU1500-0AA10-0AA0 + 3SU1400-1AA10-1BA0 + 3SU1400-1AA10-1CA0>> | - | 0 | 7
3SB3201-0AA31 |  | 3SB3201-0AA31 | 1 | UN | 1 | 10 | C | D | N | N | 85365080 | 1 | 4011209187528 | 0.048 | KG | 20.71 | 20.71 | CP20 | CP20 | 22MM PLASTIC ROUND COMPLETE UNIT COMBINATION: PUSHBUTTON WITH FLAT BUTTON SCREW TERMINAL, 1NO+1NC WITH HOLDER YELLOW !!! Phased-out product !!! SIRIUS ACT 3SU1 is successor Preferred successor type is >>3SU1100-0AB30-1FA0<< |  | 0 | 7
3SB3201-0AA31-0CC0 |  | 3SB3201-0AA31-0CC0 | 1 | UN | 1 | 10 | C | D | N | N | 85365080 | 1 | 4011209612457 | 0.046 | KG | 23.18 | 23.18 | CP20 | CP20 | 22MM PLASTIC ROUND COMPLETE UNIT COMBINATION: PUSHBUTTON WITH FLAT BUTTON SPRING-LOADED TERMINAL, 1NO+1NC WITH HOLDER YELLOW !!! Phased-out product !!! SIRIUS ACT 3SU1 is successor Preferred successor type is >>3SU1100-0AB30-3FA0<< | - | 0 | 7
3SB3201-0AA41 |  | 3SB3201-0AA41 | 1 | UN | 1 | 10 | C | D | N | N | 85365080 | 1 | 4011209188075 | 0.047 | KG | 20.71 | 20.71 | CP20 | CP20 | Pushbutton, 22 mm, round, plastic, green, pushbutton, flat, 1 NO + 1 NC, screw terminal, with holder !!! Phased-out product !!! Successor is SIRIUS ACT 3SU1 Preferred successor type is >>3SU1100-0AB40-1FA0<< |  | 0 | 7
3SB3201-0AA41-0CC0 |  | 3SB3201-0AA41-0CC0 | 1 | UN | 1 | 10 | C | D | N | N | 85365080 | 1 | 4011209612464 | 0.045 | KG | 23.18 | 23.18 | CP20 | CP20 | Pushbutton, 22 mm round, plastic, green, pushbutton, flat, 1 NO + 1 NC, spring-type terminal, with holder ! Phased-out product! Successor ist SIRIUS ACT 3SU1 Preferred successor type is >>3SU1100-0AB40-1FA0<< | - | 0 | 7
3SB3201-0AA41-Z | B01 | 3SB3201-0AA41-ZB01 | 1 | UN | 1 | 5 | B | D | N | N | 85365080 | 1 | 4011209610552 | 0.05 | KG | 19.19 | 19.19 | CP20 | CP20 | 22MM PLASTIC ROUND COMPLETE UNIT COMBINATION: PUSHBUTTON WITH FLAT BUTTON SCREW TERMINAL, 1NO+1NC Z=WITHOUT HOLDER GREEN | - | 0 | 7
3SB3201-0AA41-Z | Y14 | 3SB3201-0AA41-ZY14 | 1 | UN | 1 | 10 | C | D | N | N | 85365080 | 1 |  | 0.047 | KG | 21.85 | 21.85 | CP20 | CP20 | Pushbutton, 22 mm, round, plastic, green, pushbutton, flat, 1NO + 1NC, screw terminal, with holder, Z=Labeling acc. to customer number !!! Phased-out product !!! SIRIUS ACT 3SU1 is the successor The preferred successor type is <<3SU1000-0AB40-0AA0-ZY19 + 3SU1400-1AA10-1BA0 + 3SU1400-1AA10-1CA0 + 3SU1500-0AA10-0AA0>> | - | 0 | 7
3SB3201-0AA51 |  | 3SB3201-0AA51 | 1 | UN | 1 | 10 | C | D | N | N | 85365080 | 1 | 4011209187535 | 0.048 | KG | 20.71 | 20.71 | CP20 | CP20 | 22MM PLASTIC ROUND COMPLETE UNIT COMBINATION: PUSHBUTTON WITH FLAT BUTTON SCREW TERMINAL, 1NO+1NC WITH HOLDER BLUE !!! Phased-out product !!! SIRIUS ACT 3SU1 is successor Preferred successor type is >>3SU1100-0AB50-1FA0<< |  | 0 | 7
3SB3201-0AA51-0CC0 |  | 3SB3201-0AA51-0CC0 | 1 | UN | 1 | 10 | C | D | N | N | 85365080 | 1 | 4011209612471 | 0.052 | KG | 23.18 | 23.18 | CP20 | CP20 | 22MM PLASTIC ROUND COMPLETE UNIT COMBINATION: PUSHBUTTON WITH FLAT BUTTON SPRING-LOADED TERMINAL, 1NO+1NC WITH HOLDER BLUE !!! Phased-out product !!! SIRIUS ACT 3SU1 is successor Preferred successor type is >>3SU1100-0AB50-3FA0<< | - | 0 | 7
3SB3201-0AA61 |  | 3SB3201-0AA61 | 1 | UN | 1 | 10 | C | D | N | N | 85365080 | 1 | 4011209187542 | 0.047 | KG | 20.71 | 20.71 | CP20 | CP20 | 22MM PLASTIC ROUND COMPLETE UNIT COMBINATION: PUSHBUTTON WITH FLAT BUTTON SCREW TERMINAL, 1NO+1NC WITH HOLDER WHITE !!! Phased-out product !!! SIRIUS ACT 3SU1 is successor Preferred successor type is >>3SU1100-0AB60-1FA0<< |  | 0 | 7
3SB3201-0AA61-0CC0 |  | 3SB3201-0AA61-0CC0 | 1 | UN | 1 | 10 | C | D | N | N | 85365080 | 1 | 4011209612488 | 0.047 | KG | 23.18 | 23.18 | CP20 | CP20 | 22MM PLASTIC ROUND COMPLETE UNIT COMBINATION: PUSHBUTTON WITH FLAT BUTTON SPRING-LOADED TERMINAL, 1NO+1NC WITH HOLDER WHITE !!! Phased-out product !!! SIRIUS ACT 3SU1 is successor Preferred successor type is >>3SU1100-0AB60-3FA0<< | - | 0 | 7
3SB3201-0AA61-Z | B01 | 3SB3201-0AA61-ZB01 | 1 | UN | 1 | 10 | C | D | N | N | 85365080 | 1 | 4011209744912 | 0.035 | KG | 19.19 | 19.19 | CP20 | CP20 | 22MM PLASTIC ROUND COMPLETE UNIT COMBINATION: PUSHBUTTON WITH FLAT BUTTON SCREW TERMINAL, 1NO+1NC Z=WITHOUT HOLDER WHITE | - | 0 | 7
3SB3201-0AA61-Z | X90 | 3SB3201-0AA61-ZX90 | 1 | UN | 1 | 10 | C | D | N | N | 85365080 | 50 | 4011209848405 | 0.039 | KG | 20.81 | 20.81 | CP20 | CP20 | Pushbutton, 22 mm, round, plastic, white, pushbutton, flat, 1NO + 1NC, screw terminal, with holder, Z=50-unit pack !!! Phased-out product !!! SIRIUS ACT 3SU1 is the successor The preferred successor type is <<3SU1100-0AB60-1FA0-ZX90>> | - | 0 | 7
3SB3201-0AA71 |  | 3SB3201-0AA71 | 1 | UN | 1 | 10 | C | D | N | N | 85365080 | 1 | 4011209222793 | 0.047 | KG | 22.8 | 22.8 | CP20 | CP20 | 22MM PLASTIC ROUND COMPLETE UNIT COMBINATION: PUSHBUTTON WITH FLAT BUTTON SCREW TERMINAL, 1NO+1NC WITH HOLDER CLEAR !!! Phased-out product !!! SIRIUS ACT 3SU1 is successor Preferred successor type is >>3SU1100-0AB70-1FA0<< | - | 0 | 7
3SB3201-0AB51 |  | 3SB3201-0AB51 | 1 | UN | 1 | 10 | C | D | N | N | 85365080 | 1 | 4011209416970 | 0.048 | KG | 20.71 | 20.71 | CP20 | CP20 | 22MM PLASTIC ROUND COMPLETE UNIT COMBINATION: PUSHBUTTON WITH FLAT BUTTON SCREW TERMINAL, 1NO+1NC WITH HOLDER GRAY !!! Phased-out product !!! SIRIUS ACT 3SU1 is successor Preferred successor type is >>3SU1100-0AB80-1FA0<< | - | 0 | 7
3SB3201-0BA11 |  | 3SB3201-0BA11 | 1 | UN | 1 | 10 | C | D | N | N | 85365080 | 1 | 4011209471771 | 0.052 | KG | 23.28 | 23.28 | CP20 | CP20 | 22MM PLASTIC ROUND COMPLETE UNIT COMBINATION: PUSHBUTTON WITH RAISED BUTTON SCREW TERMINAL, 1NO+1NC WITH HOLDER BLACK !!! Phased-out product !!! SIRIUS ACT 3SU1 is successor Preferred successor type is >>3SU1100-0BB10-1FA0<< | - | 0 | 7
3SB3201-0BA21 |  | 3SB3201-0BA21 | 1 | UN | 1 | 10 | C | D | N | N | 85365080 | 1 | 4011209471788 | 0.045 | KG | 23.28 | 23.28 | CP20 | CP20 | Pushbutton, 22 mm, round, plastic, red, pushbutton, raised, 1 NO + 1 NC, screw terminal, with holder !!! Phased-out product !!! Successor is SIRIUS ACT 3SU1 Preferred successor type is >>3SU1100-0BB20-1FA0<< | - | 0 | 7
3SB3201-0BA31 |  | 3SB3201-0BA31 | 1 | UN | 1 | 10 | C | D | N | N | 85365080 | 1 | 4011209471795 | 0.048 | KG | 23.28 | 23.28 | CP20 | CP20 | 22MM PLASTIC ROUND COMPLETE UNIT COMBINATION: PUSHBUTTON WITH RAISED BUTTON SCREW TERMINAL, 1NO+1NC WITH HOLDER YELLOW !!! Phased-out product !!! SIRIUS ACT 3SU1 is successor Preferred successor type is >>3SU1000-0BB30-0AA0 + 3SU1400-1AA10-1FA0 + | - | 0 | 7
3SB3201-0BA51 |  | 3SB3201-0BA51 | 1 | UN | 1 | 10 | C | D | N | N | 85365080 | 1 | 4011209471801 | 0.048 | KG | 23.28 | 23.28 | CP20 | CP20 | 22MM PLASTIC ROUND COMPLETE UNIT COMBINATION: PUSHBUTTON WITH RAISED BUTTON SCREW TERMINAL, 1NO+1NC WITH HOLDER BLUE !!! Phased-out product !!! SIRIUS ACT 3SU1 is successor Preferred successor type is >>3SU1000-0BB50-0AA0 + 3SU1500-0AA10-0AA0 + | - | 0 | 7
3SB3201-0BA61 |  | 3SB3201-0BA61 | 1 | UN | 1 | 10 | C | D | N | N | 85365080 | 1 | 4011209782754 | 0.043 | KG | 23.28 | 23.28 | CP20 | CP20 | 22MM PLASTIC ROUND COMPLETE UNIT COMBINATION: PUSHBUTTON WITH RAISED BUTTON SCREW TERMINAL, 1NO+1NC WITH HOLDER WHITE !!! Phased-out product !!! SIRIUS ACT 3SU1 is successor Preferred successor type is >>3SU1000-0BB60-0AA0 + 3SU1500-0AA10-0AA0 + | - | 0 | 7
3SB3201-1CA21 |  | 3SB3201-1CA21 | 1 | UN | 1 | 10 | C | D | N | N | 85365080 | 1 | 4011209226876 | 0.06 | KG | 39.52 | 39.52 | CP20 | CP20 | 22MM PLASTIC ROUND COMPLETE UNIT COMBINATION: PUSH-PULL BUTTON 40MM LATCHING W.PULL-TO-UNLOCK MECH. SCREW TERMINAL, 1NO+1NC WITH HOLDER RED !!! Phased-out product !!! SIRIUS ACT 3SU1 is successor Preferred successor type is >>3SU1100-1BA20-1FA0<< |  | 0 | 7
3SB3201-1CA21-0CC0 |  | 3SB3201-1CA21-0CC0 | 1 | UN | 1 | 10 | C | D | N | N | 85365080 | 1 | 4011209636774 | 0.059 | KG | 41.42 | 41.42 | CP20 | CP20 | 22MM PLASTIC ROUND COMPLETE UNIT COMBINATION: PUSH-PULL BUTTON 40MM LATCHING W.PULL-TO-UNLOCK MECH. SPRING-LOADED TERMINAL, 1NO+1NC WITH HOLDER RED !!! Phased-out product !!! SIRIUS ACT 3SU1 is successor Preferred successor type is >>3SU1100-1BA20-3FA0<< | - | 0 | 7
3SB3201-1CA21-0CC0-Z | X90 | 3SB3201-1CA21-0CC0-ZX90 | 1 | UN | 1 | 10 | C | D | N | N | 85365080 | 20 |  | 0.063 | KG | 41.42 | 41.42 | CP20 | CP20 | Push-pull switch, 22 mm, round, plastic, red, 40mm, latching, pull-to-unlatch mechanism, with holder, 1NO + 1NC, SPRING-TYPE TERMINAL Multi-unit pack Packing quantity = 20 units !!! Phased-out product !!! SIRIUS ACT 3SU1 is the successor The preferred successor type is <<3SU1100-1BA20-3FA0-ZX90>> | - | 0 | 7
3SB3201-1CA21-Z | X90 | 3SB3201-1CA21-ZX90 | 1 | UN | 1 | 10 | C | D | N | N | 85365080 | 20 | 4011209848368 | 0.06 | G | 39.52 | 39.52 | CP20 | CP20 | Push-pull switch, 22 mm, round, plastic, red, 40mm, latching, pull-to-unlatch mechanism, with holder, 1NO + 1NC, screw terminal, Z=20-unit pack !!! Phased-out product !!! SIRIUS ACT 3SU1 is the successor The preferred successor type is <<3SU1100-1BA20-1FA0-ZX90>> | - | 0 | 7
3SB3201-1HA20 |  | 3SB3201-1HA20 | 1 | UN | 1 | 10 | C | D | N | N | 85365080 | 1 | 4011209243972 | 0.084 | KG | 41.71 | 41.71 | CP20 | CP20 | 22MM PLASTIC ROUND COMPLETE UNIT COMBINATION: EMERGEN.-STOP MUSHR.PUSHB. 40MM LATCH.W. ROT.-TO-UNLATCH MECH. WITH YELLOW BACKING PLATE SCREW TERMINAL, 1NO+1NC WITH HOLDER RED INSCRIPTION: NOT-HALT !!! Phased-out product !!! SIRIUS ACT 3SU1 is successor Preferred successor type is >>3SU1100-1HB20-1FH0<< |  | 0 | 7
3SB3201-1HA20-0CC0 |  | 3SB3201-1HA20-0CC0 | 1 | UN | 1 | 10 | C | D | N | N | 85365080 | 1 | 4011209612426 | 0.079 | KG | 43.8 | 43.8 | CP20 | CP20 | 22MM PLASTIC ROUND COMPLETE UNIT COMBINATION: EMERGEN.-STOP MUSHR.PUSHB. 40MM LATCH.W. ROT.-TO-UNLATCH MECH. WITH YELLOW BACKING PLATE SPRING-LOADED TERMINAL, 1NO+1NC WITH HOLDER RED INSCRIPTION: NOT-HALT !!! Phased-out product !!! SIRIUS ACT 3SU1 is suc Preferred successor ty >>3SU1100-1HB20-3FH0 << | - | 0 | 7
3SB3201-1HA20-0CC0-Z | X90 | 3SB3201-1HA20-0CC0-ZX90 | 1 | UN | 1 | 10 | C | D | N | N | 85365080 | 20 |  | 0.079 | KG | 43.8 | 43.8 | CP20 | CP20 | EMERGENCY STOP MUSHROOM PUSHBUTTON, 22 mm, round, plastic, red, 40mm, latching, rotate-to-unlatch, with yellow backing plate, inscription: EMERGENCY STOP, with holder, 1NO + 1NC, SPRING-TYPE TERMINAL Multi-unit pack Packing quantity = 20 units !!! Phased-out product !!! SIRIUS ACT 3SU1 is the successor The preferred successor type is <<3SU1100-1HB20-3FH0-ZX90>> | - | 0 | 7
3SB3201-1HA20-Z | B01 | 3SB3201-1HA20-ZB01 | 1 | UN | 1 | 10 | C | D | N | N | 85365080 | 1 | 4011209691292 | 0.07 | KG | 40.19 | 40.19 | CP20 | CP20 | 22MM PLASTIC ROUND COMPLETE UNIT COMBINATION: EMERGEN.-STOP MUSHR.PUSHB. 40MM LATCH.W. ROT.-TO-UNLATCH MECH. WITH YELLOW BACKING PLATE SCREW TERMINAL, 1NO+1NC Z=WITHOUT HOLDER RED Z= 20 UNITS PACKED INSCRIPTION: NOT-AUS | - | 0 | 7
3SB3201-1HA20-Z | X90 | 3SB3201-1HA20-ZX90 | 1 | UN | 1 | 10 | C | D | N | N | 85365080 | 20 | 4011209691346 | 0.066 | KG | 41.71 | 41.71 | CP20 | CP20 | EMERGENCY STOP MUSHROOM PUSHBUTTON, 22 mm, round, plastic, red, 40mm, latching, rotate-to-unlatch, with yellow backing plate, inscription: EMERGENCY STOP, with holder, 1NO + 1NC, screw terminal, Z=20-unit pack !!! Phased-out product !!! SIRIUS ACT 3SU1 is the successor The preferred successor type is <<3SU1100-1HB20-1FH0-ZX90>> | - | 0 | 7
3SB3201-1HA26 |  | 3SB3201-1HA26 | 1 | UN | 1 | 10 | C | D | N | N | 85365080 | 1 | 4011209851023 | 0.08 | KG | 48.07 | 48.07 | CP20 | CP20 | EMERGENCY STOP MUSHROOM PUSHBUTTON, 22 mm, round, plastic, red, 40 mm, latching, rotate-to-unlatch, mechan. switch position indicator, with yellow backing plate, inscription: EMERGENCY STOP, with holder, 1NO + 1NC, SCREW TERMINAL !!! Phased-out product !!! SIRIUS ACT 3SU1 is the successor The preferred successor type is >>3SU1001-1HB20-0AA0 + 3SU1900-0BC31-0AT0 + 3SU1400-1AA10-1FA0 + 3SU1500-0AA10-0AA0<< | - | 0 | 7
3SB3201-1HA26-0CC0 |  | 3SB3201-1HA26-0CC0 | 1 | UN | 1 | 10 | C | D | N | N | 85365080 | 1 | 4011209851146 | 0.08 | KG | 50.07 | 50.07 | CP20 | CP20 | EMERGENCY STOP MUSHROOM PUSHBUTTON, 22 mm, round, plastic, red, 40 mm, latching, rotate-to-unlatch, mechan. switch position indicator, with yellow backing plate, inscription: EMERGENCY STOP, with holder, 1NO + 1NC, SPRING-TYPE TERMINAL !!! Phased-out product !!! SIRIUS ACT 3SU1 is the successor The preferred successor type is >>3SU1001-1HB20-0AA0 + 3SU1500-0AA10-0AA0 + 3SU1900-0BC31-0AT0 + 3SU1400-1AA10-3FA0<< | - | 0 | 7
3SB3201-1HA26-0CC0-Z | X90 | 3SB3201-1HA26-0CC0-ZX90 | 1 | UN | 1 | 10 | C | D | N | N | 85365080 | 20 |  | 0.08 | KG | 50.07 | 50.07 | CP20 | CP20 | EMERGENCY STOP MUSHROOM PUSHBUTTON, 22 mm, round, plastic, red, 40mm, latching, rotate-to-unlatch, mechan. switch position indicator, with yellow backing plate, inscription: EMERGENCY STOP, with holder, 1NO + 1NC, SPRING-TYPE TERMINAL Multi-unit pack Packing quantity = 20 units !!! Phased-out product !!! SIRIUS ACT 3SU1 is the successor The preferred successor type is <<3SU1001-1HB20-0AA0-ZX90 + 3SU1500-0AA10-0AA0 + 3SU1900-0BC31-0AT0 + 3SU1400-1AA10-3FA0>> | - | 0 | 7
3SB3201-1HA26-Z | X90 | 3SB3201-1HA26-ZX90 | 1 | UN | 1 | 10 | C | D | N | N | 85365080 | 20 |  | 0.08 | KG | 48.07 | 48.07 | CP20 | CP20 | EMERGENCY STOP MUSHROOM PUSHBUTTON, 22 mm, round, plastic, red, 40mm, latching, rotate-to-unlatch, mechan. switch position indicator, with yellow backing plate, inscription: EMERGENCY STOP, with holder, 1NO + 1NC, SCREW TERMINAL Multi-unit pack Packing quantity = 20 units !!! Phased-out product !!! SIRIUS ACT 3SU1 is the successor The preferred successor type is <<3SU1001-1HB20-0AA0-ZX90 + 3SU1900-0BC31-0AT0 + 3SU1400-1AA10-1FA0 + 3SU1500-0AA10-0AA0>> | - | 0 | 7
3SB3201-1HP20 |  | 3SB3201-1HP20 | 1 | UN | 1 | 10 | C | D | N | N | 85365080 | 1 | 4011209567795 | 0.08 | KG | 41.71 | 41.71 | CP20 | CP20 | 22MM PLASTIC ROUND COMPLETE UNIT COMBINATION: EMERGEN.-STOP MUSHR.PUSHB. 40MM LATCH.W. ROT.-TO-UNLATCH MECH. WITH YELLOW BACKING PLATE SCREW TERMINAL, 1NO+1NC WITH HOLDER RED INSCRIPTION: ARRET D'URGENCE !!! Phased-out product !!! SIRIUS ACT 3SU1 is suc Preferred successor ty >>3SU1100-1HB20-1FJ0 << | - | 0 | 7
3SB3201-1HP20-Z | X90 | 3SB3201-1HP20-ZX90 | 1 | UN | 1 | 10 | C | D | N | N | 85365080 | 20 |  | 0.08 | KG | 41.71 | 41.71 | CP20 | CP20 | EMERGENCY STOP MUSHROOM PUSHBUTTON, 22 mm, round, plastic, red, 40mm, with yellow backing plate, inscription: ARRET D'URGENCE, with holder, 1NO + 1NC, SCREW TERMINAL Multi-unit pack Packing quantity = 20 units !!! Phased-out product !!! SIRIUS ACT 3SU1 is the successor The preferred successor type is <<3SU1100-1HB20-1FJ0-ZX90>> | - | 0 | 7
3SB3201-1HR20 |  | 3SB3201-1HR20 | 1 | UN | 1 | 10 | C | D | N | N | 85365080 | 1 | 4011209605688 | 0.08 | KG | 41.71 | 41.71 | CP20 | CP20 | 22MM PLASTIC ROUND COMPLETE UNIT COMBINATION: EMERGEN.-STOP MUSHR.PUSHB. 40MM LATCH.W. ROT.-TO-UNLATCH MECH. WITH YELLOW BACKING PLATE SCREW TERMINAL, 1NO+1NC WITH HOLDER RED INSCRIPTION: EMERGENCY STOP !!! Phased-out product !!! SIRIUS ACT 3SU1 is successor Preferred successor type is >>3SU1100-1HB20-1FG0<< | - | 0 | 7
3SB3201-1HR20-Z | X90 | 3SB3201-1HR20-ZX90 | 1 | UN | 1 | 10 | C | D | N | N | 85365080 | 20 |  | 0.08 | KG | 41.71 | 41.71 | CP20 | CP20 | EMERGENCY STOP MUSHROOM PUSHBUTTON, 22 mm, round, plastic, red, 40mm, with yellow backing plate, inscription: EMERGENCY STOP, with holder, 1NO + 1NC, SCREW TERMINAL Multi-unit pack Packing quantity = 20 units !!! Phased-out product !!! SIRIUS ACT 3SU1 is the successor The preferred successor type is <<3SU1100-1HB20-1FG0-ZX90>> | - | 0 | 7
3SB3201-1HR26 |  | 3SB3201-1HR26 | 1 | UN | 1 | 10 | C | D | N | N | 85365080 | 1 | 4011209851030 | 0.08 | KG | 48.07 | 48.07 | CP20 | CP20 | EMERGENCY STOP MUSHROOM PUSHBUTTON, 22 mm, round, plastic, red, 40 mm, latching, rotate-to-unlatch, mechan. switch position indicator, with yellow backing plate, inscription: EMERGENCY STOP, with holder, 1NO + 1NC, SCREW TERMINAL !!! Phased-out product !!! SIRIUS ACT 3SU1 is the successor The preferred successor type is >>3SU1001-1HB20-0AA0 + 3SU1900-0BC31-0DA0 + 3SU1400-1AA10-1FA0 + 3SU1500-0AA10-0AA0<< | - | 0 | 7
3SB3201-1HR26-Z | X90 | 3SB3201-1HR26-ZX90 | 1 | UN | 1 | 10 | C | D | N | N | 85365080 | 20 |  | 0.08 | KG | 48.07 | 48.07 | CP20 | CP20 | EMERGENCY STOP MUSHROOM PUSHBUTTON, 22 mm, round, plastic, red, 40mm, latching, rotate-to-unlatch, mechan. switch position indicator, with yellow backing plate, inscription: EMERGENCY STOP, with holder, 1NO + 1NC, SCREW TERMINAL Multi-unit pack Packing quantity = 20 units !!! Phased-out product !!! SIRIUS ACT 3SU1 is the successor The preferred successor type is <<3SU1001-1HB20-0AA0-ZX90 + 3SU1900-0BC31-0DA0 + 3SU1400-1AA10-1FA0 + 3SU1500-0AA10-0AA0>> | - | 0 | 7
3SB3201-1TA20 |  | 3SB3201-1TA20 | 1 | UN | 1 | 10 | C | D | N | N | 85365080 | 1 | 4011209629172 | 0.079 | KG | 41.71 | 41.71 | CP20 | CP20 | 22MM PLASTIC ROUND COMPLETE UNIT COMBINATION: EMERGEN.-STOP MUSHR.PUSHB. 40MM LATCHING W.PULL-TO-UNLOCK MECH. WITH YELLOW BACKING PLATE SCREW TERMINAL, 1NO+1NC WITH HOLDER RED INSCRIPTION: NOT-HALT !!! Phased-out product !!! SIRIUS ACT 3SU1 is successor Preferred successor type is >>3SU1100-1HA20-1FH0<< | - | 0 | 7
3SB3201-1TA20-Z | X90 | 3SB3201-1TA20-ZX90 | 1 | UN | 1 | 10 | C | D | N | N | 85365080 | 20 | 4047621021317 | 0.074 | KG | 41.71 | 41.71 | CP20 | CP20 | EMERGENCY STOP MUSHROOM PUSHBUTTON, 22 mm, round, plastic, red, 40mm, with yellow backing plate, inscription: EMERGENCY STOP, with holder, 1NO + 1NC, SCREW TERMINAL Multi-unit pack Packing quantity = 20 units !!! Phased-out product !!! SIRIUS ACT 3SU1 is the successor The preferred successor type is <<3SU1100-1HA20-1FH0-ZX90>> | - | 0 | 7
3SB3201-1TR20 |  | 3SB3201-1TR20 | 1 | UN | 1 | 10 | C | D | N | N | 85365080 | 1 | 4011209605794 | 0.083 | KG | 41.71 | 41.71 | CP20 | CP20 | 22MM PLASTIC ROUND COMPLETE UNIT COMBINATION: EMERGEN.-STOP MUSHR.PUSHB. 40MM LATCHING W.PULL-TO-UNLOCK MECH. WITH YELLOW BACKING PLATE SCREW TERMINAL, 1NO+1NC WITH HOLDER RED INSCRIPTION: EMERGENCY STOP !!! Phased-out product !!! SIRIUS ACT 3SU1 is successor Preferred successor type is >>3SU1100-1HA20-1FG0<< | - | 0 | 7
3SB3201-1TR20-Z | X90 | 3SB3201-1TR20-ZX90 | 1 | UN | 1 | 10 | C | D | N | N | 85365080 | 20 |  | 0.08 | KG | 41.71 | 41.71 | CP20 | CP20 | EMERGENCY STOP MUSHROOM PUSHBUTTON, 22 mm, round, plastic, red, 40mm, with yellow backing plate, inscription: EMERGENCY STOP, with holder, 1NO + 1NC, SCREW TERMINAL Multi-unit pack Packing quantity = 20 units !!! Phased-out product !!! SIRIUS ACT 3SU1 is the successor The preferred successor type is <<3SU1100-1HA20-1FG0-ZX90>> | - | 0 | 7
3SB3201-1XA20 |  | 3SB3201-1XA20 | 1 | UN | 1 | 20 | D | D | N | N | 85365080 | 1 | 4011209511668 | 0.068 | KG | 40.95 | 40.95 | CP20 | CP20 | EMERGENCY STOP MUSHR. PUSHB., 22MM, ROUND, PLASTIC, RED, 40 MM, LATCHING, ROTATE TO UNLATCH; SHORT DESIGN, WITH YELLOW BACKING PLATE, INSCRIPTION: EMERGENCY STOP, WITH HOLDER, 1NO+1NC, SCREW CONNECTION !!! Phased-out product !!! SIRIUS ACT 3SU1 is suc Preferred successor ty >>3SU1000-1LB20-0AA0 + 3SU1900-0BC31-0AS0 + 3SU1500-0AA10-0AA0 + 3SU1400-1AA10-1FA0<< | - | 0 | 7
3SB3201-1XA20-Z | X90 | 3SB3201-1XA20-ZX90 | 1 | UN | 1 | 20 | D | D | N | N | 85365080 | 20 |  | 0.068 | KG | 40.95 | 40.95 | CP20 | CP20 | EMERGENCY STOP MUSHROOM PUSHBUTTON, 22 mm, round, plastic, red, 40mm, latching, rotate-to-unlatch, short design, with yellow backing plate, inscription: Emergency switching-off, with holder, 1NO + 1NC, SCREW TERMINAL Multi-unit pack Packing quantity = 20 units !!! Phased-out product !!! SIRIUS ACT 3SU1 is the successor The preferred successor type is <<3SU1000-1LB20-0AA0-ZX90 + 3SU1900-0BC31-0AS0 + 3SU1500-0AA10-0AA0 + 3SU1400-1AA10-1FA0>> | - | 0 | 7
3SB3201-2HA11 |  | 3SB3201-2HA11 | 1 | UN | 1 | 10 | C | D | N | N | 85365080 | 1 | 4011209375789 | 0.052 | KG | 28.88 | 28.88 | CP20 | CP20 | 22MM PLASTIC ROUND COMPLETE UNIT COMBINATION: SELECTOR SWITCH LATCHING 2 SWITCH POSITIONS O-I NON-ILLUMINATED SCREW TERMINAL, 1NO+1NC WITH HOLDER BLACK !!! Phased-out product !!! SIRIUS ACT 3SU1 is successor Preferred successor type is >>3SU1100-2BF60-1MA0<< | - | 0 | 7
3SB3201-2KA11 |  | 3SB3201-2KA11 | 1 | UN | 1 | 10 | C | D | N | N | 85365080 | 1 | 4011209314986 | 0.052 | KG | 28.6 | 28.6 | CP20 | CP20 | Toggle switch, 22 mm, round, plastic, black, knob, short, 2 switch positions O-I, latching, actuating angle 50 degrees, 11/1 o'clock, with holder, 1 NO + 1 NC, screw terminal !!! Phased-out product !!! Successor is SIRIUS ACT 3SU1 Preferred successor type is >>3SU1002-2BF10-0AA0 + 3SU1500-0AA10-0AA0 + 3SU1400-1AA10-1FA0<< |  | 0 | 7
3SB3201-2KA11-0CC0 |  | 3SB3201-2KA11-0CC0 | 1 | UN | 1 | 10 | C | D | N | N | 85365080 | 1 | 4011209612402 | 0.048 | KG | 30.31 | 30.31 | CP20 | CP20 | 22MM PLASTIC ROUND COMPLETE UNIT COMBINATION: SELECTOR SWITCH LATCHING 2 SWITCH POSITIONS O-I NON-ILLUMINATED SPRING-LOADED TERMINAL, 1NO+1NC WITH HOLDER BLACK !!! Phased-out product !!! SIRIUS ACT 3SU1 is successor Preferred successor type is >>3SU1100-2BF60-3MA0<< | - | 0 | 7
3SB3201-2KA71-0AB0 |  | 3SB3201-2KA71-0AB0 | 1 | UN | 1 | 10 | C | D | N | N | 85389099 | 1 | 4011209662445 | 0.055 | KG | 40.76 | 40.76 | CP20 | CP20 | 22MM PLASTIC ROUND COMPLETE UNIT COMBINATION: SELECTOR SWITCH CUSTOM MADE LATCHING 2 SWITCH POSITIONS O-I ILLUMINATED WITH LAMP HOLDER BA 9S WITH LAMP 2.6W;110-130V AC/DC SCREW TERMINAL, 1NO WITH HOLDER CLEAR !!! Phased-out product !!! SIRIUS ACT 3SU1 is suc Preferred successor ty >>3SU1103-2BF60-1BA0 << | - | 0 | 7
3SB3201-4AD11 |  | 3SB3201-4AD11 | 1 | UN | 1 | 10 | C | D | N | N | 85365080 | 1 | 4011209188310 | 0.077 | KG | 49.97 | 49.97 | CP20 | CP20 | RONIS KEY-OPERATED SWITCH 22MM, ROUND, PLASTIC, LOCK NUMBER SB 30, WITH 2 KEYS, 2 SWITCH POSITIONS O-I LATCHING, ACTUATING ANGLE 50 DEGREES, 1200/1400 HOURS, REMOVE KEY O+I, WITH HOLDER, 1NO+1NC, SCREW CONNECTION, POSSIBLE SPECIAL LOCKS: SB31, 421, 455 !!! Phased-out product !!! SIRIUS ACT 3SU1 is successor Preferred successor type is >>3SU1100-4BF11-1FA0<< |  | 0 | 7
3SB3201-4AD11-0CC0 |  | 3SB3201-4AD11-0CC0 | 1 | UN | 1 | 10 | C | D | N | N | 85365080 | 1 | 4011209658752 | 0.07 | KG | 51.97 | 51.97 | CP20 | CP20 | 22MM PLASTIC ROUND COMPETE UNIT COMBINATION: RONIS LOCK WITH 2 KEYS MAINTAINED CONTACT 2 SWITCH POSITIONS O-I SPRING-LOADED TERMINAL, 1NO+1NC LOCK NUMBER SB 30, REMOVE O+I WITH HOLDER POSSIBLE SPECIAL LOCKS FOR RONIS KEYSWITCHES: SB31, 455, 421 !!! Phased-out product !!! SIRIUS ACT 3SU1 is successor Preferred successor type is >>3SU1100-4BF11-3FA0<< | - | 0 | 7
3SB3201-4AD11-Z | B01 | 3SB3201-4AD11-ZB01 | 1 | UN | 1 | 10 | C | D | N | N | 83014090 | 1 | 4011209745148 | 0.065 | KG | 48.45 | 48.45 | CP20 | CP20 | COMPLETE UNIT, ROUND KEY SWITCH FLAT, O-I RONIS, REMOV. O+I, LATCHING LOCK NO. SB 30, 1NO+1NC W/O HOLDER SCREW TERMINAL | - | 0 | 7
3SB3202-0AA11 |  | 3SB3202-0AA11 | 1 | UN | 1 | 2 | A | D | N | N | 85365080 | 1 | 4011209030343 | 0.04 | KG | 17.48 | 17.48 | CP20 | CP20 | 22MM PLASTIC ROUND COMPLETE UNIT COMBINATION: PUSHBUTTON WITH FLAT BUTTON SCREW TERMINAL, 1NO WITH HOLDER BLACK !!! Phased-out product !!! SIRIUS ACT 3SU1 is successor Preferred successor type is >>3SU1100-0AB10-1BA0<< |  | 0 | 7
3SB3202-0AA11-0CC0 |  | 3SB3202-0AA11-0CC0 | 1 | UN | 1 | 10 | C | D | N | N | 85365080 | 1 | 4011209636781 | 0.038 | KG | 19 | 19 | CP20 | CP20 | 22MM PLASTIC ROUND COMPLETE UNIT COMBINATION: PUSHBUTTON WITH FLAT BUTTON SPRING-LOADED TERMINAL, 1NO WITH HOLDER BLACK !!! Phased-out product !!! SIRIUS ACT 3SU1 is successor Preferred successor type is >>3SU1100-0AB10-3BA0<< | - | 0 | 7
3SB3202-0AA11-Z | B01 | 3SB3202-0AA11-ZB01 | 1 | UN | 1 | 10 | C | D | N | N | 85365080 | 1 | 4011209744868 | 0.04 | KG | 15.96 | 15.96 | CP20 | CP20 | 22MM PLASTIC ROUND COMPLETE UNIT COMBINATION: PUSHBUTTON WITH FLAT BUTTON SCREW TERMINAL, 1NO Z=WITHOUT HOLDER BLACK | - | 0 | 7
3SB3202-0AA11-Z | X90 | 3SB3202-0AA11-ZX90 | 1 | UN | 1 | 10 | C | D | N | N | 85365080 | 50 | 4011209532632 | 0.034 | KG | 17.48 | 17.48 | CP20 | CP20 | Pushbutton, 22 mm, round, plastic, black, pushbutton, flat, screw terminal, Z=50-unit pack !!! Phased-out product !!! SIRIUS ACT 3SU1 is the successor The preferred successor type is <<3SU1100-0AB10-1BA0-ZX90>> | - | 0 | 7
3SB3202-0AA21 |  | 3SB3202-0AA21 | 1 | UN | 1 | 10 | C | D | N | N | 85365080 | 1 | 4011209295568 | 0.04 | KG | 17.48 | 17.48 | CP20 | CP20 | 22MM PLASTIC ROUND COMPLETE UNIT COMBINATION: PUSHBUTTON WITH FLAT BUTTON SCREW TERMINAL, 1NO WITH HOLDER RED !!! Phased-out product !!! SIRIUS ACT 3SU1 is successor Preferred successor type is >>3SU1100-0AB20-1BA0<< | - | 0 | 7
3SB3202-0AA31 |  | 3SB3202-0AA31 | 1 | UN | 1 | 10 | C | D | N | N | 85365080 | 1 | 4011209030350 | 0.041 | KG | 17.48 | 17.48 | CP20 | CP20 | 22MM PLASTIC ROUND COMPLETE UNIT COMBINATION: PUSHBUTTON WITH FLAT BUTTON SCREW TERMINAL, 1NO WITH HOLDER YELLOW !!! Phased-out product !!! SIRIUS ACT 3SU1 is successor Preferred successor type is >>3SU1100-0AB30-1BA0<< |  | 0 | 7
3SB3202-0AA31-0CC0 |  | 3SB3202-0AA31-0CC0 | 1 | UN | 1 | 10 | C | D | N | N | 85365080 | 1 | 4011209636798 | 0.036 | KG | 19 | 19 | CP20 | CP20 | 22MM PLASTIC ROUND COMPLETE UNIT COMBINATION: PUSHBUTTON WITH FLAT BUTTON SPRING-LOADED TERMINAL, 1NO WITH HOLDER YELLOW !!! Phased-out product !!! SIRIUS ACT 3SU1 is successor Preferred successor type is >>3SU1100-0AB30-3BA0<< | - | 0 | 7
3SB3202-0AA31-Z | B01 | 3SB3202-0AA31-ZB01 | 1 | UN | 1 | 10 | C | D | N | N | 85365080 | 1 | 4011209500693 | 0.04 | KG | 15.96 | 15.96 | CP20 | CP20 | 22MM PLASTIC ROUND COMPLETE UNIT COMBINATION: PUSHBUTTON WITH FLAT BUTTON SCREW TERMINAL, 1NO Z=WITHOUT HOLDER YELLOW | - | 0 | 7
3SB3202-0AA41 |  | 3SB3202-0AA41 | 1 | UN | 1 | 2 | A | D | N | N | 85365080 | 1 | 4011209030367 | 0.04 | KG | 17.48 | 17.48 | CP20 | CP20 | 22MM PLASTIC ROUND COMPLETE UNIT COMBINATION: PUSHBUTTON WITH FLAT BUTTON SCREW TERMINAL, 1NO WITH HOLDER GREEN !!! Phased-out product !!! SIRIUS ACT 3SU1 is successor Preferred successor type is >>3SU1100-0AB40-1BA0<< |  | 0 | 7
3SB3202-0AA41-0CC0 |  | 3SB3202-0AA41-0CC0 | 1 | UN | 1 | 10 | C | D | N | N | 85365080 | 1 | 4011209636804 | 0.033 | KG | 19 | 19 | CP20 | CP20 | 22MM PLASTIC ROUND COMPLETE UNIT COMBINATION: PUSHBUTTON WITH FLAT BUTTON SPRING-LOADED TERMINAL, 1NO WITH HOLDER GREEN !!! Phased-out product !!! SIRIUS ACT 3SU1 is successor Preferred successor type is >>3SU1100-0AB40-3BA0<< | - | 0 | 7
3SB3202-0AA41-Z | B01 | 3SB3202-0AA41-ZB01 | 1 | UN | 1 | 10 | C | D | N | N | 85365080 | 1 | 4011209501188 | 0.03 | KG | 15.96 | 15.96 | CP20 | CP20 | 22MM PLASTIC ROUND COMPLETE UNIT COMBINATION: PUSHBUTTON WITH FLAT BUTTON SCREW TERMINAL, 1NO Z=WITHOUT HOLDER GREEN | - | 0 | 7
3SB3202-0AA41-Z | X90 | 3SB3202-0AA41-ZX90 | 1 | UN | 1 | 10 | C | D | N | N | 85365080 | 50 | 4011209745698 | 0.034 | KG | 17.48 | 17.48 | CP20 | CP20 | Pushbutton, 22 mm, round, plastic, green, pushbutton, flat, screw terminal, Z=50-unit pack !!! Phased-out product !!! SIRIUS ACT 3SU1 is the successor The preferred successor type is <<3SU1100-0AB40-1BA0-ZX90>> | - | 0 | 7
3SB3202-0AA51 |  | 3SB3202-0AA51 | 1 | UN | 1 | 10 | C | D | N | N | 85365080 | 1 | 4011209030374 | 0.039 | KG | 17.48 | 17.48 | CP20 | CP20 | 22MM PLASTIC ROUND COMPLETE UNIT COMBINATION: PUSHBUTTON WITH FLAT BUTTON SCREW TERMINAL, 1NO WITH HOLDER BLUE !!! Phased-out product !!! SIRIUS ACT 3SU1 is successor Preferred successor type is >>3SU1100-0AB50-1BA0<< |  | 0 | 7
3SB3202-0AA51-0CC0 |  | 3SB3202-0AA51-0CC0 | 1 | UN | 1 | 10 | C | D | N | N | 85365080 | 1 | 4011209636811 | 0.037 | KG | 19 | 19 | CP20 | CP20 | 22MM PLASTIC ROUND COMPLETE UNIT COMBINATION: PUSHBUTTON WITH FLAT BUTTON SPRING-LOADED TERMINAL, 1NO WITH HOLDER BLUE !!! Phased-out product !!! SIRIUS ACT 3SU1 is successor Preferred successor type is >>3SU1100-0AB50-3BA0<< | - | 0 | 7
3SB3202-0AA51-Z | B01 | 3SB3202-0AA51-ZB01 | 1 | UN | 1 | 10 | C | D | N | N | 85365080 | 1 | 4011209500709 | 0.03 | KG | 15.96 | 15.96 | CP20 | CP20 | 22MM PLASTIC ROUND COMPLETE UNIT COMBINATION: PUSHBUTTON WITH FLAT BUTTON SCREW TERMINAL, 1NO Z=WITHOUT HOLDER BLUE | - | 0 | 7
3SB3202-0AA61 |  | 3SB3202-0AA61 | 1 | UN | 1 | 2 | A | D | N | N | 85365080 | 1 | 4011209030381 | 0.04 | KG | 17.48 | 17.48 | CP20 | CP20 | 22MM PLASTIC ROUND COMPLETE UNIT COMBINATION: PUSHBUTTON WITH FLAT BUTTON SCREW TERMINAL, 1NO WITH HOLDER WHITE !!! Phased-out product !!! SIRIUS ACT 3SU1 is successor Preferred successor type is >>3SU1100-0AB60-1BA0<< |  | 0 | 7
3SB3202-0AA61-0CC0 |  | 3SB3202-0AA61-0CC0 | 1 | UN | 1 | 10 | C | D | N | N | 85365080 | 1 | 4011209636828 | 0.031 | KG | 19 | 19 | CP20 | CP20 | 22MM PLASTIC ROUND COMPLETE UNIT COMBINATION: PUSHBUTTON WITH FLAT BUTTON SPRING-LOADED TERMINAL, 1NO WITH HOLDER WHITE !!! Phased-out product !!! SIRIUS ACT 3SU1 is successor Preferred successor type is >>3SU1100-0AB60-3BA0<< | - | 0 | 7
3SB3202-0AA71 |  | 3SB3202-0AA71 | 1 | UN | 1 | 10 | C | D | N | N | 85365080 | 1 | 4011209222809 | 0.038 | KG | 19.48 | 19.48 | CP20 | CP20 | 22MM PLASTIC ROUND COMPLETE UNIT COMBINATION: PUSHBUTTON WITH FLAT BUTTON SCREW TERMINAL, 1NO WITH HOLDER CLEAR !!! Phased-out product !!! SIRIUS ACT 3SU1 is successor Preferred successor type is >>3SU1100-0AB70-1BA0<< | - | 0 | 7
3SB3202-0BA11 |  | 3SB3202-0BA11 | 1 | UN | 1 | 10 | C | D | N | N | 85365080 | 1 | 4011209471825 | 0.042 | KG | 20.14 | 20.14 | CP20 | CP20 | 22MM PLASTIC ROUND COMPLETE UNIT COMBINATION: PUSHBUTTON WITH RAISED BUTTON SCREW TERMINAL, 1NO WITH HOLDER BLACK !!! Phased-out product !!! SIRIUS ACT 3SU1 is successor Preferred successor type is >>3SU1000-0BB10-0AA0 + 3SU1400-1AA10-1BA0 + 3SU1500-0AA10-0AA0<< | - | 0 | 7
3SB3202-0BA31 |  | 3SB3202-0BA31 | 1 | UN | 1 | 10 | C | D | N | N | 85365080 | 1 | 4011209471832 | 0.041 | KG | 20.14 | 20.14 | CP20 | CP20 | 22MM PLASTIC ROUND COMPLETE UNIT COMBINATION: PUSHBUTTON WITH RAISED BUTTON SCREW TERMINAL, 1NO WITH HOLDER YELLOW !!! Phased-out product !!! SIRIUS ACT 3SU1 is successor Preferred successor type is >>3SU1000-0BB30-0AA0 + 3SU1400-1AA10-1BA0 + | - | 0 | 7
3SB3202-0BA51 |  | 3SB3202-0BA51 | 1 | UN | 1 | 10 | C | D | N | N | 85365080 | 1 | 4011209471849 | 0.043 | KG | 20.14 | 20.14 | CP20 | CP20 | 22MM PLASTIC ROUND COMPLETE UNIT COMBINATION: PUSHBUTTON WITH RAISED BUTTON SCREW TERMINAL, 1NO WITH HOLDER BLUE !!! Phased-out product !!! SIRIUS ACT 3SU1 is successor Preferred successor type is >>3SU1100-0BB50-1BA0<< | - | 0 | 7
3SB3202-0BA61 |  | 3SB3202-0BA61 | 1 | UN | 1 | 10 | C | D | N | N | 85365080 | 1 | 4011209471863 | 0.05 | KG | 20.14 | 20.14 | CP20 | CP20 | 22MM PLASTIC ROUND COMPLETE UNIT COMBINATION: PUSHBUTTON WITH RAISED BUTTON SCREW TERMINAL, 1NO WITH HOLDER WHITE !!! Phased-out product !!! SIRIUS ACT 3SU1 is successor Preferred successor type is >>3SU1000-0BB60-0AA0 + 3SU1400-1AA10-1BA0 + 3SU1500-0AA10-0AA0<< | - | 0 | 7
3SB3202-2HA11 |  | 3SB3202-2HA11 | 1 | UN | 1 | 10 | C | D | N | N | 85365080 | 1 | 4011209375796 | 0.04 | KG | 25.75 | 25.75 | CP20 | CP20 | 22MM PLASTIC ROUND COMPLETE UNIT COMBINATION: SELECTOR SWITCH LATCHING 2 SWITCH POSITIONS O-I NON-ILLUMINATED SCREW TERMINAL, 1NO WITH HOLDER BLACK !!! Phased-out product !!! SIRIUS ACT 3SU1 is successor Preferred successor type is >>3SU1100-2BF60-1BA0<< | - | 0 | 7
3SB3202-2KA11 |  | 3SB3202-2KA11 | 1 | UN | 1 | 2 | A | D | N | N | 85365080 | 1 | 4011209314924 | 0.042 | KG | 25.27 | 25.27 | CP20 | CP20 | Toggle switch, 22 mm, round, plastic, black, knob, short, 2 switch positions O-I, latching, actuating angle 50 degrees, 11/1 o'clock, with holder, 1 NO, screw terminal !!! Phased-out product !!! Successor is SIRIUS ACT 3SU1 Preferred successor type is >>3SU1002-2BF10-0AA0 + 3SU1400-1AA10-1BA0 + 3SU1500-0AA10-0AA0<< |  | 0 | 7
3SB3202-2KA11-0CC0 |  | 3SB3202-2KA11-0CC0 | 1 | UN | 1 | 10 | C | D | N | N | 85365080 | 1 | 4011209636835 | 0.041 | KG | 25.94 | 25.94 | CP20 | CP20 | 22MM PLASTIC ROUND COMPLETE UNIT COMBINATION: SELECTOR SWITCH LATCHING 2 SWITCH POSITIONS O-I NON-ILLUMINATED SPRING-LOADED TERMINAL, 1NO WITH HOLDER BLACK !!! Phased-out product !!! SIRIUS ACT 3SU1 is successor Preferred successor type is >>3SU1100-2BF60-3BA0<< | - | 0 | 7
3SB3202-2KA11-Z | X90 | 3SB3202-2KA11-ZX90 | 1 | UN | 1 | 10 | C | D | N | N | 85365080 | 50 | 4011209517813 | 0.036 | KG | 25.27 | 25.27 | CP20 | CP20 | Selector switch, 22 mm, round, plastic, black, selector switch, short, actuating angle 50 degrees, 11/13 hundred hours, with holder, 1 NO, screw terminal, Z=50-unit pack !!! Phased-out product !!! SIRIUS ACT 3SU1 is the successor The preferred successor type is <<3SU1002-2BF60-0AA0-ZX90 + 3SU1400-1AA10-1BA0 + 3SU1500-0AA10-0AA0>> | - | 0 | 7
3SB3202-4AD11 |  | 3SB3202-4AD11 | 1 | UN | 1 | 2 | A | D | N | N | 85365080 | 1 | 4011209030404 | 0.07 | KG | 46.65 | 46.65 | CP20 | CP20 | 22MM PLASTIC ROUND COMPETE UNIT COMBINATION: RONIS LOCK WITH 2 KEYS MAINTAINED CONTACT 2 SWITCH POSITIONS O-I SCREW CONNECTION, 1S LOCK NUMBER SB 30, REMOVE O+I WITH HOLDER POSSIBLE SPECIAL LOCKS FOR RONIS KEYSWITCHES: SB31, 455, 421 !!! Phased-out product !!! SIRIUS ACT 3SU1 is successor Preferred successor type is >>3SU1100-4BF11-1BA0<< |  | 0 | 7
3SB3202-4AD11-0CC0 |  | 3SB3202-4AD11-0CC0 | 1 | UN | 1 | 10 | C | D | N | N | 85365080 | 1 | 4011209646520 | 0.065 | KG | 48.64 | 48.64 | CP20 | CP20 | 22MM PLASTIC ROUND COMPETE UNIT COMBINATION: RONIS LOCK WITH 2 KEYS MAINTAINED CONTACT 2 SWITCH POSITIONS O-I SPRING-LOADED TERMINAL, 1S LOCK NUMBER SB 30, REMOVE O+I WITH HOLDER POSSIBLE SPECIAL LOCKS FOR RONIS KEYSWITCHES: SB31, 455, 421 !!! Phased-out product !!! SIRIUS ACT 3SU1 is successor Preferred successor type is >>3SU1100-4BF11-3BA0<< | - | 0 | 7
3SB3202-4AD11-Z | B01 | 3SB3202-4AD11-ZB01 | 1 | UN | 1 | 10 | C | D | N | N | 83014090 | 1 | 4011209745131 | 0.06 | KG | 45.13 | 45.13 | CP20 | CP20 | 22MM PLASTIC ROUND COMPLETE UNIT COMBINATION: RONIS KEY-OPER.SWITCH W.2 KEYS LATCHING 2 SWITCH POSITIONS O-I SCREW TERMINAL, 1NO LOCK NO SB 30, REMOVAL POS. O+I Z=WITHOUT HOLDER | - | 0 | 7
3SB3202-4AD11-Z | X90 | 3SB3202-4AD11-ZX90 | 1 | UN | 1 | 20 | D | D | N | N | 85365080 | 20 | 4011209745773 | 0.07 | KG | 46.65 | 46.65 | CP20 | CP20 | Ronis key-operated switch, 22 mm, round, plastic, lock no. SB30, with 2 keys, actuating angle 50 degrees, 12/14 hundred hours, key removal O+I, with holder, 1 NO, screw terminal, Z=20-unit pack, possible special locks: 3SB31, 421, 455 !!! Phased-out product !!! SIRIUS ACT 3SU1 is the successor The preferred successor type is <<3SU1100-4BF11-1BA0-ZX90>> | - | 0 | 7
3SB3203-0AA11 |  | 3SB3203-0AA11 | 1 | UN | 1 | 10 | C | D | N | N | 85365080 | 1 | 4011209302709 | 0.041 | KG | 17.48 | 17.48 | CP20 | CP20 | 22MM PLASTIC ROUND COMPLETE UNIT COMBINATION: PUSHBUTTON WITH FLAT BUTTON SCREW TERMINAL, 1NC WITH HOLDER BLACK !!! Phased-out product !!! SIRIUS ACT 3SU1 is successor Preferred successor type is >>3SU1100-0AB10-1CA0<< |  | 0 | 7
3SB3203-0AA11-0CC0 |  | 3SB3203-0AA11-0CC0 | 1 | UN | 1 | 10 | C | D | N | N | 85365080 | 1 | 4011209636842 | 0.035 | KG | 19 | 19 | CP20 | CP20 | 22MM PLASTIC ROUND COMPLETE UNIT COMBINATION: PUSHBUTTON WITH FLAT BUTTON SPRING-LOADED TERMINAL, 1NC WITH HOLDER BLACK !!! Phased-out product !!! SIRIUS ACT 3SU1 is successor Preferred successor type is >>3SU1100-0AB10-3CA0<< | - | 0 | 7
3SB3203-0AA11-Z | B01 | 3SB3203-0AA11-ZB01 | 1 | UN | 1 | 10 | C | D | N | N | 85365080 | 1 | 4011209744882 | 0.04 | KG | 15.96 | 15.96 | CP20 | CP20 | 22MM PLASTIC ROUND COMPLETE UNIT COMBINATION: PUSHBUTTON WITH FLAT BUTTON SCREW TERMINAL, 1NC Z=WITHOUT HOLDER BLACK | - | 0 | 7
3SB3203-0AA21 |  | 3SB3203-0AA21 | 1 | UN | 1 | 2 | A | D | N | N | 85365080 | 1 | 4011209030411 | 0.041 | KG | 17.48 | 17.48 | CP20 | CP20 | 22MM PLASTIC ROUND COMPLETE UNIT COMBINATION: PUSHBUTTON WITH FLAT BUTTON SCREW TERMINAL, 1NC WITH HOLDER RED !!! Phased-out product !!! SIRIUS ACT 3SU1 is successor Preferred successor type is >>3SU1100-0AB20-1CA0<< |  | 0 | 7
3SB3203-0AA21-0CC0 |  | 3SB3203-0AA21-0CC0 | 1 | UN | 1 | 10 | C | D | N | N | 85365080 | 1 | 4011209636859 | 0.037 | KG | 19 | 19 | CP20 | CP20 | 22MM PLASTIC ROUND COMPLETE UNIT COMBINATION: PUSHBUTTON WITH FLAT BUTTON SPRING-LOADED TERMINAL, 1NC WITH HOLDER RED !!! Phased-out product !!! SIRIUS ACT 3SU1 is successor Preferred successor type is >>3SU1100-0AB20-3CA0<< | - | 0 | 7
3SB3203-0AA21-Z | B01 | 3SB3203-0AA21-ZB01 | 1 | UN | 1 | 10 | C | D | N | N | 85365080 | 1 | 4011209515598 | 0.03 | KG | 15.96 | 15.96 | CP20 | CP20 | 22MM PLASTIC ROUND COMPLETE UNIT COMBINATION: PUSHBUTTON WITH FLAT BUTTON SCREW TERMINAL, 1NC Z=WITHOUT HOLDER RED | - | 0 | 7
3SB3203-0AA21-Z | X90 | 3SB3203-0AA21-ZX90 | 1 | UN | 1 | 10 | C | D | N | N | 85365080 | 50 | 4011209745681 | 0.033 | KG | 17.48 | 17.48 | CP20 | CP20 | Pushbutton, 22 mm, round, plastic, red, pushbutton, flat, SCREW TERMINAL !!! Phased-out product !!! SIRIUS ACT 3SU1 is the successor The preferred successor type is <<3SU1100-0AB20-1CA0-ZX90>> | - | 0 | 7
3SB3203-0BA11 |  | 3SB3203-0BA11 | 1 | UN | 1 | 10 | C | D | N | N | 85365080 | 1 | 4011209471870 | 0.04 | KG | 20.14 | 20.14 | CP20 | CP20 | 22MM PLASTIC ROUND COMPLETE UNIT COMBINATION: PUSHBUTTON WITH RAISED BUTTON SCREW TERMINAL, 1NC WITH HOLDER BLACK !!! Phased-out product !!! SIRIUS ACT 3SU1 is successor Preferred successor type is >>3SU1100-0BB10-1CA0<< | - | 0 | 7
3SB3203-0BA21 |  | 3SB3203-0BA21 | 1 | UN | 1 | 10 | C | D | N | N | 85365080 | 1 | 4011209471887 | 0.037 | KG | 20.14 | 20.14 | CP20 | CP20 | 22MM PLASTIC ROUND COMPLETE UNIT COMBINATION: PUSHBUTTON WITH RAISED BUTTON SCREW TERMINAL, 1NC WITH HOLDER RED !!! Phased-out product !!! SIRIUS ACT 3SU1 is successor Preferred successor type is >>3SU1100-0BB20-1CA0<< | - | 0 | 7
3SB3203-1CA21 |  | 3SB3203-1CA21 | 1 | UN | 1 | 2 | A | D | N | N | 85365080 | 1 | 4011209226869 | 0.051 | KG | 37.05 | 37.05 | CP20 | CP20 | 22MM PLASTIC ROUND COMPLETE UNIT COMBINATION: PUSH-PULL BUTTON 40MM LATCHING W.PULL-TO-UNLOCK MECH. SCREW TERMINAL, 1NC WITH HOLDER RED !!! Phased-out product !!! SIRIUS ACT 3SU1 is successor Preferred successor type is >>3SU1100-1BA20-1CA0<< |  | 0 | 7
3SB3203-1CA21-0CC0 |  | 3SB3203-1CA21-0CC0 | 1 | UN | 1 | 10 | C | D | N | N | 85365080 | 1 | 4011209636866 | 0.051 | KG | 37.43 | 37.43 | CP20 | CP20 | 22MM PLASTIC ROUND COMPLETE UNIT COMBINATION: PUSH-PULL BUTTON 40MM LATCHING W.PULL-TO-UNLOCK MECH. SPRING-LOADED TERMINAL, 1NC WITH HOLDER RED !!! Phased-out product !!! SIRIUS ACT 3SU1 is successor Preferred successor type is >>3SU1100-1BA20-3CA0<< | - | 0 | 7
3SB3203-1CA21-0CC0-Z | X90 | 3SB3203-1CA21-0CC0-ZX90 | 1 | UN | 1 | 10 | C | D | N | N | 85365080 | 20 |  | 0.049 | KG | 37.43 | 37.43 | CP20 | CP20 | Push-pull switch, 22 mm, round, plastic, red, 40mm, with holder, 1 NC, SPRING-TYPE TERMINAL Multi-unit pack Packing quantity = 20 units !!! Phased-out product !!! SIRIUS ACT 3SU1 is the successor The preferred successor type is <<3SU1100-1BA20-3CA0-ZX90>> | - | 0 | 7
3SB3203-1CA21-Z | B01 | 3SB3203-1CA21-ZB01 | 1 | UN | 1 | 10 | C | D | N | N | 85365080 | 1 | 4011209745155 | 0.04 | KG | 35.53 | 35.53 | CP20 | CP20 | 22MM PLASTIC ROUND COMPLETE UNIT COMBINATION: PUSH-PULL BUTTON 40MM LATCHING W.PULL-TO-UNLOCK MECH. SCREW TERMINAL, 1NC Z=WITHOUT HOLDER RED | - | 0 | 7
3SB3203-1CA21-Z | X90 | 3SB3203-1CA21-ZX90 | 1 | UN | 1 | 10 | C | D | N | N | 85365080 | 20 | 4011209848375 | 0.05 | KG | 37.05 | 37.05 | CP20 | CP20 | Push-pull switch, 22 mm, round, plastic, red, 40 mm, with holder, 1 NC, screw terminal, Z=20-unit pack !!! Phased-out product !!! SIRIUS ACT 3SU1 is the successor The preferred successor type is <<3SU1100-1BA20-1CA0-ZX90>> | - | 0 | 7
3SB3203-1HA20 |  | 3SB3203-1HA20 | 1 | UN | 1 | 2 | A | D | EAR99 | N | 85365080 | 1 | 4011209243989 | 0.072 | KG | 39.14 | 39.14 | CP20 | CP20 | 22MM PLASTIC ROUND COMPLETE UNIT COMBINATION: EMERGEN.-STOP MUSHR.PUSHB. 40MM LATCH.W. ROT.-TO-UNLATCH MECH. WITH YELLOW BACKING PLATE SCREW TERMINAL, 1NC WITH HOLDER RED INSCRIPTION: NOT-HALT !!! Phased-out product !!! SIRIUS ACT 3SU1 is successor Preferred successor type is >>3SU1100-1HB20-1CH0<< |  | 0 | 7
3SB3203-1HA20-0AC0 |  | 3SB3203-1HA20-0AC0 | 1 | UN | 1 | 10 | C | D | N | N | 85365080 | 1 | 4011209642027 | 0.069 | KG | 39.14 | 39.14 | CP20 | CP20 | 22MM PLASTIC ROUND COMPLETE UNIT COMBINATION: EMERGEN.-STOP MUSHR.PUSHB. 40MM LATCH.W. ROT.-TO-UNLATCH MECH. WITH YELLOW BACKING PLATE SCREW TERMINAL, 1NC WITH HOLDER RED INSCRIPTION: NOT-AUS !!! Phased-out product !!! SIRIUS ACT 3SU1 is successor Preferred successor type is >>3SU1100-1HB20-1CF0<< | - | 0 | 7
3SB3203-1HA20-0AC0-Z | X90 | 3SB3203-1HA20-0AC0-ZX90 | 1 | UN | 1 | 10 | C | D | N | N | 85365080 | 20 |  | 0.075 | KG | 39.14 | 39.14 | CP20 | CP20 | EMERGENCY STOP MUSHROOM PUSHBUTTON, 22 mm, round, plastic, red, 40mm, with yellow backing plate, without inscription, with holder, 1 NC, SCREW TERMINAL Multi-unit pack Packing quantity = 20 units !!! Phased-out product !!! SIRIUS ACT 3SU1 is the successor The preferred successor type is <<3SU1100-1HB20-1CF0-ZX90>> | - | 0 | 7
3SB3203-1HA20-0CC0 |  | 3SB3203-1HA20-0CC0 | 1 | UN | 1 | 10 | C | D | N | N | 85365080 | 1 | 4011209636880 | 0.071 | KG | 39.52 | 39.52 | CP20 | CP20 | 22MM PLASTIC ROUND COMPLETE UNIT COMBINATION: EMERGEN.-STOP MUSHR.PUSHB. 40MM LATCH.W. ROT.-TO-UNLATCH MECH. WITH YELLOW BACKING PLATE SPRING-LOADED TERMINAL, 1NC WITH HOLDER RED INSCRIPTION: NOT-HALT !!! Phased-out product !!! SIRIUS ACT 3SU1 is suc Preferred successor ty >>3SU1100-1HB20-3CH0 << | - | 0 | 7
3SB3203-1HA20-0CC0-Z | X90 | 3SB3203-1HA20-0CC0-ZX90 | 1 | UN | 1 | 10 | C | D | N | N | 83014090 | 20 |  | 0.063 | KG | 39.52 | 39.52 | CP20 | CP20 | EMERGENCY STOP MUSHROOM PUSHBUTTON, 22 mm, round, plastic, red, 40mm, with yellow backing plate, inscription: EMERGENCY STOP, with holder, 1 NC, SPRING-TYPE TERMINAL Multi-unit pack Packing quantity = 20 units !!! Phased-out product !!! SIRIUS ACT 3SU1 is the successor The preferred successor type is <<3SU1100-1HB20-3CH0-ZX90>> | - | 0 | 7
3SB3203-1HA20-0FS0-Z | X90 | 3SB3203-1HA20-0FS0-ZX90 | 1 | UN | 1 | 40 | X | D | N | N | 85365080 | 20 |  | 0.073 | KG | 39.14 | 39.14 | CP20 | CP20 | SCHRACK (brand label sale): EMERGENCY STOP MUSHROOM PUSHBUTTON, 22 mm, round, plastic, red, 40mm, latching, rotate-to-unlatch, with yellow backing plate, inscription: EMERGENCY STOP, with holder, 1 NC, SCREW TERMINAL Multi-unit pack Packing quantity = 20 units !!! Phased-out product !!! SIRIUS ACT 3SU1 is the successor The preferred successor type is >>3SU11001HB203CH0-Z X90<< | - | 0 | 7
3SB3203-1HA20-Z | B01 | 3SB3203-1HA20-ZB01 | 1 | UN | 1 | 10 | C | D | N | N | 85365080 | 1 | 4011209691339 | 0.06 | KG | 37.62 | 37.62 | CP20 | CP20 | 22MM PLASTIC ROUND COMPLETE UNIT COMBINATION: EMERGEN.-STOP MUSHR.PUSHB. 40MM LATCH.W. ROT.-TO-UNLATCH MECH. WITH YELLOW BACKING PLATE SCREW TERMINAL, 1NC Z=WITHOUT HOLDER RED INSCRIPTION: NOT-AUS | - | 0 | 7
3SB3203-1HA20-Z | X90 | 3SB3203-1HA20-ZX90 | 1 | UN | 1 | 10 | C | D | N | N | 85365080 | 20 | 4011209691285 | 0.066 | KG | 39.14 | 39.14 | CP20 | CP20 | EMERGENCY STOP MUSHROOM PUSHBUTTON, 22 mm, round, plastic, red, 40 mm, with yellow backing plate, inscription: EMERGENCY STOP, with holder, 1 NC, screw terminal, Z=20-unit pack, !!! Phased-out product !!! SIRIUS ACT 3SU1 is the successor The preferred successor type is <<3SU1100-1HB20-1CH0-ZX90>> | - | 0 | 7
3SB3203-1HA26 |  | 3SB3203-1HA26 | 1 | UN | 1 | 2 | A | D | N | N | 85365080 | 1 | 4011209851016 | 0.071 | KG | 45.22 | 45.22 | CP20 | CP20 | EMERGENCY STOP MUSHROOM PUSHBUTTON, 22 mm, round, plastic, red, 40 mm, latching, rotate-to-unlatch, mechan. switch position indicator, with yellow backing plate, inscription: EMERGENCY STOP, with holder, 1 NC, SCREW TERMINAL !!! Phased-out product !!! SIRIUS ACT 3SU1 is the successor The preferred successor type is >>3SU1001-1HB20-0AA0 + 3SU1500-0AA10-0AA0 + 3SU1900-0BC31-0AT0 + 3SU1400-1AA10-1CA0<< | - | 0 | 7
3SB3203-1HA26-0CC0 |  | 3SB3203-1HA26-0CC0 | 1 | UN | 1 | 10 | C | D | N | N | 85365080 | 1 | 4011209851054 | 0.07 | KG | 45.6 | 45.6 | CP20 | CP20 | EMERGENCY STOP MUSHROOM PUSHBUTTON, 22 mm, round, plastic, red, 40 mm, latching, rotate-to-unlatch, mechan. switch position indicator, with yellow backing plate, inscription: EMERGENCY STOP, with holder, 1 NC, SPRING-TYPE TERMINAL !!! Phased-out product !!! SIRIUS ACT 3SU1 is the successor The preferred successor type is >>3SU1001-1HB20-0AA0 + 3SU1500-0AA10-0AA0 + 3SU1400-1AA10-3CA0 + 3SU1900-0BC31-0AT0<< | - | 0 | 7
3SB3203-1HA26-0CC0-Z | X90 | 3SB3203-1HA26-0CC0-ZX90 | 1 | UN | 1 | 10 | C | D | N | N | 85365080 | 20 |  | 0.067 | KG | 45.6 | 45.6 | CP20 | CP20 | EMERGENCY STOP MUSHROOM PUSHBUTTON, 22 mm, round, plastic, red, 40mm, latching, rotate-to-unlatch, mechan. switch position indicator, with yellow backing plate, inscription: EMERGENCY STOP, with holder, 1 NC, SPRING-TYPE TERMINAL Multi-unit pack Packing quantity = 20 units !!! Phased-out product !!! SIRIUS ACT 3SU1 is the successor The preferred successor type is <<3SU1001-1HB20-0AA0-ZX90 + 3SU1500-0AA10-0AA0 + 3SU1400-1AA10-3CA0 + 3SU1900-0BC31-0AT0>> | - | 0 | 7
3SB3203-1HA26-Z | X90 | 3SB3203-1HA26-ZX90 | 1 | UN | 1 | 10 | C | D | N | N | 85365080 | 20 |  | 0.071 | KG | 45.22 | 45.22 | CP20 | CP20 | EMERGENCY STOP MUSHROOM PUSHBUTTON, 22 mm, round, plastic, red, 40mm, latching, rotate-to-unlatch, mechan. switch position indicator, with yellow backing plate, inscription: EMERGENCY STOP, with holder, 1 NC, SCREW TERMINAL Multi-unit pack Packing quantity = 20 units !!! Phased-out product !!! SIRIUS ACT 3SU1 is the successor The preferred successor type is <<3SU1001-1HB20-0AA0-ZX90 + 3SU1500-0AA10-0AA0 + 3SU1900-0BC31-0AT0 + 3SU1400-1AA10-1CA0>> | - | 0 | 7
3SB3203-1HP20 |  | 3SB3203-1HP20 | 1 | UN | 1 | 10 | C | D | N | N | 85365080 | 1 | 4011209559257 | 0.073 | KG | 39.14 | 39.14 | CP20 | CP20 | 22MM PLASTIC ROUND COMPLETE UNIT COMBINATION: EMERGEN.-STOP MUSHR.PUSHB. 40MM LATCH.W. ROT.-TO-UNLATCH MECH. WITH YELLOW BACKING PLATE SCREW TERMINAL, 1NC WITH HOLDER RED INSCRIPTION: ARRET D'URGENCE !!! Phased-out product !!! SIRIUS ACT 3SU1 is successor Preferred successor type is >>3SU1100-1HB20-1CJ0<< | - | 0 | 7
3SB3203-1HP20-Z | X90 | 3SB3203-1HP20-ZX90 | 1 | UN | 1 | 10 | C | D | N | N | 85365080 | 20 |  | 0.073 | KG | 39.14 | 39.14 | CP20 | CP20 | EMERGENCY STOP MUSHROOM PUSHBUTTON, 22 mm, round, plastic, red, 40mm, with yellow backing plate, inscription: ARRET D'URGENCE, with holder, 1 NC, SCREW TERMINAL Multi-unit pack Packing quantity = 20 units !!! Phased-out product !!! SIRIUS ACT 3SU1 is the successor The preferred successor type is <<3SU1100-1HB20-1CJ0-ZX90>> | - | 0 | 7
3SB3203-1HR20 |  | 3SB3203-1HR20 | 1 | UN | 1 | 10 | C | D | N | N | 85365080 | 1 | 4011209610644 | 0.073 | KG | 39.14 | 39.14 | CP20 | CP20 | 22MM PLASTIC ROUND COMPLETE UNIT COMBINATION: EMERGEN.-STOP MUSHR.PUSHB. 40MM LATCH.W. ROT.-TO-UNLATCH MECH. WITH YELLOW BACKING PLATE SCREW TERMINAL, 1NC WITH HOLDER RED INSCRIPTION: EMERGENCY STOP !!! Phased-out product !!! SIRIUS ACT 3SU1 is successor Preferred successor type is >>3SU1100-1HB20-1CG0<< | - | 0 | 7
3SB3203-1HR20-Z | X90 | 3SB3203-1HR20-ZX90 | 1 | UN | 1 | 10 | C | D | N | N | 85365080 | 20 |  | 0.073 | KG | 39.14 | 39.14 | CP20 | CP20 | EMERGENCY STOP MUSHROOM PUSHBUTTON, 22 mm, round, plastic, red, 40mm, with yellow backing plate, inscription: EMERGENCY STOP, with holder, 1 NC, SCREW TERMINAL Multi-unit pack Packing quantity = 20 units !!! Phased-out product !!! SIRIUS ACT 3SU1 is the successor The preferred successor type is <<3SU1100-1HB20-1CG0-ZX90>> | - | 0 | 7
3SB3203-1HR26 |  | 3SB3203-1HR26 | 1 | UN | 1 | 10 | C | D | N | N | 85365080 | 1 | 4011209851047 | 0.073 | KG | 45.22 | 45.22 | CP20 | CP20 | EMERGENCY STOP MUSHROOM PUSHBUTTON, 22 mm, round, plastic, red, 40 mm, latching, rotate-to-unlatch, mechan. switch position indicator, with yellow backing plate, inscription: EMERGENCY STOP, with holder, 1 NC, SCREW TERMINAL !!! Phased-out product !!! SIRIUS ACT 3SU1 is the successor The preferred successor type is >>3SU1001-1HB20-0AA0 + 3SU1400-1AA10-1CA0 + 3SU1500-0AA10-0AA0 + 3SU1900-0BC31-0DA0<< | - | 0 | 7
3SB3203-1HR26-Z | X90 | 3SB3203-1HR26-ZX90 | 1 | UN | 1 | 10 | C | D | N | N | 85365080 | 20 |  | 0.073 | KG | 45.22 | 45.22 | CP20 | CP20 | EMERGENCY STOP MUSHROOM PUSHBUTTON, 22 mm, round, plastic, red, 40mm, latching, rotate-to-unlatch, mechan. switch position indicator, with yellow backing plate, inscription: EMERGENCY STOP, with holder, 1 NC, SCREW TERMINAL Multi-unit pack Packing quantity = 20 units !!! Phased-out product !!! SIRIUS ACT 3SU1 is the successor The preferred successor type is <<3SU1001-1HB20-0AA0-ZX90 + 3SU1400-1AA10-1CA0 + 3SU1500-0AA10-0AA0 + 3SU1900-0BC31-0DA0>> | - | 0 | 7
3SB3203-1TA20 |  | 3SB3203-1TA20 | 1 | UN | 1 | 10 | C | D | N | N | 85365080 | 1 | 4011209632363 | 0.073 | KG | 39.14 | 39.14 | CP20 | CP20 | 22MM PLASTIC ROUND COMPLETE UNIT COMBINATION: EMERGEN.-STOP MUSHR.PUSHB. 40MM LATCHING W.PULL-TO-UNLOCK MECH. WITH YELLOW BACKING PLATE SCREW TERMINAL, 1NC WITH HOLDER RED INSCRIPTION: NOT-HALT !!! Phased-out product !!! SIRIUS ACT 3SU1 is successor Preferred successor type is >>3SU1100-1HA20-1CH0<< | - | 0 | 7
3SB3203-1TA20-Z | X90 | 3SB3203-1TA20-ZX90 | 1 | UN | 1 | 10 | C | D | N | N | 85365080 | 20 |  | 0.073 | KG | 39.14 | 39.14 | CP20 | CP20 | EMERGENCY STOP MUSHROOM PUSHBUTTON, 22 mm, round, plastic, red, 40mm, with yellow backing plate, inscription: EMERGENCY STOP, with holder, 1 NC, SCREW TERMINAL Multi-unit pack Packing quantity = 20 units !!! Phased-out product !!! SIRIUS ACT 3SU1 is the successor The preferred successor type is <<3SU1100-1HA20-1CH0-ZX90>> | - | 0 | 7
3SB3203-1TR20 |  | 3SB3203-1TR20 | 1 | UN | 1 | 10 | C | D | N | N | 85365080 | 1 | 4011209632370 | 0.073 | KG | 39.14 | 39.14 | CP20 | CP20 | 22MM PLASTIC ROUND COMPLETE UNIT COMBINATION: EMERGEN.-STOP MUSHR.PUSHB. 40MM LATCHING W.PULL-TO-UNLOCK MECH. WITH YELLOW BACKING PLATE SCREW TERMINAL, 1NC WITH HOLDER RED INSCRIPTION: EMERGENCY STOP !!! Phased-out product !!! SIRIUS ACT 3SU1 is successor Preferred successor type is >>3SU1000-1HA20-0AA0 + 3SU1900-0BC31-0DA0 + 3SU1400-1AA10-1CA0 + 3SU1500-0AA10-0AA0<< | - | 0 | 7
3SB3203-1TR20-Z | X90 | 3SB3203-1TR20-ZX90 | 1 | UN | 1 | 10 | C | D | N | N | 85365080 | 20 |  | 0.073 | KG | 39.14 | 39.14 | CP20 | CP20 | EMERGENCY STOP MUSHROOM PUSHBUTTON, 22 mm, round, plastic, red, 40 MM latching, pull-to-unlatch mechanism, with yellow backing plate, inscription: EMERGENCY STOP, with holder, 1 NC, SCREW TERMINAL Multi-unit pack Packing quantity = 20 units !!! Phased-out product !!! SIRIUS ACT 3SU1 is the successor The preferred successor type is <<3SU1000-1HA20-0AA0-ZX90 + 3SU1900-0BC31-0DA0 + 3SU1400-1AA10-1CA0 + 3SU1500-0AA10-0AA0>> | - | 0 | 7
3SB3203-1XA20 |  | 3SB3203-1XA20 | 1 | UN | 1 | 20 | D | D | N | N | 85365080 | 1 | 4011209511675 | 0.06 | KG | 39.52 | 39.52 | CP20 | CP20 | EMERGENCY STOP MUSHR. PUSHB., 22MM, ROUND, PLASTIC, RED, 40 MM, LATCHING, ROTATE TO UNLATCH; SHORT DESIGN, WITH YELLOW BACKING PLATE, INSCRIPTION: EMERGENCY STOP, WITH HOLDER, 1NC, SCREW CONNECTION !!! Phased-out product !!! SIRIUS ACT 3SU1 is suc Preferred successor ty >>3SU1000-1HB20-0AA0 + 3SU1900-0BC31-0AS0 + 3SU1400-1AA10-1CA0 + 3SU1500-0AA10-0AA0<< | - | 0 | 7
3SB3203-1XA20-Z | X90 | 3SB3203-1XA20-ZX90 | 1 | UN | 1 | 20 | D | D | N | N | 85365080 | 20 |  | 0.06 | KG | 39.52 | 39.52 | CP20 | CP20 | EMERGENCY STOP MUSHROOM PUSHBUTTON, 22 mm, round, plastic, red, 40mm, latching, rotate-to-unlatch, short design, with yellow backing plate, inscription: Emergency switching-off, with holder, 1 NC, SCREW TERMINAL Multi-unit pack Packing quantity = 20 units !!! Phased-out product !!! SIRIUS ACT 3SU1 is the successor The preferred successor type is <<3SU1000-1HB20-0AA0-ZX90 + 3SU1900-0BC31-0AS0 + 3SU1400-1AA10-1CA0 + 3SU1500-0AA10-0AA0>> | - | 0 | 7
3SB3204-6AA20 |  | 3SB3204-6AA20 | 1 | UN | 1 | 10 | C | D | N | N | 85366190 | 1 | 4011209030435 | 0.038 | KG | 15.87 | 15.87 | CP20 | CP20 | 22MM PLASTIC ROUND COMPLETE UNIT COMBINATION: INDICATOR LIGHT WITH SMOOTH LENSE NON-ILLUMINATED WITH LAMP HOLDER BA 9S WITHOUT LAMP SCREW TERMINAL WITH HOLDER RED !!! Phased-out product !!! SIRIUS ACT 3SU1 is successor Preferred successor type is >>3SU1001-6AA20-0AA0 + |  | 0 | 7
3SB3204-6AA20-0CC0 |  | 3SB3204-6AA20-0CC0 | 1 | UN | 1 | 10 | C | D | N | N | 85366190 | 1 | 4011209636897 | 0.032 | KG | 16.91 | 16.91 | CP20 | CP20 | 22MM PLASTIC ROUND COMPLETE UNIT COMBINATION: INDICATOR LIGHT WITH SMOOTH LENSE NON-ILLUMINATED WITH LAMP HOLDER BA 9S WITHOUT LAMP SPRING-LOADED TERMINAL WITH HOLDER RED !!! Phased-out product !!! SIRIUS ACT 3SU1 is successor Preferred successor type is >>3SU1001-6AA20-0AA0 + 3SU1500-0AA10-0AA0<< | - | 0 | 7
3SB3204-6AA20-Z | B01 | 3SB3204-6AA20-ZB01 | 1 | UN | 1 | 10 | C | D | N | N | 85366190 | 1 | 4011209505421 | 0.03 | KG | 14.35 | 14.35 | CP20 | CP20 | 22MM PLASTIC ROUND COMPLETE UNIT COMBINATION: INDICATOR LIGHT WITH SMOOTH LENSE NON-ILLUMINATED WITH LAMP HOLDER BA 9S WITHOUT LAMP SCREW TERMINAL Z=WITHOUT HOLDER RED | - | 0 | 7
3SB3204-6AA20-Z | X90 | 3SB3204-6AA20-ZX90 | 1 | UN | 1 | 10 | C | D | N | N | 85366190 | 50 | 4011209626157 | 0.031 | KG | 15.87 | 15.87 | CP20 | CP20 | Indicator light, 22 mm, round, plastic, red, lens, smooth, with holder, lampholder BA 9S, without lamp, screw terminal, Z=50-unit pack !!! Phased-out product !!! SIRIUS ACT 3SU1 is the successor The preferred successor type is <<3SU1001-6AA20-0AA0-ZX90 + 3SU1500-0AA10-0AA0>> | - | 0 | 7
3SB3204-6AA30 |  | 3SB3204-6AA30 | 1 | UN | 1 | 10 | C | D | N | N | 85366190 | 1 | 4011209030442 | 0.036 | KG | 15.87 | 15.87 | CP20 | CP20 | 22MM PLASTIC ROUND COMPLETE UNIT COMBINATION: INDICATOR LIGHT WITH SMOOTH LENSE NON-ILLUMINATED WITH LAMP HOLDER BA 9S WITHOUT LAMP SCREW TERMINAL WITH HOLDER YELLOW !!! Phased-out product !!! SIRIUS ACT 3SU1 is successor Preferred successor type is >>3SU1001-6AA30-0AA0 + |  | 0 | 7
3SB3204-6AA30-0CC0 |  | 3SB3204-6AA30-0CC0 | 1 | UN | 1 | 10 | C | D | N | N | 85366190 | 1 | 4011209636903 | 0.035 | KG | 16.91 | 16.91 | CP20 | CP20 | 22MM PLASTIC ROUND COMPLETE UNIT COMBINATION: INDICATOR LIGHT WITH SMOOTH LENSE NON-ILLUMINATED WITH LAMP HOLDER BA 9S WITHOUT LAMP SPRING-LOADED TERMINAL WITH HOLDER YELLOW !!! Phased-out product !!! SIRIUS ACT 3SU1 is successor Preferred successor type is >>3SU1001-6AA30-0AA0 + 3SU1500-0AA10-0AA0<< | - | 0 | 7
3SB3204-6AA30-Z | B01 | 3SB3204-6AA30-ZB01 | 1 | UN | 1 | 10 | C | D | N | N | 85366190 | 1 | 4011209422223 | 0.03 | KG | 14.35 | 14.35 | CP20 | CP20 | 22MM PLASTIC ROUND COMPLETE UNIT COMBINATION: INDICATOR LIGHT WITH SMOOTH LENSE NON-ILLUMINATED WITH LAMP HOLDER BA 9S WITHOUT LAMP SCREW TERMINAL Z=WITHOUT HOLDER YELLOW | - | 0 | 7
3SB3204-6AA30-Z | X90 | 3SB3204-6AA30-ZX90 | 1 | UN | 1 | 10 | C | D | N | N | 85366190 | 50 | 4011209626164 | 0.029 | KG | 15.87 | 15.87 | CP20 | CP20 | Indicator light, 22 mm, round, plastic, yellow, lens, smooth, with holder, lampholder BA 9S, without lamp, screw terminal, Z=50-unit pack !!! Phased-out product !!! SIRIUS ACT 3SU1 is the successor The preferred successor type is <<3SU1001-6AA30-0AA0-ZX90 + 3SU1500-0AA10-0AA0>> | - | 0 | 7
3SB3204-6AA40 |  | 3SB3204-6AA40 | 1 | UN | 1 | 10 | C | D | N | N | 85366190 | 1 | 4011209030459 | 0.038 | KG | 15.87 | 15.87 | CP20 | CP20 | Indicator light, 22 mm, round, plastic, green, lens, smooth, with holder, lamp holder BA 9S, without lamp, screw terminal ! Phased-out product! Successor is SIRIUS ACT 3SU1 Preferred successor type is >>3SU1001-6AA40-0AA0 + 3SU1500-0AA10-0AA0<< |  | 0 | 7
3SB3204-6AA40-0CC0 |  | 3SB3204-6AA40-0CC0 | 1 | UN | 1 | 10 | C | D | N | N | 85366190 | 1 | 4011209636910 | 0.036 | KG | 16.91 | 16.91 | CP20 | CP20 | 22MM PLASTIC ROUND COMPLETE UNIT COMBINATION: INDICATOR LIGHT WITH SMOOTH LENSE NON-ILLUMINATED WITH LAMP HOLDER BA 9S WITHOUT LAMP SPRING-LOADED TERMINAL WITH HOLDER GREEN !!! Phased-out product !!! SIRIUS ACT 3SU1 is successor Preferred successor type is >>3SU1001-6AA40-0AA0 + 3SU1500-0AA10-0AA0<< | - | 0 | 7
3SB3204-6AA40-Z | B01 | 3SB3204-6AA40-ZB01 | 1 | UN | 1 | 10 | C | D | N | N | 85366190 | 1 | 4011209505438 | 0.03 | KG | 14.35 | 14.35 | CP20 | CP20 | 22MM PLASTIC ROUND COMPLETE UNIT COMBINATION: INDICATOR LIGHT WITH SMOOTH LENSE NON-ILLUMINATED WITH LAMP HOLDER BA 9S WITHOUT LAMP SCREW TERMINAL Z=WITHOUT HOLDER GREEN | - | 0 | 7
3SB3204-6AA40-Z | X90 | 3SB3204-6AA40-ZX90 | 1 | UN | 1 | 10 | C | D | N | N | 85366190 | 50 | 4011209626171 | 0.031 | KG | 15.87 | 15.87 | CP20 | CP20 | Indicator light, 22 mm, round, plastic, green, lens, smooth, with holder, lampholder BA 9S, without lamp, SCREW TERMINAL Z=50-unit pack !!! Phased-out product !!! SIRIUS ACT 3SU1 is the successor The preferred successor type is <<3SU1001-6AA40-0AA0-ZX90 + 3SU1500-0AA10-0AA0>> | - | 0 | 7
3SB3204-6AA50 |  | 3SB3204-6AA50 | 1 | UN | 1 | 10 | C | D | N | N | 85366190 | 1 | 4011209030466 | 0.038 | KG | 15.87 | 15.87 | CP20 | CP20 | 22MM PLASTIC ROUND COMPLETE UNIT COMBINATION: INDICATOR LIGHT WITH SMOOTH LENSE NON-ILLUMINATED WITH LAMP HOLDER BA 9S WITHOUT LAMP SCREW TERMINAL WITH HOLDER BLUE !!! Phased-out product !!! SIRIUS ACT 3SU1 is successor Preferred successor type is >>3SU1001-6AA50-0AA0 + |  | 0 | 7
3SB3204-6AA50-0CC0 |  | 3SB3204-6AA50-0CC0 | 1 | UN | 1 | 10 | C | D | N | N | 85366190 | 1 | 4011209636927 | 0.035 | KG | 16.91 | 16.91 | CP20 | CP20 | 22MM PLASTIC ROUND COMPLETE UNIT COMBINATION: INDICATOR LIGHT WITH SMOOTH LENSE NON-ILLUMINATED WITH LAMP HOLDER BA 9S WITHOUT LAMP SPRING-LOADED TERMINAL WITH HOLDER BLUE !!! Phased-out product !!! SIRIUS ACT 3SU1 is successor Preferred successor type is >>3SU1001-6AA50-0AA0 + 3SU1500-0AA10-0AA0<< | - | 0 | 7
3SB3204-6AA50-Z | B01 | 3SB3204-6AA50-ZB01 | 1 | UN | 1 | 10 | C | D | N | N | 85366190 | 1 | 4011209469396 | 0.03 | KG | 14.35 | 14.35 | CP20 | CP20 | 22MM PLASTIC ROUND COMPLETE UNIT COMBINATION: INDICATOR LIGHT WITH SMOOTH LENSE NON-ILLUMINATED WITH LAMP HOLDER BA 9S WITHOUT LAMP SCREW TERMINAL Z=WITHOUT HOLDER BLUE | - | 0 | 7
3SB3204-6AA60 |  | 3SB3204-6AA60 | 1 | UN | 1 | 10 | C | D | N | N | 85366190 | 1 | 4011209030473 | 0.038 | KG | 15.87 | 15.87 | CP20 | CP20 | 22MM PLASTIC ROUND COMPLETE UNIT COMBINATION: INDICATOR LIGHT WITH SMOOTH LENSE NON-ILLUMINATED WITH LAMP HOLDER BA 9S WITHOUT LAMP SCREW TERMINAL WITH HOLDER WHITE !!! Phased-out product !!! SIRIUS ACT 3SU1 is successor Preferred successor type is >>3SU1001-6AA60-0AA0 + |  | 0 | 7
3SB3204-6AA60-0CC0 |  | 3SB3204-6AA60-0CC0 | 1 | UN | 1 | 10 | C | D | N | N | 85366190 | 1 | 4011209636934 | 0.035 | KG | 16.91 | 16.91 | CP20 | CP20 | 22MM PLASTIC ROUND COMPLETE UNIT COMBINATION: INDICATOR LIGHT WITH SMOOTH LENSE NON-ILLUMINATED WITH LAMP HOLDER BA 9S WITHOUT LAMP SPRING-LOADED TERMINAL WITH HOLDER WHITE !!! Phased-out product !!! SIRIUS ACT 3SU1 is successor Preferred successor type is >>3SU1001-6AA60-0AA0 + 3SU1500-0AA10-0AA0<< | - | 0 | 7
3SB3204-6AA60-Z | B01 | 3SB3204-6AA60-ZB01 | 1 | UN | 1 | 10 | C | D | N | N | 85366190 | 1 | 4011209505445 | 0.03 | KG | 14.35 | 14.35 | CP20 | CP20 | 22MM PLASTIC ROUND COMPLETE UNIT COMBINATION: INDICATOR LIGHT WITH SMOOTH LENSE NON-ILLUMINATED WITH LAMP HOLDER BA 9S WITHOUT LAMP SCREW TERMINAL Z=WITHOUT HOLDER WHITE | - | 0 | 7
3SB3204-6AA60-Z | X90 | 3SB3204-6AA60-ZX90 | 1 | UN | 1 | 10 | C | D | N | N | 85366190 | 50 | 4011209745742 | 0.031 | KG | 15.87 | 15.87 | CP20 | CP20 | Indicator light, 22 mm, round, plastic, white, lens, smooth, with holder, lampholder BA 9S, without lamp, screw terminal, Z=50-unit pack !!! Phased-out product !!! SIRIUS ACT 3SU1 is the successor The preferred successor type is <<3SU1001-6AA60-0AA0-ZX90 + 3SU1500-0AA10-0AA0>> | - | 0 | 7
3SB3204-6AA70 |  | 3SB3204-6AA70 | 1 | UN | 1 | 10 | C | D | N | N | 85366190 | 1 | 4011209030480 | 0.038 | KG | 15.87 | 15.87 | CP20 | CP20 | 22MM PLASTIC ROUND COMPLETE UNIT COMBINATION: INDICATOR LIGHT WITH SMOOTH LENSE NON-ILLUMINATED WITH LAMP HOLDER BA 9S WITHOUT LAMP SCREW TERMINAL WITH HOLDER CLEAR !!! Phased-out product !!! SIRIUS ACT 3SU1 is successor Preferred successor type is >>3SU1001-6AA70-0AA0 + |  | 0 | 7
3SB3204-6AA70-0CC0 |  | 3SB3204-6AA70-0CC0 | 1 | UN | 1 | 10 | C | D | N | N | 85366190 | 1 | 4011209636941 | 0.036 | KG | 16.91 | 16.91 | CP20 | CP20 | 22MM PLASTIC ROUND COMPLETE UNIT COMBINATION: INDICATOR LIGHT WITH SMOOTH LENSE NON-ILLUMINATED WITH LAMP HOLDER BA 9S WITHOUT LAMP SPRING-LOADED TERMINAL WITH HOLDER CLEAR !!! Phased-out product !!! SIRIUS ACT 3SU1 is successor Preferred successor type is >>3SU1001-6AA70-0AA0 + 3SU1500-0AA10-0AA0<< | - | 0 | 7
3SB3204-6AA70-Z | B01 | 3SB3204-6AA70-ZB01 | 1 | UN | 1 | 10 | C | D | N | N | 85366190 | 1 | 4011209745018 | 0.03 | KG | 14.35 | 14.35 | CP20 | CP20 | 22MM PLASTIC ROUND COMPLETE UNIT COMBINATION: INDICATOR LIGHT WITH SMOOTH LENSE NON-ILLUMINATED WITH LAMP HOLDER BA 9S WITHOUT LAMP SCREW TERMINAL Z=WITHOUT HOLDER CLEAR | - | 0 | 7
3SB3204-6AA70-Z | X90 | 3SB3204-6AA70-ZX90 | 1 | UN | 1 | 10 | C | D | N | N | 85366190 | 50 | 4011209745759 | 0.037 | KG | 15.87 | 15.87 | CP20 | CP20 | Indicator light, 22 mm, round, plastic, clear, lens, smooth, with holder, lampholder BA 9S, without lamp, screw terminal, Z=50-unit pack !!! Phased-out product !!! SIRIUS ACT 3SU1 is the successor The preferred successor type is <<3SU1001-6AA70-0AA0-ZX90 + 3SU1500-0AA10-0AA0>> | - | 0 | 7
3SB3204-6BA00 |  | 3SB3204-6BA00 | 1 | UN | 1 | 10 | C | D | N | N | 85366190 | 1 | 4011209472082 | 0.034 | KG | 15.87 | 15.87 | CP20 | CP20 | 22MM PLASTIC ROUND COMPLETE UNIT COMBINATION: INDICATOR LIGHT WITH CONCENTRIC RINGS NON-ILLUMINATED WITH LAMP HOLDER BA 9S WITHOUT LAMP SCREW TERMINAL WITH HOLDER AMBER !!! Phased-out product !!! SIRIUS ACT 3SU1 is successor Preferred successor type is >>3SU1001-6AA00-0AA0 + | - | 0 | 7
3SB3204-6BA20 |  | 3SB3204-6BA20 | 1 | UN | 1 | 10 | C | D | N | N | 85366190 | 1 | 4011209468856 | 0.038 | KG | 15.87 | 15.87 | CP20 | CP20 | 22MM PLASTIC ROUND COMPLETE UNIT COMBINATION: INDICATOR LIGHT WITH CONCENTRIC RINGS NON-ILLUMINATED WITH LAMP HOLDER BA 9S WITHOUT LAMP SCREW TERMINAL WITH HOLDER RED !!! Phased-out product !!! SIRIUS ACT 3SU1 is successor Preferred successor type is >>3SU1001-6AA20-0AA0 + |  | 0 | 7
3SB3204-6BA20-0CC0 |  | 3SB3204-6BA20-0CC0 | 1 | UN | 1 | 10 | C | D | N | N | 85366190 | 1 | 4011209636958 | 0.035 | KG | 16.91 | 16.91 | CP20 | CP20 | 22MM PLASTIC ROUND COMPLETE UNIT COMBINATION: INDICATOR LIGHT WITH CONCENTRIC RINGS NON-ILLUMINATED WITH LAMP HOLDER BA 9S WITHOUT LAMP SPRING-LOADED TERMINAL WITH HOLDER RED !!! Phased-out product !!! SIRIUS ACT 3SU1 is successor Preferred successor type is >>3SU1001-6AA20-0AA0 + 3SU1500-0AA10-0AA0<< | - | 0 | 7
3SB3204-6BA30 |  | 3SB3204-6BA30 | 1 | UN | 1 | 10 | C | D | N | N | 85366190 | 1 | 4011209472037 | 0.04 | KG | 15.87 | 15.87 | CP20 | CP20 | 22MM PLASTIC ROUND COMPLETE UNIT COMBINATION: INDICATOR LIGHT WITH CONCENTRIC RINGS NON-ILLUMINATED WITH LAMP HOLDER BA 9S WITHOUT LAMP SCREW TERMINAL WITH HOLDER YELLOW !!! Phased-out product !!! SIRIUS ACT 3SU1 is successor Preferred successor type is >>3SU1001-6AA30-0AA0 + |  | 0 | 7
3SB3204-6BA30-0CC0 |  | 3SB3204-6BA30-0CC0 | 1 | UN | 1 | 10 | C | D | N | N | 85366190 | 1 | 4011209636965 | 0.035 | KG | 16.91 | 16.91 | CP20 | CP20 | 22MM PLASTIC ROUND COMPLETE UNIT COMBINATION: INDICATOR LIGHT WITH CONCENTRIC RINGS NON-ILLUMINATED WITH LAMP HOLDER BA 9S WITHOUT LAMP SPRING-LOADED TERMINAL WITH HOLDER YELLOW !!! Phased-out product !!! SIRIUS ACT 3SU1 is successor Preferred successor type is >>3SU1001-6AA30-0AA0 + 3SU1500-0AA10-0AA0<< | - | 0 | 7
3SB3204-6BA40 |  | 3SB3204-6BA40 | 1 | UN | 1 | 10 | C | D | N | N | 85366190 | 1 | 4011209472044 | 0.04 | KG | 15.87 | 15.87 | CP20 | CP20 | 22MM PLASTIC ROUND COMPLETE UNIT COMBINATION: INDICATOR LIGHT WITH CONCENTRIC RINGS NON-ILLUMINATED WITH LAMP HOLDER BA 9S WITHOUT LAMP SCREW TERMINAL WITH HOLDER GREEN !!! Phased-out product !!! SIRIUS ACT 3SU1 is successor Preferred successor type is >>3SU1001-6AA40-0AA0 + |  | 0 | 7
3SB3204-6BA40-0CC0 |  | 3SB3204-6BA40-0CC0 | 1 | UN | 1 | 10 | C | D | N | N | 85366190 | 1 | 4011209636972 | 0.034 | KG | 16.91 | 16.91 | CP20 | CP20 | 22MM PLASTIC ROUND COMPLETE UNIT COMBINATION: INDICATOR LIGHT WITH CONCENTRIC RINGS NON-ILLUMINATED WITH LAMP HOLDER BA 9S WITHOUT LAMP SPRING-LOADED TERMINAL WITH HOLDER GREEN !!! Phased-out product !!! SIRIUS ACT 3SU1 is successor Preferred successor type is >>3SU1001-6AA40-0AA0 + 3SU1500-0AA10-0AA0<< | - | 0 | 7
3SB3204-6BA50 |  | 3SB3204-6BA50 | 1 | UN | 1 | 10 | C | D | N | N | 85366190 | 1 | 4011209472051 | 0.037 | KG | 15.87 | 15.87 | CP20 | CP20 | 22MM PLASTIC ROUND COMPLETE UNIT COMBINATION: INDICATOR LIGHT WITH CONCENTRIC RINGS NON-ILLUMINATED WITH LAMP HOLDER BA 9S WITHOUT LAMP SCREW TERMINAL WITH HOLDER BLUE !!! Phased-out product !!! SIRIUS ACT 3SU1 is successor Preferred successor type is >>3SU1001-6AA50-0AA0 + |  | 0 | 7
3SB3204-6BA50-0CC0 |  | 3SB3204-6BA50-0CC0 | 1 | UN | 1 | 10 | C | D | N | N | 85366190 | 1 | 4011209636989 | 0.037 | KG | 16.91 | 16.91 | CP20 | CP20 | 22MM PLASTIC ROUND COMPLETE UNIT COMBINATION: INDICATOR LIGHT WITH CONCENTRIC RINGS NON-ILLUMINATED WITH LAMP HOLDER BA 9S WITHOUT LAMP SPRING-LOADED TERMINAL WITH HOLDER BLUE !!! Phased-out product !!! SIRIUS ACT 3SU1 is successor Preferred successor type is >>3SU1001-6AA50-0AA0 + 3SU1500-0AA10-0AA0<< | - | 0 | 7
3SB3204-6BA60 |  | 3SB3204-6BA60 | 1 | UN | 1 | 10 | C | D | N | N | 85366190 | 1 | 4011209472068 | 0.037 | KG | 15.87 | 15.87 | CP20 | CP20 | 22MM PLASTIC ROUND COMPLETE UNIT COMBINATION: INDICATOR LIGHT WITH CONCENTRIC RINGS NON-ILLUMINATED WITH LAMP HOLDER BA 9S WITHOUT LAMP SCREW TERMINAL WITH HOLDER WHITE !!! Phased-out product !!! SIRIUS ACT 3SU1 is successor Preferred successor type is >>3SU1001-6AA60-0AA0 + |  | 0 | 7
3SB3204-6BA60-0CC0 |  | 3SB3204-6BA60-0CC0 | 1 | UN | 1 | 10 | C | D | N | N | 85366190 | 1 | 4011209636996 | 0.037 | KG | 16.91 | 16.91 | CP20 | CP20 | 22MM PLASTIC ROUND COMPLETE UNIT COMBINATION: INDICATOR LIGHT WITH CONCENTRIC RINGS NON-ILLUMINATED WITH LAMP HOLDER BA 9S WITHOUT LAMP SPRING-LOADED TERMINAL WITH HOLDER WHITE !!! Phased-out product !!! SIRIUS ACT 3SU1 is successor Preferred successor type is >>3SU1001-6AA60-0AA0 + 3SU1500-0AA10-0AA0<< | - | 0 | 7
3SB3204-6BA70 |  | 3SB3204-6BA70 | 1 | UN | 1 | 10 | C | D | N | N | 85366190 | 1 | 4011209472075 | 0.039 | KG | 15.87 | 15.87 | CP20 | CP20 | 22MM PLASTIC ROUND COMPLETE UNIT COMBINATION: INDICATOR LIGHT WITH CONCENTRIC RINGS NON-ILLUMINATED WITH LAMP HOLDER BA 9S WITHOUT LAMP SCREW TERMINAL WITH HOLDER CLEAR !!! Phased-out product !!! SIRIUS ACT 3SU1 is successor Preferred successor type is >>3SU1001-6AA70-0AA0 + |  | 0 | 7
3SB3204-6BA70-0CC0 |  | 3SB3204-6BA70-0CC0 | 1 | UN | 1 | 10 | C | D | N | N | 85366190 | 1 | 4011209637009 | 0.034 | KG | 16.91 | 16.91 | CP20 | CP20 | 22MM PLASTIC ROUND COMPLETE UNIT COMBINATION: INDICATOR LIGHT WITH CONCENTRIC RINGS NON-ILLUMINATED WITH LAMP HOLDER BA 9S WITHOUT LAMP SPRING-LOADED TERMINAL WITH HOLDER CLEAR !!! Phased-out product !!! SIRIUS ACT 3SU1 is successor Preferred successor type is >>3SU1001-6AA70-0AA0 + 3SU1500-0AA10-0AA0<< | - | 0 | 7
3SB3205-0AA21 |  | 3SB3205-0AA21 | 1 | UN | 1 | 10 | C | D | N | N | 85365080 | 1 | 4011209187139 | 0.057 | KG | 30.31 | 30.31 | CP20 | CP20 | 22MM PLASTIC ROUND COMPLETE UNIT COMBINATION: ILLUMINATED PUSHBUTTON WITH FLAT BUTTON NON-ILLUMINATED WITH LAMP HOLDER BA 9S WITHOUT LAMP SCREW TERMINAL, 1NO+1NC WITH HOLDER RED !!! Phased-out product !!! SIRIUS ACT 3SU1 is successor Preferred successor type is >>3SU1001-0AB20-0AA0 + 3SU1500-0AA10-0AA0 + 3SU1400-1AA10-1FA0<< |  | 0 | 7
3SB3205-0AA21-0CC0 |  | 3SB3205-0AA21-0CC0 | 1 | UN | 1 | 10 | C | D | N | N | 85365080 | 1 | 4011209636873 | 0.054 | KG | 33.25 | 33.25 | CP20 | CP20 | 22MM PLASTIC ROUND COMPLETE UNIT COMBINATION: ILLUMINATED PUSHBUTTON WITH FLAT BUTTON NON-ILLUMINATED WITH LAMP HOLDER BA 9S WITHOUT LAMP SPRING-LOADED TERMINAL, 1NO+1NC WITH HOLDER RED !!! Phased-out product !!! SIRIUS ACT 3SU1 is successor Preferred successor type is >>3SU1001-0AB20-0AA0 + 3SU1400-1AA10-3FA0 + 3SU1500-0AA10-0AA0<< | - | 0 | 7
3SB3205-0AA31 |  | 3SB3205-0AA31 | 1 | UN | 1 | 10 | C | D | N | N | 85365080 | 1 | 4011209187146 | 0.056 | KG | 30.31 | 30.31 | CP20 | CP20 | 22MM PLASTIC ROUND COMPLETE UNIT COMBINATION: ILLUMINATED PUSHBUTTON WITH FLAT BUTTON NON-ILLUMINATED WITH LAMP HOLDER BA 9S WITHOUT LAMP SCREW TERMINAL, 1NO+1NC WITH HOLDER YELLOW !!! Phased-out product !!! SIRIUS ACT 3SU1 is successor Preferred successor type is >>3SU1001-0AB30-0AA0 + 3SU1400-1AA10-1FA0 + 3SU1500-0AA10-0AA0<< |  | 0 | 7
3SB3205-0AA31-0CC0 |  | 3SB3205-0AA31-0CC0 | 1 | UN | 1 | 10 | C | D | N | N | 85365080 | 1 | 4011209637016 | 0.057 | KG | 33.25 | 33.25 | CP20 | CP20 | 22MM PLASTIC ROUND COMPLETE UNIT COMBINATION: ILLUMINATED PUSHBUTTON WITH FLAT BUTTON NON-ILLUMINATED WITH LAMP HOLDER BA 9S WITHOUT LAMP SPRING-LOADED TERMINAL, 1NO+1NC WITH HOLDER YELLOW !!! Phased-out product !!! SIRIUS ACT 3SU1 is successor Preferred successor type is >>3SU1001-0AB30-0AA0 + 3SU1400-1AA10-3FA0 + 3SU1500-0AA10-0AA0<< | - | 0 | 7
3SB3205-0AA41 |  | 3SB3205-0AA41 | 1 | UN | 1 | 10 | C | D | N | N | 85365080 | 1 | 4011209187153 | 0.057 | KG | 30.31 | 30.31 | CP20 | CP20 | 22MM PLASTIC ROUND COMPLETE UNIT COMBINATION: ILLUMINATED PUSHBUTTON WITH FLAT BUTTON NON-ILLUMINATED WITH LAMP HOLDER BA 9S WITHOUT LAMP SCREW TERMINAL, 1NO+1NC WITH HOLDER GREEN !!! Phased-out product !!! SIRIUS ACT 3SU1 is successor Preferred successor type is >>3SU1001-0AB40-0AA0 + 3SU1500-0AA10-0AA0 + 3SU1400-1AA10-1FA0<< |  | 0 | 7
3SB3205-0AA41-0CC0 |  | 3SB3205-0AA41-0CC0 | 1 | UN | 1 | 10 | C | D | N | N | 85365080 | 1 | 4011209637023 | 0.055 | KG | 33.25 | 33.25 | CP20 | CP20 | 22MM PLASTIC ROUND COMPLETE UNIT COMBINATION: ILLUMINATED PUSHBUTTON WITH FLAT BUTTON NON-ILLUMINATED WITH LAMP HOLDER BA 9S WITHOUT LAMP SPRING-LOADED TERMINAL, 1NO+1NC WITH HOLDER GREEN !!! Phased-out product !!! SIRIUS ACT 3SU1 is successor Preferred successor type is >>3SU1001-0AB40-0AA0 + 3SU1500-0AA10-0AA0 + 3SU1400-1AA10-3FA0<< | - | 0 | 7
3SB3205-0AA51 |  | 3SB3205-0AA51 | 1 | UN | 1 | 10 | C | D | N | N | 85365080 | 1 | 4011209187160 | 0.056 | KG | 30.31 | 30.31 | CP20 | CP20 | 22MM PLASTIC ROUND COMPLETE UNIT COMBINATION: ILLUMINATED PUSHBUTTON WITH FLAT BUTTON NON-ILLUMINATED WITH LAMP HOLDER BA 9S WITHOUT LAMP SCREW TERMINAL, 1NO+1NC WITH HOLDER BLUE !!! Phased-out product !!! SIRIUS ACT 3SU1 is successor Preferred successor type is >>3SU1001-0AB50-0AA0 + 3SU1500-0AA10-0AA0 + 3SU1400-1AA10-1FA0<< |  | 0 | 7
3SB3205-0AA51-0CC0 |  | 3SB3205-0AA51-0CC0 | 1 | UN | 1 | 10 | C | D | N | N | 85365080 | 1 | 4011209637030 | 0.053 | KG | 33.25 | 33.25 | CP20 | CP20 | 22MM PLASTIC ROUND COMPLETE UNIT COMBINATION: ILLUMINATED PUSHBUTTON WITH FLAT BUTTON NON-ILLUMINATED WITH LAMP HOLDER BA 9S WITHOUT LAMP SPRING-LOADED TERMINAL, 1NO+1NC WITH HOLDER BLUE !!! Phased-out product !!! SIRIUS ACT 3SU1 is successor Preferred successor type is >>3SU1001-0AB50-0AA0 + 3SU1500-0AA10-0AA0 + 3SU1400-1AA10-3FA0<< | - | 0 | 7
3SB3205-0AA61 |  | 3SB3205-0AA61 | 1 | UN | 1 | 10 | C | D | N | N | 85365080 | 1 | 4011209187177 | 0.065 | KG | 30.31 | 30.31 | CP20 | CP20 | 22MM PLASTIC ROUND COMPLETE UNIT COMBINATION: ILLUMINATED PUSHBUTTON WITH FLAT BUTTON NON-ILLUMINATED WITH LAMP HOLDER BA 9S WITHOUT LAMP SCREW TERMINAL, 1NO+1NC WITH HOLDER WHITE !!! Phased-out product !!! SIRIUS ACT 3SU1 is successor Preferred successor type is >>3SU1001-0AB60-0AA0 + 3SU1400-1AA10-1FA0 + 3SU1500-0AA10-0AA0<< |  | 0 | 7
3SB3205-0AA61-0CC0 |  | 3SB3205-0AA61-0CC0 | 1 | UN | 1 | 10 | C | D | N | N | 85365080 | 1 | 4011209637047 | 0.055 | KG | 33.25 | 33.25 | CP20 | CP20 | 22MM PLASTIC ROUND COMPLETE UNIT COMBINATION: ILLUMINATED PUSHBUTTON WITH FLAT BUTTON NON-ILLUMINATED WITH LAMP HOLDER BA 9S WITHOUT LAMP SPRING-LOADED TERMINAL, 1NO+1NC WITH HOLDER WHITE !!! Phased-out product !!! SIRIUS ACT 3SU1 is successor Preferred successor type is >>3SU1001-0AB60-0AA0 + 3SU1500-0AA10-0AA0 + 3SU1400-1AA10-3FA0<< | - | 0 | 7
3SB3205-0AA61-Z | B01 | 3SB3205-0AA61-ZB01 | 1 | UN | 1 | 10 | C | D | N | N | 85365080 | 1 | 4011209581371 | 0.05 | KG | 28.79 | 28.79 | CP20 | CP20 | 22MM PLASTIC ROUND COMPLETE UNIT COMBINATION: ILLUMINATED PUSHBUTTON WITH FLAT BUTTON NON-ILLUMINATED WITH LAMP HOLDER BA 9S WITHOUT LAMP SCREW TERMINAL, 1NO+1NC Z=WITHOUT HOLDER WHITE | - | 0 | 7
3SB3205-0AA71 |  | 3SB3205-0AA71 | 1 | UN | 1 | 10 | C | D | N | N | 85365080 | 1 | 4011209187184 | 0.057 | KG | 30.31 | 30.31 | CP20 | CP20 | 22MM PLASTIC ROUND COMPLETE UNIT COMBINATION: ILLUMINATED PUSHBUTTON WITH FLAT BUTTON NON-ILLUMINATED WITH LAMP HOLDER BA 9S WITHOUT LAMP SCREW TERMINAL, 1NO+1NC WITH HOLDER CLEAR !!! Phased-out product !!! SIRIUS ACT 3SU1 is successor Preferred successor type is >>3SU1001-0AB70-0AA0 + 3SU1400-1AA10-1FA0 + 3SU1500-0AA10-0AA0<< |  | 0 | 7
3SB3205-0AA71-0CC0 |  | 3SB3205-0AA71-0CC0 | 1 | UN | 1 | 10 | C | D | N | N | 85365080 | 1 | 4011209637054 | 0.048 | KG | 33.25 | 33.25 | CP20 | CP20 | 22MM PLASTIC ROUND COMPLETE UNIT COMBINATION: ILLUMINATED PUSHBUTTON WITH FLAT BUTTON NON-ILLUMINATED WITH LAMP HOLDER BA 9S WITHOUT LAMP SPRING-LOADED TERMINAL, 1NO+1NC WITH HOLDER CLEAR !!! Phased-out product !!! SIRIUS ACT 3SU1 is successor Preferred successor type is >>3SU1001-0AB70-0AA0 + 3SU1500-0AA10-0AA0 + 3SU1400-1AA10-3FA0<< | - | 0 | 7
3SB3206-0AA31 |  | 3SB3206-0AA31 | 1 | UN | 1 | 10 | C | D | N | N | 85365080 | 1 | 4011209030497 | 0.05 | KG | 27.08 | 27.08 | CP20 | CP20 | 22MM PLASTIC ROUND COMPLETE UNIT COMBINATION: ILLUMINATED PUSHBUTTON WITH FLAT BUTTON NON-ILLUMINATED WITH LAMP HOLDER BA 9S WITHOUT LAMP SCREW TERMINAL, 1NO WITH HOLDER YELLOW !!! Phased-out product !!! SIRIUS ACT 3SU1 is successor Preferred successor type is >>3SU1001-0AB30-0AA0 + 3SU1500-0AA10-0AA0 + 3SU1400-1AA10-1BA0<< |  | 0 | 7
3SB3206-0AA31-0CC0 |  | 3SB3206-0AA31-0CC0 | 1 | UN | 1 | 10 | C | D | N | N | 85365080 | 1 | 4011209637061 | 0.047 | KG | 29.17 | 29.17 | CP20 | CP20 | 22MM PLASTIC ROUND COMPLETE UNIT COMBINATION: ILLUMINATED PUSHBUTTON WITH FLAT BUTTON NON-ILLUMINATED WITH LAMP HOLDER BA 9S WITHOUT LAMP SPRING-LOADED TERMINAL, 1NO WITH HOLDER YELLOW !!! Phased-out product !!! SIRIUS ACT 3SU1 is successor Preferred successor type is >>3SU1001-0AB30-0AA0 + 3SU1400-1AA10-3BA0 + 3SU1500-0AA10-0AA0<< | - | 0 | 7
3SB3206-0AA41 |  | 3SB3206-0AA41 | 1 | UN | 1 | 10 | C | D | N | N | 85365080 | 1 | 4011209030503 | 0.05 | KG | 27.08 | 27.08 | CP20 | CP20 | 22MM PLASTIC ROUND COMPLETE UNIT COMBINATION: ILLUMINATED PUSHBUTTON WITH FLAT BUTTON NON-ILLUMINATED WITH LAMP HOLDER BA 9S WITHOUT LAMP SCREW TERMINAL, 1NO WITH HOLDER GREEN !!! Phased-out product !!! SIRIUS ACT 3SU1 is successor Preferred successor type is >>3SU1001-0AB40-0AA0 + 3SU1500-0AA10-0AA0 + 3SU1400-1AA10-1BA0<< |  | 0 | 7
3SB3206-0AA41-0CC0 |  | 3SB3206-0AA41-0CC0 | 1 | UN | 1 | 10 | C | D | N | N | 85365080 | 1 | 4011209637078 | 0.045 | KG | 29.17 | 29.17 | CP20 | CP20 | 22MM PLASTIC ROUND COMPLETE UNIT COMBINATION: ILLUMINATED PUSHBUTTON WITH FLAT BUTTON NON-ILLUMINATED WITH LAMP HOLDER BA 9S WITHOUT LAMP SPRING-LOADED TERMINAL, 1NO WITH HOLDER GREEN !!! Phased-out product !!! SIRIUS ACT 3SU1 is successor Preferred successor type is >>3SU1001-0AB40-0AA0 + 3SU1500-0AA10-0AA0 + 3SU1400-1AA10-3BA0<< | - | 0 | 7
3SB3206-0AA51 |  | 3SB3206-0AA51 | 1 | UN | 1 | 10 | C | D | N | N | 85365080 | 1 | 4011209030510 | 0.05 | KG | 27.08 | 27.08 | CP20 | CP20 | 22MM PLASTIC ROUND COMPLETE UNIT COMBINATION: ILLUMINATED PUSHBUTTON WITH FLAT BUTTON NON-ILLUMINATED WITH LAMP HOLDER BA 9S WITHOUT LAMP SCREW TERMINAL, 1NO WITH HOLDER BLUE !!! Phased-out product !!! SIRIUS ACT 3SU1 is successor Preferred successor type is >>3SU1001-0AB50-0AA0 + 3SU1400-1AA10-1BA0 + 3SU1500-0AA10-0AA0<< |  | 0 | 7
3SB3206-0AA51-0CC0 |  | 3SB3206-0AA51-0CC0 | 1 | UN | 1 | 10 | C | D | N | N | 85365080 | 1 | 4011209637085 | 0.08 | KG | 29.17 | 29.17 | CP20 | CP20 | 22MM PLASTIC ROUND COMPLETE UNIT COMBINATION: ILLUMINATED PUSHBUTTON WITH FLAT BUTTON NON-ILLUMINATED WITH LAMP HOLDER BA 9S WITHOUT LAMP SPRING-LOADED TERMINAL, 1NO WITH HOLDER BLUE !!! Phased-out product !!! SIRIUS ACT 3SU1 is successor Preferred successor type is >>3SU1001-0AB50-0AA0 + 3SU1400-1AA10-3BA0 + 3SU1500-0AA10-0AA0<< | - | 0 | 7
3SB3206-0AA51-Z | B01 | 3SB3206-0AA51-ZB01 | 1 | UN | 1 | 10 | C | D | N | N | 85365080 | 1 | 4011209848399 | 0.04 | KG | 25.56 | 25.56 | CP20 | CP20 | 22MM PLASTIC ROUND COMPLETE UNIT COMBINATION: ILLUMINATED PUSHBUTTON WITH FLAT BUTTON NON-ILLUMINATED WITH LAMP HOLDER BA 9S WITHOUT LAMP SCREW TERMINAL, 1NO Z=WITHOUT HOLDER BLUE | - | 0 | 7
3SB3206-0AA61 |  | 3SB3206-0AA61 | 1 | UN | 1 | 10 | C | D | N | N | 85365080 | 1 | 4011209030527 | 0.05 | KG | 27.08 | 27.08 | CP20 | CP20 | 22MM PLASTIC ROUND COMPLETE UNIT COMBINATION: ILLUMINATED PUSHBUTTON WITH FLAT BUTTON NON-ILLUMINATED WITH LAMP HOLDER BA 9S WITHOUT LAMP SCREW TERMINAL, 1NO WITH HOLDER WHITE !!! Phased-out product !!! SIRIUS ACT 3SU1 is successor Preferred successor type is >>3SU1001-0AB60-0AA0 + 3SU1500-0AA10-0AA0 + 3SU1400-1AA10-1BA0<< |  | 0 | 7
3SB3206-0AA61-0CC0 |  | 3SB3206-0AA61-0CC0 | 1 | UN | 1 | 10 | C | D | N | N | 85365080 | 1 | 4011209637092 | 0.05 | KG | 29.17 | 29.17 | CP20 | CP20 | 22MM PLASTIC ROUND COMPLETE UNIT COMBINATION: ILLUMINATED PUSHBUTTON WITH FLAT BUTTON NON-ILLUMINATED WITH LAMP HOLDER BA 9S WITHOUT LAMP SPRING-LOADED TERMINAL, 1NO WITH HOLDER WHITE !!! Phased-out product !!! SIRIUS ACT 3SU1 is successor Preferred successor type is >>3SU1001-0AB60-0AA0 + 3SU1500-0AA10-0AA0 + 3SU1400-1AA10-3BA0<< | - | 0 | 7
3SB3206-0AA61-Z | B01 | 3SB3206-0AA61-ZB01 | 1 | UN | 1 | 10 | C | D | N | N | 85365080 | 1 | 4011209639386 | 0.04 | KG | 25.56 | 25.56 | CP20 | CP20 | 22MM PLASTIC ROUND COMPLETE UNIT COMBINATION: ILLUMINATED PUSHBUTTON WITH FLAT BUTTON NON-ILLUMINATED WITH LAMP HOLDER BA 9S WITHOUT LAMP SCREW TERMINAL, 1NO Z=WITHOUT HOLDER WHITE | - | 0 | 7
3SB3206-0AA61-Z | X90 | 3SB3206-0AA61-ZX90 | 1 | UN | 1 | 10 | C | D | N | N | 85365080 | 50 | 4011209516748 | 0.044 | KG | 27.08 | 27.08 | CP20 | CP20 | Illuminated pushbutton, 22 mm, round, plastic, white, pushbutton, flat, with holder, 1 NO, lampholder BA 9S, without lamp, screw terminal, Z=50-unit pack !!! Phased-out product !!! SIRIUS ACT 3SU1 is the successor The preferred successor type is <<3SU1001-0AB60-0AA0-ZX90 + 3SU1500-0AA10-0AA0 + 3SU1400-1AA10-1BA0>> | - | 0 | 7
3SB3206-0AA71 |  | 3SB3206-0AA71 | 1 | UN | 1 | 10 | C | D | N | N | 85365080 | 1 | 4011209030534 | 0.05 | KG | 27.08 | 27.08 | CP20 | CP20 | 22MM PLASTIC ROUND COMPLETE UNIT COMBINATION: ILLUMINATED PUSHBUTTON WITH FLAT BUTTON NON-ILLUMINATED WITH LAMP HOLDER BA 9S WITHOUT LAMP SCREW TERMINAL, 1NO WITH HOLDER CLEAR !!! Phased-out product !!! SIRIUS ACT 3SU1 is successor Preferred successor type is >>3SU1001-0AB70-0AA0 + 3SU1500-0AA10-0AA0 + 3SU1400-1AA10-1BA0<< |  | 0 | 7
3SB3206-0AA71-0CC0 |  | 3SB3206-0AA71-0CC0 | 1 | UN | 1 | 10 | C | D | N | N | 85365080 | 1 | 4011209637108 | 0.044 | KG | 29.17 | 29.17 | CP20 | CP20 | 22MM PLASTIC ROUND COMPLETE UNIT COMBINATION: ILLUMINATED PUSHBUTTON WITH FLAT BUTTON NON-ILLUMINATED WITH LAMP HOLDER BA 9S WITHOUT LAMP SPRING-LOADED TERMINAL, 1NO WITH HOLDER CLEAR !!! Phased-out product !!! SIRIUS ACT 3SU1 is successor Preferred successor type is >>3SU1001-0AB70-0AA0 + 3SU1500-0AA10-0AA0 + 3SU1400-1AA10-3BA0<< | - | 0 | 7
3SB3206-0AA71-Z | B01 | 3SB3206-0AA71-ZB01 | 1 | UN | 1 | 10 | C | D | N | N | 85365080 | 1 | 4011209450981 | 0.04 | KG | 25.56 | 25.56 | CP20 | CP20 | 22MM PLASTIC ROUND COMPLETE UNIT COMBINATION: ILLUMINATED PUSHBUTTON WITH FLAT BUTTON NON-ILLUMINATED WITH LAMP HOLDER BA 9S WITHOUT LAMP SCREW TERMINAL, 1NO Z=WITHOUT HOLDER CLEAR | - | 0 | 7
3SB3207-0AA21 |  | 3SB3207-0AA21 | 1 | UN | 1 | 10 | C | D | N | N | 85365080 | 1 | 4011209030541 | 0.05 | KG | 27.08 | 27.08 | CP20 | CP20 | 22MM PLASTIC ROUND COMPLETE UNIT COMBINATION: ILLUMINATED PUSHBUTTON WITH FLAT BUTTON NON-ILLUMINATED WITH LAMP HOLDER BA 9S WITHOUT LAMP SCREW TERMINAL, 1NC WITH HOLDER RED !!! Phased-out product !!! SIRIUS ACT 3SU1 is successor Preferred successor type is >>3SU1001-0AB20-0AA0 + 3SU1500-0AA10-0AA0 + 3SU1400-1AA10-1CA0<< |  | 0 | 7
3SB3207-0AA21-0CC0 |  | 3SB3207-0AA21-0CC0 | 1 | UN | 1 | 10 | C | D | N | N | 85365080 | 1 | 4011209637115 | 0.045 | KG | 29.17 | 29.17 | CP20 | CP20 | 22MM PLASTIC ROUND COMPLETE UNIT COMBINATION: ILLUMINATED PUSHBUTTON WITH FLAT BUTTON NON-ILLUMINATED WITH LAMP HOLDER BA 9S WITHOUT LAMP SPRING-LOADED TERMINAL, 1NC WITH HOLDER RED !!! Phased-out product !!! SIRIUS ACT 3SU1 is successor Preferred successor type is >>3SU1001-0AB20-0AA0 + 3SU1400-1AA10-3CA0 + 3SU1500-0AA10-0AA0<< | - | 0 | 7
3SB3208-2DA11 |  | 3SB3208-2DA11 | 1 | UN | 1 | 10 | C | D | N | N | 85365080 | 1 | 4011209191952 | 0.071 | KG | 38.57 | 38.57 | CP20 | CP20 | Selector switch, 22 mm, round, Plastic, Black, Selector switch, short, 3 switch positions I-O-II, Latching, Actuating angle 2x50 degrees, With holder, 2 X 1NO+1NC, Screw terminal !!! Phased-out product !!! Successor is SIRIUS ACT 3SU1 Preferred successor type is >>3SU1002-2BL10-0AA0 + 3SU1400-1AA10-1BA0 + 3SU1500-0AA10-0AA0 + 3SU1400-1AA10-1CA0<< |  | 0 | 7
3SB3208-2DA11-0CC0 |  | 3SB3208-2DA11-0CC0 | 1 | UN | 1 | 10 | C | D | N | N | 85365080 | 1 | 4011209612419 | 0.068 | KG | 42.75 | 42.75 | CP20 | CP20 | 22MM PLASTIC ROUND COMPLETE UNIT COMBINATION: SELECTOR SWITCH LATCHING 3 SWITCH POSITIONS I-O-II NON-ILLUMINATED SPRING-LOADED TERMIN.,2X1NO+1NC WITH HOLDER BLACK !!! Phased-out product !!! SIRIUS ACT 3SU1 is successor Preferred successor type is >>3SU1100-2BL60-3LA0<< | - | 0 | 7
3SB3208-2EA11 |  | 3SB3208-2EA11 | 1 | UN | 1 | 10 | C | D | N | N | 85365080 | 1 | 4011209189713 | 0.069 | KG | 38.57 | 38.57 | CP20 | CP20 | Selector switch, 22 mm, round, plastic, black, selector switch, short, 3 switch positions I-O-II, momentary contact type, actuating angle 2x50 degrees, with holder, 2 x 1 NO+1 NC, screw terminal !!! Phased-out product !!! Successor is SIRIUS ACT 3SU1 Preferred successor type is >>3SU1002-2BM10-0AA0 + 3SU1500-0AA10-0AA0 + 2x 3SU1400-1AA10-1FA0<< |  | 0 | 7
3SB3208-2EA11-0CC0 |  | 3SB3208-2EA11-0CC0 | 1 | UN | 1 | 10 | C | D | N | N | 85365080 | 1 | 4011209665439 | 0.065 | KG | 42.75 | 42.75 | CP20 | CP20 | 22MM PLASTIC ROUND COMPLETE UNIT COMBINATION: SELECTOR SWITCH MOMENTARY CONTACT TYPE 3 SWITCH POSITIONS I-O-II NON-ILLUMINATED SPRING-LOADED TERMIN.,2X1NO+1NC WITH HOLDER BLACK !!! Phased-out product !!! SIRIUS ACT 3SU1 is successor Preferred successor type is >>3SU1100-2BM60-3LA0<< | - | 0 | 7
3SB3208-4DD11 |  | 3SB3208-4DD11 | 1 | UN | 1 | 10 | C | D | N | N | 85365080 | 1 | 4011209468429 | 0.097 | KG | 63.65 | 63.65 | CP20 | CP20 | RONIS KEY-OPERATED SWITCH, 22MM, ROUND, PLASTIC, LOCK NO. SB30, WITH 2 KEYS, 3 SWITCH POSITIONS I-O-II MAINT. CONTACT, ACTUATING ANGLE 2X50 DEG, REMOVE I-O+II, WITH HOLDER, 2 X 1NO+1NC, SCREW CONNECTION, POSSIBLE SPECIAL LOCKS: SB31, 421, 455 !!! Phased-out product !!! SIRIUS ACT 3SU1 is successor Preferred successor type is >>3SU1000-4BL11-0AA0 + 3SU1500-0AA10-0AA0 + 3SU1400-1AA10-1FA0<< | - | 0 | 7
3SB3210-2DA11 |  | 3SB3210-2DA11 | 1 | UN | 1 | 2 | A | D | N | N | 85365080 | 1 | 4011209191402 | 0.054 | KG | 32.49 | 32.49 | CP20 | CP20 | 22MM PLASTIC ROUND COMPLETE UNIT COMBINATION: SELECTOR SWITCH LATCHING 3 SWITCH POSITIONS I-O-II NON-ILLUMINATED SCREW TERMINAL, 1NO, 1NO WITH HOLDER BLACK !!! Phased-out product !!! SIRIUS ACT 3SU1 is successor Preferred successor type is >>3SU1100-2BL60-1NA0<< |  | 0 | 7
3SB3210-2DA11-0CC0 |  | 3SB3210-2DA11-0CC0 | 1 | UN | 1 | 10 | C | D | N | N | 85365080 | 1 | 4011209637122 | 0.048 | KG | 34.11 | 34.11 | CP20 | CP20 | 22MM PLASTIC ROUND COMPLETE UNIT COMBINATION: SELECTOR SWITCH LATCHING 3 SWITCH POSITIONS I-O-II NON-ILLUMINATED SPRING-LOADED TERMINAL,1NO, 1NO WITH HOLDER BLACK !!! Phased-out product !!! SIRIUS ACT 3SU1 is successor Preferred successor type is >>3SU1100-2BL60-3NA0<< | - | 0 | 7
3SB3210-2EA11 |  | 3SB3210-2EA11 | 1 | UN | 1 | 10 | C | D | N | N | 85365080 | 1 | 4011209191969 | 0.054 | KG | 32.49 | 32.49 | CP20 | CP20 | 22MM PLASTIC ROUND COMPLETE UNIT COMBINATION: SELECTOR SWITCH MOMENTARY CONTACT TYPE 3 SWITCH POSITIONS I-O-II NON-ILLUMINATED SCREW TERMINAL, 1NO, 1NO WITH HOLDER BLACK !!! Phased-out product !!! SIRIUS ACT 3SU1 is successor Preferred successor type is >>3SU1100-2BM60-1NA0<< |  | 0 | 7
3SB3210-2EA11-0CC0 |  | 3SB3210-2EA11-0CC0 | 1 | UN | 1 | 10 | C | D | N | N | 85389099 | 1 | 4011209652545 | 0.051 | KG | 34.11 | 34.11 | CP20 | CP20 | Selector switch. 22 mm round, plastic, black, knob, short, 3 switch positions I-O-II, momentary contact type, actuating angle 2x50Â°, with holder, 1 NO, 1 NO, spring-type terminal ! Phased-out product! Successor ist SIRIUS ACT 3SU1 Preferred successor type is >>3SU1002-2BM10-0AA0 + 3SU1400-1AA10-3BA0 + 3SU1400-1AA10-3BA0 + 3SU1500-0AA10-0AA0<< | - | 0 | 7
3SB3210-4DD11 |  | 3SB3210-4DD11 | 1 | UN | 1 | 10 | C | D | N | N | 85365080 | 1 | 4011209468412 | 0.08 | KG | 51.11 | 51.11 | CP20 | CP20 | 22MM PLASTIC ROUND COMPETE UNIT COMBINATION: RONIS LOCK WITH 2 KEYS MAINTAINED CONTACT 3 SWITCH POSITIONS I-O-II SCREW CONNECTION, 1S, 1S LOCK NUMBER SB 30,REMOVE I-O+II WITH HOLDER POSSIBLE SPECIAL LOCKS FOR RONIS KEYSWITCHES: SB31, 455, 421 !!! Phased-out product !!! SIRIUS ACT 3SU1 is successor Preferred successor type is >>3SU1100-4BL11-1NA0<< | - | 0 | 7
3SB3211-1XA20 |  | 3SB3211-1XA20 | 1 | UN | 1 | 20 | D | D | N | N | 85365080 | 1 | 4011209511682 | 0.07 | KG | 45.22 | 45.22 | CP20 | CP20 | EMERGENCY STOP MUSHR. PUSHB., 22MM, ROUND, PLASTIC, RED, 40 MM, LATCHING, ROTATE TO UNLATCH; SHORT DESIGN, WITH YELLOW BACKING PLATE, INSCRIPTION: EMERGENCY STOP, WITH HOLDER, 1NO, 1NC, SCREW CONNECTION !!! Phased-out product !!! SIRIUS ACT 3SU1 is suc Preferred successor ty >>3SU1100-1LB20-1PH0 << | - | 0 | 7
3SB3211-1XA20-Z | X90 | 3SB3211-1XA20-ZX90 | 1 | UN | 1 | 20 | D | D | N | N | 85365080 | 20 |  | 0.067 | KG | 45.22 | 45.22 | CP20 | CP20 | EMERGENCY STOP MUSHROOM PUSHBUTTON, 22 mm, round, plastic, red, 40mm, latching, rotate-to-unlatch, short design, with yellow backing plate, inscription: Emergency switching-off, with holder, 1 NC, 1 NC, SCREW TERMINAL Multi-unit pack Packing quantity = 20 units !!! Phased-out product !!! SIRIUS ACT 3SU1 is the successor The preferred successor type is <<3SU1100-1LB20-1PH0-ZX90>> | - | 0 | 7
3SB3212-6AA20 |  | 3SB3212-6AA20 | 1 | UN | 1 | 2 | A | D | N | N | 85366190 | 1 | 4011209186118 | 0.04 | KG | 27.55 | 27.55 | CP20 | CP20 | 22MM PLASTIC ROUND COMPLETE UNIT COMBINATION: INDICATOR LIGHT WITH SMOOTH LENSE ILLUMINATED WITH LAMP HOLDER BA 9S WITH LAMP 130V AC/DC SCREW TERMINAL OPERATIONAL VOLTAGE 220/230V AC WITH HOLDER RED !!! Phased-out product !!! SIRIUS ACT 3SU1 is successor Preferred successor type is >>3SU1106-6AA20-1AA0<< | - | 0 | 7
3SB3212-6AA20-Z | X90 | 3SB3212-6AA20-ZX90 | 1 | UN | 1 | 10 | C | D | N | N | 85366190 | 50 | 4011209331372 | 0.03 | KG | 27.55 | 27.55 | CP20 | CP20 | Indicator light, 22 mm, round, plastic, red, lens, smooth, with holder, lampholder BA 9S, with incandescent lamp 130 V AC/DC, Operating voltage 230 V AC, screw terminal, Z=50-unit pack !!! Phased-out product !!! SIRIUS ACT 3SU1 is the successor The preferred successor type is <<3SU1106-6AA20-1AA0-ZX90>> | - | 0 | 7
3SB3212-6AA30 |  | 3SB3212-6AA30 | 1 | UN | 1 | 2 | A | D | N | N | 85366190 | 1 | 4011209186125 | 0.04 | KG | 27.55 | 27.55 | CP20 | CP20 | 22MM PLASTIC ROUND COMPLETE UNIT COMBINATION: INDICATOR LIGHT WITH SMOOTH LENSE ILLUMINATED WITH LAMP HOLDER BA 9S WITH LAMP 130V AC/DC SCREW TERMINAL OPERATIONAL VOLTAGE 220/230V AC WITH HOLDER YELLOW !!! Phased-out product !!! SIRIUS ACT 3SU1 is successor Preferred successor type is >>3SU1106-6AA30-1AA0<< | - | 0 | 7
3SB3212-6AA30-Z | X90 | 3SB3212-6AA30-ZX90 | 1 | UN | 1 | 10 | C | D | N | N | 85366190 | 50 | 4011209422391 | 0.039 | KG | 27.55 | 27.55 | CP20 | CP20 | Indicator light, 22 mm, round, plastic, yellow, lens, smooth, with holder, lampholder BA 9S, with incandescent lamp 130 V AC/DC, Operating voltage 230 V AC, screw terminal, Z=50-unit pack !!! Phased-out product !!! SIRIUS ACT 3SU1 is the successor The preferred successor type is <<3SU1106-6AA30-1AA0-ZX90>> | - | 0 | 7
3SB3212-6AA40 |  | 3SB3212-6AA40 | 1 | UN | 1 | 10 | C | D | N | N | 85366190 | 1 | 4011209186132 | 0.039 | KG | 27.55 | 27.55 | CP20 | CP20 | 22MM PLASTIC ROUND COMPLETE UNIT COMBINATION: INDICATOR LIGHT WITH SMOOTH LENSE ILLUMINATED WITH LAMP HOLDER BA 9S WITH LAMP 130V AC/DC SCREW TERMINAL OPERATIONAL VOLTAGE 220/230V AC WITH HOLDER GREEN !!! Phased-out product !!! SIRIUS ACT 3SU1 is successor Preferred successor type is >>3SU1106-6AA40-1AA0<< | - | 0 | 7
3SB3212-6AA40-Z | B01 | 3SB3212-6AA40-ZB01 | 1 | UN | 1 | 10 | C | D | N | N | 85366190 | 1 | 4011209745025 | 0.04 | KG | 26.03 | 26.03 | CP20 | CP20 | 22MM PLASTIC ROUND COMPLETE UNIT COMBINATION: INDICATOR LIGHT WITH SMOOTH LENSE ILLUMINATED WITH LAMP HOLDER BA 9S WITH LAMP 130V AC/DC SCREW TERMINAL OPERATIONAL VOLTAGE 220/230V AC Z=WITHOUT HOLDER GREEN | - | 0 | 7
3SB3212-6AA40-Z | X90 | 3SB3212-6AA40-ZX90 | 1 | UN | 1 | 10 | C | D | N | N | 85366190 | 50 | 4011209287358 | 0.03 | KG | 27.55 | 27.55 | CP20 | CP20 | Indicator light, 22 mm, round, plastic, green, lens, smooth, with holder, lampholder BA 9S, with incandescent lamp 130 V AC/DC, Operating voltage 230 V AC, screw terminal, Z=50-unit pack !!! Phased-out product !!! SIRIUS ACT 3SU1 is the successor The preferred successor type is <<3SU1106-6AA40-1AA0-ZX90>> | - | 0 | 7
3SB3212-6AA50 |  | 3SB3212-6AA50 | 1 | UN | 1 | 10 | C | D | N | N | 85366190 | 1 | 4011209186149 | 0.04 | KG | 27.55 | 27.55 | CP20 | CP20 | 22MM PLASTIC ROUND COMPLETE UNIT COMBINATION: INDICATOR LIGHT WITH SMOOTH LENSE ILLUMINATED WITH LAMP HOLDER BA 9S WITH LAMP 130V AC/DC SCREW TERMINAL OPERATIONAL VOLTAGE 220/230V AC WITH HOLDER BLUE !!! Phased-out product !!! SIRIUS ACT 3SU1 is successor Preferred successor type is >>3SU1106-6AA50-1AA0<< | - | 0 | 7
3SB3212-6AA60 |  | 3SB3212-6AA60 | 1 | UN | 1 | 10 | C | D | N | N | 85366190 | 1 | 4011209186156 | 0.04 | KG | 27.55 | 27.55 | CP20 | CP20 | 22MM PLASTIC ROUND COMPLETE UNIT COMBINATION: INDICATOR LIGHT WITH SMOOTH LENSE ILLUMINATED WITH LAMP HOLDER BA 9S WITH LAMP 130V AC/DC SCREW TERMINAL OPERATIONAL VOLTAGE 220/230V AC WITH HOLDER WHITE !!! Phased-out product !!! SIRIUS ACT 3SU1 is successor Preferred successor type is >>3SU1106-6AA60-1AA0<< | - | 0 | 7
3SB3212-6AA60-Z | X90 | 3SB3212-6AA60-ZX90 | 1 | UN | 1 | 10 | C | D | N | N | 85366190 | 50 | 4011209332430 | 0.04 | KG | 27.55 | 27.55 | CP20 | CP20 | Indicator light, 22 mm, round, plastic, white, lens, smooth, with holder, lampholder BA 9S, with incandescent lamp 130 V AC/DC, Operating voltage 230 V AC, screw terminal, Z=50-unit pack !!! Phased-out product !!! SIRIUS ACT 3SU1 is the successor The preferred successor type is <<3SU1106-6AA60-1AA0-ZX90>> | - | 0 | 7
3SB3212-6AA70 |  | 3SB3212-6AA70 | 1 | UN | 1 | 10 | C | D | N | N | 85366190 | 1 | 4011209186163 | 0.04 | KG | 27.55 | 27.55 | CP20 | CP20 | 22MM PLASTIC ROUND COMPLETE UNIT COMBINATION: INDICATOR LIGHT WITH SMOOTH LENSE ILLUMINATED WITH LAMP HOLDER BA 9S WITH LAMP 130V AC/DC SCREW TERMINAL OPERATIONAL VOLTAGE 220/230V AC WITH HOLDER CLEAR !!! Phased-out product !!! SIRIUS ACT 3SU1 is successor Preferred successor type is >>3SU1106-6AA70-1AA0<< | - | 0 | 7
3SB3212-6AA70-Z | X90 | 3SB3212-6AA70-ZX90 | 1 | UN | 1 | 10 | C | D | N | N | 85366190 | 50 | 4011209468481 | 0.039 | KG | 27.55 | 27.55 | CP20 | CP20 | Indicator light, 22 mm, round, plastic, clear, lens, smooth, with holder, lampholder BA 9S, with incandescent lamp 130 V AC/DC, Operating voltage 230 V AC, screw terminal, Z=50-unit pack !!! Phased-out product !!! SIRIUS ACT 3SU1 is the successor The preferred successor type is <<3SU1106-6AA70-1AA0-ZX90>> | - | 0 | 7
3SB3213-0AA21 |  | 3SB3213-0AA21 | 1 | UN | 1 | 10 | C | D | N | N | 85365080 | 1 | 4011209187559 | 0.059 | KG | 41.8 | 41.8 | CP20 | CP20 | 22MM PLASTIC ROUND COMPLETE UNIT COMBINATION: ILLUMINATED PUSHBUTTON WITH FLAT BUTTON ILLUMINATED WITH LAMP HOLDER BA 9S WITH LAMP 130V AC/DC SCREW TERMINAL, 1NO+1NC OPERATIONAL VOLTAGE 24V UC WITH HOLDER RED !!! Phased-out product !!! SIRIUS ACT 3SU1 is successor Preferred successor type is >>3SU1106-0AB20-1CA0 + 3SU1400-1AA10-1BA0<< | - | 0 | 7
3SB3213-0AA31 |  | 3SB3213-0AA31 | 1 | UN | 1 | 10 | C | D | N | N | 85365080 | 1 | 4011209188082 | 0.06 | KG | 41.8 | 41.8 | CP20 | CP20 | 22MM PLASTIC ROUND COMPLETE UNIT COMBINATION: ILLUMINATED PUSHBUTTON WITH FLAT BUTTON ILLUMINATED WITH LAMP HOLDER BA 9S WITH LAMP 130V AC/DC SCREW TERMINAL, 1NO+1NC OPERATIONAL VOLTAGE 24V UC WITH HOLDER YELLOW !!! Phased-out product !!! SIRIUS ACT 3SU1 is suc Preferred successor ty >>3SU1106-0AB30-1BA0 + 3SU1400-1AA10-1CA0<< | - | 0 | 7
3SB3213-0AA41 |  | 3SB3213-0AA41 | 1 | UN | 1 | 10 | C | D | N | N | 85365080 | 1 | 4011209187566 | 0.06 | KG | 41.8 | 41.8 | CP20 | CP20 | 22MM PLASTIC ROUND COMPLETE UNIT COMBINATION: ILLUMINATED PUSHBUTTON WITH FLAT BUTTON ILLUMINATED WITH LAMP HOLDER BA 9S WITH LAMP 130V AC/DC SCREW TERMINAL, 1NO+1NC OPERATIONAL VOLTAGE 24V UC WITH HOLDER GREEN !!! Phased-out product !!! SIRIUS ACT 3SU1 is suc Preferred successor ty >>3SU1106-0AB40-1BA0 + 3SU1400-1AA10-1CA0<< | - | 0 | 7
3SB3213-0AA51 |  | 3SB3213-0AA51 | 1 | UN | 1 | 10 | C | D | N | N | 85365080 | 1 | 4011209187573 | 0.059 | KG | 41.8 | 41.8 | CP20 | CP20 | 22MM PLASTIC ROUND COMPLETE UNIT COMBINATION: ILLUMINATED PUSHBUTTON WITH FLAT BUTTON ILLUMINATED WITH LAMP HOLDER BA 9S WITH LAMP 130V AC/DC SCREW TERMINAL, 1NO+1NC OPERATIONAL VOLTAGE 24V UC WITH HOLDER BLUE !!! Phased-out product !!! SIRIUS ACT 3SU1 is successor Preferred successor type is >>3SU1106-0AB50-1BA0 + 3SU1400-1AA10-1CA0<< | - | 0 | 7
3SB3213-0AA61 |  | 3SB3213-0AA61 | 1 | UN | 1 | 10 | C | D | N | N | 85365080 | 1 | 4011209187580 | 0.062 | KG | 41.8 | 41.8 | CP20 | CP20 | 22MM PLASTIC ROUND COMPLETE UNIT COMBINATION: ILLUMINATED PUSHBUTTON WITH FLAT BUTTON ILLUMINATED WITH LAMP HOLDER BA 9S WITH LAMP 130V AC/DC SCREW TERMINAL, 1NO+1NC OPERATIONAL VOLTAGE 24V UC WITH HOLDER WHITE !!! Phased-out product !!! SIRIUS ACT 3SU1 is suc Preferred successor ty >>3SU1106-0AB60-1BA0 + 3SU1400-1AA10-1CA0<< | - | 0 | 7
3SB3213-0AA71 |  | 3SB3213-0AA71 | 1 | UN | 1 | 10 | C | D | N | N | 85365080 | 1 | 4011209187597 | 0.06 | KG | 41.8 | 41.8 | CP20 | CP20 | 22MM PLASTIC ROUND COMPLETE UNIT COMBINATION: ILLUMINATED PUSHBUTTON WITH FLAT BUTTON ILLUMINATED WITH LAMP HOLDER BA 9S WITH LAMP 130V AC/DC SCREW TERMINAL, 1NO+1NC OPERATIONAL VOLTAGE 24V UC WITH HOLDER CLEAR !!! Phased-out product !!! SIRIUS ACT 3SU1 is suc Preferred successor ty >>3SU1106-0AB70-1BA0 + 3SU1400-1AA10-1CA0<< | - | 0 | 7
3SB3214-0AA31 |  | 3SB3214-0AA31 | 1 | UN | 1 | 10 | C | D | N | N | 85365080 | 1 | 4011209197961 | 0.053 | KG | 38.57 | 38.57 | CP20 | CP20 | 22MM PLASTIC ROUND COMPLETE UNIT COMBINATION: ILLUMINATED PUSHBUTTON WITH FLAT BUTTON ILLUMINATED WITH LAMP HOLDER BA 9S WITH LAMP 130V AC/DC SCREW TERMINAL, 1NO OPERATIONAL VOLTAGE 230/240V AC WITH HOLDER YELLOW !!! Phased-out product !!! SIRIUS ACT 3SU1 is suc Preferred successor ty >>3SU1106-0AB30-1BA0 << | - | 0 | 7
3SB3214-0AA41 |  | 3SB3214-0AA41 | 1 | UN | 1 | 10 | C | D | N | N | 85365080 | 1 | 4011209197978 | 0.053 | KG | 38.57 | 38.57 | CP20 | CP20 | 22MM PLASTIC ROUND COMPLETE UNIT COMBINATION: ILLUMINATED PUSHBUTTON WITH FLAT BUTTON ILLUMINATED WITH LAMP HOLDER BA 9S WITH LAMP 130V AC/DC SCREW TERMINAL, 1NO OPERATIONAL VOLTAGE 230/240V AC WITH HOLDER GREEN !!! Phased-out product !!! SIRIUS ACT 3SU1 is suc Preferred successor ty >>3SU1106-0AB40-1BA0 << | - | 0 | 7
3SB3214-0AA51 |  | 3SB3214-0AA51 | 1 | UN | 1 | 10 | C | D | N | N | 85365080 | 1 | 4011209197985 | 0.052 | KG | 38.57 | 38.57 | CP20 | CP20 | 22MM PLASTIC ROUND COMPLETE UNIT COMBINATION: ILLUMINATED PUSHBUTTON WITH FLAT BUTTON ILLUMINATED WITH LAMP HOLDER BA 9S WITH LAMP 130V AC/DC SCREW TERMINAL, 1NO OPERATIONAL VOLTAGE 230/240V AC WITH HOLDER BLUE !!! Phased-out product !!! SIRIUS ACT 3SU1 is suc Preferred successor ty >>3SU1106-0AB50-1BA0 << | - | 0 | 7
3SB3214-0AA61 |  | 3SB3214-0AA61 | 1 | UN | 1 | 10 | C | D | N | N | 85365080 | 1 | 4011209189720 | 0.07 | KG | 38.57 | 38.57 | CP20 | CP20 | 22MM PLASTIC ROUND COMPLETE UNIT COMBINATION: ILLUMINATED PUSHBUTTON WITH FLAT BUTTON ILLUMINATED WITH LAMP HOLDER BA 9S WITH LAMP 130V AC/DC SCREW TERMINAL, 1NO OPERATIONAL VOLTAGE 230/240V AC WITH HOLDER WHITE !!! Phased-out product !!! SIRIUS ACT 3SU1 is suc Preferred successor ty >>3SU1106-0AB60-1BA0 << | - | 0 | 7
3SB3214-0AA71 |  | 3SB3214-0AA71 | 1 | UN | 1 | 10 | C | D | N | N | 85365080 | 1 | 4011209192478 | 0.05 | KG | 38.57 | 38.57 | CP20 | CP20 | 22MM PLASTIC ROUND COMPLETE UNIT COMBINATION: ILLUMINATED PUSHBUTTON WITH FLAT BUTTON ILLUMINATED WITH LAMP HOLDER BA 9S WITH LAMP 130V AC/DC SCREW TERMINAL, 1NO OPERATIONAL VOLTAGE 230/240V AC WITH HOLDER CLEAR !!! Phased-out product !!! SIRIUS ACT 3SU1 is suc Preferred successor ty >>3SU1106-0AB70-1BA0 << | - | 0 | 7
3SB3214-0AB11 |  | 3SB3214-0AB11 | 1 | UN | 1 | 10 | C | D | N | N | 85365080 | 1 | 4011209408074 | 0.054 | KG | 39.9 | 39.9 | CP20 | CP20 | 22MM PLASTIC ROUND COMPLETE UNIT COMBINATION: ILLUMINATED PUSHBUTTON WITH FLAT BUTTON ILLUMINATED WITH LAMP HOLDER BA 9S WITH LAMP 130V AC/DC SCREW TERMINAL, 1NO OPERATIONAL VOLTAGE 230/240V AC WITH HOLDER WHITE INSCRIPTION WITH SYMBOL: I !!! Phased-out product !!! SIRIUS ACT 3SU1 is successor Preferred successor type is >>3SU1106-0AB60-1BA0-Z Y10<< | - | 0 | 7
3SB3216-0AA21 |  | 3SB3216-0AA21 | 1 | UN | 1 | 10 | C | D | N | N | 85365080 | 1 | 4011209192485 | 0.049 | KG | 38.57 | 38.57 | CP20 | CP20 | 22MM PLASTIC ROUND COMPLETE UNIT COMBINATION: ILLUMINATED PUSHBUTTON WITH FLAT BUTTON ILLUMINATED WITH LAMP HOLDER BA 9S WITH LAMP 130V AC/DC SCREW TERMINAL, 1NC OPERATIONAL VOLTAGE 230/240V AC WITH HOLDER RED !!! Phased-out product !!! SIRIUS ACT 3SU1 is suc Preferred successor ty >>3SU1106-0AB20-1CA0 << | - | 0 | 7
3SB3217-6AA20 |  | 3SB3217-6AA20 | 1 | UN | 1 | 10 | C | D | N | N | 85366190 | 1 | 4011209030558 | 0.04 | KG | 19.48 | 19.48 | CP20 | CP20 | 22MM PLASTIC ROUND COMPLETE UNIT COMBINATION: INDICATOR LIGHT WITH SMOOTH LENSE ILLUMINATED WITH LAMP HOLDER BA 9S WITH LAMP 24V AC/DC SCREW TERMINAL OPERATIONAL VOLTAGE 24V UC WITH HOLDER RED !!! Phased-out product !!! SIRIUS ACT 3SU1 is successor Preferred successor type is >>3SU1102-6AA20-3AA0<< | - | 0 | 7
3SB3217-6AA20-Z | B01 | 3SB3217-6AA20-ZB01 | 1 | UN | 1 | 10 | C | D | N | N | 85366190 | 1 | 4011209524125 | 0.033 | KG | 17.96 | 17.96 | CP20 | CP20 | 22MM PLASTIC ROUND COMPLETE UNIT COMBINATION: INDICATOR LIGHT WITH SMOOTH LENSE ILLUMINATED WITH LAMP HOLDER BA 9S WITH LAMP 24V AC/DC SCREW TERMINAL OPERATIONAL VOLTAGE 24V UC Z=WITHOUT HOLDER RED | - | 0 | 7
3SB3217-6AA20-Z | X90 | 3SB3217-6AA20-ZX90 | 1 | UN | 1 | 10 | C | D | N | N | 85366190 | 50 | 4011209513853 | 0.033 | KG | 19.48 | 19.48 | CP20 | CP20 | Indicator light, 22 mm, round, plastic, red, lens, smooth, with holder, lampholder BA 9S, with incandescent lamp 24 V AC/DC, operating voltage 24 V AC, screw terminal, Z=50-unit pack !!! Phased-out product !!! SIRIUS ACT 3SU1 is the successor The preferred successor type is <<3SU1102-6AA20-3AA0-ZX90>> | - | 0 | 7
3SB3217-6AA30 |  | 3SB3217-6AA30 | 1 | UN | 1 | 10 | C | D | N | N | 85366190 | 1 | 4011209030565 | 0.04 | KG | 19.48 | 19.48 | CP20 | CP20 | 22MM PLASTIC ROUND COMPLETE UNIT COMBINATION: INDICATOR LIGHT WITH SMOOTH LENSE ILLUMINATED WITH LAMP HOLDER BA 9S WITH LAMP 24V AC/DC SCREW TERMINAL OPERATIONAL VOLTAGE 24V UC WITH HOLDER YELLOW !!! Phased-out product !!! SIRIUS ACT 3SU1 is successor Preferred successor type is >>3SU1102-6AA30-1AA0<< | - | 0 | 7
3SB3217-6AA40 |  | 3SB3217-6AA40 | 1 | UN | 1 | 10 | C | D | N | N | 85366190 | 1 | 4011209030572 | 0.04 | KG | 19.48 | 19.48 | CP20 | CP20 | 22MM PLASTIC ROUND COMPLETE UNIT COMBINATION: INDICATOR LIGHT WITH SMOOTH LENSE ILLUMINATED WITH LAMP HOLDER BA 9S WITH LAMP 24V AC/DC SCREW TERMINAL OPERATIONAL VOLTAGE 24V UC WITH HOLDER GREEN !!! Phased-out product !!! SIRIUS ACT 3SU1 is successor Preferred successor type is >>3SU1102-6AA40-1AA0<< | - | 0 | 7
3SB3217-6AA50 |  | 3SB3217-6AA50 | 1 | UN | 1 | 10 | C | D | N | N | 85366190 | 1 | 4011209030589 | 0.04 | KG | 19.48 | 19.48 | CP20 | CP20 | 22MM PLASTIC ROUND COMPLETE UNIT COMBINATION: INDICATOR LIGHT WITH SMOOTH LENSE ILLUMINATED WITH LAMP HOLDER BA 9S WITH LAMP 24V AC/DC SCREW TERMINAL OPERATIONAL VOLTAGE 24V UC WITH HOLDER BLUE !!! Phased-out product !!! SIRIUS ACT 3SU1 is successor Preferred successor type is >>3SU1102-6AA50-1AA0<< | - | 0 | 7
3SB3217-6AA60 |  | 3SB3217-6AA60 | 1 | UN | 1 | 10 | C | D | N | N | 85366190 | 1 | 4011209030596 | 0.04 | KG | 19.48 | 19.48 | CP20 | CP20 | 22MM PLASTIC ROUND COMPLETE UNIT COMBINATION: INDICATOR LIGHT WITH SMOOTH LENSE ILLUMINATED WITH LAMP HOLDER BA 9S WITH LAMP 24V AC/DC SCREW TERMINAL OPERATIONAL VOLTAGE 24V UC WITH HOLDER WHITE !!! Phased-out product !!! SIRIUS ACT 3SU1 is successor Preferred successor type is >>3SU1102-6AA60-1AA0<< | - | 0 | 7
3SB3217-6AA60-Z | X90 | 3SB3217-6AA60-ZX90 | 1 | UN | 1 | 10 | C | D | N | N | 85366190 | 50 | 4011209515741 | 0.039 | KG | 19.48 | 19.48 | CP20 | CP20 | Indicator light, 22 mm, round, plastic, white, lens, smooth, with holder, lampholder BA 9S, with incandescent lamp 24 V AC/DC, operating voltage 24 V AC, screw terminal, Z=50-unit pack !!! Phased-out product !!! SIRIUS ACT 3SU1 is the successor The preferred successor type is <<3SU1102-6AA60-1AA0-ZX90>> | - | 0 | 7
3SB3217-6AA70 |  | 3SB3217-6AA70 | 1 | UN | 1 | 10 | C | D | N | N | 85366190 | 1 | 4011209030602 | 0.036 | KG | 19.48 | 19.48 | CP20 | CP20 | 22MM PLASTIC ROUND COMPLETE UNIT COMBINATION: INDICATOR LIGHT WITH SMOOTH LENSE ILLUMINATED WITH LAMP HOLDER BA 9S WITH LAMP 24V AC/DC SCREW TERMINAL OPERATIONAL VOLTAGE 24V UC WITH HOLDER CLEAR !!! Phased-out product !!! SIRIUS ACT 3SU1 is successor Preferred successor type is >>3SU1102-6AA70-1AA0<< | - | 0 | 7
3SB3218-0AA21 |  | 3SB3218-0AA21 | 1 | UN | 1 | 10 | C | D | N | N | 85365019 | 1 | 4011209030619 | 0.051 | KG | 30.78 | 30.78 | CP20 | CP20 | 22MM PLASTIC ROUND COMPLETE UNIT COMBINATION: ILLUMINATED PUSHBUTTON WITH FLAT BUTTON ILLUMINATED WITH LAMP HOLDER BA 9S WITH LAMP 24V AC/DC SCREW TERMINAL, 1NC OPERATIONAL VOLTAGE 24V AC/DC WITH HOLDER RED !!! Phased-out product !!! SIRIUS ACT 3SU1 is suc Preferred successor ty >>3SU1102-0AB20-1CA0 << | - | 0 | 7
3SB3220-0AA31 |  | 3SB3220-0AA31 | 1 | UN | 1 | 10 | C | D | N | N | 85365019 | 1 | 4011209030626 | 0.051 | KG | 30.78 | 30.78 | CP20 | CP20 | 22MM PLASTIC ROUND COMPLETE UNIT COMBINATION: ILLUMINATED PUSHBUTTON WITH FLAT BUTTON ILLUMINATED WITH LAMP HOLDER BA 9S WITH LAMP 24V AC/DC SCREW TERMINAL, 1NO OPERATIONAL VOLTAGE 24V AC/DC WITH HOLDER YELLOW !!! Phased-out product !!! SIRIUS ACT 3SU1 is suc Preferred successor ty >>3SU1102-0AB30-1BA0 << | - | 0 | 7
3SB3220-0AA41 |  | 3SB3220-0AA41 | 1 | UN | 1 | 10 | C | D | N | N | 85365019 | 1 | 4011209030633 | 0.05 | KG | 30.78 | 30.78 | CP20 | CP20 | 22MM PLASTIC ROUND COMPLETE UNIT COMBINATION: ILLUMINATED PUSHBUTTON WITH FLAT BUTTON ILLUMINATED WITH LAMP HOLDER BA 9S WITH LAMP 24V AC/DC SCREW TERMINAL, 1NO OPERATIONAL VOLTAGE 24V AC/DC WITH HOLDER GREEN !!! Phased-out product !!! SIRIUS ACT 3SU1 is suc Preferred successor ty >>3SU1102-0AB40-1BA0 << | - | 0 | 7
3SB3220-0AA51 |  | 3SB3220-0AA51 | 1 | UN | 1 | 10 | C | D | N | N | 85365019 | 1 | 4011209030640 | 0.055 | KG | 30.78 | 30.78 | CP20 | CP20 | 22MM PLASTIC ROUND COMPLETE UNIT COMBINATION: ILLUMINATED PUSHBUTTON WITH FLAT BUTTON ILLUMINATED WITH LAMP HOLDER BA 9S WITH LAMP 24V AC/DC SCREW TERMINAL, 1NO OPERATIONAL VOLTAGE 24V AC/DC WITH HOLDER BLUE !!! Phased-out product !!! SIRIUS ACT 3SU1 is suc Preferred successor ty >>3SU1102-0AB50-1BA0 << | - | 0 | 7
3SB3220-0AA61 |  | 3SB3220-0AA61 | 1 | UN | 1 | 10 | C | D | N | N | 85365019 | 1 | 4011209030657 | 0.052 | KG | 30.78 | 30.78 | CP20 | CP20 | 22MM PLASTIC ROUND COMPLETE UNIT COMBINATION: ILLUMINATED PUSHBUTTON WITH FLAT BUTTON ILLUMINATED WITH LAMP HOLDER BA 9S WITH LAMP 24V AC/DC SCREW TERMINAL, 1NO OPERATIONAL VOLTAGE 24V AC/DC WITH HOLDER WHITE !!! Phased-out product !!! SIRIUS ACT 3SU1 is suc Preferred successor ty >>3SU1102-0AB60-1BA0 << | - | 0 | 7
3SB3220-0AA71 |  | 3SB3220-0AA71 | 1 | UN | 1 | 10 | C | D | N | N | 85365019 | 1 | 4011209030664 | 0.05 | KG | 30.78 | 30.78 | CP20 | CP20 | 22MM PLASTIC ROUND COMPLETE UNIT COMBINATION: ILLUMINATED PUSHBUTTON WITH FLAT BUTTON ILLUMINATED WITH LAMP HOLDER BA 9S WITH LAMP 24V AC/DC SCREW TERMINAL, 1NO OPERATIONAL VOLTAGE 24V AC/DC WITH HOLDER CLEAR !!! Phased-out product !!! SIRIUS ACT 3SU1 is suc Preferred successor ty >>3SU1102-0AB70-1BA0 << | - | 0 | 7
3SB3220-0AA71-Z | B01 | 3SB3220-0AA71-ZB01 | 1 | UN | 1 | 10 | C | D | N | N | 85365019 | 1 | 4011209744851 | 0.052 | KG | 29.26 | 29.26 | CP20 | CP20 | 22MM PLASTIC ROUND COMPLETE UNIT COMBINATION: ILLUMINATED PUSHBUTTON WITH FLAT BUTTON ILLUMINATED WITH LAMP HOLDER BA 9S WITH LAMP 24V AC/DC SCREW TERMINAL, 1NO OPERATIONAL VOLTAGE 24V AC/DC Z=WITHOUT HOLDER CLEAR | - | 0 | 7
3SB3221-0AA21 |  | 3SB3221-0AA21 | 1 | UN | 1 | 10 | C | D | N | N | 85365019 | 1 | 4011209187191 | 0.06 | KG | 33.25 | 33.25 | CP20 | CP20 | 22MM PLASTIC ROUND COMPLETE UNIT COMBINATION: ILLUMINATED PUSHBUTTON WITH FLAT BUTTON ILLUMINATED WITH LAMP HOLDER BA 9S WITH LAMP 24V AC/DC SCREW TERMINAL, 1NO+1NC OPERATIONAL VOLTAGE 24V AC/DC WITH HOLDER RED !!! Phased-out product !!! SIRIUS ACT 3SU1 is suc Preferred successor ty >>3SU1102-0AB20-1FA0 << | - | 0 | 7
3SB3221-0AA31 |  | 3SB3221-0AA31 | 1 | UN | 1 | 10 | C | D | N | N | 85365019 | 1 | 4011209187207 | 0.058 | KG | 33.25 | 33.25 | CP20 | CP20 | 22MM PLASTIC ROUND COMPLETE UNIT COMBINATION: ILLUMINATED PUSHBUTTON WITH FLAT BUTTON ILLUMINATED WITH LAMP HOLDER BA 9S WITH LAMP 24V AC/DC SCREW TERMINAL, 1NO+1NC OPERATIONAL VOLTAGE 24V AC/DC WITH HOLDER YELLOW !!! Phased-out product !!! SIRIUS ACT 3SU1 is suc Preferred successor ty >>3SU1102-0AB30-1FA0 << | - | 0 | 7
3SB3221-0AA41 |  | 3SB3221-0AA41 | 1 | UN | 1 | 10 | C | D | N | N | 85365019 | 1 | 4011209187214 | 0.06 | KG | 33.25 | 33.25 | CP20 | CP20 | 22MM PLASTIC ROUND COMPLETE UNIT COMBINATION: ILLUMINATED PUSHBUTTON WITH FLAT BUTTON ILLUMINATED WITH LAMP HOLDER BA 9S WITH LAMP 24V AC/DC SCREW TERMINAL, 1NO+1NC OPERATIONAL VOLTAGE 24V AC/DC WITH HOLDER GREEN !!! Phased-out product !!! SIRIUS ACT 3SU1 is suc Preferred successor ty >>3SU1102-0AB40-1FA0 << | - | 0 | 7
3SB3221-0AA51 |  | 3SB3221-0AA51 | 1 | UN | 1 | 10 | C | D | N | N | 85365019 | 1 | 4011209187221 | 0.06 | KG | 33.25 | 33.25 | CP20 | CP20 | 22MM PLASTIC ROUND COMPLETE UNIT COMBINATION: ILLUMINATED PUSHBUTTON WITH FLAT BUTTON ILLUMINATED WITH LAMP HOLDER BA 9S WITH LAMP 24V AC/DC SCREW TERMINAL, 1NO+1NC OPERATIONAL VOLTAGE 24V AC/DC WITH HOLDER BLUE !!! Phased-out product !!! SIRIUS ACT 3SU1 is suc Preferred successor ty >>3SU1102-0AB50-1FA0 << | - | 0 | 7
3SB3221-0AA61 |  | 3SB3221-0AA61 | 1 | UN | 1 | 10 | C | D | N | N | 85365019 | 1 | 4011209187603 | 0.059 | KG | 33.25 | 33.25 | CP20 | CP20 | 22MM PLASTIC ROUND COMPLETE UNIT COMBINATION: ILLUMINATED PUSHBUTTON WITH FLAT BUTTON ILLUMINATED WITH LAMP HOLDER BA 9S WITH LAMP 24V AC/DC SCREW TERMINAL, 1NO+1NC OPERATIONAL VOLTAGE 24V AC/DC WITH HOLDER WHITE !!! Phased-out product !!! SIRIUS ACT 3SU1 is suc Preferred successor ty >>3SU1102-0AB60-1FA0 << | - | 0 | 7
3SB3221-0AA71 |  | 3SB3221-0AA71 | 1 | UN | 1 | 10 | C | D | N | N | 85365019 | 1 | 4011209187610 | 0.06 | KG | 33.25 | 33.25 | CP20 | CP20 | 22MM PLASTIC ROUND COMPLETE UNIT COMBINATION: ILLUMINATED PUSHBUTTON WITH FLAT BUTTON ILLUMINATED WITH LAMP HOLDER BA 9S WITH LAMP 24V AC/DC SCREW TERMINAL, 1NO+1NC OPERATIONAL VOLTAGE 24V AC/DC WITH HOLDER CLEAR !!! Phased-out product !!! SIRIUS ACT 3SU1 is suc Preferred successor ty >>3SU1102-0AB70-1FA0 << | - | 0 | 7
3SB3222-6AA20 |  | 3SB3222-6AA20 | 1 | UN | 1 | 10 | C | D | N | N | 85366190 | 1 | 4011209414389 | 0.036 | KG | 28.22 | 28.22 | CP20 | CP20 | 22MM PLASTIC ROUND COMPLETE UNIT COMBINATION: INDICATOR LIGHT WITH CONCENTRIC RINGS NON-ILLUMINATED WITH LAMP HOLDER BA 9S VOLTAGE REDUCER 130V, W/O LAMP SCREW TERMINAL WITH HOLDER RED !!! Phased-out product !!! SIRIUS ACT 3SU1 is successor Preferred successor ty >>3SU1001-6AA20-0AA0 + 3SU1500-0AA10-0AA0<< | - | 0 | 7
3SB3222-6AA30 |  | 3SB3222-6AA30 | 1 | UN | 1 | 10 | C | D | N | N | 85366190 | 1 | 4011209414396 | 0.036 | KG | 28.22 | 28.22 | CP20 | CP20 | 22MM PLASTIC ROUND COMPLETE UNIT COMBINATION: INDICATOR LIGHT WITH CONCENTRIC RINGS NON-ILLUMINATED WITH LAMP HOLDER BA 9S VOLTAGE REDUCER 130V, W/O LAMP SCREW TERMINAL WITH HOLDER YELLOW !!! Phased-out product !!! SIRIUS ACT 3SU1 is successor Preferred successor ty >>3SU1001-6AA30-0AA0 + 3SU1500-0AA10-0AA0<< | - | 0 | 7
3SB3222-6AA40 |  | 3SB3222-6AA40 | 1 | UN | 1 | 10 | C | D | N | N | 85366190 | 1 | 4011209414419 | 0.038 | KG | 28.22 | 28.22 | CP20 | CP20 | 22MM PLASTIC ROUND COMPLETE UNIT COMBINATION: INDICATOR LIGHT WITH CONCENTRIC RINGS NON-ILLUMINATED WITH LAMP HOLDER BA 9S VOLTAGE REDUCER 130V, W/O LAMP SCREW TERMINAL WITH HOLDER GREEN !!! Phased-out product !!! SIRIUS ACT 3SU1 is successor Preferred successor ty >>3SU1001-6AA40-0AA0 + 3SU1500-0AA10-0AA0<< | - | 0 | 7
3SB3222-6AA60 |  | 3SB3222-6AA60 | 1 | UN | 1 | 10 | C | D | N | N | 85366190 | 1 | 4011209414426 | 0.036 | KG | 28.22 | 28.22 | CP20 | CP20 | 22MM PLASTIC ROUND COMPLETE UNIT COMBINATION: INDICATOR LIGHT WITH CONCENTRIC RINGS NON-ILLUMINATED WITH LAMP HOLDER BA 9S VOLTAGE REDUCER 130V, W/O LAMP SCREW TERMINAL WITH HOLDER WHITE !!! Phased-out product !!! SIRIUS ACT 3SU1 is successor Preferred successor ty >>3SU1001-6AA60-0AA0 + 3SU1500-0AA10-0AA0<< | - | 0 | 7
3SB3233-7BA10 |  | 3SB3233-7BA10 | 1 | UN | 1 | 10 | C | D | N | N | 85318070 | 1 | 4011209327184 | 0.08 | KG | 69.45 | 69.45 | CP20 | CP20 | Acoustic signal device, 22 mm, round, plastic, black, continuous tone 2.4 kHz, IP65, sound pressure min. 80 dB/10 cm, with holder, lampholder BA 9S, operating voltage 24 V AC/DC, screw terminal !!! Phased-out product !!! Successor is SIRIUS ACT 3SU1 Preferred successor type is >>3SU1200-6KB10-1AA0<< | - | 0 | 7
3SB3234-7BA10 |  | 3SB3234-7BA10 | 1 | UN | 1 | 10 | C | D | N | N | 85318070 | 1 | 4011209327191 | 0.042 | KG | 81.7 | 81.7 | CP20 | CP20 | Acoustic signal device, 22 mm, round, plastic, black, continuous tone 2.4 kHz, IP65, sound pressure min. 80 dB/10 cm, with holder, lampholder BA 9S, operating voltage 115 V AC/DC, screw terminal !!! Phased-out product !!! Successor is SIRIUS ACT 3SU1 Preferred successor type is >>3SU1200-6KC10-1AA0<< | - | 0 | 7
3SB3235-7BA10 |  | 3SB3235-7BA10 | 1 | UN | 1 | 10 | C | D | N | N | 85318070 | 1 | 4011209327207 | 0.043 | KG | 81.7 | 81.7 | CP20 | CP20 | Acoustic signal device, 22 mm, round, plastic, black, continuous tone 2.4 kHz, IP65, sound pressure min. 80 dB/10 cm, with holder, lamp holder BA 9S, Operating voltage 230 V AC/DC, screw terminal ! Phased-out product! Successor is SIRIUS ACT 3SU1 Preferred successor type is >>3SU1200-6KF10-1AA0<< | - | 0 | 7
3SB3236-6BA00 |  | 3SB3236-6BA00 | 1 | UN | 1 | 10 | C | D | N | N | 85366190 | 1 | 4011209472150 | 0.035 | KG | 15.87 | 15.87 | CP20 | CP20 | 22MM PLASTIC ROUND COMPLETE UNIT COMBINATION: INDICATOR LIGHT WITH CONCENTRIC RINGS ILLUMINATED WITH LAMP HOLDER BA 9S WITH LED 24V AC/DC SCREW TERMINAL WITH HOLDER AMBER !!! Phased-out product !!! SIRIUS ACT 3SU1 is successor Preferred successor type is >>3SU1001-6AA00-0AA0 + 3SU1500-0AA10-0AA0 + 3SU1401-1BB00-1AA0<< | - | 0 | 7
3SB3236-6BA20 |  | 3SB3236-6BA20 | 1 | UN | 1 | 10 | C | D | N | N | 85366190 | 1 | 4011209472099 | 0.05 | KG | 15.87 | 15.87 | CP20 | CP20 | 22MM PLASTIC ROUND COMPLETE UNIT COMBINATION: INDICATOR LIGHT WITH CONCENTRIC RINGS ILLUMINATED WITH LAMP HOLDER BA 9S WITH LED 24V AC/DC SCREW TERMINAL WITH HOLDER RED !!! Phased-out product !!! SIRIUS ACT 3SU1 is successor Preferred successor type is >>3SU1102-6AA20-1AA0<< | - | 0 | 7
3SB3236-6BA30 |  | 3SB3236-6BA30 | 1 | UN | 1 | 10 | C | D | N | N | 85366190 | 1 | 4011209472105 | 0.05 | KG | 15.87 | 15.87 | CP20 | CP20 | 22MM PLASTIC ROUND COMPLETE UNIT COMBINATION: INDICATOR LIGHT WITH CONCENTRIC RINGS ILLUMINATED WITH LAMP HOLDER BA 9S WITH LED 24V AC/DC SCREW TERMINAL WITH HOLDER YELLOW !!! Phased-out product !!! SIRIUS ACT 3SU1 is successor Preferred successor type is >>3SU1102-6AA30-1AA0<< | - | 0 | 7
3SB3236-6BA40 |  | 3SB3236-6BA40 | 1 | UN | 1 | 10 | C | D | N | N | 85366190 | 1 | 4011209472112 | 0.04 | KG | 15.87 | 15.87 | CP20 | CP20 | 22MM PLASTIC ROUND COMPLETE UNIT COMBINATION: INDICATOR LIGHT WITH CONCENTRIC RINGS ILLUMINATED WITH LAMP HOLDER BA 9S WITH LED 24V AC/DC SCREW TERMINAL WITH HOLDER GREEN !!! Phased-out product !!! SIRIUS ACT 3SU1 is successor Preferred successor type is >>3SU1102-6AA40-1AA0<< | - | 0 | 7
3SB3236-6BA50 |  | 3SB3236-6BA50 | 1 | UN | 1 | 10 | C | D | N | N | 85366190 | 1 | 4011209472129 | 0.039 | KG | 15.87 | 15.87 | CP20 | CP20 | 22MM PLASTIC ROUND COMPLETE UNIT COMBINATION: INDICATOR LIGHT WITH CONCENTRIC RINGS ILLUMINATED WITH LAMP HOLDER BA 9S WITH LED 24V AC/DC SCREW TERMINAL WITH HOLDER BLUE !!! Phased-out product !!! SIRIUS ACT 3SU1 is successor Preferred successor type is >>3SU1102-6AA50-1AA0<< | - | 0 | 7
3SB3236-6BA60 |  | 3SB3236-6BA60 | 1 | UN | 1 | 10 | C | D | N | N | 85366190 | 1 | 4011209472136 | 0.039 | KG | 15.87 | 15.87 | CP20 | CP20 | 22MM PLASTIC ROUND COMPLETE UNIT COMBINATION: INDICATOR LIGHT WITH CONCENTRIC RINGS ILLUMINATED WITH LAMP HOLDER BA 9S WITH LED 24V AC/DC SCREW TERMINAL WITH HOLDER WHITE !!! Phased-out product !!! SIRIUS ACT 3SU1 is successor Preferred successor type is >>3SU1102-6AA60-1AA0<< | - | 0 | 7
3SB3236-6BA70 |  | 3SB3236-6BA70 | 1 | UN | 1 | 10 | C | D | N | N | 85366190 | 1 | 4011209472143 | 0.036 | KG | 15.87 | 15.87 | CP20 | CP20 | 22MM PLASTIC ROUND COMPLETE UNIT COMBINATION: INDICATOR LIGHT WITH CONCENTRIC RINGS ILLUMINATED WITH LAMP HOLDER BA 9S WITH LED 24V AC/DC SCREW TERMINAL WITH HOLDER CLEAR !!! Phased-out product !!! SIRIUS ACT 3SU1 is successor Preferred successor type is >>3SU1102-6AA70-1AA0<< | - | 0 | 7
3SB3237-0AA31 |  | 3SB3237-0AA31 | 1 | UN | 1 | 10 | C | D | N | N | 85365019 | 1 | 4011209471665 | 0.052 | KG | 30.78 | 30.78 | CP20 | CP20 | 22MM PLASTIC ROUND COMPLETE UNIT COMBINATION: ILLUMINATED PUSHBUTTON USA VERSION (NOT IN PDB) ILLUMINATED WITH LAMP HOLDER BA 9S WITH LED 24V AC/DC SCREW TERMINAL, 1NO WITH HOLDER YELLOW !!! Phased-out product !!! SIRIUS ACT 3SU1 is successor Preferred successor type is >>3SU1102-0AB30-1BA0<< | - | 0 | 7
3SB3237-0AA41 |  | 3SB3237-0AA41 | 1 | UN | 1 | 10 | C | D | N | N | 85365019 | 1 | 4011209471672 | 0.05 | KG | 30.78 | 30.78 | CP20 | CP20 | 22MM PLASTIC ROUND COMPLETE UNIT COMBINATION: ILLUMINATED PUSHBUTTON USA VERSION (NOT IN PDB) ILLUMINATED WITH LAMP HOLDER BA 9S WITH LED 24V AC/DC SCREW TERMINAL, 1NO WITH HOLDER GREEN !!! Phased-out product !!! SIRIUS ACT 3SU1 is successor Preferred successor type is >>3SU1102-0AB40-1BA0<< | - | 0 | 7
3SB3237-0AA51 |  | 3SB3237-0AA51 | 1 | UN | 1 | 10 | C | D | N | N | 85365019 | 1 | 4011209471702 | 0.051 | KG | 30.78 | 30.78 | CP20 | CP20 | 22MM PLASTIC ROUND COMPLETE UNIT COMBINATION: ILLUMINATED PUSHBUTTON USA VERSION (NOT IN PDB) ILLUMINATED WITH LAMP HOLDER BA 9S WITH LED 24V AC/DC SCREW TERMINAL, 1NO WITH HOLDER BLUE !!! Phased-out product !!! SIRIUS ACT 3SU1 is successor Preferred successor type is >>3SU1102-0AB50-1BA0<< | - | 0 | 7
3SB3237-0AA61 |  | 3SB3237-0AA61 | 1 | UN | 1 | 10 | C | D | N | N | 85365019 | 1 | 4011209471719 | 0.051 | KG | 30.78 | 30.78 | CP20 | CP20 | 22MM PLASTIC ROUND COMPLETE UNIT COMBINATION: ILLUMINATED PUSHBUTTON USA VERSION (NOT IN PDB) ILLUMINATED WITH LAMP HOLDER BA 9S WITH LED 24V AC/DC SCREW TERMINAL, 1NO WITH HOLDER WHITE !!! Phased-out product !!! SIRIUS ACT 3SU1 is successor Preferred successor type is >>3SU1102-0AB60-1BA0<< | - | 0 | 7
3SB3237-0AA71 |  | 3SB3237-0AA71 | 1 | UN | 1 | 10 | C | D | N | N | 85365019 | 1 | 4011209471726 | 0.052 | KG | 30.78 | 30.78 | CP20 | CP20 | 22MM PLASTIC ROUND COMPLETE UNIT COMBINATION: ILLUMINATED PUSHBUTTON USA VERSION (NOT IN PDB) ILLUMINATED WITH LAMP HOLDER BA 9S WITH LED 24V AC/DC SCREW TERMINAL, 1NO WITH HOLDER CLEAR !!! Phased-out product !!! SIRIUS ACT 3SU1 is successor Preferred successor type is >>3SU1102-0AB70-1BA0<< | - | 0 | 7
3SB3238-0AA21 |  | 3SB3238-0AA21 | 1 | UN | 1 | 10 | C | D | N | N | 85365019 | 1 | 4011209471658 | 0.05 | KG | 30.78 | 30.78 | CP20 | CP20 | 22MM PLASTIC ROUND COMPLETE UNIT COMBINATION: ILLUMINATED PUSHBUTTON USA VERSION (NOT IN PDB) ILLUMINATED WITH LAMP HOLDER BA 9S WITH LED 24V AC/DC SCREW TERMINAL, 1NC WITH HOLDER RED !!! Phased-out product !!! SIRIUS ACT 3SU1 is successor Preferred successor type is >>3SU1102-6AA20-1AA0<< | - | 0 | 7
3SB3240-6BA00 |  | 3SB3240-6BA00 | 1 | UN | 1 | 10 | C | D | N | N | 85366190 | 1 | 4011209472167 | 0.036 | KG | 28.6 | 28.6 | CP20 | CP20 | 22MM PLASTIC ROUND COMPLETE UNIT COMBINATION: INDICATOR LIGHT WITH CONCENTRIC RINGS ILLUMINATED WITH LAMP HOLDER BA 9S WITH LED 130V AC/DC SCREW TERMINAL WITH HOLDER AMBER !!! Phased-out product !!! SIRIUS ACT 3SU1 is successor Preferred successor type is >>3SU1001-6AA00-0AA0 + 3SU1401-1BH00-1AA0 + 3SU1500-0AA10-0AA0<< | - | 0 | 7
3SB3240-6BA20 |  | 3SB3240-6BA20 | 1 | UN | 1 | 10 | C | D | N | N | 85366190 | 1 | 4011209472174 | 0.04 | KG | 28.6 | 28.6 | CP20 | CP20 | 22MM PLASTIC ROUND COMPLETE UNIT COMBINATION: INDICATOR LIGHT WITH CONCENTRIC RINGS ILLUMINATED WITH LAMP HOLDER BA 9S WITH LED 130V AC/DC SCREW TERMINAL WITH HOLDER RED !!! Phased-out product !!! SIRIUS ACT 3SU1 is successor Preferred successor type is >>3SU1001-6AA20-0AA0 + 3SU1500-0AA10-0AA0 + 3SU1401-1BH20-1AA0<< | - | 0 | 7
3SB3240-6BA30 |  | 3SB3240-6BA30 | 1 | UN | 1 | 10 | C | D | N | N | 85366190 | 1 | 4011209472181 | 0.042 | KG | 28.6 | 28.6 | CP20 | CP20 | 22MM PLASTIC ROUND COMPLETE UNIT COMBINATION: INDICATOR LIGHT WITH CONCENTRIC RINGS ILLUMINATED WITH LAMP HOLDER BA 9S WITH LED 130V AC/DC SCREW TERMINAL WITH HOLDER YELLOW !!! Phased-out product !!! SIRIUS ACT 3SU1 is successor Preferred successor type is >>3SU1001-6AA30-0AA0 + 3SU1500-0AA10-0AA0 + 3SU1401-1BH30-1AA0<< | - | 0 | 7
3SB3240-6BA40 |  | 3SB3240-6BA40 | 1 | UN | 1 | 10 | C | D | N | N | 85366190 | 1 | 4011209472198 | 0.04 | KG | 28.6 | 28.6 | CP20 | CP20 | 22MM PLASTIC ROUND COMPLETE UNIT COMBINATION: INDICATOR LIGHT WITH CONCENTRIC RINGS ILLUMINATED WITH LAMP HOLDER BA 9S WITH LED 130V AC/DC SCREW TERMINAL WITH HOLDER GREEN !!! Phased-out product !!! SIRIUS ACT 3SU1 is successor Preferred successor type is >>3SU1001-6AA40-0AA0 + 3SU1500-0AA10-0AA0 + 3SU1401-1BH40-1AA0<< | - | 0 | 7
3SB3240-6BA50 |  | 3SB3240-6BA50 | 1 | UN | 1 | 10 | C | D | N | N | 85366190 | 1 | 4011209472211 | 0.036 | KG | 28.6 | 28.6 | CP20 | CP20 | 22MM PLASTIC ROUND COMPLETE UNIT COMBINATION: INDICATOR LIGHT WITH CONCENTRIC RINGS ILLUMINATED WITH LAMP HOLDER BA 9S WITH LED 130V AC/DC SCREW TERMINAL WITH HOLDER BLUE !!! Phased-out product !!! SIRIUS ACT 3SU1 is successor Preferred successor type is >>3SU1001-6AA50-0AA0 + 3SU1401-1BH50-1AA0 + 3SU1500-0AA10-0AA0<< | - | 0 | 7
3SB3240-6BA60 |  | 3SB3240-6BA60 | 1 | UN | 1 | 10 | C | D | N | N | 85366190 | 1 | 4011209472228 | 0.04 | KG | 28.6 | 28.6 | CP20 | CP20 | 22MM PLASTIC ROUND COMPLETE UNIT COMBINATION: INDICATOR LIGHT WITH CONCENTRIC RINGS ILLUMINATED WITH LAMP HOLDER BA 9S WITH LED 130V AC/DC SCREW TERMINAL WITH HOLDER WHITE !!! Phased-out product !!! SIRIUS ACT 3SU1 is successor Preferred successor type is >>3SU1001-6AA60-0AA0 + 3SU1500-0AA10-0AA0 + 3SU1401-1BH60-1AA0<< | - | 0 | 7
3SB3240-6BA70 |  | 3SB3240-6BA70 | 1 | UN | 1 | 10 | C | D | N | N | 85366190 | 1 | 4011209472235 | 0.04 | KG | 28.6 | 28.6 | CP20 | CP20 | 22MM PLASTIC ROUND COMPLETE UNIT COMBINATION: INDICATOR LIGHT WITH CONCENTRIC RINGS ILLUMINATED WITH LAMP HOLDER BA 9S WITH LED 130V AC/DC SCREW TERMINAL WITH HOLDER CLEAR !!! Phased-out product !!! SIRIUS ACT 3SU1 is successor Preferred successor type is >>3SU1001-6AA70-0AA0 + 3SU1401-1BH60-1AA0 + 3SU1500-0AA10-0AA0<< | - | 0 | 7
3SB3241-0AA31 |  | 3SB3241-0AA31 | 1 | UN | 1 | 10 | C | D | N | N | 85365080 | 1 | 4011209471603 | 0.05 | KG | 38.57 | 38.57 | CP20 | CP20 | 22MM PLASTIC ROUND COMPLETE UNIT COMBINATION: ILLUMINATED PUSHBUTTON USA VERSION (NOT IN PDB) ILLUMINATED WITH LAMP HOLDER BA 9S WITH LED 130V AC/DC SCREW TERMINAL, 1NO WITH HOLDER YELLOW !!! Phased-out product !!! SIRIUS ACT 3SU1 is successor Preferred successor type is >>3SU1001-0AB30-0AA0 + 3SU1500-0AA10-0AA0 + 3SU1401-1BH30-1AA0 + 3SU1400-1AA10-1BA0<< | - | 0 | 7
3SB3241-0AA41 |  | 3SB3241-0AA41 | 1 | UN | 1 | 10 | C | D | N | N | 85365080 | 1 | 4011209471610 | 0.053 | KG | 38.57 | 38.57 | CP20 | CP20 | 22MM PLASTIC ROUND COMPLETE UNIT COMBINATION: ILLUMINATED PUSHBUTTON USA VERSION (NOT IN PDB) ILLUMINATED WITH LAMP HOLDER BA 9S WITH LED 130V AC/DC SCREW TERMINAL, 1NO WITH HOLDER GREEN !!! Phased-out product !!! SIRIUS ACT 3SU1 is successor Preferred successor type is >>3SU1001-0AB40-0AA0 + 3SU1500-0AA10-0AA0 + 3SU1401-1BH40-1AA0 + 3SU1400-1AA10-1BA0<< | - | 0 | 7
3SB3241-0AA51 |  | 3SB3241-0AA51 | 1 | UN | 1 | 10 | C | D | N | N | 85365080 | 1 | 4011209471627 | 0.051 | KG | 38.57 | 38.57 | CP20 | CP20 | 22MM PLASTIC ROUND COMPLETE UNIT COMBINATION: ILLUMINATED PUSHBUTTON USA VERSION (NOT IN PDB) ILLUMINATED WITH LAMP HOLDER BA 9S WITH LED 130V AC/DC SCREW TERMINAL, 1NO WITH HOLDER BLUE !!! Phased-out product !!! SIRIUS ACT 3SU1 is successor Preferred successor type is >>3SU1001-0AB50-0AA0 + 3SU1401-1BH50-1AA0 + 3SU1400-1AA10-1BA0 + 3SU1500-0AA10-0AA0<< | - | 0 | 7
3SB3241-0AA61 |  | 3SB3241-0AA61 | 1 | UN | 1 | 10 | C | D | N | N | 85365080 | 1 | 4011209471634 | 0.052 | KG | 38.57 | 38.57 | CP20 | CP20 | 22MM PLASTIC ROUND COMPLETE UNIT COMBINATION: ILLUMINATED PUSHBUTTON USA VERSION (NOT IN PDB) ILLUMINATED WITH LAMP HOLDER BA 9S WITH LED 130V AC/DC SCREW TERMINAL, 1NO WITH HOLDER WHITE !!! Phased-out product !!! SIRIUS ACT 3SU1 is successor Preferred successor type is >>3SU1001-0AB60-0AA0 + 3SU1500-0AA10-0AA0 + 3SU1401-1BH60-1AA0 + 3SU1400-1AA10-1BA0<< | - | 0 | 7
3SB3241-0AA71 |  | 3SB3241-0AA71 | 1 | UN | 1 | 10 | C | D | N | N | 85365080 | 1 | 4011209471641 | 0.051 | KG | 38.57 | 38.57 | CP20 | CP20 | 22MM PLASTIC ROUND COMPLETE UNIT COMBINATION: ILLUMINATED PUSHBUTTON USA VERSION (NOT IN PDB) ILLUMINATED WITH LAMP HOLDER BA 9S WITH LED 130V AC/DC SCREW TERMINAL, 1NO WITH HOLDER CLEAR !!! Phased-out product !!! SIRIUS ACT 3SU1 is successor Preferred successor type is >>3SU1001-0AB70-0AA0 + 3SU1500-0AA10-0AA0 + 3SU1400-1AA10-1BA0 + 3SU1401-1BH60-1AA0<< | - | 0 | 7
3SB3242-0AA21 |  | 3SB3242-0AA21 | 1 | UN | 1 | 10 | C | D | N | N | 85365080 | 1 | 4011209471597 | 0.052 | KG | 38.57 | 38.57 | CP20 | CP20 | 22MM PLASTIC ROUND COMPLETE UNIT COMBINATION: ILLUMINATED PUSHBUTTON USA VERSION (NOT IN PDB) ILLUMINATED WITH LAMP HOLDER BA 9S WITH LED 130V AC/DC SCREW TERMINAL, 1NC WITH HOLDER RED !!! Phased-out product !!! SIRIUS ACT 3SU1 is successor Preferred successor type is >>3SU1001-0AB20-0AA0 + 3SU1400-1AA10-1CA0 + 3SU1500-0AA10-0AA0 + 3SU1401-1BH20-1AA0<< | - | 0 | 7
3SB3243-0AA21 |  | 3SB3243-0AA21 | 1 | UN | 1 | 10 | C | D | N | N | 85365080 | 1 | 4011209471689 | 0.06 | KG | 41.8 | 41.8 | CP20 | CP20 | 22MM PLASTIC ROUND COMPLETE UNIT COMBINATION: ILLUMINATED PUSHBUTTON USA VERSION (NOT IN PDB) ILLUMINATED WITH LAMP HOLDER BA 9S WITH LED 130V AC/DC SCREW TERMINAL, 1NO+1NC WITH HOLDER RED !!! Phased-out product !!! SIRIUS ACT 3SU1 is successor Preferred successor type is >>3SU1001-0AB20-0AA0 + 3SU1500-0AA10-0AA0 + 3SU1401-1BH20-1AA0 + 3SU1400-1AA10-1FA0<< | - | 0 | 7
3SB3243-0AA31 |  | 3SB3243-0AA31 | 1 | UN | 1 | 10 | C | D | N | N | 85365080 | 1 | 4011209471696 | 0.057 | KG | 41.8 | 41.8 | CP20 | CP20 | 22MM PLASTIC ROUND COMPLETE UNIT COMBINATION: ILLUMINATED PUSHBUTTON USA VERSION (NOT IN PDB) ILLUMINATED WITH LAMP HOLDER BA 9S WITH LED 130V AC/DC SCREW TERMINAL, 1NO+1NC WITH HOLDER YELLOW !!! Phased-out product !!! SIRIUS ACT 3SU1 is successor Preferred successor type is >>3SU1001-0AB30-0AA0 + 3SU1400-1AA10-1FA0 + 3SU1500-0AA10-0AA0 + 3SU1401-1BH30-1AA0<< | - | 0 | 7
3SB3243-0AA41 |  | 3SB3243-0AA41 | 1 | UN | 1 | 10 | C | D | N | N | 85365080 | 1 | 4011209471733 | 0.06 | KG | 41.8 | 41.8 | CP20 | CP20 | 22MM PLASTIC ROUND COMPLETE UNIT COMBINATION: ILLUMINATED PUSHBUTTON USA VERSION (NOT IN PDB) ILLUMINATED WITH LAMP HOLDER BA 9S WITH LED 130V AC/DC SCREW TERMINAL, 1NO+1NC WITH HOLDER GREEN !!! Phased-out product !!! SIRIUS ACT 3SU1 is successor Preferred successor type is >>3SU1001-0AB40-0AA0 + 3SU1500-0AA10-0AA0 + 3SU1400-1AA10-1FA0 + 3SU1401-1BH40-1AA0<< | - | 0 | 7
3SB3243-0AA51 |  | 3SB3243-0AA51 | 1 | UN | 1 | 10 | C | D | N | N | 85365080 | 1 | 4011209471740 | 0.058 | KG | 41.8 | 41.8 | CP20 | CP20 | 22MM PLASTIC ROUND COMPLETE UNIT COMBINATION: ILLUMINATED PUSHBUTTON USA VERSION (NOT IN PDB) ILLUMINATED WITH LAMP HOLDER BA 9S WITH LED 130V AC/DC SCREW TERMINAL, 1NO+1NC WITH HOLDER BLUE !!! Phased-out product !!! SIRIUS ACT 3SU1 is successor Preferred successor type is >>3SU1001-0AB50-0AA0 + 3SU1400-1AA10-1FA0 + 3SU1401-1BH50-1AA0 + 3SU1500-0AA10-0AA0<< | - | 0 | 7
3SB3243-0AA61 |  | 3SB3243-0AA61 | 1 | UN | 1 | 10 | C | D | N | N | 85365080 | 1 | 4011209471757 | 0.057 | KG | 41.8 | 41.8 | CP20 | CP20 | 22MM PLASTIC ROUND COMPLETE UNIT COMBINATION: ILLUMINATED PUSHBUTTON USA VERSION (NOT IN PDB) ILLUMINATED WITH LAMP HOLDER BA 9S WITH LED 130V AC/DC SCREW TERMINAL, 1NO+1NC WITH HOLDER WHITE !!! Phased-out product !!! SIRIUS ACT 3SU1 is successor Preferred successor type is >>3SU1001-0AB60-0AA0 + 3SU1500-0AA10-0AA0 + 3SU1401-1BH60-1AA0 + 3SU1400-1AA10-1FA0<< | - | 0 | 7
3SB3243-0AA71 |  | 3SB3243-0AA71 | 1 | UN | 1 | 10 | C | D | N | N | 85365080 | 1 | 4011209471764 | 0.058 | KG | 41.8 | 41.8 | CP20 | CP20 | 22MM PLASTIC ROUND COMPLETE UNIT COMBINATION: ILLUMINATED PUSHBUTTON USA VERSION (NOT IN PDB) ILLUMINATED WITH LAMP HOLDER BA 9S WITH LED 130V AC/DC SCREW TERMINAL, 1NO+1NC WITH HOLDER CLEAR !!! Phased-out product !!! SIRIUS ACT 3SU1 is successor Preferred successor type is >>3SU1001-0AB70-0AA0 + 3SU1500-0AA10-0AA0 + 3SU1400-1AA10-1FA0 + 3SU14011BH701AA0<< | - | 0 | 7
3SB3244-6AA20 |  | 3SB3244-6AA20 | 1 | UN | 1 | 2 | A | D | N | N | 85366190 | 1 | 4011209521865 | 0.04 | KG | 19.48 | 19.48 | CP20 | CP20 | 22MM PLASTIC ROUND COMPLETE UNIT COMBINATION: INDICATOR LIGHT WITH SMOOTH LENSE ILLUMINATED WITH INTEGRATED LED 24V AC/DC SCREW TERMINAL WITH HOLDER RED !!! Phased-out product !!! SIRIUS ACT 3SU1 is successor Preferred successor type is >>3SU1102-6AA20-1AA0<< |  | 0 | 7
3SB3244-6AA20-0CC0 |  | 3SB3244-6AA20-0CC0 | 1 | UN | 1 | 10 | C | D | N | N | 85366190 | 1 | 4011209637139 | 0.038 | KG | 20.24 | 20.24 | CP20 | CP20 | 22MM PLASTIC ROUND COMPLETE UNIT COMBINATION: INDICATOR LIGHT WITH SMOOTH LENSE ILLUMINATED WITH INTEGRATED LED 24V AC/DC SPRING-LOADED TERMINAL WITH HOLDER RED !!! Phased-out product !!! SIRIUS ACT 3SU1 is successor Preferred successor type is >>3SU1102-6AA20-3AA0<< | - | 0 | 7
3SB3244-6AA20-Z | B01 | 3SB3244-6AA20-ZB01 | 1 | UN | 1 | 10 | C | D | N | N | 85366190 | 1 | 4011209745032 | 0.025 | KG | 17.96 | 17.96 | CP20 | CP20 | COMPLETE UNIT, ROUND INDICATOR LIGHT W/SMOOTH LENSE, INTEGRATED LED 24V UC , RED SCREW TERMINAL W/O HOLDER | - | 0 | 7
3SB3244-6AA30 |  | 3SB3244-6AA30 | 1 | UN | 1 | 10 | C | D | N | N | 85366190 | 1 | 4011209521872 | 0.033 | KG | 19.48 | 19.48 | CP20 | CP20 | 22MM PLASTIC ROUND COMPLETE UNIT COMBINATION: INDICATOR LIGHT WITH SMOOTH LENSE ILLUMINATED WITH INTEGRATED LED 24V AC/DC SCREW TERMINAL WITH HOLDER YELLOW !!! Phased-out product !!! SIRIUS ACT 3SU1 is successor Preferred successor type is >>3SU1102-6AA30-1AA0<< |  | 0 | 7
3SB3244-6AA30-0CC0 |  | 3SB3244-6AA30-0CC0 | 1 | UN | 1 | 10 | C | D | N | N | 85366190 | 1 | 4011209637467 | 0.04 | KG | 20.24 | 20.24 | CP20 | CP20 | 22MM PLASTIC ROUND COMPLETE UNIT COMBINATION: INDICATOR LIGHT WITH SMOOTH LENSE ILLUMINATED WITH INTEGRATED LED 24V AC/DC SPRING-LOADED TERMINAL WITH HOLDER YELLOW !!! Phased-out product !!! SIRIUS ACT 3SU1 is successor Preferred successor type is >>3SU1102-6AA30-3AA0<< | - | 0 | 7
3SB3244-6AA30-Z | X90 | 3SB3244-6AA30-ZX90 | 1 | UN | 1 | 10 | C | D | N | N | 85366190 | 50 | 4011209745766 | 0.016 | KG | 19.48 | 19.48 | CP20 | CP20 | Indicator light, 22 mm, round, plastic, yellow, lens, smooth, with holder, lampholder, with integrated LED 24 V AC/DC, screw terminal, Z=50-unit pack !!! Phased-out product !!! SIRIUS ACT 3SU1 is the successor The preferred successor type is <<3SU1102-6AA30-1AA0-ZX90>> | - | 0 | 7
3SB3244-6AA40 |  | 3SB3244-6AA40 | 1 | UN | 1 | 2 | A | D | N | N | 85366190 | 1 | 4011209521889 | 0.04 | KG | 19.48 | 19.48 | CP20 | CP20 | 22MM PLASTIC ROUND COMPLETE UNIT COMBINATION: INDICATOR LIGHT WITH SMOOTH LENSE ILLUMINATED WITH INTEGRATED LED 24V AC/DC SCREW TERMINAL WITH HOLDER GREEN !!! Phased-out product !!! SIRIUS ACT 3SU1 is successor Preferred successor type is >>3SU1102-6AA40-1AA0<< |  | 0 | 7
3SB3244-6AA40-0CC0 |  | 3SB3244-6AA40-0CC0 | 1 | UN | 1 | 10 | C | D | N | N | 85366190 | 1 | 4011209637153 | 0.036 | KG | 20.24 | 20.24 | CP20 | CP20 | 22MM PLASTIC ROUND COMPLETE UNIT COMBINATION: INDICATOR LIGHT WITH SMOOTH LENSE ILLUMINATED WITH INTEGRATED LED 24V AC/DC SPRING-LOADED TERMINAL WITH HOLDER GREEN !!! Phased-out product !!! SIRIUS ACT 3SU1 is successor Preferred successor type is >>3SU1102-6AA40-3AA0<< | - | 0 | 7
3SB3244-6AA40-Z | B01 | 3SB3244-6AA40-ZB01 | 1 | UN | 1 | 10 | C | D | N | N | 85366190 | 1 | 4011209745049 | 0.03 | KG | 17.96 | 17.96 | CP20 | CP20 | COMPACT UNIT ROUND INDICATOR LAMP WITH SMOOTH LENS, W/ INTEGRATED LED AC/DC 24V GREEN, SCREW TERMINAL Z=W/O HOLDER | - | 0 | 7
3SB3244-6AA50 |  | 3SB3244-6AA50 | 1 | UN | 1 | 10 | C | D | N | N | 85366190 | 1 | 4011209521896 | 0.039 | KG | 19.48 | 19.48 | CP20 | CP20 | 22MM PLASTIC ROUND COMPLETE UNIT COMBINATION: INDICATOR LIGHT WITH SMOOTH LENSE ILLUMINATED WITH INTEGRATED LED 24V AC/DC SCREW TERMINAL WITH HOLDER BLUE !!! Phased-out product !!! SIRIUS ACT 3SU1 is successor Preferred successor type is >>3SU1102-6AA50-1AA0<< |  | 0 | 7
3SB3244-6AA50-0CC0 |  | 3SB3244-6AA50-0CC0 | 1 | UN | 1 | 10 | C | D | N | N | 85366190 | 1 | 4011209637160 | 0.038 | KG | 20.24 | 20.24 | CP20 | CP20 | 22MM PLASTIC ROUND COMPLETE UNIT COMBINATION: INDICATOR LIGHT WITH SMOOTH LENSE ILLUMINATED WITH INTEGRATED LED 24V AC/DC SPRING-LOADED TERMINAL WITH HOLDER BLUE !!! Phased-out product !!! SIRIUS ACT 3SU1 is successor Preferred successor type is >>3SU1102-6AA50-3AA0<< | - | 0 | 7
3SB3244-6AA50-Z | B01 | 3SB3244-6AA50-ZB01 | 1 | UN | 1 | 10 | C | D | N | N | 85366190 | 1 | 4011209745056 | 0.025 | KG | 17.96 | 17.96 | CP20 | CP20 | COMPLETE UNIT, ROUND INDICATOR LIGHT W/SMOOTH LENSE, INTEGRATED LED 24V UC, BLUE SCREW TERMINAL W/O HOLDER | - | 0 | 7
3SB3244-6AA60 |  | 3SB3244-6AA60 | 1 | UN | 1 | 10 | C | D | N | N | 85366190 | 1 | 4011209521902 | 0.039 | KG | 19.48 | 19.48 | CP20 | CP20 | 22MM PLASTIC ROUND COMPLETE UNIT COMBINATION: INDICATOR LIGHT WITH SMOOTH LENSE ILLUMINATED WITH INTEGRATED LED 24V AC/DC SCREW TERMINAL WITH HOLDER WHITE !!! Phased-out product !!! SIRIUS ACT 3SU1 is successor Preferred successor type is >>3SU1102-6AA60-1AA0<< |  | 0 | 7
3SB3244-6AA60-0CC0 |  | 3SB3244-6AA60-0CC0 | 1 | UN | 1 | 10 | C | D | N | N | 85366190 | 1 | 4011209637177 | 0.033 | KG | 20.24 | 20.24 | CP20 | CP20 | 22MM PLASTIC ROUND COMPLETE UNIT COMBINATION: INDICATOR LIGHT WITH SMOOTH LENSE ILLUMINATED WITH INTEGRATED LED 24V AC/DC SPRING-LOADED TERMINAL WITH HOLDER WHITE !!! Phased-out product !!! SIRIUS ACT 3SU1 is successor Preferred successor type is >>3SU1102-6AA60-3AA0<< | - | 0 | 7
3SB3244-6AA60-Z | B01 | 3SB3244-6AA60-ZB01 | 1 | UN | 1 | 10 | C | D | N | N | 85366190 | 1 | 4011209745063 | 0.03 | KG | 17.96 | 17.96 | CP20 | CP20 | COMPACT UNIT ROUND INDICATOR LAMP WITH SMOOTH LENS, W/ INTEGRATED LED AC/DC 24V WHITE, SCREW TERMINAL Z=W/O HOLDER | - | 0 | 7
3SB3244-6AA70 |  | 3SB3244-6AA70 | 1 | UN | 1 | 2 | A | D | N | N | 85366190 | 1 | 4011209521919 | 0.039 | KG | 19.48 | 19.48 | CP20 | CP20 | 22MM PLASTIC ROUND COMPLETE UNIT COMBINATION: INDICATOR LIGHT WITH SMOOTH LENSE ILLUMINATED WITH INTEGRATED LED 24V AC/DC SCREW TERMINAL WITH HOLDER CLEAR !!! Phased-out product !!! SIRIUS ACT 3SU1 is successor Preferred successor type is >>3SU1102-6AA70-1AA0<< |  | 0 | 7
3SB3244-6AA70-0CC0 |  | 3SB3244-6AA70-0CC0 | 1 | UN | 1 | 10 | C | D | N | N | 85366190 | 1 | 4011209637184 | 0.034 | KG | 20.24 | 20.24 | CP20 | CP20 | 22MM PLASTIC ROUND COMPLETE UNIT COMBINATION: INDICATOR LIGHT WITH SMOOTH LENSE ILLUMINATED WITH INTEGRATED LED 24V AC/DC SPRING-LOADED TERMINAL WITH HOLDER CLEAR !!! Phased-out product !!! SIRIUS ACT 3SU1 is successor Preferred successor type is >>3SU1102-6AA70-3AA0<< | - | 0 | 7
3SB3244-6AA70-Z | B01 | 3SB3244-6AA70-ZB01 | 1 | UN | 1 | 10 | C | D | N | N | 85366190 | 1 | 4011209745070 | 0.03 | KG | 17.96 | 17.96 | CP20 | CP20 | 22MM PLASTIC ROUND COMPLETE UNIT COMBINATION: INDICATOR LIGHT WITH SMOOTH LENSE ILLUMINATED WITH INTEGRATED LED 24V AC/DC SCREW TERMINAL Z=WITHOUT HOLDER CLEAR | - | 0 | 7
3SB3244-6BA20 |  | 3SB3244-6BA20 | 1 | UN | 1 | 2 | A | D | N | N | 85366190 | 1 | 4011209521803 | 0.039 | KG | 19.48 | 19.48 | CP20 | CP20 | 22MM PLASTIC ROUND COMPLETE UNIT COMBINATION: INDICATOR LIGHT WITH CONCENTRIC RINGS ILLUMINATED WITH INTEGRATED LED 24V AC/DC SCREW TERMINAL WITH HOLDER RED !!! Phased-out product !!! SIRIUS ACT 3SU1 is successor Preferred successor type is >>3SU1102-6AA20-1AA0<< |  | 0 | 7
3SB3244-6BA20-0CC0 |  | 3SB3244-6BA20-0CC0 | 1 | UN | 1 | 10 | C | D | N | N | 85366190 | 1 | 4011209612341 | 0.036 | KG | 20.24 | 20.24 | CP20 | CP20 | 22MM PLASTIC ROUND COMPLETE UNIT COMBINATION: INDICATOR LIGHT WITH CONCENTRIC RINGS ILLUMINATED WITH INTEGRATED LED 24V AC/DC SPRING-LOADED TERMINAL WITH HOLDER RED !!! Phased-out product !!! SIRIUS ACT 3SU1 is successor Preferred successor type is >>3SU1102-6AA20-3AA0<< | - | 0 | 7
3SB3244-6BA30 |  | 3SB3244-6BA30 | 1 | UN | 1 | 10 | C | D | N | N | 85366190 | 1 | 4011209521810 | 0.039 | KG | 19.48 | 19.48 | CP20 | CP20 | 22MM PLASTIC ROUND COMPLETE UNIT COMBINATION: INDICATOR LIGHT WITH CONCENTRIC RINGS ILLUMINATED WITH INTEGRATED LED 24V AC/DC SCREW TERMINAL WITH HOLDER YELLOW !!! Phased-out product !!! SIRIUS ACT 3SU1 is successor Preferred successor type is >>3SU1102-6AA30-1AA0<< |  | 0 | 7
3SB3244-6BA30-0CC0 |  | 3SB3244-6BA30-0CC0 | 1 | UN | 1 | 10 | C | D | N | N | 85366190 | 1 | 4011209660113 | 0.036 | KG | 20.24 | 20.24 | CP20 | CP20 | 22MM PLASTIC ROUND COMPLETE UNIT COMBINATION: INDICATOR LIGHT WITH CONCENTRIC RINGS ILLUMINATED WITH INTEGRATED LED 24V AC/DC SPRING-LOADED TERMINAL WITH HOLDER YELLOW !!! Phased-out product !!! SIRIUS ACT 3SU1 is successor Preferred successor type is >>3SU1102-6AA30-3AA0<< | - | 0 | 7
3SB3244-6BA40 |  | 3SB3244-6BA40 | 1 | UN | 1 | 2 | A | D | N | N | 85366190 | 1 | 4011209521827 | 0.042 | KG | 19.48 | 19.48 | CP20 | CP20 | 22MM PLASTIC ROUND COMPLETE UNIT COMBINATION: INDICATOR LIGHT WITH CONCENTRIC RINGS ILLUMINATED WITH INTEGRATED LED 24V AC/DC SCREW TERMINAL WITH HOLDER GREEN !!! Phased-out product !!! SIRIUS ACT 3SU1 is successor Preferred successor type is >>3SU1102-6AA40-1AA0<< |  | 0 | 7
3SB3244-6BA40-0CC0 |  | 3SB3244-6BA40-0CC0 | 1 | UN | 1 | 10 | C | D | N | N | 85366190 | 1 | 4011209612358 | 0.036 | KG | 20.24 | 20.24 | CP20 | CP20 | 22MM PLASTIC ROUND COMPLETE UNIT COMBINATION: INDICATOR LIGHT WITH CONCENTRIC RINGS ILLUMINATED WITH INTEGRATED LED 24V AC/DC SPRING-LOADED TERMINAL WITH HOLDER GREEN !!! Phased-out product !!! SIRIUS ACT 3SU1 is successor Preferred successor type is >>3SU1102-6AA40-3AA0<< | - | 0 | 7
3SB3244-6BA40-Z | B01 | 3SB3244-6BA40-ZB01 | 1 | UN | 1 | 10 | C | D | N | N | 85366190 | 1 | 4011209745094 | 0.03 | KG | 17.96 | 17.96 | CP20 | CP20 | COMPACT UNIT ROUND INDICATOR LAMP WITH CONC. RINGS INTEGRATED LED UC 24V, GREEN, SCREW TERMINAL Z=W/O HOLDER | - | 0 | 7
3SB3244-6BA50 |  | 3SB3244-6BA50 | 1 | UN | 1 | 10 | C | D | N | N | 85366190 | 1 | 4011209521834 | 0.039 | KG | 19.48 | 19.48 | CP20 | CP20 | 22MM PLASTIC ROUND COMPLETE UNIT COMBINATION: INDICATOR LIGHT WITH CONCENTRIC RINGS ILLUMINATED WITH INTEGRATED LED 24V AC/DC SCREW TERMINAL WITH HOLDER BLUE !!! Phased-out product !!! SIRIUS ACT 3SU1 is successor Preferred successor type is >>3SU1102-6AA50-1AA0<< |  | 0 | 7
3SB3244-6BA50-0CC0 |  | 3SB3244-6BA50-0CC0 | 1 | UN | 1 | 10 | C | D | N | N | 85366190 | 1 | 4011209674134 | 0.037 | KG | 20.24 | 20.24 | CP20 | CP20 | 22MM PLASTIC ROUND COMPLETE UNIT COMBINATION: INDICATOR LIGHT WITH CONCENTRIC RINGS ILLUMINATED WITH INTEGRATED LED 24V AC/DC SPRING-LOADED TERMINAL WITH HOLDER BLUE !!! Phased-out product !!! SIRIUS ACT 3SU1 is successor Preferred successor type is >>3SU1102-6AA50-3AA0<< | - | 0 | 7
3SB3244-6BA60 |  | 3SB3244-6BA60 | 1 | UN | 1 | 10 | C | D | N | N | 85366190 | 1 | 4011209521841 | 0.034 | KG | 19.48 | 19.48 | CP20 | CP20 | 22MM PLASTIC ROUND COMPLETE UNIT COMBINATION: INDICATOR LIGHT WITH CONCENTRIC RINGS ILLUMINATED WITH INTEGRATED LED 24V AC/DC SCREW TERMINAL WITH HOLDER WHITE !!! Phased-out product !!! SIRIUS ACT 3SU1 is successor Preferred successor type is >>3SU1102-6AA60-1AA0<< |  | 0 | 7
3SB3244-6BA60-0CC0 |  | 3SB3244-6BA60-0CC0 | 1 | UN | 1 | 10 | C | D | N | N | 85366190 | 1 | 4011209612365 | 0.036 | KG | 20.24 | 20.24 | CP20 | CP20 | 22MM PLASTIC ROUND COMPLETE UNIT COMBINATION: INDICATOR LIGHT WITH CONCENTRIC RINGS ILLUMINATED WITH INTEGRATED LED 24V AC/DC SPRING-LOADED TERMINAL WITH HOLDER WHITE !!! Phased-out product !!! SIRIUS ACT 3SU1 is successor Preferred successor type is >>3SU1102-6AA60-3AA0<< | - | 0 | 7
3SB3244-6BA70 |  | 3SB3244-6BA70 | 1 | UN | 1 | 2 | A | D | N | N | 85366190 | 1 | 4011209521858 | 0.039 | KG | 19.48 | 19.48 | CP20 | CP20 | 22MM PLASTIC ROUND COMPLETE UNIT COMBINATION: INDICATOR LIGHT WITH CONCENTRIC RINGS ILLUMINATED WITH INTEGRATED LED 24V AC/DC SCREW TERMINAL WITH HOLDER CLEAR !!! Phased-out product !!! SIRIUS ACT 3SU1 is successor Preferred successor type is >>3SU1102-6AA70-1AA0<< |  | 0 | 7
3SB3244-6BA70-0CC0 |  | 3SB3244-6BA70-0CC0 | 1 | UN | 1 | 10 | C | D | N | N | 85366190 | 1 | 4011209637191 | 0.035 | KG | 20.24 | 20.24 | CP20 | CP20 | 22MM PLASTIC ROUND COMPLETE UNIT COMBINATION: INDICATOR LIGHT WITH CONCENTRIC RINGS ILLUMINATED WITH INTEGRATED LED 24V AC/DC SPRING-LOADED TERMINAL WITH HOLDER CLEAR !!! Phased-out product !!! SIRIUS ACT 3SU1 is successor Preferred successor type is >>3SU1102-6AA70-3AA0<< | - | 0 | 7
3SB3245-0AA21 |  | 3SB3245-0AA21 | 1 | UN | 1 | 2 | A | D | N | N | 85365019 | 1 | 4011209667525 | 0.051 | KG | 31.16 | 31.16 | CP20 | CP20 | 22MM PLASTIC ROUND COMPLETE UNIT COMBINATION: ILLUMINATED PUSHBUTTON MOMENTARY CONTACT TYPE WITH FLAT BUTTON ILLUMINATED WITH INTEGRATED LED 24V AC/DC SCREW TERMINAL, 1NO WITH HOLDER RED !!! Phased-out product !!! SIRIUS ACT 3SU1 is successor Preferred successor ty >>3SU1102-0AB20-1BA0<< | - | 0 | 7
3SB3245-0AA31 |  | 3SB3245-0AA31 | 1 | UN | 1 | 10 | C | D | N | N | 85365019 | 1 | 4011209521148 | 0.05 | KG | 31.16 | 31.16 | CP20 | CP20 | 22MM PLASTIC ROUND COMPLETE UNIT COMBINATION: ILLUMINATED PUSHBUTTON MOMENTARY CONTACT TYPE WITH FLAT BUTTON ILLUMINATED WITH INTEGRATED LED 24V AC/DC SCREW TERMINAL, 1NO WITH HOLDER YELLOW !!! Phased-out product !!! SIRIUS ACT 3SU1 is successor Preferred successor ty >>3SU1102-0AB30-1BA0<< |  | 0 | 7
3SB3245-0AA31-0CC0 |  | 3SB3245-0AA31-0CC0 | 1 | UN | 1 | 10 | C | D | N | N | 85365019 | 1 | 4011209637214 | 0.045 | KG | 32.11 | 32.11 | CP20 | CP20 | 22MM PLASTIC ROUND COMPLETE UNIT COMBINATION: ILLUMINATED PUSHBUTTON MOMENTARY CONTACT TYPE WITH FLAT BUTTON ILLUMINATED WITH INTEGRATED LED 24V AC/DC SPRING-LOADED TERMINAL, 1NO WITH HOLDER YELLOW !!! Phased-out product !!! SIRIUS ACT 3SU1 is suc Preferred successor ty >>3SU1102-0AB30-3BA0 << | - | 0 | 7
3SB3245-0AA31-0PA0 |  | 3SB3245-0AA31-0PA0 | 1 | UN | 1 | 10 | C | D | N | N | 85365019 | 1 | 4011209665866 | 0.051 | KG | 31.16 | 31.16 | CP20 | CP20 | 22MM PLASTIC ROUND COMPLETE UNIT COMBINATION: ILLUMINATED PUSHBUTTON MOMENTARY CONTACT TYPE WITH FLAT BUTTON ILLUMINATED WITH INTEGRATED LED 24V AC/DC SCREW TERMINAL, 1NO WITH HOLDER YELLOW, SOLVENT-RESISTANT NON INSCRIBABLE WITH LASER !!! Phased-out product !!! SIRIUS ACT 3SU1 is successor Preferred successor type is >>3SU1102-0AB30-1BA0<< | - | 0 | 7
3SB3245-0AA41 |  | 3SB3245-0AA41 | 1 | UN | 1 | 2 | A | D | N | N | 85365019 | 1 | 4011209521155 | 0.051 | KG | 31.16 | 31.16 | CP20 | CP20 | 22MM PLASTIC ROUND COMPLETE UNIT COMBINATION: ILLUMINATED PUSHBUTTON MOMENTARY CONTACT TYPE WITH FLAT BUTTON ILLUMINATED WITH INTEGRATED LED 24V AC/DC SCREW TERMINAL, 1NO WITH HOLDER GREEN !!! Phased-out product !!! SIRIUS ACT 3SU1 is successor Preferred successor ty >>3SU1102-0AB40-1BA0<< |  | 0 | 7
3SB3245-0AA41-0CC0 |  | 3SB3245-0AA41-0CC0 | 1 | UN | 1 | 10 | C | D | N | N | 85365019 | 1 | 4011209637221 | 0.05 | KG | 32.11 | 32.11 | CP20 | CP20 | 22MM PLASTIC ROUND COMPLETE UNIT COMBINATION: ILLUMINATED PUSHBUTTON MOMENTARY CONTACT TYPE WITH FLAT BUTTON ILLUMINATED WITH INTEGRATED LED 24V AC/DC SPRING-LOADED TERMINAL, 1NO WITH HOLDER GREEN !!! Phased-out product !!! SIRIUS ACT 3SU1 is successor Preferred successor ty >>3SU1102-0AB40-3BA0<< | - | 0 | 7
3SB3245-0AA41-0CC0-Z | B01 | 3SB3245-0AA41-0CC0-ZB01 | 1 | UN | 1 | 10 | C | D | N | N | 85365019 | 1 | 4011209745452 | 0.035 | KG | 29.64 | 29.64 | CP20 | CP20 | COMPLETE UNIT, ROUND ILLUMIN. PUSHBUTTON UNIT 1NO + INT. LED 24V UC GREEN SPRING-LOADED TERMIN. W/O HOLDER | - | 0 | 7
3SB3245-0AA41-0PA0 |  | 3SB3245-0AA41-0PA0 | 1 | UN | 1 | 10 | C | D | N | N | 85365019 | 1 | 4011209666337 | 0.052 | KG | 31.16 | 31.16 | CP20 | CP20 | 22MM PLASTIC ROUND COMPLETE UNIT COMBINATION: ILLUMINATED PUSHBUTTON MOMENTARY CONTACT TYPE WITH FLAT BUTTON ILLUMINATED WITH INTEGRATED LED 24V AC/DC SCREW TERMINAL, 1NO WITH HOLDER GREEN, SOLVENT-RESISTANT NON INSCRIBABLE WITH LASER !!! Phased-out product !!! SIRIUS ACT 3SU1 is successor Preferred successor type is >>3SU1102-0AB40-1BA0<< | - | 0 | 7
3SB3245-0AA41-0PA0-Z | X90 | 3SB3245-0AA41-0PA0-ZX90 | 1 | UN | 1 | 10 | C | D | N | N | 85365019 | 50 | 4011209745728 | 0.03 | KG | 31.16 | 31.16 | CP20 | CP20 | Illuminated pushbutton, 22 mm, round, plastic, green, pushbutton, flat, with holder, 1 NO, lampholder, with integrated LED 24 V AC/DC, screw terminal, solvent-resistant, Cannot be laser labeled, Z=50-unit pack !!! Phased-out product !!! SIRIUS ACT 3SU1 is the successor The preferred successor type is <<3SU1102-0AB40-1BA0-ZX90>> | - | 0 | 7
3SB3245-0AA41-Z | B01 | 3SB3245-0AA41-ZB01 | 1 | UN | 1 | 10 | C | D | N | N | 85365019 | 1 | 4011209744936 | 0.04 | KG | 30.59 | 30.59 | CP20 | CP20 | 22MM PLASTIC ROUND COMPLETE UNIT COMBINATION: ILLUMINATED PUSHBUTTON MOMENTARY CONTACT TYPE WITH FLAT BUTTON ILLUMINATED WITH INTEGRATED LED 24V AC/DC SCREW TERMINAL, 1NO Z=WITHOUT HOLDER GREEN | - | 0 | 7
3SB3245-0AA41-Z | X90 | 3SB3245-0AA41-ZX90 | 1 | UN | 1 | 10 | C | D | N | N | 85365019 | 50 | 4011209748378 | 0.043 | KG | 31.16 | 31.16 | CP20 | CP20 | Illuminated pushbutton, 22 mm, round, plastic, green, pushbutton, flat, with holder, 1 NO, lampholder, with integrated LED 24 V AC/DC, screw terminal, Z=50-unit pack !!! Phased-out product !!! SIRIUS ACT 3SU1 is the successor The preferred successor type is <<3SU1102-0AB40-1BA0-ZX90>> | - | 0 | 7
3SB3245-0AA51 |  | 3SB3245-0AA51 | 1 | UN | 1 | 10 | C | D | N | N | 85365019 | 1 | 4011209521162 | 0.05 | KG | 31.16 | 31.16 | CP20 | CP20 | 22MM PLASTIC ROUND COMPLETE UNIT COMBINATION: ILLUMINATED PUSHBUTTON MOMENTARY CONTACT TYPE WITH FLAT BUTTON ILLUMINATED WITH INTEGRATED LED 24V AC/DC SCREW TERMINAL, 1NO WITH HOLDER BLUE !!! Phased-out product !!! SIRIUS ACT 3SU1 is successor Preferred successor ty >>3SU1102-0AB50-1BA0<< |  | 0 | 7
3SB3245-0AA51-0CC0 |  | 3SB3245-0AA51-0CC0 | 1 | UN | 1 | 10 | C | D | N | N | 85365019 | 1 | 4011209637238 | 0.08 | KG | 32.11 | 32.11 | CP20 | CP20 | 22MM PLASTIC ROUND COMPLETE UNIT COMBINATION: ILLUMINATED PUSHBUTTON MOMENTARY CONTACT TYPE WITH FLAT BUTTON ILLUMINATED WITH INTEGRATED LED 24V AC/DC SPRING-LOADED TERMINAL, 1NO WITH HOLDER BLUE !!! Phased-out product !!! SIRIUS ACT 3SU1 is successor Preferred successor ty >>3SU1102-0AB50-3BA0<< | - | 0 | 7
3SB3245-0AA51-0PA0 |  | 3SB3245-0AA51-0PA0 | 1 | UN | 1 | 10 | C | D | N | N | 85365019 | 1 | 4011209700499 | 0.049 | KG | 31.16 | 31.16 | CP20 | CP20 | 22MM PLASTIC ROUND COMPLETE UNIT COMBINATION: ILLUMINATED PUSHBUTTON MOMENTARY CONTACT TYPE WITH FLAT BUTTON ILLUMINATED WITH INTEGRATED LED 24V AC/DC SCREW TERMINAL, 1NO WITH HOLDER BLUE, SOLVENT-RESISTANT NON INSCRIBABLE WITH LASER !!! Phased-out product !!! SIRIUS ACT 3SU1 is successor Preferred successor type is >>3SU1102-0AB50-1BA0<< | - | 0 | 7
3SB3245-0AA51-Z | B01 | 3SB3245-0AA51-ZB01 | 1 | UN | 1 | 10 | C | D | N | N | 85365019 | 1 | 4011209744943 | 0.04 | KG | 29.64 | 29.64 | CP20 | CP20 | 22MM PLASTIC ROUND COMPLETE UNIT COMBINATION: ILLUMINATED PUSHBUTTON MOMENTARY CONTACT TYPE WITH FLAT BUTTON ILLUMINATED WITH INTEGRATED LED 24V AC/DC SCREW TERMINAL, 1NO Z=WITHOUT HOLDER BLUE | - | 0 | 7
3SB3245-0AA61 |  | 3SB3245-0AA61 | 1 | UN | 1 | 10 | C | D | N | N | 85365019 | 1 | 4011209521179 | 0.051 | KG | 31.16 | 31.16 | CP20 | CP20 | 22MM PLASTIC ROUND COMPLETE UNIT COMBINATION: ILLUMINATED PUSHBUTTON MOMENTARY CONTACT TYPE WITH FLAT BUTTON ILLUMINATED WITH INTEGRATED LED 24V AC/DC SCREW TERMINAL, 1NO WITH HOLDER WHITE !!! Phased-out product !!! SIRIUS ACT 3SU1 is successor Preferred successor ty >>3SU1102-0AB60-1BA0<< |  | 0 | 7
3SB3245-0AA61-0CC0 |  | 3SB3245-0AA61-0CC0 | 1 | UN | 1 | 10 | C | D | N | N | 85365019 | 1 | 4011209637245 | 0.046 | KG | 32.11 | 32.11 | CP20 | CP20 | 22MM PLASTIC ROUND COMPLETE UNIT COMBINATION: ILLUMINATED PUSHBUTTON MOMENTARY CONTACT TYPE WITH FLAT BUTTON ILLUMINATED WITH INTEGRATED LED 24V AC/DC SPRING-LOADED TERMINAL, 1NO WITH HOLDER WHITE !!! Phased-out product !!! SIRIUS ACT 3SU1 is successor Preferred successor ty >>3SU1102-0AB60-3BA0<< | - | 0 | 7
3SB3245-0AA61-0PA0 |  | 3SB3245-0AA61-0PA0 | 1 | UN | 1 | 10 | C | D | N | N | 85365019 | 1 | 4011209672901 | 0.052 | KG | 31.16 | 31.16 | CP20 | CP20 | 22MM PLASTIC ROUND COMPLETE UNIT COMBINATION: ILLUMINATED PUSHBUTTON MOMENTARY CONTACT TYPE WITH FLAT BUTTON ILLUMINATED WITH INTEGRATED LED 24V AC/DC SCREW TERMINAL, 1NO WITH HOLDER WHITE, SOLVENT-RESISTANT NON INSCRIBABLE WITH LASER !!! Phased-out product !!! SIRIUS ACT 3SU1 is successor Preferred successor type is >>3SU1102-0AB60-1BA0<< | - | 0 | 7
3SB3245-0AA61-0PA0-Z | X90 | 3SB3245-0AA61-0PA0-ZX90 | 1 | UN | 1 | 10 | C | D | N | N | 85365019 | 50 | 4011209748392 | 0.04 | KG | 31.16 | 31.16 | CP20 | CP20 | Illuminated pushbutton, 22 mm, round, plastic, white, pushbutton, flat, with holder, 1 NO, lampholder, with integrated LED 24 V AC/DC, screw terminal, solvent-resistant, Cannot be laser labeled, Z=50-unit pack !!! Phased-out product !!! SIRIUS ACT 3SU1 is the successor The preferred successor type is <<3SU1102-0AB60-1BA0-ZX90>> | - | 0 | 7
3SB3245-0AA61-Z | B01 | 3SB3245-0AA61-ZB01 | 1 | UN | 1 | 10 | C | D | N | N | 85365019 | 1 | 4011209748385 | 0.04 | KG | 29.64 | 29.64 | CP20 | CP20 | 22MM PLASTIC ROUND COMPLETE UNIT COMBINATION: ILLUMINATED PUSHBUTTON MOMENTARY CONTACT TYPE WITH FLAT BUTTON ILLUMINATED WITH INTEGRATED LED 24V AC/DC SCREW TERMINAL, 1NO Z=WITHOUT HOLDER WHITE | - | 0 | 7
3SB3245-0AA71 |  | 3SB3245-0AA71 | 1 | UN | 1 | 2 | A | D | N | N | 85365019 | 1 | 4011209521186 | 0.05 | KG | 31.16 | 31.16 | CP20 | CP20 | 22MM PLASTIC ROUND COMPLETE UNIT COMBINATION: ILLUMINATED PUSHBUTTON MOMENTARY CONTACT TYPE WITH FLAT BUTTON ILLUMINATED WITH INTEGRATED LED 24V AC/DC SCREW TERMINAL, 1NO WITH HOLDER CLEAR !!! Phased-out product !!! SIRIUS ACT 3SU1 is successor Preferred successor ty >>3SU1102-0AB70-1BA0<< |  | 0 | 7
3SB3245-0AA71-0CC0 |  | 3SB3245-0AA71-0CC0 | 1 | UN | 1 | 10 | C | D | N | N | 85365019 | 1 | 4011209637252 | 0.043 | KG | 32.11 | 32.11 | CP20 | CP20 | 22MM PLASTIC ROUND COMPLETE UNIT COMBINATION: ILLUMINATED PUSHBUTTON MOMENTARY CONTACT TYPE WITH FLAT BUTTON ILLUMINATED WITH INTEGRATED LED 24V AC/DC SPRING-LOADED TERMINAL, 1NO WITH HOLDER CLEAR !!! Phased-out product !!! SIRIUS ACT 3SU1 is successor Preferred successor ty >>3SU1102-0AB70-3BA0<< | - | 0 | 7
3SB3245-0AA71-0PA0 |  | 3SB3245-0AA71-0PA0 | 1 | UN | 1 | 10 | C | D | N | N | 85365019 | 1 | 4011209748415 | 0.05 | KG | 31.16 | 31.16 | CP20 | CP20 | 22MM PLASTIC ROUND COMPLETE UNIT COMBINATION: ILLUMINATED PUSHBUTTON MOMENTARY CONTACT TYPE WITH FLAT BUTTON ILLUMINATED WITH INTEGRATED LED 24V AC/DC SCREW TERMINAL, 1NO WITH HOLDER CLEAR, SOLVENT-RESISTANT NON INSCRIBABLE WITH LASER !!! Phased-out product !!! SIRIUS ACT 3SU1 is successor Preferred successor type is >>3SU1102-0AB70-1BA0<< | - | 0 | 7
3SB3245-0AA71-Z | B01 | 3SB3245-0AA71-ZB01 | 1 | UN | 1 | 10 | C | D | N | N | 85365019 | 1 | 4011209744950 | 0.04 | KG | 29.64 | 29.64 | CP20 | CP20 | 22MM PLASTIC ROUND COMPLETE UNIT COMBINATION: ILLUMINATED PUSHBUTTON MOMENTARY CONTACT TYPE WITH FLAT BUTTON ILLUMINATED WITH INTEGRATED LED 24V AC/DC SCREW TERMINAL, 1NO Z=WITHOUT HOLDER CLEAR | - | 0 | 7
3SB3245-0AA71-Z | X90 | 3SB3245-0AA71-ZX90 | 1 | UN | 1 | 10 | C | D | N | N | 85365019 | 50 | 4011209748408 | 0.053 | KG | 31.16 | 31.16 | CP20 | CP20 | Illuminated pushbutton, 22 mm, round, plastic, clear, pushbutton, flat, with holder, 1 NO, lampholder, with integrated LED 24 V AC/DC, screw terminal, Z=50-unit pack !!! Phased-out product !!! SIRIUS ACT 3SU1 is the successor The preferred successor type is <<3SU1102-0AB70-1BA0-ZX90>> | - | 0 | 7
3SB3246-0AA21 |  | 3SB3246-0AA21 | 1 | UN | 1 | 2 | A | D | N | N | 85365019 | 1 | 4011209521131 | 0.051 | KG | 31.16 | 31.16 | CP20 | CP20 | 22MM PLASTIC ROUND COMPLETE UNIT COMBINATION: ILLUMINATED PUSHBUTTON MOMENTARY CONTACT TYPE WITH FLAT BUTTON ILLUMINATED WITH INTEGRATED LED 24V AC/DC SCREW TERMINAL, 1NC WITH HOLDER RED !!! Phased-out product !!! SIRIUS ACT 3SU1 is successor Preferred successor ty >>3SU1102-0AB20-1CA0<< |  | 0 | 7
3SB3246-0AA21-0CC0 |  | 3SB3246-0AA21-0CC0 | 1 | UN | 1 | 10 | C | D | N | N | 85365019 | 1 | 4011209637207 | 0.044 | KG | 32.11 | 32.11 | CP20 | CP20 | 22MM PLASTIC ROUND COMPLETE UNIT COMBINATION: ILLUMINATED PUSHBUTTON MOMENTARY CONTACT TYPE WITH FLAT BUTTON ILLUMINATED WITH INTEGRATED LED 24V AC/DC SPRING-LOADED TERMINAL, 1NC WITH HOLDER RED !!! Phased-out product !!! SIRIUS ACT 3SU1 is successor Preferred successor ty >>3SU1102-0AB20-3CA0<< | - | 0 | 7
3SB3246-0AA21-0PA0 |  | 3SB3246-0AA21-0PA0 | 1 | UN | 1 | 10 | C | D | N | N | 85365019 | 1 | 4011209670457 | 0.049 | KG | 31.16 | 31.16 | CP20 | CP20 | 22MM PLASTIC ROUND COMPLETE UNIT COMBINATION: ILLUMINATED PUSHBUTTON MOMENTARY CONTACT TYPE WITH FLAT BUTTON ILLUMINATED WITH INTEGRATED LED 24V AC/DC SCREW TERMINAL, 1NC WITH HOLDER RED, SOLVENT-RESISTANT NON INSCRIBABLE WITH LASER !!! Phased-out product !!! SIRIUS ACT 3SU1 is successor Preferred successor type is >>3SU1102-0AB20-1CA0<< | - | 0 | 7
3SB3246-0AA21-0PA0-Z | X90 | 3SB3246-0AA21-0PA0-ZX90 | 1 | UN | 1 | 10 | C | D | N | N | 85365019 | 50 | 4011209745711 | 0.051 | KG | 31.16 | 31.16 | CP20 | CP20 | Illuminated pushbutton, 22 mm, round, plastic, red, pushbutton, flat, with holder, 1 NC, lampholder, with integrated LED 24 V AC/DC, screw terminal, solvent-resistant, Cannot be laser labeled, Z=50-unit pack !!! Phased-out product !!! SIRIUS ACT 3SU1 is the successor The preferred successor type is <<3SU1102-0AB20-1CA0-ZX90>> | - | 0 | 7
3SB3246-0AA21-Z | B01 | 3SB3246-0AA21-ZB01 | 1 | UN | 1 | 10 | C | D | N | N | 85365019 | 1 | 4011209744929 | 0.04 | KG | 29.64 | 29.64 | CP20 | CP20 | 22MM PLASTIC ROUND COMPLETE UNIT COMBINATION: ILLUMINATED PUSHBUTTON MOMENTARY CONTACT TYPE WITH FLAT BUTTON ILLUMINATED WITH INTEGRATED LED 24V AC/DC SCREW TERMINAL, 1NC Z=WITHOUT HOLDER RED | - | 0 | 7
3SB3246-0AA21-Z | D03 | 3SB3246-0AA21-ZD03 | 1 | UN | 1 | 10 | C | D | N | N | 85365019 | 1 |  | 0.05 | G | 31.83 | 31.83 | CP20 | CP20 | COMPLETE UNIT ROUND ILLUMINATED PUSHBUTTON UNIT 1NC + INTEGRATED LED 24V UC RED WITH HOLDER | - | 0 | 7
3SB3247-0AA21 |  | 3SB3247-0AA21 | 1 | UN | 1 | 10 | C | D | N | N | 85365019 | 1 | 4011209521193 | 0.058 | KG | 34.96 | 34.96 | CP20 | CP20 | Illuminated pushbutton, 22 mm, round, plastic, red, pushbutton, flat, with holder, 1 NO + 1 NC, Lampholder, with integrated LED 24 V AC/DC Screw terminal !!! Phased-out product !!! Successor is SIRIUS ACT 3SU1 Preferred successor type is >>3SU1102-0AB20-1FA0<< |  | 0 | 7
3SB3247-0AA21-0CC0 |  | 3SB3247-0AA21-0CC0 | 1 | UN | 1 | 10 | C | D | N | N | 85365019 | 1 | 4011209626744 | 0.054 | KG | 36.67 | 36.67 | CP20 | CP20 | 22MM PLASTIC ROUND COMPLETE UNIT COMBINATION: ILLUMINATED PUSHBUTTON MOMENTARY CONTACT TYPE WITH FLAT BUTTON ILLUMINATED WITH INTEGRATED LED 24V AC/DC SPRING-LOADED TERMINAL, 1NO+1NC WITH HOLDER RED !!! Phased-out product !!! SIRIUS ACT 3SU1 is suc Preferred successor ty >>3SU1102-0AB20-3FA0 << | - | 0 | 7
3SB3247-0AA21-0CC0-Z | B01 | 3SB3247-0AA21-0CC0-ZB01 | 1 | UN | 1 | 10 | C | D | N | N | 85365019 | 1 | 4011209745469 | 0.03 | KG | 35.15 | 35.15 | CP20 | CP20 | COMPLETE UNIT, ROUND LUMINOUS PUSHBUTTON WITH FLAT PUSHBUTTON, RED, 1NO+1NC, CAGE CLAMP TERMINAL Z=W/O HOLDER | - | 0 | 7
3SB3247-0AA21-Z | X90 | 3SB3247-0AA21-ZX90 | 1 | UN | 1 | 10 | C | D | N | N | 85365019 | 50 | 4011209748422 | 0.058 | KG | 34.96 | 34.96 | CP20 | CP20 | Illuminated pushbutton, 22 mm, round, plastic, yellow, pushbutton, flat, with holder, 1NO + 1NC, lampholder, with integrated LED 24 V AC/DC, screw terminal, Z=50-unit pack !!! Phased-out product !!! SIRIUS ACT 3SU1 is the successor The preferred successor type is <<3SU1001-0AB20-0AA0-ZX90 + 3SU1400-1AA10-1BA0 + 3SU1401-1BB20-1AA0 + 3SU1500-0AA10-0AA0 + 3SU1400-1AA10-1CA0>> | - | 0 | 7
3SB3247-0AA31 |  | 3SB3247-0AA31 | 1 | UN | 1 | 10 | C | D | N | N | 85365019 | 1 | 4011209521209 | 0.058 | KG | 34.96 | 34.96 | CP20 | CP20 | Illuminated pushbutton, 22mm, round, plastic, yellow, pushbutton, flat, with holder, 1 NO+1 NC, lampholder, with integrated LED 24 V AC/DC, screw terminals !!! Phased-out product !!! Successor is SIRIUS ACT 3SU1 Preferred successor type is >>3SU1102-0AB30-1FA0<< |  | 0 | 7
3SB3247-0AA31-0CC0 |  | 3SB3247-0AA31-0CC0 | 1 | UN | 1 | 10 | C | D | N | N | 85365019 | 1 | 4011209626751 | 0.057 | KG | 36.67 | 36.67 | CP20 | CP20 | 22MM PLASTIC ROUND COMPLETE UNIT COMBINATION: ILLUMINATED PUSHBUTTON MOMENTARY CONTACT TYPE WITH FLAT BUTTON ILLUMINATED WITH INTEGRATED LED 24V AC/DC SPRING-LOADED TERMINAL, 1NO+1NC WITH HOLDER YELLOW !!! Phased-out product !!! SIRIUS ACT 3SU1 is suc Preferred successor ty >>3SU1102-0AB30-3FA0 << | - | 0 | 7
3SB3247-0AA31-Z | B01 | 3SB3247-0AA31-ZB01 | 1 | UN | 1 | 10 | C | D | N | N | 85365019 | 1 | 4011209748439 | 0.04 | KG | 33.44 | 33.44 | CP20 | CP20 | COMPLETE UNIT ROUND ILLUMINATED PUSHBUTTON UNIT 1NO + 1NC + INTEGR. LED 24V UC YELLOW SCREW TERMINAL Z=W/O HOLDER | - | 0 | 7
3SB3247-0AA41 |  | 3SB3247-0AA41 | 1 | UN | 1 | 10 | C | D | N | N | 85365019 | 1 | 4011209521216 | 0.058 | KG | 34.96 | 34.96 | CP20 | CP20 | Illuminated pushbutton, 22 mm, round, plastic, green, pushbutton, flat, with holder, 1 NO + 1 NC, Lampholder, with integrated LED 24 V AC/DC Screw terminal !!! Phased-out product !!! Successor is SIRIUS ACT 3SU1 Preferred successor type is >>3SU1102-0AB40-1FA0<< |  | 0 | 7
3SB3247-0AA41-0CC0 |  | 3SB3247-0AA41-0CC0 | 1 | UN | 1 | 10 | C | D | N | N | 85365019 | 1 | 4011209612495 | 0.055 | KG | 36.67 | 36.67 | CP20 | CP20 | 22MM PLASTIC ROUND COMPLETE UNIT COMBINATION: ILLUMINATED PUSHBUTTON MOMENTARY CONTACT TYPE WITH FLAT BUTTON ILLUMINATED WITH INTEGRATED LED 24V AC/DC SPRING-LOADED TERMINAL, 1NO+1NC WITH HOLDER GREEN !!! Phased-out product !!! SIRIUS ACT 3SU1 is suc Preferred successor ty >>3SU1102-0AB40-3FA0 << | - | 0 | 7
3SB3247-0AA51 |  | 3SB3247-0AA51 | 1 | UN | 1 | 10 | C | D | N | N | 85365019 | 1 | 4011209521223 | 0.058 | KG | 34.96 | 34.96 | CP20 | CP20 | Illuminated pushbutton, 22 mm, round, plastic, blue, pushbutton, flat, with holder, 1 NO + 1 NC, Lampholder, with integrated LED 24 V AC/DC Screw terminal !!! Phased-out product !!! Successor is SIRIUS ACT 3SU1 Preferred successor type is >>3SU1102-0AB50-1FA0<< |  | 0 | 7
3SB3247-0AA51-0CC0 |  | 3SB3247-0AA51-0CC0 | 1 | UN | 1 | 10 | C | D | N | N | 85365019 | 1 | 4011209626768 | 0.055 | KG | 36.67 | 36.67 | CP20 | CP20 | 22MM PLASTIC ROUND COMPLETE UNIT COMBINATION: ILLUMINATED PUSHBUTTON MOMENTARY CONTACT TYPE WITH FLAT BUTTON ILLUMINATED WITH INTEGRATED LED 24V AC/DC SPRING-LOADED TERMINAL, 1NO+1NC WITH HOLDER BLUE !!! Phased-out product !!! SIRIUS ACT 3SU1 is suc Preferred successor ty >>3SU1102-0AB50-3FA0 << | - | 0 | 7
3SB3247-0AA51-Z | B01 | 3SB3247-0AA51-ZB01 | 1 | UN | 1 | 10 | C | D | N | N | 85365019 | 1 | 4011209744967 | 0.04 | KG | 33.44 | 33.44 | CP20 | CP20 | 22MM PLASTIC ROUND COMPLETE UNIT COMBINATION: ILLUMINATED PUSHBUTTON MOMENTARY CONTACT TYPE WITH FLAT BUTTON ILLUMINATED WITH INTEGRATED LED 24V AC/DC SCREW TERMINAL, 1NO+1NC Z=WITHOUT HOLDER BLUE | - | 0 | 7
3SB3247-0AA61 |  | 3SB3247-0AA61 | 1 | UN | 1 | 10 | C | D | N | N | 85365019 | 1 | 4011209521230 | 0.06 | KG | 34.96 | 34.96 | CP20 | CP20 | Illuminated pushbutton, 22 mm, round, plastic, white, pushbutton, flat, with holder, 1 NO + 1 NC, Lampholder, with integrated LED 24 V AC/DC Screw terminal !!! Phased-out product !!! Successor is SIRIUS ACT 3SU1 Preferred successor type is >>3SU1102-0AB60-1FA0<< |  | 0 | 7
3SB3247-0AA61-0CC0 |  | 3SB3247-0AA61-0CC0 | 1 | UN | 1 | 10 | C | D | N | N | 85365019 | 1 | 4011209612501 | 0.053 | KG | 36.67 | 36.67 | CP20 | CP20 | 22MM PLASTIC ROUND COMPLETE UNIT COMBINATION: ILLUMINATED PUSHBUTTON MOMENTARY CONTACT TYPE WITH FLAT BUTTON ILLUMINATED WITH INTEGRATED LED 24V AC/DC SPRING-LOADED TERMINAL, 1NO+1NC WITH HOLDER WHITE !!! Phased-out product !!! SIRIUS ACT 3SU1 is suc Preferred successor ty >>3SU1102-0AB60-3FA0 << | - | 0 | 7
3SB3247-0AA71 |  | 3SB3247-0AA71 | 1 | UN | 1 | 10 | C | D | N | N | 85365019 | 1 | 4011209521247 | 0.058 | KG | 34.96 | 34.96 | CP20 | CP20 | 22MM PLASTIC ROUND COMPLETE UNIT COMBINATION: ILLUMINATED PUSHBUTTON MOMENTARY CONTACT TYPE WITH FLAT BUTTON ILLUMINATED WITH INTEGRATED LED 24V AC/DC SCREW TERMINAL, 1NO+1NC WITH HOLDER CLEAR !!! Phased-out product !!! SIRIUS ACT 3SU1 is successor Preferred successor ty >>3SU1102-0AB70-1FA0<< |  | 0 | 7
3SB3247-0AA71-0CC0 |  | 3SB3247-0AA71-0CC0 | 1 | UN | 1 | 10 | C | D | N | N | 85365019 | 1 | 4011209637269 | 0.055 | KG | 36.67 | 36.67 | CP20 | CP20 | 22MM PLASTIC ROUND COMPLETE UNIT COMBINATION: ILLUMINATED PUSHBUTTON MOMENTARY CONTACT TYPE WITH FLAT BUTTON ILLUMINATED WITH INTEGRATED LED 24V AC/DC SPRING-LOADED TERMINAL, 1NO+1NC WITH HOLDER CLEAR !!! Phased-out product !!! SIRIUS ACT 3SU1 is suc Preferred successor ty >>3SU1102-0AB70-3FA0 << | - | 0 | 7
3SB3248-6AA20 |  | 3SB3248-6AA20 | 1 | UN | 1 | 10 | C | D | N | N | 85366190 | 1 | 4011209521926 | 0.04 | KG | 27.93 | 27.93 | CP20 | CP20 | 22MM PLASTIC ROUND COMPLETE UNIT COMBINATION: INDICATOR LIGHT WITH SMOOTH LENSE ILLUMINATED WITH INTEGRATED LED 110V AC SCREW TERMINAL WITH HOLDER RED !!! Phased-out product !!! SIRIUS ACT 3SU1 is successor Preferred successor type is >>3SU1103-6AA20-1AA0<< | - | 0 | 7
3SB3248-6AA30 |  | 3SB3248-6AA30 | 1 | UN | 1 | 10 | C | D | N | N | 85366190 | 1 | 4011209521933 | 0.04 | KG | 27.93 | 27.93 | CP20 | CP20 | 22MM PLASTIC ROUND COMPLETE UNIT COMBINATION: INDICATOR LIGHT WITH SMOOTH LENSE ILLUMINATED WITH INTEGRATED LED 110V AC SCREW TERMINAL WITH HOLDER YELLOW !!! Phased-out product !!! SIRIUS ACT 3SU1 is successor Preferred successor type is >>3SU1103-6AA30-1AA0<< | - | 0 | 7
3SB3248-6AA40 |  | 3SB3248-6AA40 | 1 | UN | 1 | 10 | C | D | N | N | 85366190 | 1 | 4011209521940 | 0.04 | KG | 27.93 | 27.93 | CP20 | CP20 | 22MM PLASTIC ROUND COMPLETE UNIT COMBINATION: INDICATOR LIGHT WITH SMOOTH LENSE ILLUMINATED WITH INTEGRATED LED 110V AC SCREW TERMINAL WITH HOLDER GREEN !!! Phased-out product !!! SIRIUS ACT 3SU1 is successor Preferred successor type is >>3SU1103-6AA40-1AA0<< | - | 0 | 7
3SB3248-6AA50 |  | 3SB3248-6AA50 | 1 | UN | 1 | 10 | C | D | N | N | 85366190 | 1 | 4011209521957 | 0.04 | KG | 27.93 | 27.93 | CP20 | CP20 | 22MM PLASTIC ROUND COMPLETE UNIT COMBINATION: INDICATOR LIGHT WITH SMOOTH LENSE ILLUMINATED WITH INTEGRATED LED 110V AC SCREW TERMINAL WITH HOLDER BLUE !!! Phased-out product !!! SIRIUS ACT 3SU1 is successor Preferred successor type is >>3SU1103-6AA50-1AA0<< | - | 0 | 7
3SB3248-6AA60 |  | 3SB3248-6AA60 | 1 | UN | 1 | 10 | C | D | N | N | 85366190 | 1 | 4011209521964 | 0.041 | KG | 27.93 | 27.93 | CP20 | CP20 | 22MM PLASTIC ROUND COMPLETE UNIT COMBINATION: INDICATOR LIGHT WITH SMOOTH LENSE ILLUMINATED WITH INTEGRATED LED 110V AC SCREW TERMINAL WITH HOLDER WHITE !!! Phased-out product !!! SIRIUS ACT 3SU1 is successor Preferred successor type is >>3SU1103-6AA60-1AA0<< | - | 0 | 7
3SB3248-6AA70 |  | 3SB3248-6AA70 | 1 | UN | 1 | 10 | C | D | N | N | 85366190 | 1 | 4011209521971 | 0.042 | KG | 27.93 | 27.93 | CP20 | CP20 | 22MM PLASTIC ROUND COMPLETE UNIT COMBINATION: INDICATOR LIGHT WITH SMOOTH LENSE ILLUMINATED WITH INTEGRATED LED 110V AC SCREW TERMINAL WITH HOLDER CLEAR !!! Phased-out product !!! SIRIUS ACT 3SU1 is successor Preferred successor type is >>3SU1103-6AA70-1AA0<< | - | 0 | 7
3SB3248-6BA20 |  | 3SB3248-6BA20 | 1 | UN | 1 | 10 | C | D | N | N | 85366190 | 1 | 4011209521988 | 0.04 | KG | 27.93 | 27.93 | CP20 | CP20 | 22MM PLASTIC ROUND COMPLETE UNIT COMBINATION: INDICATOR LIGHT WITH CONCENTRIC RINGS ILLUMINATED WITH INTEGRATED LED 110V AC SCREW TERMINAL WITH HOLDER RED !!! Phased-out product !!! SIRIUS ACT 3SU1 is successor Preferred successor type is >>3SU1103-6AA20-1AA0<< | - | 0 | 7
3SB3248-6BA30 |  | 3SB3248-6BA30 | 1 | UN | 1 | 10 | C | D | N | N | 85366190 | 1 | 4011209521995 | 0.037 | KG | 27.93 | 27.93 | CP20 | CP20 | 22MM PLASTIC ROUND COMPLETE UNIT COMBINATION: INDICATOR LIGHT WITH CONCENTRIC RINGS ILLUMINATED WITH INTEGRATED LED 110V AC SCREW TERMINAL WITH HOLDER YELLOW !!! Phased-out product !!! SIRIUS ACT 3SU1 is successor Preferred successor type is >>3SU1103-6AA30-1AA0<< | - | 0 | 7
3SB3248-6BA40 |  | 3SB3248-6BA40 | 1 | UN | 1 | 10 | C | D | N | N | 85366190 | 1 | 4011209522008 | 0.039 | KG | 27.93 | 27.93 | CP20 | CP20 | 22MM PLASTIC ROUND COMPLETE UNIT COMBINATION: INDICATOR LIGHT WITH CONCENTRIC RINGS ILLUMINATED WITH INTEGRATED LED 110V AC SCREW TERMINAL WITH HOLDER GREEN !!! Phased-out product !!! SIRIUS ACT 3SU1 is successor Preferred successor type is >>3SU1103-6AA40-1AA0<< | - | 0 | 7
3SB3248-6BA50 |  | 3SB3248-6BA50 | 1 | UN | 1 | 10 | C | D | N | N | 85366190 | 1 | 4011209522015 | 0.04 | KG | 27.93 | 27.93 | CP20 | CP20 | 22MM PLASTIC ROUND COMPLETE UNIT COMBINATION: INDICATOR LIGHT WITH CONCENTRIC RINGS ILLUMINATED WITH INTEGRATED LED 110V AC SCREW TERMINAL WITH HOLDER BLUE !!! Phased-out product !!! SIRIUS ACT 3SU1 is successor Preferred successor type is >>3SU1103-6AA50-1AA0<< | - | 0 | 7
3SB3248-6BA60 |  | 3SB3248-6BA60 | 1 | UN | 1 | 10 | C | D | N | N | 85366190 | 1 | 4011209522022 | 0.039 | KG | 27.93 | 27.93 | CP20 | CP20 | 22MM PLASTIC ROUND COMPLETE UNIT COMBINATION: INDICATOR LIGHT WITH CONCENTRIC RINGS ILLUMINATED WITH INTEGRATED LED 110V AC SCREW TERMINAL WITH HOLDER WHITE !!! Phased-out product !!! SIRIUS ACT 3SU1 is successor Preferred successor type is >>3SU1103-6AA60-1AA0<< | - | 0 | 7
3SB3248-6BA70 |  | 3SB3248-6BA70 | 1 | UN | 1 | 10 | C | D | N | N | 85366190 | 1 | 4011209522039 | 0.04 | KG | 27.93 | 27.93 | CP20 | CP20 | 22MM PLASTIC ROUND COMPLETE UNIT COMBINATION: INDICATOR LIGHT WITH CONCENTRIC RINGS ILLUMINATED WITH INTEGRATED LED 110V AC SCREW TERMINAL WITH HOLDER CLEAR !!! Phased-out product !!! SIRIUS ACT 3SU1 is successor Preferred successor type is >>3SU1103-6AA70-1AA0<< | - | 0 | 7
3SB3250-0AA21 |  | 3SB3250-0AA21 | 1 | UN | 1 | 10 | C | D | N | N | 85365080 | 1 | 4011209521254 | 0.05 | KG | 39.43 | 39.43 | CP20 | CP20 | 22MM PLASTIC ROUND COMPLETE UNIT COMBINATION: ILLUMINATED PUSHBUTTON MOMENTARY CONTACT TYPE WITH FLAT BUTTON ILLUMINATED WITH INTEGRATED LED 110V AC SCREW TERMINAL, 1NC WITH HOLDER RED !!! Phased-out product !!! SIRIUS ACT 3SU1 is successor Preferred successor ty >>3SU1103-0AB20-1CA0<< | - | 0 | 7
3SB3251-0AA21 |  | 3SB3251-0AA21 | 1 | UN | 1 | 10 | C | D | N | N | 85365080 | 1 | 4011209521315 | 0.06 | KG | 43.04 | 43.04 | CP20 | CP20 | 22MM PLASTIC ROUND COMPLETE UNIT COMBINATION: ILLUMINATED PUSHBUTTON MOMENTARY CONTACT TYPE WITH FLAT BUTTON ILLUMINATED WITH INTEGRATED LED 110V AC SCREW TERMINAL, 1NO+1NC WITH HOLDER RED !!! Phased-out product !!! SIRIUS ACT 3SU1 is successor Preferred successor ty >>3SU1103-0AB20-1FA0<< | - | 0 | 7
3SB3251-0AA31 |  | 3SB3251-0AA31 | 1 | UN | 1 | 10 | C | D | N | N | 85365080 | 1 | 4011209521322 | 0.058 | KG | 43.04 | 43.04 | CP20 | CP20 | 22MM PLASTIC ROUND COMPLETE UNIT COMBINATION: ILLUMINATED PUSHBUTTON MOMENTARY CONTACT TYPE WITH FLAT BUTTON ILLUMINATED WITH INTEGRATED LED 110V AC SCREW TERMINAL, 1NO+1NC WITH HOLDER YELLOW !!! Phased-out product !!! SIRIUS ACT 3SU1 is successor Preferred successor ty >>3SU1103-0AB30-1FA0<< | - | 0 | 7
3SB3251-0AA41 |  | 3SB3251-0AA41 | 1 | UN | 1 | 10 | C | D | N | N | 85365080 | 1 | 4011209521339 | 0.059 | KG | 43.04 | 43.04 | CP20 | CP20 | 22MM PLASTIC ROUND COMPLETE UNIT COMBINATION: ILLUMINATED PUSHBUTTON MOMENTARY CONTACT TYPE WITH FLAT BUTTON ILLUMINATED WITH INTEGRATED LED 110V AC SCREW TERMINAL, 1NO+1NC WITH HOLDER GREEN !!! Phased-out product !!! SIRIUS ACT 3SU1 is successor Preferred successor ty >>3SU1103-0AB40-1FA0<< | - | 0 | 7
3SB3251-0AA51 |  | 3SB3251-0AA51 | 1 | UN | 1 | 10 | C | D | N | N | 85365080 | 1 | 4011209521346 | 0.059 | KG | 43.04 | 43.04 | CP20 | CP20 | 22MM PLASTIC ROUND COMPLETE UNIT COMBINATION: ILLUMINATED PUSHBUTTON MOMENTARY CONTACT TYPE WITH FLAT BUTTON ILLUMINATED WITH INTEGRATED LED 110V AC SCREW TERMINAL, 1NO+1NC WITH HOLDER BLUE !!! Phased-out product !!! SIRIUS ACT 3SU1 is successor Preferred successor ty >>3SU1103-0AB50-1FA0<< | - | 0 | 7
3SB3251-0AA61 |  | 3SB3251-0AA61 | 1 | UN | 1 | 10 | C | D | N | N | 85365080 | 1 | 4011209521353 | 0.059 | KG | 43.04 | 43.04 | CP20 | CP20 | 22MM PLASTIC ROUND COMPLETE UNIT COMBINATION: ILLUMINATED PUSHBUTTON MOMENTARY CONTACT TYPE WITH FLAT BUTTON ILLUMINATED WITH INTEGRATED LED 110V AC SCREW TERMINAL, 1NO+1NC WITH HOLDER WHITE !!! Phased-out product !!! SIRIUS ACT 3SU1 is successor Preferred successor ty >>3SU1103-0AB60-1FA0<< | - | 0 | 7
3SB3251-0AA71 |  | 3SB3251-0AA71 | 1 | UN | 1 | 10 | C | D | N | N | 85365080 | 1 | 4011209521360 | 0.06 | KG | 43.04 | 43.04 | CP20 | CP20 | 22MM PLASTIC ROUND COMPLETE UNIT COMBINATION: ILLUMINATED PUSHBUTTON MOMENTARY CONTACT TYPE WITH FLAT BUTTON ILLUMINATED WITH INTEGRATED LED 110V AC SCREW TERMINAL, 1NO+1NC WITH HOLDER CLEAR !!! Phased-out product !!! SIRIUS ACT 3SU1 is successor Preferred successor ty >>3SU1103-0AB70-1FA0<< | - | 0 | 7
3SB3252-6AA20 |  | 3SB3252-6AA20 | 1 | UN | 1 | 2 | A | D | N | N | 85366190 | 1 | 4011209522107 | 0.04 | KG | 27.93 | 27.93 | CP20 | CP20 | 22MM PLASTIC ROUND COMPLETE UNIT COMBINATION: INDICATOR LIGHT WITH SMOOTH LENSE ILLUMINATED WITH INTEGRATED LED 230V AC SCREW TERMINAL WITH HOLDER RED !!! Phased-out product !!! SIRIUS ACT 3SU1 is successor Preferred successor type is >>3SU1106-6AA20-1AA0<< |  | 0 | 7
3SB3252-6AA20-0CC0 |  | 3SB3252-6AA20-0CC0 | 1 | UN | 1 | 10 | C | D | N | N | 85318070 | 1 | 4011209637320 | 0.038 | KG | 30.31 | 30.31 | CP20 | CP20 | 22MM PLASTIC ROUND COMPLETE UNIT COMBINATION: INDICATOR LIGHT WITH SMOOTH LENSE ILLUMINATED WITH INTEGRATED LED 230V AC SPRING-LOADED TERMINAL WITH HOLDER RED !!! Phased-out product !!! SIRIUS ACT 3SU1 is successor Preferred successor type is >>3SU1106-6AA20-3AA0<< | - | 0 | 7
3SB3252-6AA20-Z | B01 | 3SB3252-6AA20-ZB01 | 1 | UN | 1 | 10 | C | D | N | N | 85366190 | 1 | 4011209745100 | 0.025 | KG | 26.41 | 26.41 | CP20 | CP20 | COMPLETE UNIT, ROUND INDICATOR LIGHT W/ SMOOTH LENSE,INTEGRATED LED 230V AC, RED SCREW TERMINAL W/O HOLDER | - | 0 | 7
3SB3252-6AA30 |  | 3SB3252-6AA30 | 1 | UN | 1 | 10 | C | D | N | N | 85366190 | 1 | 4011209522114 | 0.04 | KG | 27.93 | 27.93 | CP20 | CP20 | 22MM PLASTIC ROUND COMPLETE UNIT COMBINATION: INDICATOR LIGHT WITH SMOOTH LENSE ILLUMINATED WITH INTEGRATED LED 230V AC SCREW TERMINAL WITH HOLDER YELLOW !!! Phased-out product !!! SIRIUS ACT 3SU1 is successor Preferred successor type is >>3SU1106-6AA30-1AA0<< |  | 0 | 7
3SB3252-6AA30-0CC0 |  | 3SB3252-6AA30-0CC0 | 1 | UN | 1 | 10 | C | D | N | N | 85366190 | 1 | 4011209637337 | 0.037 | KG | 30.31 | 30.31 | CP20 | CP20 | 22MM PLASTIC ROUND COMPLETE UNIT COMBINATION: INDICATOR LIGHT WITH SMOOTH LENSE ILLUMINATED WITH INTEGRATED LED 230V AC SPRING-LOADED TERMINAL WITH HOLDER YELLOW !!! Phased-out product !!! SIRIUS ACT 3SU1 is successor Preferred successor type is >>3SU1106-6AA30-3AA0<< | - | 0 | 7
3SB3252-6AA40 |  | 3SB3252-6AA40 | 1 | UN | 1 | 2 | A | D | N | N | 85366190 | 1 | 4011209522121 | 0.037 | KG | 27.93 | 27.93 | CP20 | CP20 | 22MM PLASTIC ROUND COMPLETE UNIT COMBINATION: INDICATOR LIGHT WITH SMOOTH LENSE ILLUMINATED WITH INTEGRATED LED 230V AC SCREW TERMINAL WITH HOLDER GREEN !!! Phased-out product !!! SIRIUS ACT 3SU1 is successor Preferred successor type is >>3SU1106-6AA40-1AA0<< |  | 0 | 7
3SB3252-6AA40-0CC0 |  | 3SB3252-6AA40-0CC0 | 1 | UN | 1 | 10 | C | D | N | N | 85366190 | 1 | 4011209637344 | 0.038 | KG | 30.31 | 30.31 | CP20 | CP20 | 22MM PLASTIC ROUND COMPLETE UNIT COMBINATION: INDICATOR LIGHT WITH SMOOTH LENSE ILLUMINATED WITH INTEGRATED LED 230V AC SPRING-LOADED TERMINAL WITH HOLDER GREEN !!! Phased-out product !!! SIRIUS ACT 3SU1 is successor Preferred successor type is >>3SU1106-6AA40-3AA0<< | - | 0 | 7
3SB3252-6AA40-Z | B01 | 3SB3252-6AA40-ZB01 | 1 | UN | 1 | 10 | C | D | N | N | 85366190 | 1 | 4011209745117 | 0.025 | KG | 26.41 | 26.41 | CP20 | CP20 | COMPLETE UNIT, ROUND INDICATOR LIGHT W/ SMOOTH LENSE, INTEGRATED LED 230V AC, GREEN SCREW TERMINAL W/O HOLDER | - | 0 | 7
3SB3252-6AA50 |  | 3SB3252-6AA50 | 1 | UN | 1 | 10 | C | D | N | N | 85366190 | 1 | 4011209522138 | 0.04 | KG | 27.93 | 27.93 | CP20 | CP20 | 22MM PLASTIC ROUND COMPLETE UNIT COMBINATION: INDICATOR LIGHT WITH SMOOTH LENSE ILLUMINATED WITH INTEGRATED LED 230V AC SCREW TERMINAL WITH HOLDER BLUE !!! Phased-out product !!! SIRIUS ACT 3SU1 is successor Preferred successor type is >>3SU1106-6AA50-1AA0<< |  | 0 | 7
3SB3252-6AA50-0CC0 |  | 3SB3252-6AA50-0CC0 | 1 | UN | 1 | 10 | C | D | N | N | 85366190 | 1 | 4011209637351 | 0.037 | KG | 30.31 | 30.31 | CP20 | CP20 | 22MM PLASTIC ROUND COMPLETE UNIT COMBINATION: INDICATOR LIGHT WITH SMOOTH LENSE ILLUMINATED WITH INTEGRATED LED 230V AC SPRING-LOADED TERMINAL WITH HOLDER BLUE !!! Phased-out product !!! SIRIUS ACT 3SU1 is successor Preferred successor type is >>3SU1106-6AA50-3AA0<< | - | 0 | 7
3SB3252-6AA60 |  | 3SB3252-6AA60 | 1 | UN | 1 | 10 | C | D | N | N | 85366190 | 1 | 4011209522145 | 0.039 | KG | 27.93 | 27.93 | CP20 | CP20 | 22MM PLASTIC ROUND COMPLETE UNIT COMBINATION: INDICATOR LIGHT WITH SMOOTH LENSE ILLUMINATED WITH INTEGRATED LED 230V AC SCREW TERMINAL WITH HOLDER WHITE !!! Phased-out product !!! SIRIUS ACT 3SU1 is successor Preferred successor type is >>3SU1106-6AA60-1AA0<< |  | 0 | 7
3SB3252-6AA60-0CC0 |  | 3SB3252-6AA60-0CC0 | 1 | UN | 1 | 10 | C | D | N | N | 85366190 | 1 | 4011209637368 | 0.038 | KG | 30.31 | 30.31 | CP20 | CP20 | 22MM PLASTIC ROUND COMPLETE UNIT COMBINATION: INDICATOR LIGHT WITH SMOOTH LENSE ILLUMINATED WITH INTEGRATED LED 230V AC SPRING-LOADED TERMINAL WITH HOLDER WHITE !!! Phased-out product !!! SIRIUS ACT 3SU1 is successor Preferred successor type is >>3SU1106-6AA60-3AA0<< | - | 0 | 7
3SB3252-6AA60-Z | B01 | 3SB3252-6AA60-ZB01 | 1 | UN | 1 | 10 | C | D | N | N | 85366190 | 1 | 4011209745124 | 0.03 | KG | 26.41 | 26.41 | CP20 | CP20 | 22MM PLASTIC ROUND COMPLETE UNIT COMBINATION: INDICATOR LIGHT WITH SMOOTH LENSE ILLUMINATED WITH INTEGRATED LED 230V AC SCREW TERMINAL Z=WITHOUT HOLDER WHITE | - | 0 | 7
3SB3252-6AA70 |  | 3SB3252-6AA70 | 1 | UN | 1 | 2 | A | D | N | N | 85366190 | 1 | 4011209522152 | 0.04 | KG | 27.93 | 27.93 | CP20 | CP20 | 22MM PLASTIC ROUND COMPLETE UNIT COMBINATION: INDICATOR LIGHT WITH SMOOTH LENSE ILLUMINATED WITH INTEGRATED LED 230V AC SCREW TERMINAL WITH HOLDER CLEAR !!! Phased-out product !!! SIRIUS ACT 3SU1 is successor Preferred successor type is >>3SU1106-6AA70-1AA0<< |  | 0 | 7
3SB3252-6AA70-0CC0 |  | 3SB3252-6AA70-0CC0 | 1 | UN | 1 | 10 | C | D | N | N | 85366190 | 1 | 4011209637375 | 0.037 | KG | 30.31 | 30.31 | CP20 | CP20 | 22MM PLASTIC ROUND COMPLETE UNIT COMBINATION: INDICATOR LIGHT WITH SMOOTH LENSE ILLUMINATED WITH INTEGRATED LED 230V AC SPRING-LOADED TERMINAL WITH HOLDER CLEAR !!! Phased-out product !!! SIRIUS ACT 3SU1 is successor Preferred successor type is >>3SU1106-6AA70-3AA0<< | - | 0 | 7
3SB3252-6AA70-Z | B01 | 3SB3252-6AA70-ZB01 | 1 | UN | 1 | 10 | C | D | N | N | 85366190 | 1 | 4011209748446 | 0.03 | KG | 26.41 | 26.41 | CP20 | CP20 | COMPACT UNIT ROUND INDICATOR LAMP WITH SMOOTH LENS INTEGRATED LED AC 230V, CLEAR, SCREW TERMINAL Z=WITHOUT HOLDER | - | 0 | 7
3SB3252-6BA20 |  | 3SB3252-6BA20 | 1 | UN | 1 | 2 | A | D | N | N | 85366190 | 1 | 4011209522046 | 0.04 | KG | 27.93 | 27.93 | CP20 | CP20 | 22MM PLASTIC ROUND COMPLETE UNIT COMBINATION: INDICATOR LIGHT WITH CONCENTRIC RINGS ILLUMINATED WITH INTEGRATED LED 230V AC SCREW TERMINAL WITH HOLDER RED !!! Phased-out product !!! SIRIUS ACT 3SU1 is successor Preferred successor type is >>3SU1106-6AA20-1AA0<< |  | 0 | 7
3SB3252-6BA20-0CC0 |  | 3SB3252-6BA20-0CC0 | 1 | UN | 1 | 10 | C | D | N | N | 85366190 | 1 | 4011209612372 | 0.04 | KG | 30.31 | 30.31 | CP20 | CP20 | 22MM PLASTIC ROUND COMPLETE UNIT COMBINATION: INDICATOR LIGHT WITH CONCENTRIC RINGS ILLUMINATED WITH INTEGRATED LED 230V AC SPRING-LOADED TERMINAL WITH HOLDER RED !!! Phased-out product !!! SIRIUS ACT 3SU1 is successor Preferred successor type is >>3SU1106-6AA20-3AA0<< | - | 0 | 7
3SB3252-6BA30 |  | 3SB3252-6BA30 | 1 | UN | 1 | 10 | C | D | N | N | 85366190 | 1 | 4011209522053 | 0.04 | KG | 27.93 | 27.93 | CP20 | CP20 | 22MM PLASTIC ROUND COMPLETE UNIT COMBINATION: INDICATOR LIGHT WITH CONCENTRIC RINGS ILLUMINATED WITH INTEGRATED LED 230V AC SCREW TERMINAL WITH HOLDER YELLOW !!! Phased-out product !!! SIRIUS ACT 3SU1 is successor Preferred successor type is >>3SU1106-6AA30-1AA0<< |  | 0 | 7
3SB3252-6BA30-0CC0 |  | 3SB3252-6BA30-0CC0 | 1 | UN | 1 | 10 | C | D | N | N | 85366190 | 1 | 4011209637382 | 0.037 | KG | 30.31 | 30.31 | CP20 | CP20 | 22MM PLASTIC ROUND COMPLETE UNIT COMBINATION: INDICATOR LIGHT WITH CONCENTRIC RINGS ILLUMINATED WITH INTEGRATED LED 230V AC SPRING-LOADED TERMINAL WITH HOLDER YELLOW !!! Phased-out product !!! SIRIUS ACT 3SU1 is successor Preferred successor type is >>3SU1106-6AA30-3AA0<< | - | 0 | 7
3SB3252-6BA40 |  | 3SB3252-6BA40 | 1 | UN | 1 | 2 | A | D | N | N | 85366190 | 1 | 4011209522060 | 0.04 | KG | 27.93 | 27.93 | CP20 | CP20 | 22MM PLASTIC ROUND COMPLETE UNIT COMBINATION: INDICATOR LIGHT WITH CONCENTRIC RINGS ILLUMINATED WITH INTEGRATED LED 230V AC SCREW TERMINAL WITH HOLDER GREEN !!! Phased-out product !!! SIRIUS ACT 3SU1 is successor Preferred successor type is >>3SU1106-6AA40-1AA0<< |  | 0 | 7
3SB3252-6BA40-0CC0 |  | 3SB3252-6BA40-0CC0 | 1 | UN | 1 | 10 | C | D | N | N | 85366190 | 1 | 4011209612389 | 0.018 | KG | 30.31 | 30.31 | CP20 | CP20 | 22MM PLASTIC ROUND COMPLETE UNIT COMBINATION: INDICATOR LIGHT WITH CONCENTRIC RINGS ILLUMINATED WITH INTEGRATED LED 230V AC SPRING-LOADED TERMINAL WITH HOLDER GREEN !!! Phased-out product !!! SIRIUS ACT 3SU1 is successor Preferred successor type is >>3SU1106-6AA40-3AA0<< | - | 0 | 7
3SB3252-6BA50 |  | 3SB3252-6BA50 | 1 | UN | 1 | 10 | C | D | N | N | 85366190 | 1 | 4011209522077 | 0.04 | KG | 27.93 | 27.93 | CP20 | CP20 | 22MM PLASTIC ROUND COMPLETE UNIT COMBINATION: INDICATOR LIGHT WITH CONCENTRIC RINGS ILLUMINATED WITH INTEGRATED LED 230V AC SCREW TERMINAL WITH HOLDER BLUE !!! Phased-out product !!! SIRIUS ACT 3SU1 is successor Preferred successor type is >>3SU1106-6AA50-1AA0<< |  | 0 | 7
3SB3252-6BA50-0CC0 |  | 3SB3252-6BA50-0CC0 | 1 | UN | 1 | 10 | C | D | N | N | 85366190 | 1 | 4011209637399 | 0.053 | KG | 30.31 | 30.31 | CP20 | CP20 | 22MM PLASTIC ROUND COMPLETE UNIT COMBINATION: INDICATOR LIGHT WITH CONCENTRIC RINGS ILLUMINATED WITH INTEGRATED LED 230V AC SPRING-LOADED TERMINAL WITH HOLDER BLUE !!! Phased-out product !!! SIRIUS ACT 3SU1 is successor Preferred successor type is >>3SU1106-6AA50-3AA0<< | - | 0 | 7
3SB3252-6BA60 |  | 3SB3252-6BA60 | 1 | UN | 1 | 10 | C | D | N | N | 85366190 | 1 | 4011209522084 | 0.039 | KG | 27.93 | 27.93 | CP20 | CP20 | 22MM PLASTIC ROUND COMPLETE UNIT COMBINATION: INDICATOR LIGHT WITH CONCENTRIC RINGS ILLUMINATED WITH INTEGRATED LED 230V AC SCREW TERMINAL WITH HOLDER WHITE !!! Phased-out product !!! SIRIUS ACT 3SU1 is successor Preferred successor type is >>3SU1106-6AA60-1AA0<< |  | 0 | 7
3SB3252-6BA60-0CC0 |  | 3SB3252-6BA60-0CC0 | 1 | UN | 1 | 10 | C | D | N | N | 85366190 | 1 | 4011209612396 | 0.035 | KG | 30.31 | 30.31 | CP20 | CP20 | 22MM PLASTIC ROUND COMPLETE UNIT COMBINATION: INDICATOR LIGHT WITH CONCENTRIC RINGS ILLUMINATED WITH INTEGRATED LED 230V AC SPRING-LOADED TERMINAL WITH HOLDER WHITE !!! Phased-out product !!! SIRIUS ACT 3SU1 is successor Preferred successor type is >>3SU1106-6AA60-3AA0<< | - | 0 | 7
3SB3252-6BA70 |  | 3SB3252-6BA70 | 1 | UN | 1 | 2 | A | D | N | N | 85366190 | 1 | 4011209522091 | 0.04 | KG | 27.93 | 27.93 | CP20 | CP20 | 22MM PLASTIC ROUND COMPLETE UNIT COMBINATION: INDICATOR LIGHT WITH CONCENTRIC RINGS ILLUMINATED WITH INTEGRATED LED 230V AC SCREW TERMINAL WITH HOLDER CLEAR !!! Phased-out product !!! SIRIUS ACT 3SU1 is successor Preferred successor type is >>3SU1106-6AA70-1AA0<< |  | 0 | 7
3SB3252-6BA70-0CC0 |  | 3SB3252-6BA70-0CC0 | 1 | UN | 1 | 10 | C | D | N | N | 85366190 | 1 | 4011209637405 | 0.05 | KG | 30.31 | 30.31 | CP20 | CP20 | 22MM PLASTIC ROUND COMPLETE UNIT COMBINATION: INDICATOR LIGHT WITH CONCENTRIC RINGS ILLUMINATED WITH INTEGRATED LED 230V AC SPRING-LOADED TERMINAL WITH HOLDER CLEAR !!! Phased-out product !!! SIRIUS ACT 3SU1 is successor Preferred successor type is >>3SU1106-6AA70-3AA0<< | - | 0 | 7
3SB3252-6BA70-Z | B01 | 3SB3252-6BA70-ZB01 | 1 | UN | 1 | 10 | C | D | N | N | 85366190 | 1 | 4011209748453 | 0.03 | KG | 26.41 | 26.41 | CP20 | CP20 | COMPACT UNIT ROUND INDICATOR LAMP WITH CONC. RINGS INTEGRATED LED AC 230V, CLEAR, SCREW TERMINAL Z=WITHOUT HOLDER | - | 0 | 7
3SB3253-0AA31 |  | 3SB3253-0AA31 | 1 | UN | 1 | 10 | C | D | N | N | 85365080 | 1 | 4011209521384 | 0.053 | KG | 39.43 | 39.43 | CP20 | CP20 | 22MM PLASTIC ROUND COMPLETE UNIT COMBINATION: ILLUMINATED PUSHBUTTON MOMENTARY CONTACT TYPE WITH FLAT BUTTON ILLUMINATED WITH INTEGRATED LED 230V AC SCREW TERMINAL, 1NO WITH HOLDER YELLOW !!! Phased-out product !!! SIRIUS ACT 3SU1 is successor Preferred successor ty >>3SU1106-0AB30-1BA0<< |  | 0 | 7
3SB3253-0AA31-0CC0 |  | 3SB3253-0AA31-0CC0 | 1 | UN | 1 | 10 | C | D | N | N | 85365080 | 1 | 4011209637412 | 0.044 | KG | 42.18 | 42.18 | CP20 | CP20 | 22MM PLASTIC ROUND COMPLETE UNIT COMBINATION: ILLUMINATED PUSHBUTTON MOMENTARY CONTACT TYPE WITH FLAT BUTTON ILLUMINATED WITH INTEGRATED LED 230V AC SPRING-LOADED TERMINAL, 1NO WITH HOLDER YELLOW !!! Phased-out product !!! SIRIUS ACT 3SU1 is successor Preferred successor ty >>3SU1001-0AB30-0AA0 + 3SU1500-0AA10-0AA0 + 3SU1400-1AA10-3BA0 + 3SU1401-1BF30-3AA0<< | - | 0 | 7
3SB3253-0AA41 |  | 3SB3253-0AA41 | 1 | UN | 1 | 2 | A | D | N | N | 85365080 | 1 | 4011209521391 | 0.052 | KG | 39.43 | 39.43 | CP20 | CP20 | 22MM PLASTIC ROUND COMPLETE UNIT COMBINATION: ILLUMINATED PUSHBUTTON MOMENTARY CONTACT TYPE WITH FLAT BUTTON ILLUMINATED WITH INTEGRATED LED 230V AC SCREW TERMINAL, 1NO WITH HOLDER GREEN !!! Phased-out product !!! SIRIUS ACT 3SU1 is successor Preferred successor ty >>3SU1106-0AB40-1BA0<< |  | 0 | 7
3SB3253-0AA41-0CC0 |  | 3SB3253-0AA41-0CC0 | 1 | UN | 1 | 10 | C | D | N | N | 85365080 | 1 | 4011209637429 | 0.047 | KG | 42.18 | 42.18 | CP20 | CP20 | 22MM PLASTIC ROUND COMPLETE UNIT COMBINATION: ILLUMINATED PUSHBUTTON MOMENTARY CONTACT TYPE WITH FLAT BUTTON ILLUMINATED WITH INTEGRATED LED 230V AC SPRING-LOADED TERMINAL, 1NO WITH HOLDER GREEN !!! Phased-out product !!! SIRIUS ACT 3SU1 is successor Preferred successor ty >>3SU1106-0AB40-3BA0<< | - | 0 | 7
3SB3253-0AA51 |  | 3SB3253-0AA51 | 1 | UN | 1 | 10 | C | D | N | N | 85365080 | 1 | 4011209521407 | 0.051 | KG | 39.43 | 39.43 | CP20 | CP20 | 22MM PLASTIC ROUND COMPLETE UNIT COMBINATION: ILLUMINATED PUSHBUTTON MOMENTARY CONTACT TYPE WITH FLAT BUTTON ILLUMINATED WITH INTEGRATED LED 230V AC SCREW TERMINAL, 1NO WITH HOLDER BLUE !!! Phased-out product !!! SIRIUS ACT 3SU1 is successor Preferred successor ty >>3SU1106-0AB50-1BA0<< |  | 0 | 7
3SB3253-0AA51-0CC0 |  | 3SB3253-0AA51-0CC0 | 1 | UN | 1 | 10 | C | D | N | N | 85365080 | 1 | 4011209637436 | 0.05 | KG | 42.18 | 42.18 | CP20 | CP20 | 22MM PLASTIC ROUND COMPLETE UNIT COMBINATION: ILLUMINATED PUSHBUTTON MOMENTARY CONTACT TYPE WITH FLAT BUTTON ILLUMINATED WITH INTEGRATED LED 230V AC SPRING-LOADED TERMINAL, 1NO WITH HOLDER BLUE !!! Phased-out product !!! SIRIUS ACT 3SU1 is successor Preferred successor ty >>3SU1001-0AB50-0AA0 + 3SU1401-1BF30-3AA0 + 3SU1400-1AA10-3BA0 + 3SU1500-0AA10-0AA0<< | - | 0 | 7
3SB3253-0AA61 |  | 3SB3253-0AA61 | 1 | UN | 1 | 10 | C | D | N | N | 85365080 | 1 | 4011209521414 | 0.08 | KG | 39.43 | 39.43 | CP20 | CP20 | 22MM PLASTIC ROUND COMPLETE UNIT COMBINATION: ILLUMINATED PUSHBUTTON MOMENTARY CONTACT TYPE WITH FLAT BUTTON ILLUMINATED WITH INTEGRATED LED 230V AC SCREW TERMINAL, 1NO WITH HOLDER WHITE !!! Phased-out product !!! SIRIUS ACT 3SU1 is successor Preferred successor ty >>3SU1106-0AB60-1BA0<< |  | 0 | 7
3SB3253-0AA61-0CC0 |  | 3SB3253-0AA61-0CC0 | 1 | UN | 1 | 10 | C | D | N | N | 85365080 | 1 | 4011209637443 | 0.046 | KG | 42.18 | 42.18 | CP20 | CP20 | 22MM PLASTIC ROUND COMPLETE UNIT COMBINATION: ILLUMINATED PUSHBUTTON MOMENTARY CONTACT TYPE WITH FLAT BUTTON ILLUMINATED WITH INTEGRATED LED 230V AC SPRING-LOADED TERMINAL, 1NO WITH HOLDER WHITE !!! Phased-out product !!! SIRIUS ACT 3SU1 is successor Preferred successor ty >>3SU1106-0AB60-3BA0<< | - | 0 | 7
3SB3253-0AA71 |  | 3SB3253-0AA71 | 1 | UN | 1 | 2 | A | D | N | N | 85365080 | 1 | 4011209521421 | 0.052 | KG | 39.43 | 39.43 | CP20 | CP20 | 22MM PLASTIC ROUND COMPLETE UNIT COMBINATION: ILLUMINATED PUSHBUTTON MOMENTARY CONTACT TYPE WITH FLAT BUTTON ILLUMINATED WITH INTEGRATED LED 230V AC SCREW TERMINAL, 1NO WITH HOLDER CLEAR !!! Phased-out product !!! SIRIUS ACT 3SU1 is successor Preferred successor ty >>3SU1106-0AB70-1BA0<< |  | 0 | 7
3SB3253-0AA71-0CC0 |  | 3SB3253-0AA71-0CC0 | 1 | UN | 1 | 10 | C | D | N | N | 85365080 | 1 | 4011209637450 | 0.045 | KG | 42.18 | 42.18 | CP20 | CP20 | 22MM PLASTIC ROUND COMPLETE UNIT COMBINATION: ILLUMINATED PUSHBUTTON MOMENTARY CONTACT TYPE WITH FLAT BUTTON ILLUMINATED WITH INTEGRATED LED 230V AC SPRING-LOADED TERMINAL, 1NO WITH HOLDER CLEAR !!! Phased-out product !!! SIRIUS ACT 3SU1 is successor Preferred successor ty >>3SU1106-0AB70-3BA0<< | - | 0 | 7
3SB3254-0AA21 |  | 3SB3254-0AA21 | 1 | UN | 1 | 2 | A | D | N | N | 85365080 | 1 | 4011209521377 | 0.052 | KG | 39.43 | 39.43 | CP20 | CP20 | 22MM PLASTIC ROUND COMPLETE UNIT COMBINATION: ILLUMINATED PUSHBUTTON MOMENTARY CONTACT TYPE WITH FLAT BUTTON ILLUMINATED WITH INTEGRATED LED 230V AC SCREW TERMINAL, 1NC WITH HOLDER RED !!! Phased-out product !!! SIRIUS ACT 3SU1 is successor Preferred successor ty >>3SU1106-0AB20-1CA0<< |  | 0 | 7
3SB3254-0AA21-0CC0 |  | 3SB3254-0AA21-0CC0 | 1 | UN | 1 | 10 | C | D | N | N | 85365080 | 1 | 4011209637276 | 0.046 | KG | 42.18 | 42.18 | CP20 | CP20 | 22MM PLASTIC ROUND COMPLETE UNIT COMBINATION: ILLUMINATED PUSHBUTTON MOMENTARY CONTACT TYPE WITH FLAT BUTTON ILLUMINATED WITH INTEGRATED LED 230V AC SPRING-LOADED TERMINAL, 1NC WITH HOLDER RED !!! Phased-out product !!! SIRIUS ACT 3SU1 is successor Preferred successor ty >>3SU1106-0AB20-3CA0<< | - | 0 | 7
3SB3255-0AA21 |  | 3SB3255-0AA21 | 1 | UN | 1 | 10 | C | D | N | N | 85365080 | 1 | 4011209521438 | 0.059 | KG | 43.04 | 43.04 | CP20 | CP20 | 22MM PLASTIC ROUND COMPLETE UNIT COMBINATION: ILLUMINATED PUSHBUTTON MOMENTARY CONTACT TYPE WITH FLAT BUTTON ILLUMINATED WITH INTEGRATED LED 230V AC SCREW TERMINAL, 1NO+1NC WITH HOLDER RED !!! Phased-out product !!! SIRIUS ACT 3SU1 is successor Preferred successor ty >>3SU1106-0AB20-1FA0<< |  | 0 | 7
3SB3255-0AA21-0CC0 |  | 3SB3255-0AA21-0CC0 | 1 | UN | 1 | 10 | C | D | N | N | 85365080 | 1 | 4011209637283 | 0.055 | KG | 46.17 | 46.17 | CP20 | CP20 | 22MM PLASTIC ROUND COMPLETE UNIT COMBINATION: ILLUMINATED PUSHBUTTON MOMENTARY CONTACT TYPE WITH FLAT BUTTON ILLUMINATED WITH INTEGRATED LED 230V AC SPRING-LOADED TERMINAL, 1NO+1NC WITH HOLDER RED !!! Phased-out product !!! SIRIUS ACT 3SU1 is successor Preferred successor ty >>3SU1106-0AB20-3FA0<< | - | 0 | 7
3SB3255-0AA21-Z | B01 | 3SB3255-0AA21-ZB01 | 1 | UN | 1 | 10 | C | D | N | N | 85365080 | 1 | 4011209744981 | 0.05 | KG | 41.52 | 41.52 | CP20 | CP20 | 22MM PLASTIC ROUND COMPLETE UNIT COMBINATION: ILLUMINATED PUSHBUTTON MOMENTARY CONTACT TYPE WITH FLAT BUTTON ILLUMINATED WITH INTEGRATED LED 230V AC SCREW TERMINAL, 1NO+1NC Z=WITHOUT HOLDER RED | - | 0 | 7
3SB3255-0AA31 |  | 3SB3255-0AA31 | 1 | UN | 1 | 10 | C | D | N | N | 85365080 | 1 | 4011209521445 | 0.057 | KG | 43.04 | 43.04 | CP20 | CP20 | 22MM PLASTIC ROUND COMPLETE UNIT COMBINATION: ILLUMINATED PUSHBUTTON MOMENTARY CONTACT TYPE WITH FLAT BUTTON ILLUMINATED WITH INTEGRATED LED 230V AC SCREW TERMINAL, 1NO+1NC WITH HOLDER YELLOW !!! Phased-out product !!! SIRIUS ACT 3SU1 is successor Preferred successor ty >>3SU1106-0AB30-1FA0<< |  | 0 | 7
3SB3255-0AA31-0CC0 |  | 3SB3255-0AA31-0CC0 | 1 | UN | 1 | 10 | C | D | N | N | 85365080 | 1 | 4011209637306 | 0.056 | KG | 46.17 | 46.17 | CP20 | CP20 | 22MM PLASTIC ROUND COMPLETE UNIT COMBINATION: ILLUMINATED PUSHBUTTON MOMENTARY CONTACT TYPE WITH FLAT BUTTON ILLUMINATED WITH INTEGRATED LED 230V AC SPRING-LOADED TERMINAL, 1NO+1NC WITH HOLDER YELLOW !!! Phased-out product !!! SIRIUS ACT 3SU1 is successor Preferred successor ty >>3SU1106-0AB30-3FA0<< | - | 0 | 7
3SB3255-0AA41 |  | 3SB3255-0AA41 | 1 | UN | 1 | 10 | C | D | N | N | 85365080 | 1 | 4011209521452 | 0.058 | KG | 43.04 | 43.04 | CP20 | CP20 | 22MM PLASTIC ROUND COMPLETE UNIT COMBINATION: ILLUMINATED PUSHBUTTON MOMENTARY CONTACT TYPE WITH FLAT BUTTON ILLUMINATED WITH INTEGRATED LED 230V AC SCREW TERMINAL, 1NO+1NC WITH HOLDER GREEN !!! Phased-out product !!! SIRIUS ACT 3SU1 is successor Preferred successor ty >>3SU1106-0AB40-1FA0<< |  | 0 | 7
3SB3255-0AA41-0CC0 |  | 3SB3255-0AA41-0CC0 | 1 | UN | 1 | 10 | C | D | N | N | 85365080 | 1 | 4011209612518 | 0.058 | KG | 46.17 | 46.17 | CP20 | CP20 | 22MM PLASTIC ROUND COMPLETE UNIT COMBINATION: ILLUMINATED PUSHBUTTON MOMENTARY CONTACT TYPE WITH FLAT BUTTON ILLUMINATED WITH INTEGRATED LED 230V AC SPRING-LOADED TERMINAL, 1NO+1NC WITH HOLDER GREEN !!! Phased-out product !!! SIRIUS ACT 3SU1 is successor Preferred successor ty >>3SU1106-0AB40-3FA0<< | - | 0 | 7
3SB3255-0AA51 |  | 3SB3255-0AA51 | 1 | UN | 1 | 10 | C | D | N | N | 85365080 | 1 | 4011209521469 | 0.06 | KG | 43.04 | 43.04 | CP20 | CP20 | 22MM PLASTIC ROUND COMPLETE UNIT COMBINATION: ILLUMINATED PUSHBUTTON MOMENTARY CONTACT TYPE WITH FLAT BUTTON ILLUMINATED WITH INTEGRATED LED 230V AC SCREW TERMINAL, 1NO+1NC WITH HOLDER BLUE !!! Phased-out product !!! SIRIUS ACT 3SU1 is successor Preferred successor ty >>3SU1106-0AB50-1FA0<< |  | 0 | 7
3SB3255-0AA51-0CC0 |  | 3SB3255-0AA51-0CC0 | 1 | UN | 1 | 10 | C | D | N | N | 85365080 | 1 | 4011209637290 | 0.058 | KG | 46.17 | 46.17 | CP20 | CP20 | 22MM PLASTIC ROUND COMPLETE UNIT COMBINATION: ILLUMINATED PUSHBUTTON MOMENTARY CONTACT TYPE WITH FLAT BUTTON ILLUMINATED WITH INTEGRATED LED 230V AC SPRING-LOADED TERMINAL, 1NO+1NC WITH HOLDER BLUE !!! Phased-out product !!! SIRIUS ACT 3SU1 is successor Preferred successor ty >>3SU1106-0AB50-3FA0<< | - | 0 | 7
3SB3255-0AA61 |  | 3SB3255-0AA61 | 1 | UN | 1 | 10 | C | D | N | N | 85365080 | 1 | 4011209521476 | 0.06 | KG | 43.04 | 43.04 | CP20 | CP20 | 22MM PLASTIC ROUND COMPLETE UNIT COMBINATION: ILLUMINATED PUSHBUTTON MOMENTARY CONTACT TYPE WITH FLAT BUTTON ILLUMINATED WITH INTEGRATED LED 230V AC SCREW TERMINAL, 1NO+1NC WITH HOLDER WHITE !!! Phased-out product !!! SIRIUS ACT 3SU1 is successor Preferred successor ty >>3SU1106-0AB60-1FA0<< |  | 0 | 7
3SB3255-0AA61-0CC0 |  | 3SB3255-0AA61-0CC0 | 1 | UN | 1 | 10 | C | D | N | N | 85365080 | 1 | 4011209612525 | 0.056 | KG | 46.17 | 46.17 | CP20 | CP20 | 22MM PLASTIC ROUND COMPLETE UNIT COMBINATION: ILLUMINATED PUSHBUTTON MOMENTARY CONTACT TYPE WITH FLAT BUTTON ILLUMINATED WITH INTEGRATED LED 230V AC SPRING-LOADED TERMINAL, 1NO+1NC WITH HOLDER WHITE !!! Phased-out product !!! SIRIUS ACT 3SU1 is successor Preferred successor ty >>3SU1106-0AB60-3FA0<< | - | 0 | 7
3SB3255-0AA61-Z | B01 | 3SB3255-0AA61-ZB01 | 1 | UN | 1 | 10 | C | D | N | N | 85365080 | 1 | 4011209745001 | 0.05 | KG | 41.52 | 41.52 | CP20 | CP20 | 22MM PLASTIC ROUND COMPLETE UNIT COMBINATION: ILLUMINATED PUSHBUTTON MOMENTARY CONTACT TYPE WITH FLAT BUTTON ILLUMINATED WITH INTEGRATED LED 230V AC SCREW TERMINAL, 1NO+1NC Z=WITHOUT HOLDER WHITE | - | 0 | 7
3SB3255-0AA71 |  | 3SB3255-0AA71 | 1 | UN | 1 | 10 | C | D | N | N | 85365080 | 1 | 4011209521483 | 0.06 | KG | 43.04 | 43.04 | CP20 | CP20 | 22MM PLASTIC ROUND COMPLETE UNIT COMBINATION: ILLUMINATED PUSHBUTTON MOMENTARY CONTACT TYPE WITH FLAT BUTTON ILLUMINATED WITH INTEGRATED LED 230V AC SCREW TERMINAL, 1NO+1NC WITH HOLDER CLEAR !!! Phased-out product !!! SIRIUS ACT 3SU1 is successor Preferred successor ty >>3SU1106-0AB70-1FA0<< |  | 0 | 7
3SB3255-0AA71-0CC0 |  | 3SB3255-0AA71-0CC0 | 1 | UN | 1 | 10 | C | D | N | N | 85365080 | 1 | 4011209637313 | 0.054 | KG | 46.17 | 46.17 | CP20 | CP20 | 22MM PLASTIC ROUND COMPLETE UNIT COMBINATION: ILLUMINATED PUSHBUTTON MOMENTARY CONTACT TYPE WITH FLAT BUTTON ILLUMINATED WITH INTEGRATED LED 230V AC SPRING-LOADED TERMINAL, 1NO+1NC WITH HOLDER CLEAR !!! Phased-out product !!! SIRIUS ACT 3SU1 is successor Preferred successor ty >>3SU1106-0AB70-3FA0<< | - | 0 | 7
3SB3257-0AA31 |  | 3SB3257-0AA31 | 1 | UN | 1 | 10 | C | D | N | N | 85365080 | 1 | 4011209521261 | 0.052 | KG | 39.43 | 39.43 | CP20 | CP20 | 22MM PLASTIC ROUND COMPLETE UNIT COMBINATION: ILLUMINATED PUSHBUTTON MOMENTARY CONTACT TYPE WITH FLAT BUTTON ILLUMINATED WITH INTEGRATED LED 110V AC SCREW TERMINAL, 1NO WITH HOLDER YELLOW !!! Phased-out product !!! SIRIUS ACT 3SU1 is successor Preferred successor ty >>3SU1103-0AB30-1BA0<< | - | 0 | 7
3SB3257-0AA41 |  | 3SB3257-0AA41 | 1 | UN | 1 | 10 | C | D | N | N | 85365080 | 1 | 4011209521278 | 0.053 | KG | 39.43 | 39.43 | CP20 | CP20 | 22MM PLASTIC ROUND COMPLETE UNIT COMBINATION: ILLUMINATED PUSHBUTTON MOMENTARY CONTACT TYPE WITH FLAT BUTTON ILLUMINATED WITH INTEGRATED LED 110V AC SCREW TERMINAL, 1NO WITH HOLDER GREEN !!! Phased-out product !!! SIRIUS ACT 3SU1 is successor Preferred successor ty >>3SU1103-0AB40-1BA0<< | - | 0 | 7
3SB3257-0AA51 |  | 3SB3257-0AA51 | 1 | UN | 1 | 10 | C | D | N | N | 85365080 | 1 | 4011209521285 | 0.05 | KG | 39.43 | 39.43 | CP20 | CP20 | 22MM PLASTIC ROUND COMPLETE UNIT COMBINATION: ILLUMINATED PUSHBUTTON MOMENTARY CONTACT TYPE WITH FLAT BUTTON ILLUMINATED WITH INTEGRATED LED 110V AC SCREW TERMINAL, 1NO WITH HOLDER BLUE !!! Phased-out product !!! SIRIUS ACT 3SU1 is successor Preferred successor ty >>3SU1103-0AB50-1BA0<< | - | 0 | 7
3SB3257-0AA61 |  | 3SB3257-0AA61 | 1 | UN | 1 | 10 | C | D | N | N | 85365080 | 1 | 4011209521292 | 0.049 | KG | 39.43 | 39.43 | CP20 | CP20 | 22MM PLASTIC ROUND COMPLETE UNIT COMBINATION: ILLUMINATED PUSHBUTTON MOMENTARY CONTACT TYPE WITH FLAT BUTTON ILLUMINATED WITH INTEGRATED LED 110V AC SCREW TERMINAL, 1NO WITH HOLDER WHITE !!! Phased-out product !!! SIRIUS ACT 3SU1 is successor Preferred successor ty >>3SU1103-0AB60-1BA0<< | - | 0 | 7
3SB3257-0AA71 |  | 3SB3257-0AA71 | 1 | UN | 1 | 10 | C | D | N | N | 85365080 | 1 | 4011209521308 | 0.051 | KG | 39.43 | 39.43 | CP20 | CP20 | 22MM PLASTIC ROUND COMPLETE UNIT COMBINATION: ILLUMINATED PUSHBUTTON MOMENTARY CONTACT TYPE WITH FLAT BUTTON ILLUMINATED WITH INTEGRATED LED 110V AC SCREW TERMINAL, 1NO WITH HOLDER CLEAR !!! Phased-out product !!! SIRIUS ACT 3SU1 is successor Preferred successor ty >>3SU1103-0AB70-1BA0<< | - | 0 | 7
3SB3260-2KA71 |  | 3SB3260-2KA71 | 1 | UN | 1 | 10 | C | D | N | N | 85365080 | 1 | 4011209831209 | 0.056 | KG | 48.07 | 48.07 | CP20 | CP20 | 22MM PLASTIC ROUND COMPLETE UNIT COMBINATION: KNOB ILLUMINATED CLEAR LATCHING 2 SWITCH POSITIONS O-I 1NO LAMP HOLDER WITH INTEGRATED LED 110 V GREEN SCREW TERMINAL WITH HOLDER !!! Phased-out product !!! SIRIUS ACT 3SU1 is successor Preferred successor type is >>3SU1002-2BF60-0AA0 + 3SU1401-1BC40-1AA0 + 3SU1500-1AA10-1BA0<< | - | 0 | 7
3SB3260-4LD11 |  | 3SB3260-4LD11 | 1 | UN | 1 | 20 | D | D | N | N | 85365080 | 1 | 4011209558335 | 0.167 | KG | 111.15 | 111.15 | CP20 | CP20 | 22MM PLASTIC ROUND COMPLETE UNIT COMBINATION: CES KEY-OPER.SWITCH WITH 2 KEYS LATCHING 2 SWITCH POSITIONS O-I SPRING-LOADED TERMINAL, 3X1NO LOCK NO SSG 10, REMOVAL POS. 0+I WITH HOLDER WITH DUST COVER !!! Phased-out product !!! SIRIUS ACT 3SU1 is successor Preferred successor type is >>3SU1000-5BF11-0AA0 + 3SU1400-1AA10-3BA0 + 3SU1500-0AA10-0AA0<< | - | 0 | 7
3SB3265-1HA20 |  | 3SB3265-1HA20 | 1 | UN | 1 | 20 | D | D | N | N | 85365080 | 1 | 4047621009520 | 0.1 | KG | 79.52 | 79.52 | CP20 | CP20 | 22MM PLASTIC ROUND COMPLETE UNIT COMBINATION: EMERGEN.-STOP MUSHR.PUSHB. 40MM LATCH.W. ROT.-TO-UNLATCH MECH. WITH YELLOW BACKING PLATE WITHOUT INSCRIPTION, 2 X 1NC WITH MOUNTING MONITORING AND 1NO, SCREW TERMINAL WITH HOLDER AND SUPPORT RED !!! Phased-out product !!! SIRIUS ACT 3SU1 is successor Preferred successor type is >>3SU1000-1HB20-0AA0 + 3SU1400-1AA10-1HA0 + 3SU1900-0BC31-0AA0 + 3SU1400-1AA10-1BA0 + 3SU1500-0AA10-0AA0<< | - | 0 | 7
3SB3265-1HA20-Z | X90 | 3SB3265-1HA20-ZX90 | 1 | UN | 1 | 30 | D | D | N | N | 85365080 | 20 |  | 0.1 | KG | 79.52 | 79.52 | CP20 | CP20 | EMERGENCY STOP MUSHROOM PUSHBUTTON, 22 mm, round, plastic, red, 40mm, latching, rotate-to-unlatch, with yellow backing plate, without inscription, 2x1 NC with installation monitoring, 1 NO, screw terminal, with support for 3 elements Multi-unit pack Packing quantity = 20 units !!! Phased-out product !!! SIRIUS ACT 3SU1 is the successor The preferred successor type is <<3SU1000-1HB20-0AA0-ZX90 + 3SU1400-1AA10-1HA0 + 3SU1900-0BC31-0AA0 + 3SU1400-1AA10-1BA0 + 3SU1500-0AA10-0AA0>> | - | 0 | 7
3SB3266-1HA20 |  | 3SB3266-1HA20 | 1 | UN | 1 | 10 | C | D | N | N | 85365080 | 1 | 4011209895461 | 0.076 | KG | 49.12 | 49.12 | CP20 | CP20 | EMERG. STOP MUSHROOM PUSHBUTTON 22MM, PLASTIC, ROUND RED 40MM, LATCHING WITH ROTATE-TO-UNLATCH MECHAN. TAMPER PROTECTION, 1NC WITH INSTALLATION SUPERVIS. SCREW TERMINAL, WITH YELLOW BACKING PLATE INSCRIPTION: NOT-HALT, WITH HOLDER !!! Phased-out product !!! SIRIUS ACT 3SU1 is suc Preferred successor ty >>3SU1000-1HB20-0AA0 + 3SU1500-0AA10-0AA0 + 3SU1900-0BC31-0AT0 + 3SU1400-1AA10-1HA0<< | - | 0 | 7
3SB3266-1HA20-Z | X90 | 3SB3266-1HA20-ZX90 | 1 | UN | 1 | 10 | C | D | N | N | 85365080 | 20 |  | 0.076 | KG | 49.21 | 49.21 | CP20 | CP20 | EMERGENCY STOP MUSHROOM PUSHBUTTON, 22 mm, round, plastic, red, 40mm, latching, rotate-to-unlatch, with yellow backing plate, inscription: EMERGENCY STOP, 1 NC with installation monitoring, SCREW TERMINAL Multi-unit pack Packing quantity = 20 units !!! Phased-out product !!! SIRIUS ACT 3SU1 is the successor The preferred successor type is <<3SU1000-1HB20-0AA0-ZX90 + 3SU1500-0AA10-0AA0 + 3SU1900-0BC31-0AT0 + 3SU1400-1AA10-1HA0>> | - | 0 | 7
3SB3266-1HA26 |  | 3SB3266-1HA26 | 1 | UN | 1 | 10 | C | D | N | N | 85365080 | 1 | 4011209895492 | 0.076 | KG | 55.29 | 55.29 | CP20 | CP20 | EMERGENCY STOP MUSHROOM PUSHBUTTON, 22 mm, round, plastic, red, 40 mm, latching, rotate-to-unlatch, mechan. switch position indicator, with yellow backing plate, inscription: EMERGENCY STOP, 1 NC with installation monitoring, SCREW TERMINAL !!! Phased-out product !!! SIRIUS ACT 3SU1 is the successor The preferred successor type is >>3SU1001-1HB20-0AA0 + 3SU1900-0BC31-0AT0 + 3SU1400-1AA10-1HA0 + 3SU1500-0AA10-0AA0<< | - | 0 | 7
3SB3266-1HA26-Z | X90 | 3SB3266-1HA26-ZX90 | 1 | UN | 1 | 10 | C | D | N | N | 85365080 | 20 |  | 0.076 | KG | 55.29 | 55.29 | CP20 | CP20 | EMERGENCY STOP MUSHROOM PUSHBUTTON, 22 mm, round, plastic, red, 40 MM latching, rotate-to-unlatch, mechan. switch position indicator, with yellow backing plate, inscription: EMERGENCY STOP, 1 NC with installation monitoring, SCREW TERMINAL Multi-unit pack Packing quantity = 20 units !!! Phased-out product !!! SIRIUS ACT 3SU1 is the successor The preferred successor type is <<3SU1001-1HB20-0AA0-ZX90 + 3SU1900-0BC31-0AT0 + 3SU1400-1AA10-1HA0 + 3SU1500-0AA10-0AA0>> | - | 0 | 7
3SB3266-1HR20 |  | 3SB3266-1HR20 | 1 | UN | 1 | 10 | C | D | N | N | 85365080 | 1 | 4011209895485 | 0.077 | KG | 49.12 | 49.12 | CP20 | CP20 | EMERG. STOP MUSHROOM PUSHBUTTON 22MM, PLASTIC, ROUND RED 40MM, LATCHING, W. ROTATE-TO-UNLATCH MECHANISM, TAMPER PROTECTION, 1NC WITH INSTALLATION SUPERVIS. SCREW TERMINAL, WITH YELLOW BACKING PLATE INSCRIPTION: EMERGENCY STOP, WITH HOLDER !!! Phased-out product !!! SIRIUS ACT 3SU1 is suc Preferred successor ty >>3SU1000-1HB20-0AA0 + 3SU1900-0BC31-0DA0 + 3SU1400-1AA10-1HA0 + 3SU1500-0AA10-0AA0<< | - | 0 | 7
3SB3266-1HR20-Z | X90 | 3SB3266-1HR20-ZX90 | 1 | UN | 1 | 10 | C | D | N | N | 85365080 | 20 |  | 0.077 | KG | 49.21 | 49.21 | CP20 | CP20 | EMERGENCY STOP MUSHROOM PUSHBUTTON, 22 mm, round, plastic, red, latching, rotate-to-unlatch, with yellow backing plate, inscription: EMERGENCY STOP, 1 NC with installation monitoring, SCREW TERMINAL Multi-unit pack Packing quantity = 20 units !!! Phased-out product !!! SIRIUS ACT 3SU1 is the successor The preferred successor type is <<3SU1000-1HB20-0AA0-ZX90 + 3SU1900-0BC31-0DA0 + 3SU1400-1AA10-1HA0 + 3SU1500-0AA10-0AA0>> | - | 0 | 7
3SB3266-1HR26 |  | 3SB3266-1HR26 | 1 | UN | 1 | 10 | C | D | N | N | 85365080 | 1 | 4011209895508 | 0.076 | KG | 55.29 | 55.29 | CP20 | CP20 | EMERGENCY STOP MUSHROOM PUSHBUTTON, 22 mm, round, plastic, red, 40 mm, latching, rotate-to-unlatch, mechan. switch position indicator, with yellow backing plate, inscription: EMERGENCY STOP, 1 NC with installation monitoring, SCREW TERMINAL !!! Phased-out product !!! SIRIUS ACT 3SU1 is the successor The preferred successor type is >>3SU1001-1HB20-0AA0 + 3SU1500-0AA10-0AA0 + 3SU1900-0BC31-0DA0 + 3SU1400-1AA10-1HA0<< | - | 0 | 7
3SB3266-1HR26-Z | X90 | 3SB3266-1HR26-ZX90 | 1 | UN | 1 | 10 | C | D | N | N | 85365080 | 20 |  | 0.076 | KG | 55.29 | 55.29 | CP20 | CP20 | EMERGENCY STOP MUSHROOM PUSHBUTTON, 22 mm, round, plastic, red, 40 MM latching, rotate-to-unlatch, mechan. switch position indicator, with yellow backing plate, inscription: EMERGENCY STOP, 1 NC with installation monitoring, SCREW TERMINAL Multi-unit pack Packing quantity = 20 units !!! Phased-out product !!! SIRIUS ACT 3SU1 is the successor The preferred successor type is <<3SU1001-1HB20-0AA0-ZX90 + 3SU1500-0AA10-0AA0 + 3SU1900-0BC31-0DA0 + 3SU1400-1AA10-1HA0>> | - | 0 | 7
3SB3288-0AA11 |  | 3SB3288-0AA11 | 1 | UN | 1 | 10 | C | D | N | N | 85365080 | 1 | 4011209591622 | 0.998 | KG | 706.8 | 706.8 | CP20 | CP20 | SIRIUS 3SB3 SET SUPPLY FOR FA. BMW ACCORD. TO OFFER 47047 !!! Phased-out product !!! SIRIUS ACT 3SU1 is successor | - | 0 | 7
3SB3301-0AA11 |  | 3SB3301-0AA11 | 1 | UN | 1 | 10 | C | D | N | N | 85365080 | 1 | 4011209187627 | 0.048 | KG | 20.71 | 20.71 | CP20 | CP20 | 26X26MM PLASTIC SQUARE COMPLETE UNIT COMBINATION: PUSHBUTTON WITH FLAT BUTTON SCREW TERMINAL, 1NO+1NC WITH HOLDER BLACK !!! Phased-out product !!! SIRIUS ACT 3SU1 is successor Preferred successor type is >>3SU1000-0AB10-0AA0 + 3SU1400-1AA10-1BA0 + | - | 0 | 7
3SB3301-0AA21 |  | 3SB3301-0AA21 | 1 | UN | 1 | 10 | C | D | N | N | 85365080 | 1 | 4011209187634 | 0.037 | KG | 20.71 | 20.71 | CP20 | CP20 | 26X26MM PLASTIC SQUARE COMPLETE UNIT COMBINATION: PUSHBUTTON WITH FLAT BUTTON SCREW TERMINAL, 1NO+1NC WITH HOLDER RED !!! Phased-out product !!! SIRIUS ACT 3SU1 is successor Preferred successor type is >>3SU1000-0AB20-0AA0 + 3SU1900-0AX10-0AA0 + | - | 0 | 7
3SB3301-0AA31 |  | 3SB3301-0AA31 | 1 | UN | 1 | 10 | C | D | N | N | 85365080 | 1 | 4011209187641 | 0.048 | KG | 20.71 | 20.71 | CP20 | CP20 | 26X26MM PLASTIC SQUARE COMPLETE UNIT COMBINATION: PUSHBUTTON WITH FLAT BUTTON SCREW TERMINAL, 1NO+1NC WITH HOLDER YELLOW !!! Phased-out product !!! SIRIUS ACT 3SU1 is successor Preferred successor type is >>3SU1000-0AB30-0AA0 + 3SU1400-1AA10-1BA0 + | - | 0 | 7
3SB3301-0AA41 |  | 3SB3301-0AA41 | 1 | UN | 1 | 10 | C | D | N | N | 85365080 | 1 | 4011209187658 | 0.043 | KG | 20.71 | 20.71 | CP20 | CP20 | 26X26MM PLASTIC SQUARE COMPLETE UNIT COMBINATION: PUSHBUTTON WITH FLAT BUTTON SCREW TERMINAL, 1NO+1NC WITH HOLDER GREEN !!! Phased-out product !!! SIRIUS ACT 3SU1 is successor Preferred successor type is >>3SU1000-0AB40-0AA0 + 3SU1900-0AX10-0AA0 + | - | 0 | 7
3SB3301-0AA51 |  | 3SB3301-0AA51 | 1 | UN | 1 | 10 | C | D | N | N | 85365080 | 1 | 4011209187665 | 0.043 | KG | 20.71 | 20.71 | CP20 | CP20 | 26X26MM PLASTIC SQUARE COMPLETE UNIT COMBINATION: PUSHBUTTON WITH FLAT BUTTON SCREW TERMINAL, 1NO+1NC WITH HOLDER BLUE !!! Phased-out product !!! SIRIUS ACT 3SU1 is successor Preferred successor type is >>3SU1000-0AB50-0AA0 + 3SU1400-1AA10-1BA0 + | - | 0 | 7
3SB3301-0AA61 |  | 3SB3301-0AA61 | 1 | UN | 1 | 10 | C | D | N | N | 85365080 | 1 | 4011209187672 | 0.046 | KG | 20.71 | 20.71 | CP20 | CP20 | 26X26MM PLASTIC SQUARE COMPLETE UNIT COMBINATION: PUSHBUTTON WITH FLAT BUTTON SCREW TERMINAL, 1NO+1NC WITH HOLDER WHITE !!! Phased-out product !!! SIRIUS ACT 3SU1 is successor Preferred successor type is >>3SU1000-0AB60-0AA0 + 3SU1400-1AA10-1BA0 + | - | 0 | 7
3SB3301-0AA71 |  | 3SB3301-0AA71 | 1 | UN | 1 | 10 | C | D | N | N | 85365080 | 1 | 4011209221093 | 0.043 | KG | 20.9 | 20.9 | CP20 | CP20 | 26X26MM PLASTIC SQUARE COMPLETE UNIT COMBINATION: PUSHBUTTON WITH FLAT BUTTON SCREW TERMINAL, 1NO+1NC WITH HOLDER CLEAR !!! Phased-out product !!! SIRIUS ACT 3SU1 is successor Preferred successor type is >>3SU1000-0AB70-0AA0 + 3SU1400-1AA10-1BA0 + | - | 0 | 7
3SB3301-1HA20 |  | 3SB3301-1HA20 | 1 | UN | 1 | 10 | C | D | N | N | 85365080 | 1 | 4011209314962 | 0.08 | KG | 41.71 | 41.71 | CP20 | CP20 | 26X26MM PLASTIC SQUARE COMPLETE UNIT COMBINATION: EMERGEN.-STOP MUSHR.PUSHB. 40MM LATCH.W. ROT.-TO-UNLATCH MECH. WITH YELLOW BACKING PLATE SCREW TERMINAL, 1NO+1NC WITH HOLDER RED INSCRIPTION: NOT-HALT !!! Phased-out product !!! SIRIUS ACT 3SU1 is successor Preferred successor type is >>3SU1000-1HB20-0AA0 + 3SU1900-0BC31-0AT0 + 3SU1400-1AA10-1FA0 + 3SU1500-0AA10-0AA0 + 3SU1900-0AX10-0AA0<< | - | 0 | 7
3SB3301-1HA20-Z | B01 | 3SB3301-1HA20-ZB01 | 1 | UN | 1 | 10 | C | D | N | N | 85365080 | 1 | 4011209691308 | 0.07 | KG | 40.19 | 40.19 | CP20 | CP20 | 26X26MM PLASTIC SQUARE COMPLETE UNIT COMBINATION: EMERGEN.-STOP MUSHR.PUSHB. 40MM LATCH.W. ROT.-TO-UNLATCH MECH. WITH YELLOW BACKING PLATE SCREW TERMINAL, 1NO+1NC Z=WITHOUT HOLDER RED INSCRIPTION: NOT-HALT | - | 0 | 7
3SB3301-1HA20-Z | X90 | 3SB3301-1HA20-ZX90 | 1 | UN | 1 | 10 | C | D | N | N | 85365080 | 20 |  | 0.08 | KG | 41.71 | 41.71 | CP20 | CP20 | EMERGENCY STOP MUSHROOM PUSHBUTTON, 26x26 mm, square, plastic, red, 40mm, latching, rotate-to-unlatch, with yellow backing plate, inscription: EMERGENCY STOP, with holder, 1NO + 1NC, SCREW TERMINAL Multi-unit pack Packing quantity = 20 units !!! Phased-out product !!! SIRIUS ACT 3SU1 is the successor The preferred successor type is <<3SU1000-1HB20-0AA0-ZX90 + 3SU1900-0BC31-0AT0 + 3SU1400-1AA10-1FA0 + 3SU1500-0AA10-0AA0 + 3SU1900-0AX10-0AA0>> | - | 0 | 7
3SB3302-0AA11 |  | 3SB3302-0AA11 | 1 | UN | 1 | 10 | C | D | N | N | 85365080 | 1 | 4011209030671 | 0.04 | KG | 17.48 | 17.48 | CP20 | CP20 | 26X26MM PLASTIC SQUARE COMPLETE UNIT COMBINATION: PUSHBUTTON WITH FLAT BUTTON SCREW TERMINAL, 1NO WITH HOLDER BLACK !!! Phased-out product !!! SIRIUS ACT 3SU1 is successor Preferred successor type is >>3SU1000-0AB10-0AA0 + 3SU1900-0AX10-0AA0 + 3SU1400-1AA10-1BA0 + 3SU1500-0AA10-0AA0<< | - | 0 | 7
3SB3302-0AA31 |  | 3SB3302-0AA31 | 1 | UN | 1 | 10 | C | D | N | N | 85365080 | 1 | 4011209030688 | 0.04 | KG | 17.48 | 17.48 | CP20 | CP20 | 26X26MM PLASTIC SQUARE COMPLETE UNIT COMBINATION: PUSHBUTTON WITH FLAT BUTTON SCREW TERMINAL, 1NO WITH HOLDER YELLOW !!! Phased-out product !!! SIRIUS ACT 3SU1 is successor Preferred successor type is >>3SU1000-0AB30-0AA0 + 3SU1900-0AX10-0AA0 + | - | 0 | 7
3SB3302-0AA41 |  | 3SB3302-0AA41 | 1 | UN | 1 | 10 | C | D | N | N | 85365080 | 1 | 4011209030695 | 0.04 | KG | 17.48 | 17.48 | CP20 | CP20 | 26X26MM PLASTIC SQUARE COMPLETE UNIT COMBINATION: PUSHBUTTON WITH FLAT BUTTON SCREW TERMINAL, 1NO WITH HOLDER GREEN !!! Phased-out product !!! SIRIUS ACT 3SU1 is successor Preferred successor type is >>3SU1000-0AB40-0AA0 + 3SU1400-1AA10-1BA0 + 3SU1500-0AA10-0AA0 + 3SU1900-0AX10-0AA0<< | - | 0 | 7
3SB3302-0AA51 |  | 3SB3302-0AA51 | 1 | UN | 1 | 10 | C | D | N | N | 85365080 | 1 | 4011209030701 | 0.038 | KG | 17.48 | 17.48 | CP20 | CP20 | 26X26MM PLASTIC SQUARE COMPLETE UNIT COMBINATION: PUSHBUTTON WITH FLAT BUTTON SCREW TERMINAL, 1NO WITH HOLDER BLUE !!! Phased-out product !!! SIRIUS ACT 3SU1 is successor Preferred successor type is >>3SU1000-0AB50-0AA0 + 3SU1900-0AX10-0AA0 + 3SU1400-1AA10-1BA0 + 3SU1500-0AA10-0AA0<< | - | 0 | 7
3SB3302-0AA61 |  | 3SB3302-0AA61 | 1 | UN | 1 | 10 | C | D | N | N | 85365080 | 1 | 4011209030718 | 0.04 | KG | 17.48 | 17.48 | CP20 | CP20 | 26X26MM PLASTIC SQUARE COMPLETE UNIT COMBINATION: PUSHBUTTON WITH FLAT BUTTON SCREW TERMINAL, 1NO WITH HOLDER WHITE !!! Phased-out product !!! SIRIUS ACT 3SU1 is successor Preferred successor type is >>3SU1000-0AB60-0AA0 + 3SU1500-0AA10-0AA0 + 3SU1900-0AX10-0AA0 + 3SU1400-1AA10-1BA0<< | - | 0 | 7
3SB3303-0AA11 |  | 3SB3303-0AA11 | 1 | UN | 1 | 10 | C | D | N | N | 85365080 | 1 | 4011209421783 | 0.04 | KG | 17.48 | 17.48 | CP20 | CP20 | PUSHBUTTON, 26 X 26 MM, SQUARE, PLASTIC, BLACK, BUTTON, FLAT, 1NC, SCREW TERMINALS, WITH HOLDER !!! Phased-out product !!! SIRIUS ACT 3SU1 is successor Preferred successor type is >>3SU1000-0AB10-0AA0 + 3SU1900-0AX10-0AA0 + 3SU1500-0AA10-0AA0 + 3SU1400-1AA10-1BA0<< | - | 0 | 7
3SB3303-0AA21 |  | 3SB3303-0AA21 | 1 | UN | 1 | 10 | C | D | N | N | 85365080 | 1 | 4011209030725 | 0.04 | KG | 17.48 | 17.48 | CP20 | CP20 | PUSHBUTTON, 26 X 26 MM, SQUARE, PLASTIC, RED, BUTTON, FLAT, 1NC, SCREW TERMINALS, WITH HOLDER !!! Phased-out product !!! SIRIUS ACT 3SU1 is successor Preferred successor type is >>3SU1000-0AB20-0AA0 + 3SU1500-0AA10-0AA0 + 3SU1900-0AX10-0AA0 + 3SU1400-1AA10-1BA0<< | - | 0 | 7
3SB3303-1HA20 |  | 3SB3303-1HA20 | 1 | UN | 1 | 10 | C | D | N | N | 85365080 | 1 | 4011209315396 | 0.074 | KG | 39.14 | 39.14 | CP20 | CP20 | 26X26MM PLASTIC SQUARE COMPLETE UNIT COMBINATION: EMERGEN.-STOP MUSHR.PUSHB. 40MM LATCH.W. ROT.-TO-UNLATCH MECH. WITH YELLOW BACKING PLATE SCREW TERMINAL, 1NC WITH HOLDER RED INSCRIPTION: NOT-HALT !!! Phased-out product !!! SIRIUS ACT 3SU1 is successor Preferred successor type is >>3SU1000-1HB20-0AA0 + 3SU1900-0BC31-0AT0 + 3SU1500-0AA10-0AA0 + 3SU1900-0AX10-0AA0 + 3SU1400-1AA10-1CA0<< | - | 0 | 7
3SB3303-1HA20-Z | X90 | 3SB3303-1HA20-ZX90 | 1 | UN | 1 | 10 | C | D | N | N | 85365080 | 20 |  | 0.074 | KG | 39.14 | 39.14 | CP20 | CP20 | EMERGENCY STOP MUSHROOM PUSHBUTTON, 26x26 mm, square, plastic, red, 40mm, latching, rotate-to-unlatch, with yellow backing plate, inscription: EMERGENCY STOP, with holder, 1 NC, SCREW TERMINAL Multi-unit pack Packing quantity = 20 units !!! Phased-out product !!! SIRIUS ACT 3SU1 is the successor The preferred successor type is <<3SU1000-1HB20-0AA0-ZX90 + 3SU1900-0BC31-0AT0 + 3SU1500-0AA10-0AA0 + 3SU1900-0AX10-0AA0 + 3SU1400-1AA10-1CA0>> | - | 0 | 7
3SB3304-6AA20 |  | 3SB3304-6AA20 | 1 | UN | 1 | 10 | C | D | N | N | 85366190 | 1 | 4011209030732 | 0.04 | KG | 15.87 | 15.87 | CP20 | CP20 | 26X26MM PLASTIC SQUARE COMPLETE UNIT COMBINATION: INDICATOR LIGHT WITH SMOOTH LENSE NON-ILLUMINATED WITH LAMP HOLDER BA 9S WITHOUT LAMP SCREW TERMINAL WITH HOLDER RED !!! Phased-out product !!! SIRIUS ACT 3SU1 is successor Preferred successor type is >>3SU1001-6AA20-0AA0 + 3SU1500-0AA10-0AA0 + 3SU1900-0AX10-0AA0<< | - | 0 | 7
3SB3304-6AA30 |  | 3SB3304-6AA30 | 1 | UN | 1 | 10 | C | D | N | N | 85366190 | 1 | 4011209030749 | 0.039 | KG | 15.87 | 15.87 | CP20 | CP20 | 26X26MM PLASTIC SQUARE COMPLETE UNIT COMBINATION: INDICATOR LIGHT WITH SMOOTH LENSE NON-ILLUMINATED WITH LAMP HOLDER BA 9S WITHOUT LAMP SCREW TERMINAL WITH HOLDER YELLOW !!! Phased-out product !!! SIRIUS ACT 3SU1 is successor Preferred successor type is >>3SU1001-6AA30-0AA0 + 3SU1900-0AX10-0AA0 + 3SU1500-0AA10-0AA0<< | - | 0 | 7
3SB3304-6AA40 |  | 3SB3304-6AA40 | 1 | UN | 1 | 10 | C | D | N | N | 85366190 | 1 | 4011209030756 | 0.04 | KG | 15.87 | 15.87 | CP20 | CP20 | 26X26MM PLASTIC SQUARE COMPLETE UNIT COMBINATION: INDICATOR LIGHT WITH SMOOTH LENSE NON-ILLUMINATED WITH LAMP HOLDER BA 9S WITHOUT LAMP SCREW TERMINAL WITH HOLDER GREEN !!! Phased-out product !!! SIRIUS ACT 3SU1 is successor Preferred successor type is >>3SU1001-6AA40-0AA0 + 3SU1500-0AA10-0AA0 + 3SU1900-0AX10-0AA0<< | - | 0 | 7
3SB3304-6AA40-Z | B01 | 3SB3304-6AA40-ZB01 | 1 | UN | 1 | 10 | C | D | N | N | 85366190 | 1 | 4011209848412 | 0.03 | KG | 14.35 | 14.35 | CP20 | CP20 | 26X26MM PLASTIC SQUARE COMPLETE UNIT COMBINATION: INDICATOR LIGHT WITH SMOOTH LENSE NON-ILLUMINATED WITH LAMP HOLDER BA 9S WITHOUT LAMP SCREW TERMINAL Z=WITHOUT HOLDER GREEN | - | 0 | 7
3SB3304-6AA50 |  | 3SB3304-6AA50 | 1 | UN | 1 | 10 | C | D | N | N | 85366190 | 1 | 4011209030763 | 0.038 | KG | 15.87 | 15.87 | CP20 | CP20 | 26X26MM PLASTIC SQUARE COMPLETE UNIT COMBINATION: INDICATOR LIGHT WITH SMOOTH LENSE NON-ILLUMINATED WITH LAMP HOLDER BA 9S WITHOUT LAMP SCREW TERMINAL WITH HOLDER BLUE !!! Phased-out product !!! SIRIUS ACT 3SU1 is successor Preferred successor type is >>3SU1001-6AA50-0AA0 + 3SU1900-0AX10-0AA0 + 3SU1500-0AA10-0AA0<< | - | 0 | 7
3SB3304-6AA60 |  | 3SB3304-6AA60 | 1 | UN | 1 | 10 | C | D | N | N | 85366190 | 1 | 4011209030770 | 0.039 | KG | 15.87 | 15.87 | CP20 | CP20 | 26X26MM PLASTIC SQUARE COMPLETE UNIT COMBINATION: INDICATOR LIGHT WITH SMOOTH LENSE NON-ILLUMINATED WITH LAMP HOLDER BA 9S WITHOUT LAMP SCREW TERMINAL WITH HOLDER WHITE !!! Phased-out product !!! SIRIUS ACT 3SU1 is successor Preferred successor type is >>3SU1001-6AA60-0AA0 + 3SU1500-0AA10-0AA0 + 3SU1900-0AX10-0AA0<< | - | 0 | 7
3SB3304-6AA60-Z | B01 | 3SB3304-6AA60-ZB01 | 1 | UN | 1 | 10 | C | D | N | N | 85366190 | 1 | 4011209632127 | 0.03 | KG | 14.35 | 14.35 | CP20 | CP20 | 26X26MM PLASTIC SQUARE COMPLETE UNIT COMBINATION: INDICATOR LIGHT WITH SMOOTH LENSE NON-ILLUMINATED WITH LAMP HOLDER BA 9S WITHOUT LAMP SCREW TERMINAL Z=WITHOUT HOLDER WHITE | - | 0 | 7
3SB3304-6AA70 |  | 3SB3304-6AA70 | 1 | UN | 1 | 10 | C | D | N | N | 85366190 | 1 | 4011209030787 | 0.039 | KG | 15.87 | 15.87 | CP20 | CP20 | 26X26MM PLASTIC SQUARE COMPLETE UNIT COMBINATION: INDICATOR LIGHT WITH SMOOTH LENSE NON-ILLUMINATED WITH LAMP HOLDER BA 9S WITHOUT LAMP SCREW TERMINAL WITH HOLDER CLEAR !!! Phased-out product !!! SIRIUS ACT 3SU1 is successor Preferred successor type is >>3SU1001-6AA70-0AA0 + 3SU1900-0AX10-0AA0 + 3SU1500-0AA10-0AA0<< | - | 0 | 7
3SB3305-0AA21 |  | 3SB3305-0AA21 | 1 | UN | 1 | 10 | C | D | N | N | 85365080 | 1 | 4011209187689 | 0.057 | KG | 30.31 | 30.31 | CP20 | CP20 | Illuminated pushbutton, 26x26 mm, square, plastic, red, pushbutton, flat, 1NO + 1NC, lampholder BA 9S, without lamp, SCREW TERMINAL !!! Phased-out product !!! SIRIUS ACT 3SU1 is the successor The preferred successor type is >>3SU1001-0AB20-0AA0 + 3SU1400-1AA10-1CA0 + 3SU1900-0AX10-0AA0 + 3SU1400-1AA10-1BA0 + 3SU1500-0AA10-0AA0 << | - | 0 | 7
3SB3305-0AA31 |  | 3SB3305-0AA31 | 1 | UN | 1 | 10 | C | D | N | N | 85365080 | 1 | 4011209187696 | 0.055 | KG | 30.31 | 30.31 | CP20 | CP20 | Illuminated pushbutton, 26x26 mm, square, plastic, yellow, pushbutton, flat, 1NO + 1NC, lampholder BA 9S, without lamp, SCREW TERMINAL !!! Phased-out product !!! SIRIUS ACT 3SU1 is the successor The preferred successor type is >>3SU1001-0AB30-0AA0 + 3SU1400-1AA10-1BA0 + 3SU1900-0AX10-0AA0 + 3SU1500-0AA10-0AA0 + 3SU1400-1AA10-1CA0<< | - | 0 | 7
3SB3305-0AA41 |  | 3SB3305-0AA41 | 1 | UN | 1 | 10 | C | D | N | N | 85365080 | 1 | 4011209187702 | 0.058 | KG | 30.31 | 30.31 | CP20 | CP20 | Illuminated pushbutton, 26x26 mm, square, plastic, green, pushbutton, flat, 1NO + 1NC, lampholder BA 9S, without lamp, SCREW TERMINAL !!! Phased-out product !!! SIRIUS ACT 3SU1 is the successor The preferred successor type is >>3SU1001-0AB40-0AA0 + 3SU1400-1AA10-1CA0 + 3SU1900-0AX10-0AA0 + 3SU1500-0AA10-0AA0 + 3SU1400-1AA10-1BA0<< | - | 0 | 7
3SB3305-0AA51 |  | 3SB3305-0AA51 | 1 | UN | 1 | 10 | C | D | N | N | 85365080 | 1 | 4011209187719 | 0.053 | KG | 30.31 | 30.31 | CP20 | CP20 | Illuminated pushbutton, 26x26 mm, square, plastic, BLUE, pushbutton, flat, 1NO + 1NC, lampholder BA 9S, without lamp, SCREW TERMINAL !!! Phased-out product !!! SIRIUS ACT 3SU1 is the successor The preferred successor type is >>3SU1001-0AB50-0AA0 + 3SU1500-0AA10-0AA0 + 3SU1400-1AA10-1BA0 + 3SU1900-0AX10-0AA0 + 3SU1400-1AA10-1CA0<< | - | 0 | 7
3SB3305-0AA61 |  | 3SB3305-0AA61 | 1 | UN | 1 | 10 | C | D | N | N | 85365080 | 1 | 4011209187726 | 0.056 | KG | 30.31 | 30.31 | CP20 | CP20 | Illuminated pushbutton, 26x26 mm, square, plastic, white, pushbutton, flat, 1NO + 1NC, lampholder BA 9S, without lamp, SCREW TERMINAL !!! Phased-out product !!! SIRIUS ACT 3SU1 is the successor The preferred successor type is >>3SU1001-0AB60-0AA0 + 3SU1400-1AA10-1CA0 + 3SU1900-0AX10-0AA0 + 3SU1400-1AA10-1BA0 + 3SU1500-0AA10-0AA0<< | - | 0 | 7
3SB3305-0AA71 |  | 3SB3305-0AA71 | 1 | UN | 1 | 10 | C | D | N | N | 85365080 | 1 | 4011209187733 | 0.057 | KG | 30.31 | 30.31 | CP20 | CP20 | Illuminated pushbutton, 26x26 mm, square, plastic, clear, pushbutton, flat, 1NO + 1NC, lampholder BA 9S, without lamp, SCREW TERMINAL !!! Phased-out product !!! SIRIUS ACT 3SU1 is the successor The preferred successor type is >>3SU1001-0AB70-0AA0 + 3SU1900-0AX10-0AA0 + 3SU1400-1AA10-1BA0 + 3SU1500-0AA10-0AA0 + 3SU1400-1AA10-1CA0<< | - | 0 | 7
3SB3306-0AA31 |  | 3SB3306-0AA31 | 1 | UN | 1 | 10 | C | D | N | N | 85365080 | 1 | 4011209030794 | 0.05 | KG | 27.08 | 27.08 | CP20 | CP20 | Illuminated pushbutton, 26x26 mm, square, plastic, yellow, pushbutton, flat, 1 NO, lampholder BA 9S, without lamp, SCREW TERMINAL !!! Phased-out product !!! SIRIUS ACT 3SU1 is the successor The preferred successor type is >>3SU1001-0AB30-0AA0 + 3SU1500-0AA10-0AA0 + 3SU1400-1AA10-1BA0 + 3SU1900-0AX10-0AA0<< | - | 0 | 7
3SB3306-0AA41 |  | 3SB3306-0AA41 | 1 | UN | 1 | 10 | C | D | N | N | 85365080 | 1 | 4011209030800 | 0.048 | KG | 27.08 | 27.08 | CP20 | CP20 | Illuminated pushbutton, 26x26 mm, square, plastic, green, pushbutton, flat, 1 NO, lampholder BA 9S, without lamp, SCREW TERMINAL !!! Phased-out product !!! SIRIUS ACT 3SU1 is the successor The preferred successor type is >>3SU1001-0AB40-0AA0 + 3SU1500-0AA10-0AA0 + 3SU1400-1AA10-1BA0 + 3SU1900-0AX10-0AA0<< | - | 0 | 7
3SB3306-0AA51 |  | 3SB3306-0AA51 | 1 | UN | 1 | 10 | C | D | N | N | 85365080 | 1 | 4011209030817 | 0.056 | KG | 27.08 | 27.08 | CP20 | CP20 | Illuminated pushbutton, 26x26 mm, square, plastic, BLUE, pushbutton, flat, 1 NO, lampholder BA 9S, without lamp, SCREW TERMINAL !!! Phased-out product !!! SIRIUS ACT 3SU1 is the successor The preferred successor type is >>3SU1001-0AB50-0AA0 + 3SU1900-0AX10-0AA0 + 3SU1500-0AA10-0AA0 + 3SU1400-1AA10-1BA0<< | - | 0 | 7
3SB3306-0AA61 |  | 3SB3306-0AA61 | 1 | UN | 1 | 10 | C | D | N | N | 85365080 | 1 | 4011209030824 | 0.046 | KG | 27.08 | 27.08 | CP20 | CP20 | Illuminated pushbutton, 26x26 mm, square, plastic, white, pushbutton, flat, 1 NO, lampholder BA 9S, without lamp, SCREW TERMINAL !!! Phased-out product !!! SIRIUS ACT 3SU1 is the successor The preferred successor type is >>3SU1001-0AB60-0AA0 + 3SU1500-0AA10-0AA0 + 3SU1400-1AA10-1BA0 + 3SU1900-0AX10-0AA0<< | - | 0 | 7
3SB3306-0AA71 |  | 3SB3306-0AA71 | 1 | UN | 1 | 10 | C | D | N | N | 85365080 | 1 | 4011209030831 | 0.05 | KG | 27.08 | 27.08 | CP20 | CP20 | Illuminated pushbutton, 26x26 mm, square, plastic, clear, pushbutton, flat, 1 NO, lampholder BA 9S, without lamp, SCREW TERMINAL !!! Phased-out product !!! SIRIUS ACT 3SU1 is the successor The preferred successor type is >>3SU1001-0AB70-0AA0 + 3SU1500-0AA10-0AA0 + 3SU1400-1AA10-1BA0 + 3SU1900-0AX10-0AA0<< | - | 0 | 7
3SB3307-0AA21 |  | 3SB3307-0AA21 | 1 | UN | 1 | 10 | C | D | N | N | 85365080 | 1 | 4011209030848 | 0.05 | KG | 27.08 | 27.08 | CP20 | CP20 | Illuminated pushbutton, 26x26 mm, square, plastic, red, pushbutton, flat, 1 NC, lampholder BA 9S, without lamp, SCREW TERMINAL !!! Phased-out product !!! SIRIUS ACT 3SU1 is the successor The preferred successor type is >>3SU1001-0AB20-0AA0 + 3SU1400-1AA10-1CA0 + 3SU1900-0AX10-0AA0 + 3SU1500-0AA10-0AA0<< | - | 0 | 7
3SB3312-6AA20 |  | 3SB3312-6AA20 | 1 | UN | 1 | 10 | C | D | N | N | 85366190 | 1 | 4011209189737 | 0.038 | KG | 27.55 | 27.55 | CP20 | CP20 | 26X26MM PLASTIC SQUARE COMPLETE UNIT COMBINATION: INDICATOR LIGHT WITH SMOOTH LENSE ILLUMINATED WITH LAMP HOLDER BA 9S WITH LAMP 130V AC/DC SCREW TERMINAL OPERATIONAL VOLTAGE 220/230V AC WITH HOLDER RED !!! Phased-out product !!! SIRIUS ACT 3SU1 is successor Preferred successor type is >>3SU1001-6AA20-0AA0 + 3SU1500-0AA10-0AA0 + 3SU1900-0AX10-0AA0 + 3SU1401-1BF20-1AA0<< | - | 0 | 7
3SB3312-6AA30 |  | 3SB3312-6AA30 | 1 | UN | 1 | 10 | C | D | N | N | 85366190 | 1 | 4011209196322 | 0.043 | KG | 27.55 | 27.55 | CP20 | CP20 | 26X26MM PLASTIC SQUARE COMPLETE UNIT COMBINATION: INDICATOR LIGHT WITH SMOOTH LENSE ILLUMINATED WITH LAMP HOLDER BA 9S WITH LAMP 130V AC/DC SCREW TERMINAL OPERATIONAL VOLTAGE 220/230V AC WITH HOLDER YELLOW !!! Phased-out product !!! SIRIUS ACT 3SU1 is successor Preferred successor type is >>3SU1001-6AA30-0AA0 + 3SU1401-1BF30-1AA0 + 3SU1500-0AA10-0AA0 + 3SU1900-0AX10-0AA0<< | - | 0 | 7
3SB3312-6AA40 |  | 3SB3312-6AA40 | 1 | UN | 1 | 10 | C | D | N | N | 85366190 | 1 | 4011209189744 | 0.04 | KG | 27.55 | 27.55 | CP20 | CP20 | 26X26MM PLASTIC SQUARE COMPLETE UNIT COMBINATION: INDICATOR LIGHT WITH SMOOTH LENSE ILLUMINATED WITH LAMP HOLDER BA 9S WITH LAMP 130V AC/DC SCREW TERMINAL OPERATIONAL VOLTAGE 220/230V AC WITH HOLDER GREEN !!! Phased-out product !!! SIRIUS ACT 3SU1 is successor Preferred successor type is >>3SU1001-6AA40-0AA0 + 3SU1500-0AA10-0AA0 + 3SU1401-1BF40-1AA0 + 3SU1900-0AX10-0AA0<< | - | 0 | 7
3SB3312-6AA50 |  | 3SB3312-6AA50 | 1 | UN | 1 | 10 | C | D | N | N | 85366190 | 1 | 4011209196339 | 0.041 | KG | 27.55 | 27.55 | CP20 | CP20 | 26X26MM PLASTIC SQUARE COMPLETE UNIT COMBINATION: INDICATOR LIGHT WITH SMOOTH LENSE ILLUMINATED WITH LAMP HOLDER BA 9S WITH LAMP 130V AC/DC SCREW TERMINAL OPERATIONAL VOLTAGE 220/230V AC WITH HOLDER BLUE !!! Phased-out product !!! SIRIUS ACT 3SU1 is successor Preferred successor type is >>3SU1001-6AA50-0AA0 + 3SU1401-1BF50-1AA0 + 3SU1500-0AA10-0AA0 + 3SU1900-0AX10-0AA0<< | - | 0 | 7
3SB3312-6AA60 |  | 3SB3312-6AA60 | 1 | UN | 1 | 10 | C | D | N | N | 85366190 | 1 | 4011209186507 | 0.041 | KG | 27.55 | 27.55 | CP20 | CP20 | 26X26MM PLASTIC SQUARE COMPLETE UNIT COMBINATION: INDICATOR LIGHT WITH SMOOTH LENSE ILLUMINATED WITH LAMP HOLDER BA 9S WITH LAMP 130V AC/DC SCREW TERMINAL OPERATIONAL VOLTAGE 220/230V AC WITH HOLDER WHITE !!! Phased-out product !!! SIRIUS ACT 3SU1 is successor Preferred successor type is >>3SU1001-6AA60-0AA0 + 3SU1401-1BF60-1AA0 + 3SU1500-0AA10-0AA0 + 3SU1900-0AX10-0AA0<< | - | 0 | 7
3SB3312-6AA70 |  | 3SB3312-6AA70 | 1 | UN | 1 | 10 | C | D | N | N | 85366190 | 1 | 4011209192492 | 0.042 | KG | 27.55 | 27.55 | CP20 | CP20 | 26X26MM PLASTIC SQUARE COMPLETE UNIT COMBINATION: INDICATOR LIGHT WITH SMOOTH LENSE ILLUMINATED WITH LAMP HOLDER BA 9S WITH LAMP 130V AC/DC SCREW TERMINAL OPERATIONAL VOLTAGE 220/230V AC WITH HOLDER CLEAR !!! Phased-out product !!! SIRIUS ACT 3SU1 is successor Preferred successor type is >>3SU1001-6AA70-0AA0 + 3SU14011BF701AA0 + 3 SU1500-0AA10-0AA0 + 3SU1900-0AX10-0AA0<< | - | 0 | 7
3SB3313-0AA21 |  | 3SB3313-0AA21 | 1 | UN | 1 | 10 | C | D | N | N | 85365080 | 1 | 4011209187740 | 0.058 | KG | 41.8 | 41.8 | CP20 | CP20 | 26X26MM PLASTIC SQUARE COMPLETE UNIT COMBINATION: ILLUMINATED PUSHBUTTON WITH FLAT BUTTON ILLUMINATED WITH LAMP HOLDER BA 9S WITH LAMP 130V AC/DC SCREW TERMINAL, 1NO+1NC OPERATIONAL VOLTAGE 220/230V AC WITH HOLDER RED !!! Phased-out product !!! SIRIUS ACT 3SU1 is suc Preferred successor ty >>3SU1001-0AB20-0AA0 + 3SU1500-0AA10-0AA0 + 3SU1401-1BF20-1AA0 + 3SU1400-1AA10-1FA0 + 3SU1900-0AX10-0AA0<< | - | 0 | 7
3SB3313-0AA31 |  | 3SB3313-0AA31 | 1 | UN | 1 | 10 | C | D | N | N | 85365080 | 1 | 4011209187757 | 0.058 | KG | 41.8 | 41.8 | CP20 | CP20 | 26X26MM PLASTIC SQUARE COMPLETE UNIT COMBINATION: ILLUMINATED PUSHBUTTON WITH FLAT BUTTON ILLUMINATED WITH LAMP HOLDER BA 9S WITH LAMP 130V AC/DC SCREW TERMINAL, 1NO+1NC OPERATIONAL VOLTAGE 220/230V AC WITH HOLDER YELLOW !!! Phased-out product !!! SIRIUS ACT 3SU1 is suc Preferred successor ty >>3SU1001-0AB30-0AA0 + 3SU1500-0AA10-0AA0 + 3SU1900-0AX10-0AA0 + 3SU1401-1BF30-1AA0 + 3SU1400-1AA10-1FA0<< | - | 0 | 7
3SB3313-0AA41 |  | 3SB3313-0AA41 | 1 | UN | 1 | 10 | C | D | N | N | 85365080 | 1 | 4011209187764 | 0.058 | KG | 41.8 | 41.8 | CP20 | CP20 | 26X26MM PLASTIC SQUARE COMPLETE UNIT COMBINATION: ILLUMINATED PUSHBUTTON WITH FLAT BUTTON ILLUMINATED WITH LAMP HOLDER BA 9S WITH LAMP 130V AC/DC SCREW TERMINAL, 1NO+1NC OPERATIONAL VOLTAGE 220/230V AC WITH HOLDER GREEN !!! Phased-out product !!! SIRIUS ACT 3SU1 is suc Preferred successor ty >>3SU1001-0AB40-0AA0 + 3SU1500-0AA10-0AA0 + 3SU1401-1BF40-1AA0 + 3SU1400-1AA10-1FA0 + 3SU1900-0AX10-0AA0<< | - | 0 | 7
3SB3313-0AA51 |  | 3SB3313-0AA51 | 1 | UN | 1 | 10 | C | D | N | N | 85365080 | 1 | 4011209187771 | 0.06 | KG | 41.8 | 41.8 | CP20 | CP20 | 26X26MM PLASTIC SQUARE COMPLETE UNIT COMBINATION: ILLUMINATED PUSHBUTTON WITH FLAT BUTTON ILLUMINATED WITH LAMP HOLDER BA 9S WITH LAMP 130V AC/DC SCREW TERMINAL, 1NO+1NC OPERATIONAL VOLTAGE 220/230V AC WITH HOLDER BLUE !!! Phased-out product !!! SIRIUS ACT 3SU1 is suc Preferred successor ty >>3SU1001-0AB50-0AA0 + 3SU1500-0AA10-0AA0 + 3SU1400-1AA10-1FA0 + 3SU1900-0AX10-0AA0 + 3SU1401-1BF50-1AA0<< | - | 0 | 7
3SB3313-0AA61 |  | 3SB3313-0AA61 | 1 | UN | 1 | 10 | C | D | N | N | 85365080 | 1 | 4011209187788 | 0.061 | KG | 41.8 | 41.8 | CP20 | CP20 | 26X26MM PLASTIC SQUARE COMPLETE UNIT COMBINATION: ILLUMINATED PUSHBUTTON WITH FLAT BUTTON ILLUMINATED WITH LAMP HOLDER BA 9S WITH LAMP 130V AC/DC SCREW TERMINAL, 1NO+1NC OPERATIONAL VOLTAGE 220/230V AC WITH HOLDER WHITE !!! Phased-out product !!! SIRIUS ACT 3SU1 is suc Preferred successor ty >>3SU1001-0AB60-0AA0 + 3SU1500-0AA10-0AA0 + 3SU1900-0AX10-0AA0 + 3SU1401-1BF60-1AA0 + 3SU1400-1AA10-1FA0<< | - | 0 | 7
3SB3313-0AA71 |  | 3SB3313-0AA71 | 1 | UN | 1 | 10 | C | D | N | N | 85365080 | 1 | 4011209187795 | 0.055 | KG | 41.8 | 41.8 | CP20 | CP20 | 26X26MM PLASTIC SQUARE COMPLETE UNIT COMBINATION: ILLUMINATED PUSHBUTTON WITH FLAT BUTTON ILLUMINATED WITH LAMP HOLDER BA 9S WITH LAMP 130V AC/DC SCREW TERMINAL, 1NO+1NC OPERATIONAL VOLTAGE 220/230V AC WITH HOLDER CLEAR !!! Phased-out product !!! SIRIUS ACT 3SU1 is suc Preferred successor ty >>3SU1001-0AB70-0AA0 + 3SU1400-1AA10-1FA0 + 3SU14011BF701AA0 + 3S U1500-0AA10-0AA0 + 3S U1900-0AX10-0AA0<< | - | 0 | 7
3SB3314-0AA31 |  | 3SB3314-0AA31 | 1 | UN | 1 | 10 | C | D | N | N | 85365080 | 1 | 4011209187801 | 0.052 | KG | 38.57 | 38.57 | CP20 | CP20 | 26X26MM PLASTIC SQUARE COMPLETE UNIT COMBINATION: ILLUMINATED PUSHBUTTON WITH FLAT BUTTON ILLUMINATED WITH LAMP HOLDER BA 9S WITH LAMP 130V AC/DC SCREW TERMINAL, 1NO OPERATIONAL VOLTAGE 220/230V AC WITH HOLDER YELLOW !!! Phased-out product !!! SIRIUS ACT 3SU1 is suc Preferred successor ty >>3SU1001-0AB30-0AA0 + 3SU1401-1BF30-1AA0 + 3SU1900-0AX10-0AA0 + 3SU1400-1AA10-1BA0 + 3SU1500-0AA10-0AA0<< | - | 0 | 7
3SB3314-0AA41 |  | 3SB3314-0AA41 | 1 | UN | 1 | 10 | C | D | N | N | 85365080 | 1 | 4011209187818 | 0.05 | KG | 38.57 | 38.57 | CP20 | CP20 | 26X26MM PLASTIC SQUARE COMPLETE UNIT COMBINATION: ILLUMINATED PUSHBUTTON WITH FLAT BUTTON ILLUMINATED WITH LAMP HOLDER BA 9S WITH LAMP 130V AC/DC SCREW TERMINAL, 1NO OPERATIONAL VOLTAGE 220/230V AC WITH HOLDER GREEN !!! Phased-out product !!! SIRIUS ACT 3SU1 is suc Preferred successor ty >>3SU1001-0AB40-0AA0 + 3SU1500-0AA10-0AA0 + 3SU1400-1AA10-1BA0 + 3SU1401-1BF40-1AA0 + 3SU1900-0AX10-0AA0<< | - | 0 | 7
3SB3314-0AA51 |  | 3SB3314-0AA51 | 1 | UN | 1 | 10 | C | D | N | N | 85365080 | 1 | 4011209187825 | 0.053 | KG | 38.57 | 38.57 | CP20 | CP20 | 26X26MM PLASTIC SQUARE COMPLETE UNIT COMBINATION: ILLUMINATED PUSHBUTTON WITH FLAT BUTTON ILLUMINATED WITH LAMP HOLDER BA 9S WITH LAMP 130V AC/DC SCREW TERMINAL, 1NO OPERATIONAL VOLTAGE 220/230V AC WITH HOLDER BLUE !!! Phased-out product !!! SIRIUS ACT 3SU1 is suc Preferred successor ty >>3SU1001-0AB50-0AA0 + 3SU1401-1BF50-1AA0 + 3SU1400-1AA10-1BA0 + 3SU1900-0AX10-0AA0 + 3SU1500-0AA10-0AA0<< | - | 0 | 7
3SB3314-0AA61 |  | 3SB3314-0AA61 | 1 | UN | 1 | 10 | C | D | N | N | 85365080 | 1 | 4011209187238 | 0.05 | KG | 38.57 | 38.57 | CP20 | CP20 | 26X26MM PLASTIC SQUARE COMPLETE UNIT COMBINATION: ILLUMINATED PUSHBUTTON WITH FLAT BUTTON ILLUMINATED WITH LAMP HOLDER BA 9S WITH LAMP 130V AC/DC SCREW TERMINAL, 1NO OPERATIONAL VOLTAGE 220/230V AC WITH HOLDER WHITE !!! Phased-out product !!! SIRIUS ACT 3SU1 is suc Preferred successor ty >>3SU1001-0AB60-0AA0 + 3SU1900-0AX10-0AA0 + 3SU1500-0AA10-0AA0 + 3SU1400-1AA10-1BA0 + 3SU1401-1BF60-1AA0<< | - | 0 | 7
3SB3314-0AA71 |  | 3SB3314-0AA71 | 1 | UN | 1 | 10 | C | D | N | N | 85365080 | 1 | 4011209187832 | 0.051 | KG | 38.57 | 38.57 | CP20 | CP20 | 26X26MM PLASTIC SQUARE COMPLETE UNIT COMBINATION: ILLUMINATED PUSHBUTTON WITH FLAT BUTTON ILLUMINATED WITH LAMP HOLDER BA 9S WITH LAMP 130V AC/DC SCREW TERMINAL, 1NO OPERATIONAL VOLTAGE 220/230V AC WITH HOLDER CLEAR !!! Phased-out product !!! SIRIUS ACT 3SU1 is suc Preferred successor ty >>3SU1001-0AB70-0AA0 + 3SU1401-1BF70-1AA0 + 3SU1500-0AA10-0AA0 + 3SU1900-0AX10-0AA0 + 3SU1400-1AA10-1BA0<< | - | 0 | 7
3SB3316-0AA21 |  | 3SB3316-0AA21 | 1 | UN | 1 | 10 | C | D | N | N | 85365080 | 1 | 4011209187849 | 0.052 | KG | 38.57 | 38.57 | CP20 | CP20 | 26X26MM PLASTIC SQUARE COMPLETE UNIT COMBINATION: ILLUMINATED PUSHBUTTON WITH FLAT BUTTON ILLUMINATED WITH LAMP HOLDER BA 9S WITH LAMP 130V AC/DC SCREW TERMINAL, 1NC OPERATIONAL VOLTAGE 220/230V AC WITH HOLDER RED !!! Phased-out product !!! SIRIUS ACT 3SU1 is suc Preferred successor ty >>3SU1001-0AB20-0AA0 + 3SU1500-0AA10-0AA0 + 3SU1900-0AX10-0AA0 + 3SU1400-1AA10-1CA0 + 3SU1401-1BF20-1AA0<< | - | 0 | 7
3SB3317-6AA20 |  | 3SB3317-6AA20 | 1 | UN | 1 | 10 | C | D | N | N | 85366190 | 1 | 4011209030855 | 0.041 | KG | 19.48 | 19.48 | CP20 | CP20 | 26X26MM PLASTIC SQUARE COMPLETE UNIT COMBINATION: INDICATOR LIGHT WITH SMOOTH LENSE ILLUMINATED WITH LAMP HOLDER BA 9S WITH LAMP 24V AC/DC SCREW TERMINAL OPERATIONAL VOLTAGE 24V AC/DC WITH HOLDER RED !!! Phased-out product !!! SIRIUS ACT 3SU1 is successor Preferred successor type is >>3SU1001-6AA20-0AA0 + 3SU1500-0AA10-0AA0 + 3SU1900-0AX10-0AA0 + 3SU1401-1BB20-1AA0<< | - | 0 | 7
3SB3317-6AA30 |  | 3SB3317-6AA30 | 1 | UN | 1 | 10 | C | D | N | N | 85366190 | 1 | 4011209030862 | 0.04 | KG | 19.48 | 19.48 | CP20 | CP20 | 26X26MM PLASTIC SQUARE COMPLETE UNIT COMBINATION: INDICATOR LIGHT WITH SMOOTH LENSE ILLUMINATED WITH LAMP HOLDER BA 9S WITH LAMP 24V AC/DC SCREW TERMINAL OPERATIONAL VOLTAGE 24V AC/DC WITH HOLDER YELLOW !!! Phased-out product !!! SIRIUS ACT 3SU1 is successor Preferred successor type is >>3SU1001-6AA30-0AA0 + 3SU1500-0AA10-0AA0 + 3SU1401-1BB30-1AA0 + 3SU1900-0AX10-0AA0<< | - | 0 | 7
3SB3317-6AA40 |  | 3SB3317-6AA40 | 1 | UN | 1 | 10 | C | D | N | N | 85366190 | 1 | 4011209030879 | 0.04 | KG | 19.48 | 19.48 | CP20 | CP20 | 26X26MM PLASTIC SQUARE COMPLETE UNIT COMBINATION: INDICATOR LIGHT WITH SMOOTH LENSE ILLUMINATED WITH LAMP HOLDER BA 9S WITH LAMP 24V AC/DC SCREW TERMINAL OPERATIONAL VOLTAGE 24V AC/DC WITH HOLDER GREEN !!! Phased-out product !!! SIRIUS ACT 3SU1 is successor Preferred successor type is >>3SU1001-6AA40-0AA0 + 3SU1900-0AX10-0AA0 + 3SU1401-1BB40-1AA0 + 3SU1500-0AA10-0AA0<< | - | 0 | 7
3SB3317-6AA50 |  | 3SB3317-6AA50 | 1 | UN | 1 | 10 | C | D | N | N | 85366190 | 1 | 4011209030886 | 0.04 | KG | 19.48 | 19.48 | CP20 | CP20 | 26X26MM PLASTIC SQUARE COMPLETE UNIT COMBINATION: INDICATOR LIGHT WITH SMOOTH LENSE ILLUMINATED WITH LAMP HOLDER BA 9S WITH LAMP 24V AC/DC SCREW TERMINAL OPERATIONAL VOLTAGE 24V AC/DC WITH HOLDER BLUE !!! Phased-out product !!! SIRIUS ACT 3SU1 is successor Preferred successor type is >>3SU1001-6AA50-0AA0 + 3SU1500-0AA10-0AA0 + 3SU1900-0AX10-0AA0 + 3SU1401-1BB50-1AA0<< | - | 0 | 7
3SB3317-6AA60 |  | 3SB3317-6AA60 | 1 | UN | 1 | 10 | C | D | N | N | 85366190 | 1 | 4011209030893 | 0.038 | KG | 19.48 | 19.48 | CP20 | CP20 | 26X26MM PLASTIC SQUARE COMPLETE UNIT COMBINATION: INDICATOR LIGHT WITH SMOOTH LENSE ILLUMINATED WITH LAMP HOLDER BA 9S WITH LAMP 24V AC/DC SCREW TERMINAL OPERATIONAL VOLTAGE 24V AC/DC WITH HOLDER WHITE !!! Phased-out product !!! SIRIUS ACT 3SU1 is successor Preferred successor type is >>3SU1001-6AA60-0AA0 + 3SU1500-0AA10-0AA0 + 3SU1900-0AX10-0AA0 + 3SU1401-1BB60-1AA0<< | - | 0 | 7
3SB3317-6AA70 |  | 3SB3317-6AA70 | 1 | UN | 1 | 10 | C | D | N | N | 85366190 | 1 | 4011209030909 | 0.041 | KG | 19.48 | 19.48 | CP20 | CP20 | Indicator light, 26x26 mm, square, plastic, clear, lens, smooth, with holder, lampholder BA 9S, with incandescent lamp 24 V AC/DC, operating voltage 24 V AC/DC, SCREW TERMINAL !!! Phased-out product !!! SIRIUS ACT 3SU1 is the successor The preferred successor type is >>3SU1001-6AA70-0AA0 + 3SU1900-0AX10-0AA0 + 3SU1500-0AA10-0AA0 + 3SU1401-1BB60-1AA0<< | - | 0 | 7
3SB3318-0AA21 |  | 3SB3318-0AA21 | 1 | UN | 1 | 10 | C | D | N | N | 85365019 | 1 | 4011209030916 | 0.051 | KG | 30.78 | 30.78 | CP20 | CP20 | 26X26MM PLASTIC SQUARE COMPLETE UNIT COMBINATION: ILLUMINATED PUSHBUTTON WITH FLAT BUTTON ILLUMINATED WITH LAMP HOLDER BA 9S WITH LAMP 24V AC/DC SCREW TERMINAL, 1NC OPERATIONAL VOLTAGE 24V AC/DC WITH HOLDER RED !!! Phased-out product !!! SIRIUS ACT 3SU1 is suc Preferred successor ty >>3SU1001-0AB20-0AA0 + 3SU1400-1AA10-1CA0 + 3SU1401-1BB20-1AA0 + 3SU1500-0AA10-0AA0 + 3SU1900-0AX10-0AA0<< | - | 0 | 7
3SB3320-0AA31 |  | 3SB3320-0AA31 | 1 | UN | 1 | 10 | C | D | N | N | 85365019 | 1 | 4011209030923 | 0.051 | KG | 30.78 | 30.78 | CP20 | CP20 | 26X26MM PLASTIC SQUARE COMPLETE UNIT COMBINATION: ILLUMINATED PUSHBUTTON WITH FLAT BUTTON ILLUMINATED WITH LAMP HOLDER BA 9S WITH LAMP 24V AC/DC SCREW TERMINAL, 1NO OPERATIONAL VOLTAGE 24V AC/DC WITH HOLDER YELLOW !!! Phased-out product !!! SIRIUS ACT 3SU1 is suc Preferred successor ty >>3SU1001-0AB30-0AA0 + 3SU1401-1BB30-1AA0 + 3SU1500-0AA10-0AA0 + 3SU1400-1AA10-1BA0 + 3SU1900-0AX10-0AA0<< | - | 0 | 7
3SB3320-0AA41 |  | 3SB3320-0AA41 | 1 | UN | 1 | 10 | C | D | N | N | 85365019 | 1 | 4011209030930 | 0.051 | KG | 30.78 | 30.78 | CP20 | CP20 | 26X26MM PLASTIC SQUARE COMPLETE UNIT COMBINATION: ILLUMINATED PUSHBUTTON WITH FLAT BUTTON ILLUMINATED WITH LAMP HOLDER BA 9S WITH LAMP 24V AC/DC SCREW TERMINAL, 1NO OPERATIONAL VOLTAGE 24V AC/DC WITH HOLDER GREEN !!! Phased-out product !!! SIRIUS ACT 3SU1 is suc Preferred successor ty >>3SU1001-0AB40-0AA0 + 3SU1900-0AX10-0AA0 + 3SU1401-1BB40-1AA0 + 3SU1500-0AA10-0AA0 + 3SU1400-1AA10-1BA0<< | - | 0 | 7
3SB3320-0AA51 |  | 3SB3320-0AA51 | 1 | UN | 1 | 10 | C | D | N | N | 85365019 | 1 | 4011209030947 | 0.051 | KG | 30.78 | 30.78 | CP20 | CP20 | 26X26MM PLASTIC SQUARE COMPLETE UNIT COMBINATION: ILLUMINATED PUSHBUTTON WITH FLAT BUTTON ILLUMINATED WITH LAMP HOLDER BA 9S WITH LAMP 24V AC/DC SCREW TERMINAL, 1NO OPERATIONAL VOLTAGE 24V AC/DC WITH HOLDER BLUE !!! Phased-out product !!! SIRIUS ACT 3SU1 is suc Preferred successor ty >>3SU1001-0AB50-0AA0 + 3SU1900-0AX10-0AA0 + 3SU1500-0AA10-0AA0 + 3SU1400-1AA10-1BA0 + 3SU1401-1BB50-1AA0<< | - | 0 | 7
3SB3320-0AA61 |  | 3SB3320-0AA61 | 1 | UN | 1 | 10 | C | D | N | N | 85365019 | 1 | 4011209030954 | 0.051 | KG | 30.78 | 30.78 | CP20 | CP20 | 26X26MM PLASTIC SQUARE COMPLETE UNIT COMBINATION: ILLUMINATED PUSHBUTTON WITH FLAT BUTTON ILLUMINATED WITH LAMP HOLDER BA 9S WITH LAMP 24V AC/DC SCREW TERMINAL, 1NO OPERATIONAL VOLTAGE 24V AC/DC WITH HOLDER WHITE !!! Phased-out product !!! SIRIUS ACT 3SU1 is suc Preferred successor ty >>3SU1001-0AB60-0AA0 + 3SU1401-1BB60-1AA0 + 3SU1900-0AX10-0AA0 + 3SU1500-0AA10-0AA0 + 3SU1400-1AA10-1BA0<< | - | 0 | 7
3SB3320-0AA71 |  | 3SB3320-0AA71 | 1 | UN | 1 | 10 | C | D | N | N | 85365019 | 1 | 4011209030961 | 0.051 | KG | 30.78 | 30.78 | CP20 | CP20 | Illuminated pushbutton, 26x26 mm, square, plastic, clear, pushbutton, flat, 1 NO, lampholder BA 9S, with incandescent lamp 24 V AC/DC, operating voltage 24 V AC/DC, SCREW TERMINAL !!! Phased-out product !!! SIRIUS ACT 3SU1 is the successor The preferred successor type is >>3SU1001-0AB70-0AA0 + 3SU1500-0AA10-0AA0 + 3SU1400-1AA10-1BA0 + 3SU1401-1BB60-1AA0 + 3SU1900-0AX10-0AA0<< | - | 0 | 7
3SB3321-0AA21 |  | 3SB3321-0AA21 | 1 | UN | 1 | 10 | C | D | N | N | 85365019 | 1 | 4011209187856 | 0.058 | KG | 33.25 | 33.25 | CP20 | CP20 | 26X26MM PLASTIC SQUARE COMPLETE UNIT COMBINATION: ILLUMINATED PUSHBUTTON WITH FLAT BUTTON ILLUMINATED WITH LAMP HOLDER BA 9S WITH LAMP 24V AC/DC SCREW TERMINAL, 1NO+1NC OPERATIONAL VOLTAGE 24V AC/DC WITH HOLDER RED !!! Phased-out product !!! SIRIUS ACT 3SU1 is suc Preferred successor ty >>3SU1001-0AB20-0AA0 + 3SU1401-1BB20-1AA0 + 3SU1400-1AA10-1FA0 + 3SU1500-0AA10-0AA0 + 3SU1900-0AX10-0AA0<< | - | 0 | 7
3SB3321-0AA31 |  | 3SB3321-0AA31 | 1 | UN | 1 | 10 | C | D | N | N | 85365019 | 1 | 4011209187863 | 0.058 | KG | 33.25 | 33.25 | CP20 | CP20 | 26X26MM PLASTIC SQUARE COMPLETE UNIT COMBINATION: ILLUMINATED PUSHBUTTON WITH FLAT BUTTON ILLUMINATED WITH LAMP HOLDER BA 9S WITH LAMP 24V AC/DC SCREW TERMINAL, 1NO+1NC OPERATIONAL VOLTAGE 24V AC/DC WITH HOLDER YELLOW !!! Phased-out product !!! SIRIUS ACT 3SU1 is suc Preferred successor ty >>3SU1001-0AB30-0AA0 + 3SU1400-1AA10-1FA0 + 3SU1500-0AA10-0AA0 + 3SU1401-1BB30-1AA0 + 3SU1900-0AX10-0AA0<< | - | 0 | 7
3SB3321-0AA41 |  | 3SB3321-0AA41 | 1 | UN | 1 | 10 | C | D | N | N | 85365019 | 1 | 4011209187870 | 0.058 | KG | 33.25 | 33.25 | CP20 | CP20 | 26X26MM PLASTIC SQUARE COMPLETE UNIT COMBINATION: ILLUMINATED PUSHBUTTON WITH FLAT BUTTON ILLUMINATED WITH LAMP HOLDER BA 9S WITH LAMP 24V AC/DC SCREW TERMINAL, 1NO+1NC OPERATIONAL VOLTAGE 24V AC/DC WITH HOLDER GREEN !!! Phased-out product !!! SIRIUS ACT 3SU1 is suc Preferred successor ty >>3SU1001-0AB40-0AA0 + 3SU1500-0AA10-0AA0 + 3SU1900-0AX10-0AA0 + 3SU1401-1BB40-1AA0 + 3SU1400-1AA10-1FA0<< | - | 0 | 7
3SB3321-0AA51 |  | 3SB3321-0AA51 | 1 | UN | 1 | 10 | C | D | N | N | 85365019 | 1 | 4011209187887 | 0.053 | KG | 33.25 | 33.25 | CP20 | CP20 | 26X26MM PLASTIC SQUARE COMPLETE UNIT COMBINATION: ILLUMINATED PUSHBUTTON WITH FLAT BUTTON ILLUMINATED WITH LAMP HOLDER BA 9S WITH LAMP 24V AC/DC SCREW TERMINAL, 1NO+1NC OPERATIONAL VOLTAGE 24V AC/DC WITH HOLDER BLUE !!! Phased-out product !!! SIRIUS ACT 3SU1 is suc Preferred successor ty >>3SU1001-0AB50-0AA0 + 3SU1500-0AA10-0AA0 + 3SU1401-1BB50-1AA0 + 3SU1400-1AA10-1FA0 + 3SU1900-0AX10-0AA0<< | - | 0 | 7
3SB3321-0AA61 |  | 3SB3321-0AA61 | 1 | UN | 1 | 10 | C | D | N | N | 85365019 | 1 | 4011209187894 | 0.06 | KG | 33.25 | 33.25 | CP20 | CP20 | 26X26MM PLASTIC SQUARE COMPLETE UNIT COMBINATION: ILLUMINATED PUSHBUTTON WITH FLAT BUTTON ILLUMINATED WITH LAMP HOLDER BA 9S WITH LAMP 24V AC/DC SCREW TERMINAL, 1NO+1NC OPERATIONAL VOLTAGE 24V AC/DC WITH HOLDER WHITE !!! Phased-out product !!! SIRIUS ACT 3SU1 is suc Preferred successor ty >>3SU1001-0AB60-0AA0 + 3SU1500-0AA10-0AA0 + 3SU1400-1AA10-1FA0 + 3SU1401-1BB60-1AA0 + 3SU1900-0AX10-0AA0<< | - | 0 | 7
3SB3321-0AA71 |  | 3SB3321-0AA71 | 1 | UN | 1 | 10 | C | D | N | N | 85365019 | 1 | 4011209187900 | 0.058 | KG | 33.25 | 33.25 | CP20 | CP20 | Illuminated pushbutton, 26x26 mm, square, plastic, clear, pushbutton, flat, 1 NO + 1 NC, lampholder BA 9S, with incandescent lamp 24 V AC/DC, Operating voltage 24 V AC/DC, screw terminal !!! Phased-out product !!! Successor is SIRIUS ACT 3SU1 Preferred successor type is >>3SU1001-0AB70-0AA0 + 3SU1900-0AX10-0AA0 + 3SU1401-1BB70-1AA0 + 3SU1500-0AA10-0AA0 + 3SU1400-1AA10-1FA0<< | - | 0 | 7
3SB3344-6AA20 |  | 3SB3344-6AA20 | 1 | UN | 1 | 10 | C | D | N | N | 85366190 | 1 | 4011209522268 | 0.038 | KG | 19.48 | 19.48 | CP20 | CP20 | Indicator light, 26x26 mm, square, plastic, red, lens, smooth, with holder, lampholder, with integrated LED 24 V AC/DC, SCREW TERMINAL !!! Phased-out product !!! SIRIUS ACT 3SU1 is the successor The preferred successor type is >>3SU1001-6AA20-0AA0 + 3SU1401-1BB20-1AA0 + 3SU1900-0AX10-0AA0 + 3SU1500-0AA10-0AA0<< | - | 0 | 7
3SB3344-6AA30 |  | 3SB3344-6AA30 | 1 | UN | 1 | 10 | C | D | N | N | 85366190 | 1 | 4011209522275 | 0.041 | KG | 19.48 | 19.48 | CP20 | CP20 | Indicator light, 26x26 mm, square, plastic, yellow, lens, smooth, with holder, lampholder, with integrated LED 24 V AC/DC, SCREW TERMINAL !!! Phased-out product !!! SIRIUS ACT 3SU1 is the successor The preferred successor type is >>3SU1001-6AA30-0AA0 + 3SU1500-0AA10-0AA0 + 3SU1401-1BB30-1AA0 + 3SU1900-0AX10-0AA0<< | - | 0 | 7
3SB3344-6AA40 |  | 3SB3344-6AA40 | 1 | UN | 1 | 10 | C | D | N | N | 85366190 | 1 | 4011209522282 | 0.04 | KG | 19.48 | 19.48 | CP20 | CP20 | Indicator light, 26x26 mm, square, plastic, green, lens, smooth, with holder, lampholder, with integrated LED 24 V AC/DC, SCREW TERMINAL !!! Phased-out product !!! SIRIUS ACT 3SU1 is the successor The preferred successor type is >>3SU1001-6AA40-0AA0 + 3SU1500-0AA10-0AA0 + 3SU1401-1BB40-1AA0 + 3SU1900-0AX10-0AA0<< | - | 0 | 7
3SB3344-6AA50 |  | 3SB3344-6AA50 | 1 | UN | 1 | 10 | C | D | N | N | 85366190 | 1 | 4011209522299 | 0.039 | KG | 19.48 | 19.48 | CP20 | CP20 | Indicator light, 26x26 mm, square, plastic, BLUE, lens, smooth, with holder, lampholder, with integrated LED 24 V AC/DC, SCREW TERMINAL !!! Phased-out product !!! SIRIUS ACT 3SU1 is the successor The preferred successor type is >>3SU1001-6AA50-0AA0 + 3SU1900-0AX10-0AA0 + 3SU1401-1BB50-1AA0 + 3SU1500-0AA10-0AA0<< | - | 0 | 7
3SB3344-6AA60 |  | 3SB3344-6AA60 | 1 | UN | 1 | 10 | C | D | N | N | 85366190 | 1 | 4011209522305 | 0.04 | KG | 19.48 | 19.48 | CP20 | CP20 | Indicator light, 26x26 mm, square, plastic, white, lens, smooth, with holder, lampholder, with integrated LED 24 V AC/DC, SCREW TERMINAL !!! Phased-out product !!! SIRIUS ACT 3SU1 is the successor The preferred successor type is >>3SU1001-6AA60-0AA0 + 3SU1500-0AA10-0AA0 + 3SU1900-0AX10-0AA0 + 3SU1401-1BB60-1AA0<< | - | 0 | 7
3SB3344-6AA70 |  | 3SB3344-6AA70 | 1 | UN | 1 | 10 | C | D | N | N | 85366190 | 1 | 4011209522312 | 0.04 | KG | 19.48 | 19.48 | CP20 | CP20 | Indicator light, 26x26 mm, square, plastic, clear, lens, smooth, with holder, lampholder, with integrated LED 24 V AC/DC, SCREW TERMINAL !!! Phased-out product !!! SIRIUS ACT 3SU1 is the successor The preferred successor type is >>3SU1001-6AA70-0AA0 + 3SU1500-0AA10-0AA0 + 3SU1401-1BB60-1AA0 + 3SU1900-0AX10-0AA0<< | - | 0 | 7
3SB3345-0AA31 |  | 3SB3345-0AA31 | 1 | UN | 1 | 10 | C | D | N | N | 85365019 | 1 | 4011209522701 | 0.05 | KG | 31.16 | 31.16 | CP20 | CP20 | Illuminated pushbutton, 26x26 mm, square, plastic, yellow, pushbutton, flat, 1 NO, lampholder, with integrated LED 24 V AC/DC, SCREW TERMINAL !!! Phased-out product !!! SIRIUS ACT 3SU1 is the successor The preferred successor type is >>3SU1001-0AB30-0AA0 + 3SU1400-1AA10-1BA0 + 3SU1900-0AX10-0AA0 + 3SU1500-0AA10-0AA0 + 3SU1401-1BB30-1AA0<< | - | 0 | 7
3SB3345-0AA41 |  | 3SB3345-0AA41 | 1 | UN | 1 | 10 | C | D | N | N | 85365019 | 1 | 4011209522718 | 0.052 | KG | 31.16 | 31.16 | CP20 | CP20 | Illuminated pushbutton, 26x26 mm, square, plastic, green, pushbutton, flat, 1 NO, lampholder, with integrated LED 24 V AC/DC, SCREW TERMINAL !!! Phased-out product !!! SIRIUS ACT 3SU1 is the successor The preferred successor type is >>3SU1001-0AB40-0AA0 + 3SU1500-0AA10-0AA0 + 3SU1400-1AA10-1BA0 + 3SU1401-1BB40-1AA0 + 3SU1900-0AX10-0AA0<< | - | 0 | 7
3SB3345-0AA51 |  | 3SB3345-0AA51 | 1 | UN | 1 | 10 | C | D | N | N | 85365019 | 1 | 4011209522725 | 0.046 | KG | 31.16 | 31.16 | CP20 | CP20 | Illuminated pushbutton, 26x26 mm, square, plastic, BLUE, pushbutton, flat, 1 NO, lampholder, with integrated LED 24 V AC/DC, SCREW TERMINAL !!! Phased-out product !!! SIRIUS ACT 3SU1 is the successor The preferred successor type is >>3SU1001-0AB50-0AA0 + 3SU1400-1AA10-1BA0 + 3SU1500-0AA10-0AA0 + 3SU1401-1BB50-1AA0 + 3SU1900-0AX10-0AA0<< | - | 0 | 7
3SB3345-0AA61 |  | 3SB3345-0AA61 | 1 | UN | 1 | 10 | C | D | N | N | 85365019 | 1 | 4011209522732 | 0.051 | KG | 31.16 | 31.16 | CP20 | CP20 | Illuminated pushbutton, 26x26 mm, square, plastic, white, pushbutton, flat, 1 NO, lampholder, with integrated LED 24 V AC/DC, SCREW TERMINAL !!! Phased-out product !!! SIRIUS ACT 3SU1 is the successor The preferred successor type is >>3SU1001-0AB60-0AA0 + 3SU1500-0AA10-0AA0 + 3SU1400-1AA10-1BA0 + 3SU1900-0AX10-0AA0 + 3SU1401-1BB60-1AA0<< | - | 0 | 7
3SB3345-0AA71 |  | 3SB3345-0AA71 | 1 | UN | 1 | 10 | C | D | N | N | 85365019 | 1 | 4011209522749 | 0.05 | KG | 31.16 | 31.16 | CP20 | CP20 | Illuminated pushbutton, 26x26 mm, square, plastic, clear, pushbutton, flat, 1 NO, lampholder, with integrated LED 24 V AC/DC, SCREW TERMINAL !!! Phased-out product !!! SIRIUS ACT 3SU1 is the successor The preferred successor type is >>3SU1001-0AB70-0AA0 + 3SU1401-1BB60-1AA0 + 3SU1400-1AA10-1BA0 + 3SU1500-0AA10-0AA0 + 3SU1900-0AX10-0AA0<< | - | 0 | 7
3SB3346-0AA21 |  | 3SB3346-0AA21 | 1 | UN | 1 | 10 | C | D | N | N | 85365019 | 1 | 4011209522695 | 0.051 | KG | 31.16 | 31.16 | CP20 | CP20 | Illuminated pushbutton, 26x26 mm, square, plastic, red, pushbutton, flat, 1 NC, lampholder, with integrated LED 24 V AC/DC, SCREW TERMINAL !!! Phased-out product !!! SIRIUS ACT 3SU1 is the successor The preferred successor type is >>3SU1001-0AB20-0AA0 + 3SU1500-0AA10-0AA0 + 3SU1400-1AA10-1CA0 + 3SU1401-1BB20-1AA0 + 3SU1900-0AX10-0AA0<< | - | 0 | 7
3SB3347-0AA21 |  | 3SB3347-0AA21 | 1 | UN | 1 | 10 | C | D | N | N | 85365019 | 1 | 4011209522756 | 0.057 | KG | 34.96 | 34.96 | CP20 | CP20 | Illuminated pushbutton, 26x26 mm, square, plastic, red, pushbutton, flat, with holder and support, 1NO + 1NC, lampholder with integrated LED 24 V AC/DC, SCREW TERMINAL !!! Phased-out product !!! SIRIUS ACT 3SU1 is the successor The preferred successor type is >>3SU1001-0AB20-0AA0 + 3SU1500-0AA10-0AA0 + 3SU1900-0AX10-0AA0 + 3SU1400-1AA10-1FA0 + 3SU1401-1BB20-1AA0<< | - | 0 | 7
3SB3347-0AA31 |  | 3SB3347-0AA31 | 1 | UN | 1 | 10 | C | D | N | N | 85365019 | 1 | 4011209522763 | 0.06 | KG | 34.96 | 34.96 | CP20 | CP20 | Illuminated pushbutton, 26x26 mm, square, plastic, yellow, pushbutton, flat, 1NO + 1NC, lampholder, with integrated LED 24 V AC/DC, SCREW TERMINAL !!! Phased-out product !!! SIRIUS ACT 3SU1 is the successor The preferred successor type is >>3SU1001-0AB30-0AA0 + 3SU1400-1AA10-1FA0 + 3SU1500-0AA10-0AA0 + 3SU1900-0AX10-0AA0 + 3SU1401-1BB30-1AA0<< | - | 0 | 7
3SB3347-0AA41 |  | 3SB3347-0AA41 | 1 | UN | 1 | 10 | C | D | N | N | 85365019 | 1 | 4011209522770 | 0.06 | KG | 34.96 | 34.96 | CP20 | CP20 | Illuminated pushbutton, 26x26 mm, square, plastic, green, pushbutton, flat, 1NO + 1NC, lampholder, with integrated LED 24 V AC/DC, SCREW TERMINAL !!! Phased-out product !!! SIRIUS ACT 3SU1 is the successor The preferred successor type is >>3SU1001-0AB40-0AA0 + 3SU1500-0AA10-0AA0 + 3SU1401-1BB40-1AA0 + 3SU1400-1AA10-1FA0 + 3SU1900-0AX10-0AA0<< | - | 0 | 7
3SB3347-0AA51 |  | 3SB3347-0AA51 | 1 | UN | 1 | 10 | C | D | N | N | 85365019 | 1 | 4011209522787 | 0.059 | KG | 34.96 | 34.96 | CP20 | CP20 | Illuminated pushbutton, 26x26 mm, square, plastic, BLUE, pushbutton, flat, 1NO + 1NC, lampholder, with integrated LED 24 V AC/DC, SCREW TERMINAL !!! Phased-out product !!! SIRIUS ACT 3SU1 is the successor The preferred successor type is >>3SU1001-0AB50-0AA0 + 3SU1400-1AA10-1FA0 + 3SU1900-0AX10-0AA0 + 3SU1401-1BB50-1AA0 + 3SU1500-0AA10-0AA0<< | - | 0 | 7
3SB3347-0AA61 |  | 3SB3347-0AA61 | 1 | UN | 1 | 10 | C | D | N | N | 85365019 | 1 | 4011209522794 | 0.058 | KG | 34.96 | 34.96 | CP20 | CP20 | Illuminated pushbutton, 26x26 mm, square, plastic, white, pushbutton, flat, 1NO + 1NC, lampholder, with integrated LED 24 V AC/DC, SCREW TERMINAL !!! Phased-out product !!! SIRIUS ACT 3SU1 is the successor The preferred successor type is >>3SU1001-0AB60-0AA0 + 3SU1900-0AX10-0AA0 + 3SU1400-1AA10-1FA0 + 3SU1401-1BB60-1AA0 + 3SU1500-0AA10-0AA0<< | - | 0 | 7
3SB3347-0AA71 |  | 3SB3347-0AA71 | 1 | UN | 1 | 10 | C | D | N | N | 85365019 | 1 | 4011209522800 | 0.057 | KG | 34.96 | 34.96 | CP20 | CP20 | Illuminated pushbutton, 26x26 mm, square, plastic, clear, pushbutton, flat, 1NO + 1NC, lampholder, with integrated LED 24 V AC/DC, SCREW TERMINAL !!! Phased-out product !!! SIRIUS ACT 3SU1 is the successor The preferred successor type is >>3SU1001-0AB70-0AA0 + 3SU1401-1BB60-1AA0 + 3SU1400-1AA10-1BA0 + 3SU1500-0AA10-0AA0 + 3SU1900-0AX10-0AA0<< | - | 0 | 7
3SB3352-6AA20 |  | 3SB3352-6AA20 | 1 | UN | 1 | 10 | C | D | N | N | 85366190 | 1 | 4011209522336 | 0.041 | KG | 27.93 | 27.93 | CP20 | CP20 | Indicator light, 26x26 mm, square, plastic, red, lens, smooth, with holder, lampholder, with integrated LED 230 V AC, SCREW TERMINAL !!! Phased-out product !!! SIRIUS ACT 3SU1 is the successor The preferred successor type is >>3SU1001-6AA20-0AA0 + 3SU1401-1BF20-1AA0 + 3SU1900-0AX10-0AA0 + 3SU1500-0AA10-0AA0<< | - | 0 | 7
3SB3352-6AA30 |  | 3SB3352-6AA30 | 1 | UN | 1 | 10 | C | D | N | N | 85366190 | 1 | 4011209522343 | 0.041 | KG | 27.93 | 27.93 | CP20 | CP20 | Indicator light, 26x26 mm, square, plastic, yellow, lens, smooth, with holder, lampholder, with integrated LED 230 V AC, SCREW TERMINAL !!! Phased-out product !!! SIRIUS ACT 3SU1 is the successor The preferred successor type is >>3SU1001-6AA30-0AA0 + 3SU1500-0AA10-0AA0 + 3SU1401-1BF30-1AA0 + 3SU1900-0AX10-0AA0<< | - | 0 | 7
3SB3352-6AA40 |  | 3SB3352-6AA40 | 1 | UN | 1 | 10 | C | D | N | N | 85366190 | 1 | 4011209522350 | 0.041 | KG | 27.93 | 27.93 | CP20 | CP20 | Indicator light, 26x26 mm, square, plastic, green, lens, smooth, with holder, lampholder, with integrated LED 230 V AC, SCREW TERMINAL !!! Phased-out product !!! SIRIUS ACT 3SU1 is the successor The preferred successor type is >>3SU1001-6AA40-0AA0 + 3SU1500-0AA10-0AA0 + 3SU1401-1BF40-1AA0 + 3SU1900-0AX10-0AA0<< | - | 0 | 7
3SB3352-6AA50 |  | 3SB3352-6AA50 | 1 | UN | 1 | 10 | C | D | N | N | 85366190 | 1 | 4011209522367 | 0.048 | KG | 27.93 | 27.93 | CP20 | CP20 | Indicator light, 26x26 mm, square, plastic, BLUE, lens, smooth, with holder, lampholder, with integrated LED 230 V AC, SCREW TERMINAL !!! Phased-out product !!! SIRIUS ACT 3SU1 is the successor The preferred successor type is >>3SU1001-6AA50-0AA0 + 3SU1401-1BF50-1AA0 + 3SU1900-0AX10-0AA0 + 3SU1500-0AA10-0AA0<< | - | 0 | 7
3SB3352-6AA60 |  | 3SB3352-6AA60 | 1 | UN | 1 | 10 | C | D | N | N | 85366190 | 1 | 4011209522374 | 0.043 | KG | 27.93 | 27.93 | CP20 | CP20 | Indicator light, 26x26 mm, square, plastic, white, lens, smooth, with holder, lampholder, with integrated LED 230 V AC, SCREW TERMINAL !!! Phased-out product !!! SIRIUS ACT 3SU1 is the successor The preferred successor type is >>3SU1001-6AA60-0AA0 + 3SU1500-0AA10-0AA0 + 3SU1900-0AX10-0AA0 + 3SU1401-1BF60-1AA0<< | - | 0 | 7
3SB3352-6AA70 |  | 3SB3352-6AA70 | 1 | UN | 1 | 10 | C | D | N | N | 85366190 | 1 | 4011209522329 | 0.04 | KG | 27.93 | 27.93 | CP20 | CP20 | Indicator light, 26x26 mm, square, plastic, clear, lens, smooth, with holder, lampholder, with integrated LED 230 V AC, SCREW TERMINAL !!! Phased-out product !!! SIRIUS ACT 3SU1 is the successor The preferred successor type is >>3SU1001-6AA70-0AA0 + 3SU1500-0AA10-0AA0 + 3SU1401-1BF60-1AA0 + 3SU1900-0AX10-0AA0<< | - | 0 | 7
3SB3353-0AA31 |  | 3SB3353-0AA31 | 1 | UN | 1 | 10 | C | D | N | N | 85365080 | 1 | 4011209522824 | 0.051 | KG | 39.43 | 39.43 | CP20 | CP20 | Illuminated pushbutton, 26x26 mm, square, plastic, yellow, pushbutton, flat, 1 NO, lampholder, with integrated LED 230 V AC, SCREW TERMINAL !!! Phased-out product !!! SIRIUS ACT 3SU1 is the successor The preferred successor type is >>3SU1001-0AB30-0AA0 + 3SU1900-0AX10-0AA0 + 3SU1400-1AA10-1BA0 + 3SU1500-0AA10-0AA0 + 3SU1401-1BF30-1AA0<< | - | 0 | 7
3SB3353-0AA41 |  | 3SB3353-0AA41 | 1 | UN | 1 | 10 | C | D | N | N | 85365080 | 1 | 4011209523463 | 0.052 | KG | 39.43 | 39.43 | CP20 | CP20 | Illuminated pushbutton, 26x26 mm, square, plastic, green, pushbutton, flat, 1 NO, lampholder, with integrated LED 230 V AC, SCREW TERMINAL !!! Phased-out product !!! SIRIUS ACT 3SU1 is the successor The preferred successor type is >>3SU1001-0AB40-0AA0 + 3SU1401-1BF40-1AA0 + 3SU1500-0AA10-0AA0 + 3SU1400-1AA10-1BA0 + 3SU1900-0AX10-0AA0<< | - | 0 | 7
3SB3353-0AA51 |  | 3SB3353-0AA51 | 1 | UN | 1 | 10 | C | D | N | N | 85365080 | 1 | 4011209523470 | 0.051 | KG | 39.43 | 39.43 | CP20 | CP20 | Illuminated pushbutton, 26x26 mm, square, plastic, BLUE, pushbutton, flat, 1 NO, lampholder, with integrated LED 230 V AC, SCREW TERMINAL !!! Phased-out product !!! SIRIUS ACT 3SU1 is the successor The preferred successor type is >>3SU1001-0AB50-0AA0 + 3SU1400-1AA10-1BA0 + 3SU1900-0AX10-0AA0 + 3SU1500-0AA10-0AA0 + 3SU1401-1BF50-1AA0<< | - | 0 | 7
3SB3353-0AA61 |  | 3SB3353-0AA61 | 1 | UN | 1 | 10 | C | D | N | N | 85365080 | 1 | 4011209523487 | 0.048 | KG | 39.43 | 39.43 | CP20 | CP20 | Illuminated pushbutton, 26x26 mm, square, plastic, white, pushbutton, flat, 1 NO, lampholder, with integrated LED 230 V AC, SCREW TERMINAL !!! Phased-out product !!! SIRIUS ACT 3SU1 is the successor The preferred successor type is >>3SU1001-0AB60-0AA0 + 3SU1900-0AX10-0AA0 + 3SU1500-0AA10-0AA0 + 3SU1400-1AA10-1BA0 + 3SU1401-1BF60-1AA0<< | - | 0 | 7
3SB3353-0AA71 |  | 3SB3353-0AA71 | 1 | UN | 1 | 10 | C | D | N | N | 85365080 | 1 | 4011209523494 | 0.051 | KG | 39.43 | 39.43 | CP20 | CP20 | Illuminated pushbutton, 26x26 mm, square, plastic, clear, pushbutton, flat, 1 NO, lampholder, with integrated LED 230 V AC, SCREW TERMINAL !!! Phased-out product !!! SIRIUS ACT 3SU1 is the successor The preferred successor type is >>3SU1001-0AB70-0AA0 + 3SU1400-1AA10-1BA0 + 3SU1500-0AA10-0AA0 + 3SU1401-1BF60-1AA0 + 3SU1900-0AX10-0AA0<< | - | 0 | 7
3SB3354-0AA21 |  | 3SB3354-0AA21 | 1 | UN | 1 | 10 | C | D | N | N | 85365080 | 1 | 4011209522817 | 0.051 | KG | 39.43 | 39.43 | CP20 | CP20 | Illuminated pushbutton, 26x26 mm, square, plastic, red, pushbutton, flat, 1 NC, lampholder, with integrated LED 230 V AC, screw terminal !!! Phased-out product !!! Successor is SIRIUS ACT 3SU1 Preferred successor type is >>3SU1001-0AB20-0AA0 + 3SU1500-0AA10-0AA0 + 3SU1400-1AA10-1CA0 + 3SU1401-1BF20-1AA0 + 3SU1900-0AX10-0AA0<< | - | 0 | 7
3SB3355-0AA21 |  | 3SB3355-0AA21 | 1 | UN | 1 | 10 | C | D | N | N | 85365080 | 1 | 4011209523517 | 0.058 | KG | 43.04 | 43.04 | CP20 | CP20 | Illuminated pushbutton, 26x26 mm, square, plastic, red, pushbutton, flat, 1NO + 1NC, lampholder, with integrated LED 230 V AC, SCREW TERMINAL !!! Phased-out product !!! SIRIUS ACT 3SU1 is the successor The preferred successor type is >>3SU1001-0AB20-0AA0 + 3SU1500-0AA10-0AA0 + 3SU1400-1AA10-1FA0 + 3SU1900-0AX10-0AA0 + 3SU1401-1BF20-1AA0<< | - | 0 | 7
3SB3355-0AA31 |  | 3SB3355-0AA31 | 1 | UN | 1 | 10 | C | D | N | N | 85365080 | 1 | 4011209523524 | 0.058 | KG | 43.04 | 43.04 | CP20 | CP20 | Illuminated pushbutton, 26x26 mm, square, plastic, yellow, pushbutton, flat, 1NO + 1NC, lampholder, with integrated LED 230 V AC, SCREW TERMINAL !!! Phased-out product !!! SIRIUS ACT 3SU1 is the successor The preferred successor type is >>3SU1001-0AB30-0AA0 + 3SU1500-0AA10-0AA0 + 3SU1401-1BF30-1AA0 + 3SU1900-0AX10-0AA0 + 3SU1400-1AA10-1FA0<< | - | 0 | 7
3SB3355-0AA41 |  | 3SB3355-0AA41 | 1 | UN | 1 | 10 | C | D | N | N | 85365080 | 1 | 4011209523531 | 0.057 | KG | 43.04 | 43.04 | CP20 | CP20 | Illuminated pushbutton, 26x26 mm, square, plastic, green, pushbutton, flat, 1NO + 1NC, lampholder, with integrated LED 230 V AC, SCREW TERMINAL !!! Phased-out product !!! SIRIUS ACT 3SU1 is the successor The preferred successor type is >>3SU1001-0AB40-0AA0 + 3SU1500-0AA10-0AA0 + 3SU1401-1BF40-1AA0 + 3SU1900-0AX10-0AA0 + 3SU1400-1AA10-1FA0<< | - | 0 | 7
3SB3355-0AA51 |  | 3SB3355-0AA51 | 1 | UN | 1 | 10 | C | D | N | N | 85365080 | 1 | 4011209523548 | 0.058 | KG | 43.04 | 43.04 | CP20 | CP20 | Illuminated pushbutton, 26x26 mm, square, plastic, BLUE, pushbutton, flat, 1NO + 1NC, lampholder, with integrated LED 230 V AC, SCREW TERMINAL !!! Phased-out product !!! SIRIUS ACT 3SU1 is the successor The preferred successor type is >>3SU1001-0AB50-0AA0 + 3SU1400-1AA10-1FA0 + 3SU1401-1BF50-1AA0 + 3SU1900-0AX10-0AA0 + 3SU1500-0AA10-0AA0<< | - | 0 | 7
3SB3355-0AA61 |  | 3SB3355-0AA61 | 1 | UN | 1 | 10 | C | D | N | N | 85365080 | 1 | 4011209523555 | 0.06 | KG | 43.04 | 43.04 | CP20 | CP20 | Illuminated pushbutton, 26x26 mm, square, plastic, white, pushbutton, flat, 1NO + 1NC, lampholder, with integrated LED 230 V AC, SCREW TERMINAL !!! Phased-out product !!! SIRIUS ACT 3SU1 is the successor The preferred successor type is >>3SU1001-0AB60-0AA0 + 3SU1400-1AA10-1FA0 + 3SU1900-0AX10-0AA0 + 3SU1500-0AA10-0AA0 + 3SU1401-1BF60-1AA0<< | - | 0 | 7
3SB3355-0AA71 |  | 3SB3355-0AA71 | 1 | UN | 1 | 10 | C | D | N | N | 85365080 | 1 | 4011209523500 | 0.057 | KG | 43.04 | 43.04 | CP20 | CP20 | Illuminated pushbutton, 26x26 mm, square, plastic, clear, pushbutton, flat, 1NO + 1NC, lampholder, with integrated LED 230 V AC, SCREW TERMINAL !!! Phased-out product !!! SIRIUS ACT 3SU1 is the successor The preferred successor type is >>3SU1001-0AB70-0AA0 + 3SU1900-0AX10-0AA0 + 3SU1401-1BF60-1AA0 + 3SU1500-0AA10-0AA0 + 3SU1400-1AA10-1FA0<< | - | 0 | 7
3SB3361-8BC21 |  | 3SB3361-8BC21 | 1 | UN | 1 | 20 | D | D | N | N | 85365019 | 1 | 4011209605565 | 0.064 | KG | 51.4 | 51.4 | CP20 | CP20 | 22MM PLASTIC ROUND COMPLETE UNIT COMBINATION: TWIN PUSHBUTTON+INDICATOR LIGHT MOMENTARY CONTACT TYPE WITH FLAT BUTTONS ILLUMINATED WITH LAMP HOLDER BA 9S WITH LAMP 2W, 24V AC/DC SPRING-LOADED TERMINAL,1NO,1NC INCL. HOLDER FOR 3 ELEMENTS WITH HOLDER GREEN-RED INSCRIPTION GREEN: I; RED: O !!! Phased-out product !!! SIRIUS ACT 3SU1 is successor Preferred successor type is >>3SU1001-3AB42-0AK0 + 3SU1500-0AA10-0AA0 + 3SU1400-1AA10-3CA0 + 3SU1400-1AA10-3BA0<< | - | 0 | 7
3SB3400-0A |  | 3SB3400-0A | 1 | UN | 1 | 2 | A | D | N | N | 85365080 | 1 | 4011209117228 | 0.018 | KG | 11.5 | 11.5 | CP20 | CP20 | Contact block with 2 contact elements, 1 NO + 1 NC, screw terminal, for front plate mounting ! Phased-out product! Successor is SIRIUS ACT 3SU1 Preferred successor type is >>3SU1400-1AA10-1FA0<< |  | 0 | 7
3SB3400-0AA |  | 3SB3400-0AA | 1 | UN | 1 | 10 | C | D | N | N | 85365080 | 1 | 4011209645981 | 0.018 | KG | 18.62 | 18.62 | CP20 | CP20 | Contact block with 2 contact elements, 1 NO + 1 NC, gold-plated contacts, screw terminal, for front plate mounting ! Phased-out product! Successor is SIRIUS ACT 3SU1 Preferred successor type is >>3SU1400-1AA10-1QA0<< |  | 0 | 7
3SB3400-0B |  | 3SB3400-0B | 1 | UN | 1 | 2 | A | D | N | N | 85365080 | 1 | 4011209030978 | 0.01 | KG | 7.54 | 7.54 | CP20 | CP20 | Contact block with 1 contact element, 1 NO, screw terminal, for front plate mounting !!! Phased-out product !!! Successor is SIRIUS ACT 3SU1 Preferred successor type is >>3SU1400-1AA10-1BA0<< |  | 0 | 7
3SB3400-0BA |  | 3SB3400-0BA | 1 | UN | 1 | 20 | D | D | N | N | 85365080 | 1 | 4011209646087 | 0.01 | KG | 11.59 | 11.59 | CP20 | CP20 | Contact block with 1 contact element, 1 NO, gold-plated contacts, screw terminal, for front plate mounting ! Phased-out product! Successor is SIRIUS ACT 3SU1 Preferred successor type is >>3SU1400-1AA10-1LA0<< |  | 0 | 7
3SB3400-0B-Z | X90 | 3SB3400-0B-ZX90 | 1 | UN | 1 | 10 | C | D | N | N | 85365080 | 150 | 4011209385986 | 0.01 | KG | 7.54 | 7.54 | CP20 | CP20 | Contact block with 1 contact element, 1 NO, screw terminal, Z=150-unit packaging !!! Phased-out product !!! Successor is SIRIUS ACT 3SU1 Preferred successor type is <<3SU1400-1AA10-1BA0-ZX90>> | - | 0 | 7
3SB3400-0C |  | 3SB3400-0C | 1 | UN | 1 | 2 | A | D | N | N | 85365080 | 1 | 4011209030985 | 0.011 | KG | 7.54 | 7.54 | CP20 | CP20 | Contact block with 1 contact element, 1 NC, screw terminal, for front plate mounting ! Phased-out product! Successor is SIRIUS ACT 3SU1 Preferred successor type is >>3SU1400-1AA10-1CA0<< |  | 0 | 7
3SB3400-0CA |  | 3SB3400-0CA | 1 | UN | 1 | 20 | D | D | N | N | 85365080 | 1 | 4011209646094 | 0.011 | KG | 11.59 | 11.59 | CP20 | CP20 | Contact block with 1 contact element, 1 NC, gold-plated contacts, screw terminal, for front plate mounting ! Phased-out product! Successor is SIRIUS ACT 3SU1 Preferred successor type is >>3SU1400-1AA10-1MA0<< |  | 0 | 7
3SB3400-0C-Z | X90 | 3SB3400-0C-ZX90 | 1 | UN | 1 | 10 | C | D | N | N | 85365080 | 150 | 4011209385993 | 0.009 | KG | 7.54 | 7.54 | CP20 | CP20 | Contact block with 1 contact element, 1 NC, screw terminal, Z=150-unit packaging !!! Phased-out product !!! Successor is SIRIUS ACT 3SU1 Preferred successor type is <<3SU1400-1AA10-1CA0-ZX90>> | - | 0 | 7
3SB3400-0D |  | 3SB3400-0D | 1 | UN | 1 | 10 | C | D | N | N | 85365080 | 1 | 4011209159747 | 0.018 | KG | 15.87 | 15.87 | CP20 | CP20 | Contact block with 2 contact elements, 2 NO, screw terminal, for front plate mounting ! Phased-out product! Successor is SIRIUS ACT 3SU1 Preferred successor type is >>3SU1400-1AA10-1DA0<< |  | 0 | 7
3SB3400-0DA |  | 3SB3400-0DA | 1 | UN | 1 | 10 | C | D | N | N | 85365080 | 1 | 4011209645998 | 0.018 | KG | 23.47 | 23.47 | CP20 | CP20 | Contact block with 2 contact elements, 2 NO, gold-plated contacts, screw terminal, for front plate mounting ! Phased-out product! Successor is SIRIUS ACT 3SU1 Preferred successor type is >>3SU1400-1AA10-1NA0<< |  | 0 | 7
3SB3400-0E |  | 3SB3400-0E | 1 | UN | 1 | 10 | C | D | N | N | 85365080 | 1 | 4011209159754 | 0.018 | KG | 15.87 | 15.87 | CP20 | CP20 | Contact block with 2 contact elements, 2 NC, screw terminal, for front plate mounting ! Phased-out product! Successor is SIRIUS ACT 3SU1 Preferred successor type is >>3SU1400-1AA10-1EA0<< |  | 0 | 7
3SB3400-0EA |  | 3SB3400-0EA | 1 | UN | 1 | 10 | C | D | N | N | 85365080 | 1 | 4011209646001 | 0.018 | KG | 23.47 | 23.47 | CP20 | CP20 | Contact block with 2 contact elements, 2 NC, gold-plated contacts, screw terminal, for front plate mounting ! Phased-out product! Successor is SIRIUS ACT 3SU1 Preferred successor type is >>3SU1400-1AA10-1PA0<< |  | 0 | 7
3SB3400-0H |  | 3SB3400-0H | 1 | UN | 1 | 10 | C | D | N | N | 85365080 | 1 | 4011209117235 | 0.018 | KG | 15.87 | 15.87 | CP20 | CP20 | ACTUATOR-/INDICATOR COMPONENT CONTACT BLOCK WITH 2 CONTACTS SCREW TERMINAL, 1NO LEADING, 1 NC DELAYED !!! Phased-out product !!! SIRIUS ACT 3SU1 is successor Preferred successor type is >>3SU1400-1AA10-1GA0<< |  | 0 | 7
3SB3400-0HA |  | 3SB3400-0HA | 1 | UN | 1 | 20 | D | D | N | N | 85365080 | 1 | 4011209646018 | 0.018 | KG | 23.47 | 23.47 | CP20 | CP20 | ACTUATOR-/INDICATOR COMPONENT CONTACT BLOCK WITH 2 CONTACTS GOLD-PLATED CONTACTS SCREW TERMINAL, 1NO LEADING, 1 NC DELAYED !!! Phased-out product !!! SIRIUS ACT 3SU1 is successor Preferred successor type is >>3SU1400-1AA10-1RA0<< | - | 0 | 7
3SB3400-0J |  | 3SB3400-0J | 1 | UN | 1 | 10 | C | D | N | N | 85365080 | 1 | 4011209449794 | 0.01 | KG | 16.53 | 16.53 | CP20 | CP20 | Contact block With 1 contact element, 1 NO, screw terminal, 30 degrees diagonal connections, For front plate mounting !!! Phased-out product !!! Preferred successor type is >>3VL9800-2AJ00<< | - | 0 | 7
3SB3400-0JA |  | 3SB3400-0JA | 1 | UN | 1 | 10 | C | D | N | N | 85365080 | 1 | 4011209679870 | 0.009 | KG | 23.75 | 23.75 | CP20 | CP20 | ACTUATOR-/INDICATOR COMPONENT CONTACT BLOCK, 30DEGR TILTED VL400,VL630,VL800,VL1250,VL1600 ALARM-/AUXILIARY SWITCH WITH 1 CONTACT ELEMENT GOLD-PLATED CONTACTS SCREW TERMINAL, 1NO !!! Phased-out product !!! SIRIUS ACT 3SU1 is successor Preferred successor type is >>3SU1400-1AA10-1LA0<< | - | 0 | 7
3SB3400-0J-Z | X90 | 3SB3400-0J-ZX90 | 1 | UN | 1 | 20 | D | D | N | N | 85365080 | 150 | 4011209677562 | 10 | G | 16.53 | 16.53 | CP20 | CP20 | Contact block with 1 contact element, 1 NO, screw terminal, For front plate mounting, !!! Phased-out product !!! SIRIUS ACT 3SU1 is the successor The preferred successor type is <<3SU1400-1AA10-1BA0-ZX90>> | - | 0 | 7
3SB3400-0K |  | 3SB3400-0K | 1 | UN | 1 | 10 | C | D | N | N | 85365080 | 1 | 4011209449800 | 0.01 | KG | 16.53 | 16.53 | CP20 | CP20 | Contact block with 1 contact element, 1 NC, screw terminal, 30 degrees diagonal connections, for front panel mounting ! Phased-out product! Preferred successor type is >>3VL9800-2AK00<< | - | 0 | 7
3SB3400-0KA |  | 3SB3400-0KA | 1 | UN | 1 | 20 | D | D | N | N | 85365080 | 1 | 4011209679887 | 9.2 | G | 24.89 | 24.89 | CP20 | CP20 | ACTUATOR-/INDICATOR COMPONENT CONTACT BLOCK, 30DEGR TILTED VL400,VL630,VL800,VL1250,VL1600 ALARM-/AUXILIARY SWITCH WITH 1 CONTACT ELEMENT GOLD-PLATED CONTACTS SCREW TERMINAL, 1NC | - | 0 | 7
3SB3400-0K-Z | X90 | 3SB3400-0K-ZX90 | 1 | UN | 1 | 20 | D | D | N | N | 85365080 | 150 | 4011209677579 | 10 | G | 16.53 | 16.53 | CP20 | CP20 | Contact block with 1 contact element, 1 NC, screw terminal, For front plate mounting, !!! Phased-out product !!! SIRIUS ACT 3SU1 is the successor The preferred successor type is <<3SU1400-1AA10-1CA0-ZX90>> | - | 0 | 7
3SB3400-0L |  | 3SB3400-0L | 1 | UN | 1 | 20 | D | D | N | N | 85365080 | 1 | 4011209688209 | 0.009 | KG | 16.53 | 16.53 | CP20 | CP20 | ACTUATOR-/INDICATOR COMPONENT CONTACT BLOCK FOR FRONT PANEL MOUNTING SHUNTTRIP WITH 1 CONTACT ELEMENT REINFORCED RETURN SPRING SCREW TERMINAL, 1NO UNPACKED !!! Phased-out product !!! SIRIUS ACT 3SU1 is successor | - | 0 | 7
3SB3400-0M |  | 3SB3400-0M | 1 | UN | 1 | 10 | C | D | N | N | 85365080 | 1 | 4011209723092 | 0.018 | KG | 16.91 | 16.91 | CP20 | CP20 | CONTACT BLOC WITH 1 CONTACT 1NC FOR FRONT PLATE MOUNTING; W. MOUNTING MONITORING CONTACT SCREW TERMINAL, YELLOW !!! Phased-out product !!! SIRIUS ACT 3SU1 is successor Preferred successor type is >>3SU1400-1AA10-1HA0<< | - | 0 | 7
3SB3400-0N |  | 3SB3400-0N | 1 | UN | 1 | 20 | D | D | N | N | 85365080 | 1 | 4011209670990 | 0.018 | KG | 12.45 | 12.45 | CP20 | CP20 | Contact block with 2 contact elements, 1NO+1NC, dust-resistant, screw terminal, with label 3SB3901-0CH, for front plate mounting !!! Phased-out product !!! SIRIUS ACT 3SU1 is successor Preferred successor type is >>3SU1400-1AA10-1FA0 + 3SU1900-0AY61-0AA0<< | - | 0 | 7
3SB3400-0P |  | 3SB3400-0P | 1 | UN | 1 | 20 | D | D | N | N | 85365080 | 1 | 4011209670945 | 0.018 | KG | 17.48 | 17.48 | CP20 | CP20 | Contact block with 2 contact elements, 2NO, dust-resistant, screw terminal, with label 3SB3901-0CH, for front plate mounting !!! Phased-out product !!! SIRIUS ACT 3SU1 is successor Preferred successor type is >>3SU1400-1AA10-1BA0 + 3SU1900-0AY61-0AA0<< | - | 0 | 7
3SB3400-0Q |  | 3SB3400-0Q | 1 | UN | 1 | 20 | D | D | N | N | 85365080 | 1 | 4011209670976 | 0.018 | KG | 17.48 | 17.48 | CP20 | CP20 | switching element with 2 contact elements, 2 NC, dust-resistant, screw terminal, with label 3SB3901-0CH, for front panel mounting ! Phased-out product! Successor ist SIRIUS ACT 3SU1 Preferred successor type is >>3SU1400-1AA10-1EA0<< | - | 0 | 7
3SB3400-1A |  | 3SB3400-1A | 1 | UN | 1 | 2 | A | D | N | N | 85366190 | 1 | 4011209030992 | 0.009 | KG | 7.54 | 7.54 | CP20 | CP20 | ACTUATOR-/INDICATOR COMPONENT LAMP HOLDER BA 9S WITHOUT LAMP SCREW TERMINAL RATED VOLTAGE ACC.TO LAMP !!! Phased-out product !!! SIRIUS ACT 3SU1 is successor |  | 0 | 7
3SB3400-1A-Z | X90 | 3SB3400-1A-ZX90 | 1 | UN | 1 | 10 | C | D | N | N | 85366190 | 150 | 4011209385658 | 0.01 | KG | 7.54 | 7.54 | CP20 | CP20 | lampholder BA 9S, without lamp, screw terminal, For front plate mounting, !!! Phased-out product !!! SIRIUS ACT 3SU1 is the successor | - | 0 | 7
3SB3400-1B |  | 3SB3400-1B | 1 | UN | 1 | 10 | C | D | N | N | 85366190 | 1 | 4011209386693 | 0.009 | KG | 19.48 | 19.48 | CP20 | CP20 | ACTUATOR-/INDICATOR COMPONENT LAMP HOLDER BA 9S WITH LAMP 130V, 3SX1731 SCREW TERMINAL RATED VOLTAGE 110/130V AC/DC !!! Phased-out product !!! SIRIUS ACT 3SU1 is successor Preferred successor type is >>3SU1401-1BH60-1AA0<< | - | 0 | 7
3SB3400-1C |  | 3SB3400-1C | 1 | UN | 1 | 10 | C | D | N | N | 85366190 | 1 | 4011209150225 | 0.009 | KG | 19.48 | 19.48 | CP20 | CP20 | ACTUATOR-/INDICATOR COMPONENT LAMP HOLDER BA 9S WITH LAMP 130V, 3SX1731 SCREW TERMINAL RATED VOLTAGE 230/240V AC !!! Phased-out product !!! SIRIUS ACT 3SU1 is successor Preferred successor type is >>3SU1401-1BH60-1AA0<< |  | 0 | 7
3SB3400-1D |  | 3SB3400-1D | 1 | UN | 1 | 10 | C | D | N | N | 85366190 | 1 | 4011209031005 | 0.011 | KG | 10.93 | 10.93 | CP20 | CP20 | ACTUATOR-/INDICATOR COMPONENT LAMP HOLDER BA 9S WITH LAMP 24V, 3SX1344 SCREW TERMINAL RATED VOLTAGE 24V AC/DC CLEAR !!! Phased-out product !!! SIRIUS ACT 3SU1 is successor Preferred successor type is >>3SU1401-1BB60-1AA0<< |  | 0 | 7
3SB3400-1F |  | 3SB3400-1F | 1 | UN | 1 | 10 | C | D | N | N | 85366190 | 1 | 4011209252684 | 0.015 | KG | 29.17 | 29.17 | CP20 | CP20 | Lamp holder BA 9S, separate lamp test function, with lamp 130V, 3SX1731, int. voltage reducing element, 230/240V AC, screw terminal, for front plate mounting !!! Phased-out product !!! SIRIUS ACT 3SU1 is successor Preferred successor type is >>3SU1401-1BH60-1AA0 + 3SU1400-1CK10-1AA0<< |  | 0 | 7
3SB3400-1G |  | 3SB3400-1G | 1 | UN | 1 | 10 | C | D | N | N | 85366190 | 1 | 4011209252691 | 0.015 | KG | 19.76 | 19.76 | CP20 | CP20 | ACTUATOR-/INDICATOR COMPONENT W. SEPARATE LAMP TEST FUNCTION LAMP HOLDER BA 9S WITHOUT LAMP, FOR LAMP MAX.2.6W SCREW TERMINAL RATED VOLTAGE ACC.TO LAMP SUITABLE F LED 24/48/230V AC/DC !!! Phased-out product !!! SIRIUS ACT 3SU1 is successor Preferred successor type is >>3SU1400-1CK10-1AA0 + 3SU1401-1BH60-1AA0<< |  | 0 | 7
3SB3400-1H |  | 3SB3400-1H | 1 | UN | 1 | 10 | C | D | N | N | 85366190 | 1 | 4011209252707 | 0.015 | KG | 19.76 | 19.76 | CP20 | CP20 | ACTUATOR-/INDICATOR COMPONENT W. SEPARATE LAMP TEST FUNCTION LAMP HOLDER BA 9S WITHOUT LAMP, FOR LAMP MAX.2.6W SCREW TERMINAL RATED VOLTAGE ACC.TO LAMP SUITABLE FOR GLOW LAMP AC !!! Phased-out product !!! SIRIUS ACT 3SU1 is successor Preferred successor type is >>3SU1401-1BH60-1AA0 + | - | 0 | 7
3SB3400-1J |  | 3SB3400-1J | 1 | UN | 1 | 20 | D | D | N | N | 85366190 | 1 | 4011209435780 | 0.009 | KG | 17.67 | 17.67 | CP20 | CP20 | ACTUATOR-/INDICATOR COMPONENT LAMP HOLDER BA 9S WITHOUT LAMP SCREW TERMINAL RATED VOLTAGE ACC.TO LAMP !!! Phased-out product !!! SIRIUS ACT 3SU1 is successor | - | 0 | 7
3SB3400-1L |  | 3SB3400-1L | 1 | UN | 1 | 10 | C | D | N | N | 85366190 | 1 | 4011209281929 | 0.015 | KG | 20.33 | 20.33 | CP20 | CP20 | ACTUATOR-/INDICATOR COMPONENT W. SEPARATE LAMP TEST FUNCTION LAMP HOLDER BA 9S WITHOUT LAMP, FOR LAMP MAX.2.6W SCREW TERMINAL RATED VOLTAGE ACC.TO LAMP SUITABLE FOR LED AC OR DC !!! Phased-out product !!! SIRIUS ACT 3SU1 is successor Preferred successor type is >>3SU1401-1BH60-1AA0 + |  | 0 | 7
3SB3400-1M |  | 3SB3400-1M | 1 | UN | 1 | 20 | D | D | N | N | 85366190 | 1 | 4011209296985 | 0.009 | KG | 22.8 | 22.8 | CP20 | CP20 | ACTUATOR-/INDICATOR COMPONENT LAMP HOLDER BA 9S WITH LAMP 24V, 3SX1344 SCREW TERMINAL CLEAR !!! Phased-out product !!! SIRIUS ACT 3SU1 is successor Preferred successor type is >>3SU1401-1BG60-1AA0<< | - | 0 | 7
3SB3400-1N |  | 3SB3400-1N | 1 | UN | 1 | 10 | C | D | N | N | 85366190 | 1 | 4011209496583 | 0.015 | KG | 16.15 | 16.15 | CP20 | CP20 | ACTUATOR-/INDICATOR COMPONENT FOR TRANSFORMATOR LAMP HOLDER BA 9S SCREW TERMINAL !!! Phased-out product !!! SIRIUS ACT 3SU1 is successor | - | 0 | 7
3SB3400-1PA |  | 3SB3400-1PA | 1 | UN | 1 | 10 | C | D | N | N | 85366190 | 1 | 4011209501270 | 0.011 | KG | 10.74 | 10.74 | CP20 | CP20 | ACTUATOR-/INDICATOR COMPONENT WITH INTEGRATED LED 24V AC/DC LAMP HOLDER SCREW TERMINAL YELLOW !!! Phased-out product !!! SIRIUS ACT 3SU1 is successor Preferred successor type is >>3SU1401-1BB30-1AA0<< |  | 0 | 7
3SB3400-1PB |  | 3SB3400-1PB | 1 | UN | 1 | 2 | A | D | N | N | 85366190 | 1 | 4011209501263 | 0.011 | KG | 10.74 | 10.74 | CP20 | CP20 | ACTUATOR-/INDICATOR COMPONENT WITH INTEGRATED LED 24V AC/DC LAMP HOLDER SCREW TERMINAL RED !!! Phased-out product !!! SIRIUS ACT 3SU1 is successor Preferred successor type is >>3SU1401-1BB20-1AA0<< |  | 0 | 7
3SB3400-1PC |  | 3SB3400-1PC | 1 | UN | 1 | 2 | A | D | N | N | 85366190 | 1 | 4011209501287 | 0.011 | KG | 10.74 | 10.74 | CP20 | CP20 | ACTUATOR-/INDICATOR COMPONENT WITH INTEGRATED LED 24V AC/DC LAMP HOLDER SCREW TERMINAL GREEN !!! Phased-out product !!! SIRIUS ACT 3SU1 is successor Preferred successor type is >>3SU1401-1BB40-1AA0<< |  | 0 | 7
3SB3400-1PD |  | 3SB3400-1PD | 1 | UN | 1 | 10 | C | D | N | N | 85366190 | 1 | 4011209501294 | 0.011 | KG | 10.74 | 10.74 | CP20 | CP20 | ACTUATOR-/INDICATOR COMPONENT WITH INTEGRATED LED 24V AC/DC LAMP HOLDER SCREW TERMINAL BLUE !!! Phased-out product !!! SIRIUS ACT 3SU1 is successor Preferred successor type is >>3SU1401-1BB50-1AA0<< |  | 0 | 7
3SB3400-1PE |  | 3SB3400-1PE | 1 | UN | 1 | 2 | A | D | N | N | 85366190 | 1 | 4011209501300 | 0.011 | KG | 10.74 | 10.74 | CP20 | CP20 | ACTUATOR-/INDICATOR COMPONENT WITH INTEGRATED LED 24V AC/DC LAMP HOLDER SCREW TERMINAL WHITE !!! Phased-out product !!! SIRIUS ACT 3SU1 is successor Preferred successor type is >>3SU1401-1BB60-1AA0<< |  | 0 | 7
3SB3400-1QA |  | 3SB3400-1QA | 1 | UN | 1 | 10 | C | D | N | N | 85366190 | 1 | 4011209501218 | 0.011 | KG | 19.1 | 19.1 | CP20 | CP20 | ACTUATOR-/INDICATOR COMPONENT WITH INTEGRATED LED 110V AC LAMP HOLDER SCREW TERMINAL YELLOW !!! Phased-out product !!! SIRIUS ACT 3SU1 is successor Preferred successor type is >>3SU1401-1BC30-1AA0<< | - | 0 | 7
3SB3400-1QB |  | 3SB3400-1QB | 1 | UN | 1 | 10 | C | D | N | N | 85366190 | 1 | 4011209501225 | 0.011 | KG | 19.1 | 19.1 | CP20 | CP20 | ACTUATOR-/INDICATOR COMPONENT WITH INTEGRATED LED 110V AC LAMP HOLDER SCREW TERMINAL RED !!! Phased-out product !!! SIRIUS ACT 3SU1 is successor Preferred successor type is >>3SU1401-1BC20-1AA0<< | - | 0 | 7
3SB3400-1QC |  | 3SB3400-1QC | 1 | UN | 1 | 10 | C | D | N | N | 85366190 | 1 | 4011209501232 | 0.011 | KG | 19.1 | 19.1 | CP20 | CP20 | ACTUATOR-/INDICATOR COMPONENT WITH INTEGRATED LED 110V AC LAMP HOLDER SCREW TERMINAL GREEN !!! Phased-out product !!! SIRIUS ACT 3SU1 is successor Preferred successor type is >>3SU1401-1BC40-1AA0<< | - | 0 | 7
3SB3400-1QD |  | 3SB3400-1QD | 1 | UN | 1 | 10 | C | D | N | N | 85366190 | 1 | 4011209501249 | 0.011 | KG | 19.1 | 19.1 | CP20 | CP20 | ACTUATOR-/INDICATOR COMPONENT WITH INTEGRATED LED 110V AC LAMP HOLDER SCREW TERMINAL BLUE !!! Phased-out product !!! SIRIUS ACT 3SU1 is successor Preferred successor type is >>3SU1401-1BC50-1AA0<< | - | 0 | 7
3SB3400-1QE |  | 3SB3400-1QE | 1 | UN | 1 | 10 | C | D | N | N | 85366190 | 1 | 4011209501256 | 0.011 | KG | 19.1 | 19.1 | CP20 | CP20 | ACTUATOR-/INDICATOR COMPONENT WITH INTEGRATED LED 110V AC LAMP HOLDER SCREW TERMINAL WHITE !!! Phased-out product !!! SIRIUS ACT 3SU1 is successor Preferred successor type is >>3SU1401-1BC60-1AA0<< | - | 0 | 7
3SB3400-1RA |  | 3SB3400-1RA | 1 | UN | 1 | 10 | C | D | N | N | 85366190 | 1 | 4011209501140 | 0.011 | KG | 19.1 | 19.1 | CP20 | CP20 | ACTUATOR-/INDICATOR COMPONENT WITH INTEGRATED LED 230V AC LAMP HOLDER SCREW TERMINAL YELLOW !!! Phased-out product !!! SIRIUS ACT 3SU1 is successor Preferred successor type is >>3SU1401-1BF30-1AA0<< |  | 0 | 7
3SB3400-1RB |  | 3SB3400-1RB | 1 | UN | 1 | 2 | A | D | N | N | 85366190 | 1 | 4011209501133 | 0.011 | KG | 19.1 | 19.1 | CP20 | CP20 | ACTUATOR-/INDICATOR COMPONENT WITH INTEGRATED LED 230V AC LAMP HOLDER SCREW TERMINAL RED !!! Phased-out product !!! SIRIUS ACT 3SU1 is successor Preferred successor type is >>3SU1401-1BF20-1AA0<< |  | 0 | 7
3SB3400-1RC |  | 3SB3400-1RC | 1 | UN | 1 | 2 | A | D | N | N | 85366190 | 1 | 4011209501157 | 0.011 | KG | 19.1 | 19.1 | CP20 | CP20 | ACTUATOR-/INDICATOR COMPONENT WITH INTEGRATED LED 230V AC LAMP HOLDER SCREW TERMINAL GREEN !!! Phased-out product !!! SIRIUS ACT 3SU1 is successor Preferred successor type is >>3SU1401-1BF40-1AA0<< |  | 0 | 7
3SB3400-1RD |  | 3SB3400-1RD | 1 | UN | 1 | 10 | C | D | N | N | 85366190 | 1 | 4011209501164 | 0.011 | KG | 19.1 | 19.1 | CP20 | CP20 | ACTUATOR-/INDICATOR COMPONENT WITH INTEGRATED LED 230V AC LAMP HOLDER SCREW TERMINAL BLUE !!! Phased-out product !!! SIRIUS ACT 3SU1 is successor Preferred successor type is >>3SU1401-1BF50-1AA0<< |  | 0 | 7
3SB3400-1RE |  | 3SB3400-1RE | 1 | UN | 1 | 2 | A | D | N | N | 85366190 | 1 | 4011209501171 | 0.011 | KG | 19.1 | 19.1 | CP20 | CP20 | ACTUATOR-/INDICATOR COMPONENT WITH INTEGRATED LED 230V AC LAMP HOLDER SCREW TERMINAL WHITE !!! Phased-out product !!! SIRIUS ACT 3SU1 is successor Preferred successor type is >>3SU1401-1BF60-1AA0<< |  | 0 | 7
3SB3400-2A |  | 3SB3400-2A | 1 | UN | 1 | 10 | C | D | N | N | 85365080 | 1 | 4011209501348 | 0.017 | KG | 17.77 | 17.77 | CP20 | CP20 | Element with 2 diodes, type 1N 4007, screw terminal, for front plate mounting !!! Phased-out product !!! SIRIUS ACT 3SU1 is successor Preferred successor type is >>3SU1400-1CK10-1AA0<< | - | 0 | 7
3SB3400-3A |  | 3SB3400-3A | 1 | UN | 1 | 10 | C | D | N | N | 85043180 | 1 | 4011209191419 | 0.22 | KG | 49.12 | 49.12 | CP20 | CP20 | ACTUATOR-/INDICATOR COMPONENT ON LAMP HOLDER 3SB3400-1A TRANSFORMATORS FOR SNAPPING SCREW TERMINAL RATED VOLTAGE 127/24V AC !!! Phased-out product !!! SIRIUS ACT 3SU1 is successor | - | 0 | 7
3SB3400-3C |  | 3SB3400-3C | 1 | UN | 1 | 10 | C | D | N | N | 85043180 | 1 | 4011209189751 | 0.22 | KG | 48.36 | 48.36 | CP20 | CP20 | ACTUATOR-/INDICATOR COMPONENT ON LAMP HOLDER 3SB3400-1A TRANSFORMATORS FOR SNAPPING SCREW TERMINAL RATED VOLTAGE 240/24V AC !!! Phased-out product !!! SIRIUS ACT 3SU1 is successor | - | 0 | 7
3SB3400-3E |  | 3SB3400-3E | 1 | UN | 1 | 40 | X | D | N | N | 85043180 | 1 | 4011209505124 | 0.22 | KG | 49.21 | 49.21 | CP20 | CP20 | ACTUATOR-/INDICATOR COMPONENT ON LAMP HOLDER 3SB3400-1A TRANSFORMATORS FOR SNAPPING SCREW TERMINAL RATED VOLTAGE 260/24V AC !!! Phased-out product !!! SIRIUS ACT 3SU1 is successor | - | 0 | 7
3SB3400-3F |  | 3SB3400-3F | 1 | UN | 1 | 10 | C | D | N | N | 85043180 | 1 | 4011209193932 | 0.22 | KG | 49.12 | 49.12 | CP20 | CP20 | ACTUATOR-/INDICATOR COMPONENT ON LAMP HOLDER 3SB3400-1A TRANSFORMATORS FOR SNAPPING SCREW TERMINAL RATED VOLTAGE 400/24V AC !!! Phased-out product !!! SIRIUS ACT 3SU1 is successor | - | 0 | 7
3SB3400-3M |  | 3SB3400-3M | 1 | UN | 1 | 10 | C | D | N | N | 85043180 | 1 | 4011209193949 | 0.22 | KG | 49.12 | 49.12 | CP20 | CP20 | ACTUATOR-/INDICATOR COMPONENT ON LAMP HOLDER 3SB3400-1A TRANSFORMATORS FOR SNAPPING SCREW TERMINAL RATED VOLTAGE 127/6V AC !!! Phased-out product !!! SIRIUS ACT 3SU1 is successor | - | 0 | 7
3SB3400-3P |  | 3SB3400-3P | 1 | UN | 1 | 10 | C | D | N | N | 85043180 | 1 | 4011209193956 | 0.22 | KG | 48.55 | 48.55 | CP20 | CP20 | ACTUATOR-/INDICATOR COMPONENT ON LAMP HOLDER 3SB3400-1A TRANSFORMATORS FOR SNAPPING SCREW TERMINAL RATED VOLTAGE 240/6V AC !!! Phased-out product !!! SIRIUS ACT 3SU1 is successor | - | 0 | 7
3SB3400-3S |  | 3SB3400-3S | 1 | UN | 1 | 10 | C | D | N | N | 85043180 | 1 | 4011209193963 | 0.22 | KG | 49.12 | 49.12 | CP20 | CP20 | ACTUATOR-/INDICATOR COMPONENT ON LAMP HOLDER 3SB3400-1A TRANSFORMATORS FOR SNAPPING SCREW TERMINAL RATED VOLTAGE 400/6V AC !!! Phased-out product !!! SIRIUS ACT 3SU1 is successor | - | 0 | 7
3SB3400-3U |  | 3SB3400-3U | 1 | UN | 1 | 10 | C | D | N | N | 85043180 | 1 | 4011209496149 | 0.22 | KG | 48.36 | 48.36 | CP20 | CP20 | ACTUATOR-/INDICATOR COMPONENT ON LAMP HOLDER 3SB3400-1A TRANSFORMATORS FOR SNAPPING SCREW TERMINAL RATED VOLTAGE 480/6V AC !!! Phased-out product !!! SIRIUS ACT 3SU1 is successor | - | 0 | 7
3SB3400-3W |  | 3SB3400-3W | 1 | UN | 1 | 40 | X | D | N | N | 85043180 | 1 | 4011209496156 | 0.22 | KG | 48.36 | 48.36 | CP20 | CP20 | ACTUATOR-/INDICATOR COMPONENT ON LAMP HOLDER 3SB3400-1A TRANSFORMATORS FOR SNAPPING SCREW TERMINAL RATED VOLTAGE 600/6V AC !!! Phased-out product !!! SIRIUS ACT 3SU1 is successor | - | 0 | 7
3SB3403-0A |  | 3SB3403-0A | 1 | UN | 1 | 10 | C | D | N | N | 85365080 | 1 | 4011209581661 | 0.006 | KG | 12.54 | 12.54 | CP20 | CP20 | ACTUATOR-/INDICATOR COMPONENT CONTACT BLOCK WITH 2 CONTACTS SPRING-LOADED TERMINAL, 1NO+1NC FOR MOUNTING ON FRONT PLATE !!! Phased-out product !!! SIRIUS ACT 3SU1 is successor Preferred successor type is >>3SU1400-1AA10-3FA0<< | - | 0 | 7
3SB3403-0AA |  | 3SB3403-0AA | 1 | UN | 1 | 10 | C | D | N | N | 85365080 | 1 | 4011209648654 | 0.006 | KG | 25.75 | 25.75 | CP20 | CP20 | ACTUATOR-/INDICATOR COMPONENT CONTACT BLOCK WITH 2 CONTACTS GOLD-PLATED CONTACTS SPRING-LOADED TERMINAL, 1NO+1NC !!! Phased-out product !!! SIRIUS ACT 3SU1 is successor Preferred successor type is >>3SU1400-1AA10-3QA0<< | - | 0 | 7
3SB3403-0B |  | 3SB3403-0B | 1 | UN | 1 | 10 | C | D | N | N | 85365080 | 1 | 4011209449817 | 0.008 | KG | 8.46 | 8.46 | CP20 | CP20 | ACTUATOR-/INDICATOR COMPONENT CONTACT BLOCK WITH 1 CONTACT ELEMENT SPRING-LOADED TERMINAL, 1NO !!! Phased-out product !!! SIRIUS ACT 3SU1 is successor Preferred successor type is >>3SU1400-1AA10-3BA0<< | - | 0 | 7
3SB3403-0BA |  | 3SB3403-0BA | 1 | UN | 1 | 10 | C | D | N | N | 85365080 | 1 | 4011209648609 | 0.008 | KG | 15.2 | 15.2 | CP20 | CP20 | ACTUATOR-/INDICATOR COMPONENT CONTACT BLOCK WITH 1 CONTACT ELEMENT GOLD-PLATED CONTACTS SPRING-LOADED TERMINAL, 1NO !!! Phased-out product !!! SIRIUS ACT 3SU1 is successor Preferred successor type is >>3SU1400-1AA10-3LA0<< | - | 0 | 7
3SB3403-0C |  | 3SB3403-0C | 1 | UN | 1 | 10 | C | D | N | N | 85365080 | 1 | 4011209449824 | 0.009 | KG | 8.46 | 8.46 | CP20 | CP20 | ACTUATOR-/INDICATOR COMPONENT CONTACT BLOCK WITH 1 CONTACT ELEMENT SPRING-LOADED TERMINAL, 1NC !!! Phased-out product !!! SIRIUS ACT 3SU1 is successor Preferred successor type is >>3SU1400-1AA10-3CA0<< | - | 0 | 7
3SB3403-0CA |  | 3SB3403-0CA | 1 | UN | 1 | 10 | C | D | N | N | 85365080 | 1 | 4011209648616 | 0.009 | KG | 15.2 | 15.2 | CP20 | CP20 | ACTUATOR-/INDICATOR COMPONENT CONTACT BLOCK WITH 1 CONTACT ELEMENT GOLD-PLATED CONTACTS SPRING-LOADED TERMINAL, 1NC !!! Phased-out product !!! SIRIUS ACT 3SU1 is successor Preferred successor type is >>3SU1400-1AA10-3MA0<< | - | 0 | 7
3SB3403-0D |  | 3SB3403-0D | 1 | UN | 1 | 10 | C | D | N | N | 85365080 | 1 | 4011209581470 | 0.006 | KG | 16.91 | 16.91 | CP20 | CP20 | ACTUATOR-/INDICATOR COMPONENT CONTACT BLOCK WITH 2 CONTACTS SPRING-LOADED TERMINAL,1NO, 1NO !!! Phased-out product !!! SIRIUS ACT 3SU1 is successor Preferred successor type is >>3SU1400-1AA10-3DA0<< | - | 0 | 7
3SB3403-0DA |  | 3SB3403-0DA | 1 | UN | 1 | 40 | X | D | N | N | 85365080 | 1 | 4011209648623 | 0.006 | KG | 30.4 | 30.4 | CP20 | CP20 | ACTUATOR-/INDICATOR COMPONENT CONTACT BLOCK WITH 2 CONTACTS GOLD-PLATED CONTACTS SPRING-LOADED TERMINAL,1NO, 1NO !!! Phased-out product !!! SIRIUS ACT 3SU1 is successor Preferred successor type is >>3SU1400-1AA10-3NA0<< | - | 0 | 7
3SB3403-0E |  | 3SB3403-0E | 1 | UN | 1 | 10 | C | D | N | N | 85365080 | 1 | 4011209581654 | 0.006 | KG | 16.91 | 16.91 | CP20 | CP20 | ACTUATOR-/INDICATOR COMPONENT CONTACT BLOCK WITH 2 CONTACTS SPRING-LOADED TERMINAL,1NC,1NC !!! Phased-out product !!! SIRIUS ACT 3SU1 is successor Preferred successor type is >>3SU1400-1AA10-3EA0<< | - | 0 | 7
3SB3403-0EA |  | 3SB3403-0EA | 1 | UN | 1 | 40 | X | D | N | N | 85365080 | 1 | 4011209648630 | 0.006 | KG | 30.4 | 30.4 | CP20 | CP20 | ACTUATOR-/INDICATOR COMPONENT CONTACT BLOCK WITH 2 CONTACTS GOLD-PLATED CONTACTS SPRING-LOADED TERMINAL,1NC,1NC !!! Phased-out product !!! SIRIUS ACT 3SU1 is successor Preferred successor type is >>3SU1400-1AA10-3PA0<< | - | 0 | 7
3SB3403-0H |  | 3SB3403-0H | 1 | UN | 1 | 10 | C | D | N | N | 85365080 | 1 | 4011209581678 | 0.006 | KG | 16.91 | 16.91 | CP20 | CP20 | ACTUATOR-/INDICATOR COMPONENT CONTACT BLOCK WITH 2 CONTACTS SPR-LOADED TERM.,1NO LEADING, !!! Phased-out product !!! SIRIUS ACT 3SU1 is successor Preferred successor type is >>3SU1400-1AA10-3GA0<< | - | 0 | 7
3SB3403-0HA |  | 3SB3403-0HA | 1 | UN | 1 | 20 | D | D | N | N | 85365080 | 1 | 4011209648647 | 0.006 | KG | 30.4 | 30.4 | CP20 | CP20 | ACTUATOR-/INDICATOR COMPONENT CONTACT BLOCK WITH 2 CONTACTS GOLD-PLATED CONTACTS SPR.-LOADED TER.,1NO LEADING, !!! Phased-out product !!! SIRIUS ACT 3SU1 is successor Preferred successor type is >>3SU1400-1AA10-3RA0<< | - | 0 | 7
3SB3403-0M |  | 3SB3403-0M | 1 | UN | 1 | 10 | C | D | N | N | 85365080 | 1 | 4011209723450 | 0.018 | KG | 17.39 | 17.39 | CP20 | CP20 | CONTACT BLOC WITH 1 CONTACT 1NC FOR FRONT PLATE MOUNTING; W. MOUNTING MONITORING CONTACT SPRING-LOADED TERMINAL, YELLOW !!! Phased-out product !!! SIRIUS ACT 3SU1 is successor Preferred successor type is >>3SU1400-1AA10-3HA0<< | - | 0 | 7
3SB3403-1A |  | 3SB3403-1A | 1 | UN | 1 | 10 | C | D | N | N | 85366190 | 1 | 4011209449831 | 0.008 | KG | 8.46 | 8.46 | CP20 | CP20 | ACTUATOR-/INDICATOR COMPONENT LAMP HOLDER BA 9S WITHOUT LAMP SPRING-LOADED TERMINAL RATED VOLTAGE ACC.TO LAMP !!! Phased-out product !!! SIRIUS ACT 3SU1 is successor | - | 0 | 7
3SB3403-1C |  | 3SB3403-1C | 1 | UN | 1 | 10 | C | D | N | N | 85366190 | 1 | 4011209449848 | 0.011 | KG | 20.24 | 20.24 | CP20 | CP20 | ACTUATOR-/INDICATOR COMPONENT WITH INTEGRATED VOLTAGE REDUCER LAMP HOLDER BA 9S WITH LAMP 130V, 3SX1731 SPRING-LOADED TERMINAL RATED VOLTAGE 230/240V AC CLEAR !!! Phased-out product !!! SIRIUS ACT 3SU1 is successor Preferred successor type is >>3SU1401-1BH60-3AA0<< | - | 0 | 7
3SB3403-1PA |  | 3SB3403-1PA | 1 | UN | 1 | 10 | C | D | N | N | 85366190 | 1 | 4011209590250 | 0.011 | KG | 11.78 | 11.78 | CP20 | CP20 | ACTUATOR-/INDICATOR COMPONENT WITH INTEGRATED LED 24V AC/DC LAMP HOLDER SPRING-LOADED TERMINAL YELLOW FOR MOUNTING ON FRONT PLATE !!! Phased-out product !!! SIRIUS ACT 3SU1 is successor Preferred successor type is >>3SU1401-1BB30-3AA0<< | - | 0 | 7
3SB3403-1PB |  | 3SB3403-1PB | 1 | UN | 1 | 10 | C | D | N | N | 85366190 | 1 | 4011209590243 | 0.011 | KG | 11.78 | 11.78 | CP20 | CP20 | ACTUATOR-/INDICATOR COMPONENT WITH INTEGRATED LED 24V AC/DC LAMP HOLDER SPRING-LOADED TERMINAL RED FOR MOUNTING ON FRONT PLATE !!! Phased-out product !!! SIRIUS ACT 3SU1 is successor Preferred successor type is >>3SU1401-1BB20-3AA0<< | - | 0 | 7
3SB3403-1PC |  | 3SB3403-1PC | 1 | UN | 1 | 10 | C | D | N | N | 85366190 | 1 | 4011209590267 | 0.011 | KG | 11.78 | 11.78 | CP20 | CP20 | ACTUATOR-/INDICATOR COMPONENT WITH INTEGRATED LED 24V AC/DC LAMP HOLDER SPRING-LOADED TERMINAL GREEN FOR MOUNTING ON FRONT PLATE !!! Phased-out product !!! SIRIUS ACT 3SU1 is successor Preferred successor type is >>3SU1401-1BB40-3AA0<< | - | 0 | 7
3SB3403-1PD |  | 3SB3403-1PD | 1 | UN | 1 | 10 | C | D | N | N | 85366190 | 1 | 4011209590274 | 0.011 | KG | 11.78 | 11.78 | CP20 | CP20 | ACTUATOR-/INDICATOR COMPONENT WITH INTEGRATED LED 24V AC/DC LAMP HOLDER SPRING-LOADED TERMINAL BLUE FOR MOUNTING ON FRONT PLATE !!! Phased-out product !!! SIRIUS ACT 3SU1 is successor Preferred successor type is >>3SU1401-1BB50-3AA0<< | - | 0 | 7
3SB3403-1PE |  | 3SB3403-1PE | 1 | UN | 1 | 10 | C | D | N | N | 85366190 | 1 | 4011209590281 | 0.011 | KG | 11.78 | 11.78 | CP20 | CP20 | ACTUATOR-/INDICATOR COMPONENT WITH INTEGRATED LED 24V AC/DC LAMP HOLDER SPRING-LOADED TERMINAL WHITE FOR MOUNTING ON FRONT PLATE !!! Phased-out product !!! SIRIUS ACT 3SU1 is successor Preferred successor type is >>3SU1401-1BB60-3AA0<< | - | 0 | 7
3SB3403-1QA |  | 3SB3403-1QA | 1 | UN | 1 | 10 | C | D | N | N | 85366190 | 1 | 4011209590205 | 0.011 | KG | 21.66 | 21.66 | CP20 | CP20 | ACTUATOR-/INDICATOR COMPONENT WITH INTEGRATED LED 110V AC LAMP HOLDER SPRING-LOADED TERMINAL YELLOW FOR MOUNTING ON FRONT PLATE !!! Phased-out product !!! SIRIUS ACT 3SU1 is successor Preferred successor type is >>3SU1401-1BC30-3AA0<< | - | 0 | 7
3SB3403-1QB |  | 3SB3403-1QB | 1 | UN | 1 | 10 | C | D | N | N | 85366190 | 1 | 4011209590199 | 0.011 | KG | 21.66 | 21.66 | CP20 | CP20 | ACTUATOR-/INDICATOR COMPONENT WITH INTEGRATED LED 110V AC LAMP HOLDER SPRING-LOADED TERMINAL RED FOR MOUNTING ON FRONT PLATE !!! Phased-out product !!! SIRIUS ACT 3SU1 is successor Preferred successor type is >>3SU1401-1BC20-3AA0<< | - | 0 | 7
3SB3403-1QC |  | 3SB3403-1QC | 1 | UN | 1 | 10 | C | D | N | N | 85366190 | 1 | 4011209590212 | 0.011 | KG | 21.66 | 21.66 | CP20 | CP20 | ACTUATOR-/INDICATOR COMPONENT WITH INTEGRATED LED 110V AC LAMP HOLDER SPRING-LOADED TERMINAL GREEN FOR MOUNTING ON FRONT PLATE !!! Phased-out product !!! SIRIUS ACT 3SU1 is successor Preferred successor type is >>3SU1401-1BC40-3AA0<< | - | 0 | 7
3SB3403-1QD |  | 3SB3403-1QD | 1 | UN | 1 | 10 | C | D | N | N | 85366190 | 1 | 4011209590229 | 0.011 | KG | 21.66 | 21.66 | CP20 | CP20 | ACTUATOR-/INDICATOR COMPONENT WITH INTEGRATED LED 110V AC LAMP HOLDER SPRING-LOADED TERMINAL BLUE FOR MOUNTING ON FRONT PLATE !!! Phased-out product !!! SIRIUS ACT 3SU1 is successor Preferred successor type is >>3SU1401-1BC50-3AA0<< | - | 0 | 7
3SB3403-1QE |  | 3SB3403-1QE | 1 | UN | 1 | 10 | C | D | N | N | 85366190 | 1 | 4011209590236 | 0.011 | KG | 21.66 | 21.66 | CP20 | CP20 | ACTUATOR-/INDICATOR COMPONENT WITH INTEGRATED LED 110V AC LAMP HOLDER SPRING-LOADED TERMINAL WHITE FOR MOUNTING ON FRONT PLATE !!! Phased-out product !!! SIRIUS ACT 3SU1 is successor Preferred successor type is >>3SU1401-1BC60-3AA0<< | - | 0 | 7
3SB3403-1RA |  | 3SB3403-1RA | 1 | UN | 1 | 10 | C | D | N | N | 85366190 | 1 | 4011209591936 | 0.011 | KG | 21.66 | 21.66 | CP20 | CP20 | ACTUATOR-/INDICATOR COMPONENT WITH INTEGRATED LED 230V AC LAMP HOLDER SPRING-LOADED TERMINAL YELLOW FOR MOUNTING ON FRONT PLATE !!! Phased-out product !!! SIRIUS ACT 3SU1 is successor Preferred successor type is >>3SU1401-1BF30-3AA0<< | - | 0 | 7
3SB3403-1RB |  | 3SB3403-1RB | 1 | UN | 1 | 10 | C | D | N | N | 85366190 | 1 | 4011209590151 | 0.011 | KG | 21.66 | 21.66 | CP20 | CP20 | ACTUATOR-/INDICATOR COMPONENT WITH INTEGRATED LED 230V AC LAMP HOLDER SPRING-LOADED TERMINAL RED FOR MOUNTING ON FRONT PLATE !!! Phased-out product !!! SIRIUS ACT 3SU1 is successor Preferred successor type is >>3SU1401-1BF20-3AA0<< | - | 0 | 7
3SB3403-1RC |  | 3SB3403-1RC | 1 | UN | 1 | 10 | C | D | N | N | 85366190 | 1 | 4011209590168 | 0.011 | KG | 21.66 | 21.66 | CP20 | CP20 | ACTUATOR-/INDICATOR COMPONENT WITH INTEGRATED LED 230V AC LAMP HOLDER SPRING-LOADED TERMINAL GREEN FOR MOUNTING ON FRONT PLATE !!! Phased-out product !!! SIRIUS ACT 3SU1 is successor Preferred successor type is >>3SU1401-1BF40-3AA0<< | - | 0 | 7
3SB3403-1RD |  | 3SB3403-1RD | 1 | UN | 1 | 10 | C | D | N | N | 85366190 | 1 | 4011209590175 | 0.011 | KG | 21.66 | 21.66 | CP20 | CP20 | ACTUATOR-/INDICATOR COMPONENT WITH INTEGRATED LED 230V AC LAMP HOLDER SPRING-LOADED TERMINAL BLUE FOR MOUNTING ON FRONT PLATE !!! Phased-out product !!! SIRIUS ACT 3SU1 is successor Preferred successor type is >>3SU1401-2BF50-3AA0<< | - | 0 | 7
3SB3403-1RE |  | 3SB3403-1RE | 1 | UN | 1 | 10 | C | D | N | N | 85366190 | 1 | 4011209590182 | 0.011 | KG | 21.66 | 21.66 | CP20 | CP20 | ACTUATOR-/INDICATOR COMPONENT WITH INTEGRATED LED 230V AC LAMP HOLDER SPRING-LOADED TERMINAL WHITE FOR MOUNTING ON FRONT PLATE !!! Phased-out product !!! SIRIUS ACT 3SU1 is successor Preferred successor type is >>3SU1401-1BF60-3AA0<< | - | 0 | 7
3SB3411-0B |  | 3SB3411-0B | 1 | UN | 1 | 10 | C | D | N | N | 85365080 | 1 | 4011209031012 | 0.004 | KG | 8.46 | 8.46 | CP20 | CP20 | ACTUATOR-/INDICATOR COMPONENT CONTACT BLOCK WITH 1 CONTACT ELEMENT SOLDER PIN TERMINAL, 1NO !!! Phased-out product !!! SIRIUS ACT 3SU1 is successor Preferred successor type is >>3SU1400-3AA10-5BA0<< | - | 0 | 7
3SB3411-0C |  | 3SB3411-0C | 1 | UN | 1 | 10 | C | D | N | N | 85365080 | 1 | 4011209031029 | 0.004 | KG | 8.46 | 8.46 | CP20 | CP20 | ACTUATOR-/INDICATOR COMPONENT CONTACT BLOCK WITH 1 CONTACT ELEMENT SOLDER PIN TERMINAL, 1NC !!! Phased-out product !!! SIRIUS ACT 3SU1 is successor Preferred successor type is >>3SU1400-3AA10-5CA0<< | - | 0 | 7
3SB3411-1A |  | 3SB3411-1A | 1 | UN | 1 | 10 | C | D | N | N | 85366190 | 1 | 4011209031036 | 0.001 | KG | 7.54 | 7.54 | CP20 | CP20 | LAMP HOLDER, WEDGE-BASE W2 X 4.6D, WITHOUT LAMP, SOLDER PIN TERMINAL, FOR USE ON PCB !!! Phased-out product !!! SIRIUS ACT 3SU1 is successor | - | 0 | 7
3SB3420-0B |  | 3SB3420-0B | 1 | UN | 1 | 2 | A | D | N | N | 85365080 | 1 | 4011209181038 | 0.013 | KG | 8.61 | 8.61 | CP20 | CP20 | COMPONENT FOR ENCLOSURE, 22MM CONTACT BLOCK WITH 1 CONTACT ELEMENT SCREW TERMINAL, 1NO !!! Phased-out product !!! SIRIUS ACT 3SU1 is successor Preferred successor type is >>3SU1400-2AA10-1BA0<< |  | 0 | 7
3SB3420-0BA |  | 3SB3420-0BA | 1 | UN | 1 | 10 | C | D | N | N | 85365080 | 1 | 4011209646421 | 0.013 | KG | 12.54 | 12.54 | CP20 | CP20 | COMPONENT FOR ENCLOSURE, 22MM CONTACT BLOCK WITH 1 CONTACT ELEMENT SCREW TERMINAL, 1NO GOLD-PLATED CONTACTS !!! Phased-out product !!! SIRIUS ACT 3SU1 is successor Preferred successor type is >>3SU1400-2AA10-1LA0<< | - | 0 | 7
3SB3420-0C |  | 3SB3420-0C | 1 | UN | 1 | 2 | A | D | N | N | 85365080 | 1 | 4011209181045 | 0.013 | KG | 8.61 | 8.61 | CP20 | CP20 | COMPONENT FOR ENCLOSURE, 22MM CONTACT BLOCK WITH 1 CONTACT ELEMENT SCREW TERMINAL, 1NC !!! Phased-out product !!! SIRIUS ACT 3SU1 is successor Preferred successor type is >>3SU1400-2AA10-1CA0<< | - | 0 | 7
3SB3420-0CA |  | 3SB3420-0CA | 1 | UN | 1 | 10 | C | D | N | N | 85365080 | 1 | 4011209646438 | 0.013 | KG | 12.54 | 12.54 | CP20 | CP20 | COMPONENT FOR ENCLOSURE, 22MM CONTACT BLOCK WITH 1 CONTACT ELEMENT SCREW TERMINAL, 1NC GOLD-PLATED CONTACTS !!! Phased-out product !!! SIRIUS ACT 3SU1 is successor Preferred successor type is >>3SU1400-2AA10-1MA0<< | - | 0 | 7
3SB3420-1A |  | 3SB3420-1A | 1 | UN | 1 | 2 | A | D | N | N | 85366190 | 1 | 4011209170094 | 0.012 | KG | 8.14 | 8.14 | CP20 | CP20 | COMPONENT FOR ENCLOSURE, 22MM LAMP HOLDER BA 9S WITHOUT LAMP RATED VOLTAGE ACC.TO LAMP SCREW TERMINAL !!! Phased-out product !!! SIRIUS ACT 3SU1 is successor | - | 0 | 7
3SB3420-1C |  | 3SB3420-1C | 1 | UN | 1 | 10 | C | D | N | N | 85366190 | 1 | 4011209170100 | 0.016 | KG | 21.95 | 21.95 | CP20 | CP20 | COMPONENT FOR ENCLOSURE, 22MM LAMP HOLDER BA 9S WITH INTEGRATED VOLTAGE REDUCER WITH LAMP 130V, 3SX1731 RATED VOLTAGE 230/240V AC SCREW TERMINAL CLEAR !!! Phased-out product !!! SIRIUS ACT 3SU1 is successor | - | 0 | 7
3SB3420-1PA |  | 3SB3420-1PA | 1 | UN | 1 | 10 | C | D | N | N | 85366190 | 1 | 4011209579569 | 0.011 | KG | 11.4 | 11.4 | CP20 | CP20 | COMPONENT FOR ENCLOSURE, 22MM LAMP HOLDER WITH INTEGRATED LED 24V AC/DC RATED VOLTAGE 24V AC/DC SCREW TERMINAL YELLOW !!! Phased-out product !!! SIRIUS ACT 3SU1 is successor Preferred successor type is >>3SU1401-2BB30-1AA0<< | - | 0 | 7
3SB3420-1PB |  | 3SB3420-1PB | 1 | UN | 1 | 2 | A | D | N | N | 85366190 | 1 | 4011209579552 | 0.011 | KG | 11.4 | 11.4 | CP20 | CP20 | COMPONENT FOR ENCLOSURE, 22MM LAMP HOLDER WITH INTEGRATED LED 24V AC/DC RATED VOLTAGE 24V AC/DC SCREW TERMINAL RED !!! Phased-out product !!! SIRIUS ACT 3SU1 is successor Preferred successor type is >>3SU1401-2BB20-1AA0<< | - | 0 | 7
3SB3420-1PC |  | 3SB3420-1PC | 1 | UN | 1 | 2 | A | D | N | N | 85366190 | 1 | 4011209579576 | 0.011 | KG | 11.4 | 11.4 | CP20 | CP20 | COMPONENT FOR ENCLOSURE, 22MM LAMP HOLDER WITH INTEGRATED LED 24V AC/DC RATED VOLTAGE 24V AC/DC SCREW TERMINAL GREEN !!! Phased-out product !!! SIRIUS ACT 3SU1 is successor Preferred successor type is >>3SU1401-2BB40-1AA0<< | - | 0 | 7
3SB3420-1PD |  | 3SB3420-1PD | 1 | UN | 1 | 10 | C | D | N | N | 85366190 | 1 | 4011209579583 | 0.011 | KG | 11.4 | 11.4 | CP20 | CP20 | COMPONENT FOR ENCLOSURE, 22MM LAMP HOLDER WITH INTEGRATED LED 24V AC/DC RATED VOLTAGE 24V AC/DC SCREW TERMINAL BLUE !!! Phased-out product !!! SIRIUS ACT 3SU1 is successor Preferred successor type is >>3SU1401-2BB50-1AA0<< | - | 0 | 7
3SB3420-1PE |  | 3SB3420-1PE | 1 | UN | 1 | 2 | A | D | N | N | 85366190 | 1 | 4011209579590 | 0.011 | KG | 11.4 | 11.4 | CP20 | CP20 | COMPONENT FOR ENCLOSURE, 22MM LAMP HOLDER WITH INTEGRATED LED 24V AC/DC RATED VOLTAGE 24V AC/DC SCREW TERMINAL WHITE !!! Phased-out product !!! SIRIUS ACT 3SU1 is successor Preferred successor type is >>3SU1401-2BB60-1AA0<< | - | 0 | 7
3SB3420-1QA |  | 3SB3420-1QA | 1 | UN | 1 | 10 | C | D | N | N | 85366190 | 1 | 4011209579514 | 0.011 | KG | 21.95 | 21.95 | CP20 | CP20 | COMPONENT FOR ENCLOSURE, 22MM LAMP HOLDER WITH INTEGRATED LED 110V AC RATED VOLTAGE 110V AC SCREW TERMINAL YELLOW !!! Phased-out product !!! SIRIUS ACT 3SU1 is successor Preferred successor type is >>3SU1401-2BC30-1AA0<< | - | 0 | 7
3SB3420-1QB |  | 3SB3420-1QB | 1 | UN | 1 | 10 | C | D | N | N | 85366190 | 1 | 4011209579507 | 0.011 | KG | 21.95 | 21.95 | CP20 | CP20 | COMPONENT FOR ENCLOSURE, 22MM LAMP HOLDER WITH INTEGRATED LED 110V AC RATED VOLTAGE 110V AC SCREW TERMINAL RED !!! Phased-out product !!! SIRIUS ACT 3SU1 is successor Preferred successor type is >>3SU1401-2BC20-1AA0<< | - | 0 | 7
3SB3420-1QC |  | 3SB3420-1QC | 1 | UN | 1 | 10 | C | D | N | N | 85366190 | 1 | 4011209579521 | 0.011 | KG | 21.95 | 21.95 | CP20 | CP20 | COMPONENT FOR ENCLOSURE, 22MM LAMP HOLDER WITH INTEGRATED LED 110V AC RATED VOLTAGE 110V AC SCREW TERMINAL GREEN !!! Phased-out product !!! SIRIUS ACT 3SU1 is successor Preferred successor type is >>3SU1401-2BC40-1AA0<< | - | 0 | 7
3SB3420-1QD |  | 3SB3420-1QD | 1 | UN | 1 | 40 | X | D | N | N | 85366190 | 1 | 4011209579538 | 0.011 | KG | 21.95 | 21.95 | CP20 | CP20 | COMPONENT FOR ENCLOSURE, 22MM LAMP HOLDER WITH INTEGRATED LED 110V AC RATED VOLTAGE 110V AC SCREW TERMINAL BLUE !!! Phased-out product !!! SIRIUS ACT 3SU1 is successor Preferred successor type is >>3SU1401-2BC50-1AA0<< | - | 0 | 7
3SB3420-1QE |  | 3SB3420-1QE | 1 | UN | 1 | 10 | C | D | N | N | 85366190 | 1 | 4011209579545 | 0.011 | KG | 21.95 | 21.95 | CP20 | CP20 | COMPONENT FOR ENCLOSURE, 22MM LAMP HOLDER WITH INTEGRATED LED 110V AC RATED VOLTAGE 110V AC SCREW TERMINAL WHITE !!! Phased-out product !!! SIRIUS ACT 3SU1 is successor Preferred successor type is >>3SU1401-2BC60-1AA0<< | - | 0 | 7
3SB3420-1RA |  | 3SB3420-1RA | 1 | UN | 1 | 10 | C | D | N | N | 85366190 | 1 | 4011209579460 | 0.011 | KG | 21.95 | 21.95 | CP20 | CP20 | COMPONENT FOR ENCLOSURE, 22MM LAMP HOLDER WITH INTEGRATED LED 230V AC RATED VOLTAGE 230V AC SCREW TERMINAL YELLOW !!! Phased-out product !!! SIRIUS ACT 3SU1 is successor Preferred successor type is >>3SU1401-2BF30-1AA0<< | - | 0 | 7
3SB3420-1RB |  | 3SB3420-1RB | 1 | UN | 1 | 10 | C | D | N | N | 85366190 | 1 | 4011209579453 | 0.011 | KG | 21.95 | 21.95 | CP20 | CP20 | COMPONENT FOR ENCLOSURE, 22MM LAMP HOLDER WITH INTEGRATED LED 230V AC RATED VOLTAGE 230V AC SCREW TERMINAL RED !!! Phased-out product !!! SIRIUS ACT 3SU1 is successor Preferred successor type is >>3SU1401-2BF20-1AA0<< | - | 0 | 7
3SB3420-1RC |  | 3SB3420-1RC | 1 | UN | 1 | 10 | C | D | N | N | 85366190 | 1 | 4011209579477 | 0.011 | KG | 21.95 | 21.95 | CP20 | CP20 | COMPONENT FOR ENCLOSURE, 22MM LAMP HOLDER WITH INTEGRATED LED 230V AC RATED VOLTAGE 230V AC SCREW TERMINAL GREEN !!! Phased-out product !!! SIRIUS ACT 3SU1 is successor Preferred successor type is >>3SU1401-2BF40-1AA0<< | - | 0 | 7
3SB3420-1RD |  | 3SB3420-1RD | 1 | UN | 1 | 10 | C | D | N | N | 85366190 | 1 | 4011209579484 | 0.011 | KG | 21.95 | 21.95 | CP20 | CP20 | COMPONENT FOR ENCLOSURE, 22MM LAMP HOLDER WITH INTEGRATED LED 230V AC RATED VOLTAGE 230V AC SCREW TERMINAL BLUE !!! Phased-out product !!! SIRIUS ACT 3SU1 is successor Preferred successor type is >>3SU1401-2BF50-1AA0<< | - | 0 | 7
3SB3420-1RE |  | 3SB3420-1RE | 1 | UN | 1 | 10 | C | D | N | N | 85366190 | 1 | 4011209579491 | 0.011 | KG | 21.95 | 21.95 | CP20 | CP20 | COMPONENT FOR ENCLOSURE, 22MM LAMP HOLDER WITH INTEGRATED LED 230V AC RATED VOLTAGE 230V AC SCREW TERMINAL WHITE !!! Phased-out product !!! SIRIUS ACT 3SU1 is successor Preferred successor type is >>3SU1401-2BF60-1AA0<< | - | 0 | 7
3SB3423-0B |  | 3SB3423-0B | 1 | UN | 1 | 10 | C | D | N | N | 85365080 | 1 | 4011209590328 | 0.006 | KG | 9.88 | 9.88 | CP20 | CP20 | COMPONENT FOR ENCLOSURE, 22MM CONTACT BLOCK WITH 1 CONTACT ELEMENT SPRING-LOADED TERMINAL, 1NO !!! Phased-out product !!! SIRIUS ACT 3SU1 is successor Preferred successor type is >>3SU1400-2AA10-3BA0<< | - | 0 | 7
3SB3423-0BA |  | 3SB3423-0BA | 1 | UN | 1 | 40 | X | D | N | N | 85365080 | 1 | 4011209646025 | 0.006 | KG | 16.91 | 16.91 | CP20 | CP20 | COMPONENT FOR ENCLOSURE, 22MM CONTACT BLOCK WITH 1 CONTACT ELEMENT SPRING-LOADED TERMINAL, 1NO GOLD-PLATED CONTACTS !!! Phased-out product !!! SIRIUS ACT 3SU1 is successor Preferred successor type is >>3SU1400-2AA10-3LA0<< | - | 0 | 7
3SB3423-0C |  | 3SB3423-0C | 1 | UN | 1 | 10 | C | D | N | N | 85365080 | 1 | 4011209590335 | 0.006 | KG | 9.88 | 9.88 | CP20 | CP20 | COMPONENT FOR ENCLOSURE, 22MM CONTACT BLOCK WITH 1 CONTACT ELEMENT SPRING-LOADED TERMINAL, 1NC !!! Phased-out product !!! SIRIUS ACT 3SU1 is successor Preferred successor type is >>3SU1400-2AA10-3CA0<< | - | 0 | 7
3SB3423-0CA |  | 3SB3423-0CA | 1 | UN | 1 | 10 | C | D | N | N | 85365080 | 1 | 4011209646032 | 0.006 | KG | 16.91 | 16.91 | CP20 | CP20 | COMPONENT FOR ENCLOSURE, 22MM CONTACT BLOCK WITH 1 CONTACT ELEMENT SPRING-LOADED TERMINAL, 1NC GOLD-PLATED CONTACTS !!! Phased-out product !!! SIRIUS ACT 3SU1 is successor Preferred successor type is >>3SU1400-2AA10-3MA0<< | - | 0 | 7
3SB3423-1PA |  | 3SB3423-1PA | 1 | UN | 1 | 10 | C | D | N | N | 85366190 | 1 | 4011209590113 | 0.01 | KG | 12.16 | 12.16 | CP20 | CP20 | COMPONENT FOR ENCLOSURE, 22MM LAMP HOLDER WITH INTEGRATED LED 24V AC/DC RATED VOLTAGE 24V AC/DC SPRING-LOADED TERMINAL YELLOW !!! Phased-out product !!! SIRIUS ACT 3SU1 is successor Preferred successor type is >>3SU1401-2BB30-3AA0<< | - | 0 | 7
3SB3423-1PB |  | 3SB3423-1PB | 1 | UN | 1 | 10 | C | D | N | N | 85366190 | 1 | 4011209590106 | 0.01 | KG | 12.16 | 12.16 | CP20 | CP20 | COMPONENT FOR ENCLOSURE, 22MM LAMP HOLDER WITH INTEGRATED LED 24V AC/DC RATED VOLTAGE 24V AC/DC SPRING-LOADED TERMINAL RED !!! Phased-out product !!! SIRIUS ACT 3SU1 is successor Preferred successor type is >>3SU1401-2BB20-3AA0<< | - | 0 | 7
3SB3423-1PC |  | 3SB3423-1PC | 1 | UN | 1 | 10 | C | D | N | N | 85366190 | 1 | 4011209590120 | 0.01 | KG | 12.16 | 12.16 | CP20 | CP20 | COMPONENT FOR ENCLOSURE, 22MM LAMP HOLDER WITH INTEGRATED LED 24V AC/DC RATED VOLTAGE 24V AC/DC SPRING-LOADED TERMINAL GREEN !!! Phased-out product !!! SIRIUS ACT 3SU1 is successor Preferred successor type is >>3SU1401-2BB40-3AA0<< | - | 0 | 7
3SB3423-1PD |  | 3SB3423-1PD | 1 | UN | 1 | 10 | C | D | N | N | 85366190 | 1 | 4011209590137 | 0.01 | KG | 12.16 | 12.16 | CP20 | CP20 | COMPONENT FOR ENCLOSURE, 22MM LAMP HOLDER WITH INTEGRATED LED 24V AC/DC RATED VOLTAGE 24V AC/DC SPRING-LOADED TERMINAL BLUE !!! Phased-out product !!! SIRIUS ACT 3SU1 is successor Preferred successor type is >>3SU1401-2BB50-3AA0<< | - | 0 | 7
3SB3423-1PE |  | 3SB3423-1PE | 1 | UN | 1 | 10 | C | D | N | N | 85366190 | 1 | 4011209590144 | 0.01 | KG | 12.16 | 12.16 | CP20 | CP20 | COMPONENT FOR ENCLOSURE, 22MM LAMP HOLDER WITH INTEGRATED LED 24V AC/DC RATED VOLTAGE 24V AC/DC SPRING-LOADED TERMINAL WHITE !!! Phased-out product !!! SIRIUS ACT 3SU1 is successor Preferred successor type is >>3SU1401-2BB60-3AA0<< | - | 0 | 7
3SB3423-1QA |  | 3SB3423-1QA | 1 | UN | 1 | 10 | C | D | N | N | 85366190 | 1 | 4011209590069 | 0.01 | KG | 22.04 | 22.04 | CP20 | CP20 | COMPONENT FOR ENCLOSURE, 22MM LAMP HOLDER WITH INTEGRATED LED 110V AC RATED VOLTAGE 110V AC SPRING-LOADED TERMINAL YELLOW !!! Phased-out product !!! SIRIUS ACT 3SU1 is successor Preferred successor type is >>3SU1401-2BC30-3AA0<< | - | 0 | 7
3SB3423-1QB |  | 3SB3423-1QB | 1 | UN | 1 | 40 | X | D | N | N | 85366190 | 1 | 4011209590052 | 0.01 | KG | 22.04 | 22.04 | CP20 | CP20 | COMPONENT FOR ENCLOSURE, 22MM LAMP HOLDER WITH INTEGRATED LED 110V AC RATED VOLTAGE 110V AC SPRING-LOADED TERMINAL RED !!! Phased-out product !!! SIRIUS ACT 3SU1 is successor Preferred successor type is >>3SU1401-2BC20-3AA0<< | - | 0 | 7
3SB3423-1QC |  | 3SB3423-1QC | 1 | UN | 1 | 40 | X | D | N | N | 85366190 | 1 | 4011209590076 | 0.01 | KG | 22.04 | 22.04 | CP20 | CP20 | COMPONENT FOR ENCLOSURE, 22MM LAMP HOLDER WITH INTEGRATED LED 110V AC RATED VOLTAGE 110V AC SPRING-LOADED TERMINAL GREEN !!! Phased-out product !!! SIRIUS ACT 3SU1 is successor Preferred successor type is >>3SU1401-2BC40-3AA0<< | - | 0 | 7
3SB3423-1QD |  | 3SB3423-1QD | 1 | UN | 1 | 40 | X | D | N | N | 85366190 | 1 | 4011209590083 | 0.01 | KG | 22.04 | 22.04 | CP20 | CP20 | COMPONENT FOR ENCLOSURE, 22MM LAMP HOLDER WITH INTEGRATED LED 110V AC RATED VOLTAGE 110V AC SPRING-LOADED TERMINAL BLUE !!! Phased-out product !!! SIRIUS ACT 3SU1 is successor Preferred successor type is >>3SU1401-2BC50-3AA0<< | - | 0 | 7
3SB3423-1QE |  | 3SB3423-1QE | 1 | UN | 1 | 40 | X | D | N | N | 85366190 | 1 | 4011209590090 | 0.01 | KG | 22.04 | 22.04 | CP20 | CP20 | COMPONENT FOR ENCLOSURE, 22MM LAMP HOLDER WITH INTEGRATED LED 110V AC RATED VOLTAGE 110V AC SPRING-LOADED TERMINAL WHITE !!! Phased-out product !!! SIRIUS ACT 3SU1 is successor Preferred successor type is >>3SU1401-2BC60-3AA0<< | - | 0 | 7
3SB3423-1RA |  | 3SB3423-1RA | 1 | UN | 1 | 20 | D | D | N | N | 85366190 | 1 | 4011209590014 | 0.01 | KG | 22.04 | 22.04 | CP20 | CP20 | COMPONENT FOR ENCLOSURE, 22MM LAMP HOLDER WITH INTEGRATED LED 230V AC RATED VOLTAGE 230V AC SPRING-LOADED TERMINAL YELLOW !!! Phased-out product !!! SIRIUS ACT 3SU1 is successor Preferred successor type is >>3SU1401-2BF30-3AA0<< | - | 0 | 7
3SB3423-1RB |  | 3SB3423-1RB | 1 | UN | 1 | 10 | C | D | N | N | 85366190 | 1 | 4011209590007 | 0.01 | KG | 22.04 | 22.04 | CP20 | CP20 | COMPONENT FOR ENCLOSURE, 22MM LAMP HOLDER WITH INTEGRATED LED 230V AC RATED VOLTAGE 230V AC SPRING-LOADED TERMINAL RED !!! Phased-out product !!! SIRIUS ACT 3SU1 is successor Preferred successor type is >>3SU1401-2BF20-3AA0<< | - | 0 | 7
3SB3423-1RC |  | 3SB3423-1RC | 1 | UN | 1 | 10 | C | D | N | N | 85366190 | 1 | 4011209590021 | 0.01 | KG | 22.04 | 22.04 | CP20 | CP20 | COMPONENT FOR ENCLOSURE, 22MM LAMP HOLDER WITH INTEGRATED LED 230V AC RATED VOLTAGE 230V AC SPRING-LOADED TERMINAL GREEN !!! Phased-out product !!! SIRIUS ACT 3SU1 is successor Preferred successor type is >>3SU1401-2BF40-3AA0<< | - | 0 | 7
3SB3423-1RD |  | 3SB3423-1RD | 1 | UN | 1 | 10 | C | D | N | N | 85366190 | 1 | 4011209590038 | 0.01 | KG | 22.04 | 22.04 | CP20 | CP20 | COMPONENT FOR ENCLOSURE, 22MM LAMP HOLDER WITH INTEGRATED LED 230V AC RATED VOLTAGE 230V AC SPRING-LOADED TERMINAL BLUE !!! Phased-out product !!! SIRIUS ACT 3SU1 is successor Preferred successor type is >>3SU1401-2BF50-3AA0<< | - | 0 | 7
3SB3423-1RE |  | 3SB3423-1RE | 1 | UN | 1 | 10 | C | D | N | N | 85366190 | 1 | 4011209590045 | 0.01 | KG | 22.04 | 22.04 | CP20 | CP20 | COMPONENT FOR ENCLOSURE, 22MM LAMP HOLDER WITH INTEGRATED LED 230V AC RATED VOLTAGE 230V AC SPRING-LOADED TERMINAL WHITE !!! Phased-out product !!! SIRIUS ACT 3SU1 is successor Preferred successor type is >>3SU1401-2BF60-3AA0<< | - | 0 | 7
3SB3423-2F |  | 3SB3423-2F | 1 | UN | 1 | 10 | C | D | N | N | 85369010 | 1 | 4011209590298 | 0.006 | KG | 10.64 | 10.64 | CP20 | CP20 | COMPONENT FOR ENCLOSURE, 22MM SUPPORT TERMINAL SPRING-LOADED TERMINAL BLACK !!! Phased-out product !!! SIRIUS ACT 3SU1 is successor Preferred successor type is >>3SU1400-2DA10-3AA0<< | - | 0 | 7
3SB3423-2G |  | 3SB3423-2G | 1 | UN | 1 | 10 | C | D | N | N | 85369010 | 1 | 4011209590311 | 0.006 | KG | 10.64 | 10.64 | CP20 | CP20 | COMPONENT FOR ENCLOSURE, 22MM SUPPORT TERMINAL SPRING-LOADED TERMINAL BLUE !!! Phased-out product !!! SIRIUS ACT 3SU1 is successor Preferred successor type is >>3SU1400-2DA50-3AA0<< | - | 0 | 7
3SB3423-2H |  | 3SB3423-2H | 1 | UN | 1 | 10 | C | D | N | N | 85369010 | 1 | 4011209590304 | 0.006 | KG | 10.64 | 10.64 | CP20 | CP20 | COMPONENT FOR ENCLOSURE, 22MM SUPPORT TERMINAL SPRING-LOADED TERMINAL GREEN/YELLOW !!! Phased-out product !!! SIRIUS ACT 3SU1 is successor Preferred successor type is >>3SU1400-2DA43-3AA0<< | - | 0 | 7
3SB3500-0AA11 |  | 3SB3500-0AA11 | 1 | UN | 1 | 2 | A | D | N | N | 85389099 | 1 | 4011209410893 | 0.07 | KG | 11.97 | 11.97 | CP20 | CP20 | Pushbutton, 22mm, round, metal, black, pushbutton, flat, solvent-resistant, with holder !!! Phased-out product !!! SIRIUS ACT 3SU1 is successor Preferred successor type is >>3SU1050-0AB10-0AA0 + 3SU1550-0AA10-0AA0<< |  | 0 | 7
3SB3500-0AA11-0TA0 |  | 3SB3500-0AA11-0TA0 | 1 | UN | 1 | 2 | A | D | N | N | 85389099 | 1 | 4011209774278 | 0.071 | KG | 38.29 | 38.29 | CP20 | CP20 | 22MM METAL ROUND ACTUATOR: PUSHBUTTON WITH FLAT BUTTON POLYAMID SOLVENT-RESISTANT NOT INSCRIBABLE WITH LASER TEFLON-COATED FRONT RING, WITH HOLDER BLACK !!! Phased-out product !!! SIRIUS ACT 3SU1 is successor Preferred successor type is >>3SU1051-0AB00-0AA0 + | - | 0 | 9
3SB3500-0AA11-0TA0-Z | B01 | 3SB3500-0AA11-0TA0-ZB01 | 1 | UN | 1 | 2 | A | D | N | N | 85389099 | 1 |  | 0.071 | KG | 10.45 | 10.45 | CP20 | CP20 | Pushbutton, 22 mm, round, metal, black, solvent-resistant, without holder !!! Phased-out product !!! SIRIUS ACT 3SU1 is the successor The preferred successor type is <<3SU1051-0AB00-0AA0>> | - | 0 | 9
3SB3500-0AA11-Z | B01 | 3SB3500-0AA11-ZB01 | 1 | UN | 1 | 10 | C | D | N | N | 85389099 | 1 | 4011209787513 | 69.5 | G | 36.77 | 36.77 | CP20 | CP20 | Pushbutton, 22 mm, round, metal, black, solvent-resistant, !!! Phased-out product !!! SIRIUS ACT 3SU1 is the successor The preferred successor type is <<3SU1050-0AB10-0AA0>> | - | 0 | 7
3SB3500-0AA11-Z | B01X90 | 3SB3500-0AA11-ZB01X90 | 1 | UN | 1 | 10 | C | D | N | N | 85389099 | 50 |  | 0.07 | KG | 10.45 | 10.45 | CP20 | CP20 | Pushbutton, 22 mm, round, metal, black, solvent-resistant, Z=50-unit pack !!! Phased-out product !!! SIRIUS ACT 3SU1 is the successor The preferred successor type is <<3SU1050-0AB10-0AA0-ZX90>> | - | 0 | 7
3SB3500-0AA11-Z | X90 | 3SB3500-0AA11-ZX90 | 1 | UN | 1 | 10 | C | D | N | N | 85389099 | 50 | 4011209745841 | 69.5 | G | 12.07 | 12.07 | CP20 | CP20 | Pushbutton, 22 mm, round, metal, black, solvent-resistant, Z=50-unit pack !!! Phased-out product !!! SIRIUS ACT 3SU1 is the successor The preferred successor type is <<3SU1050-0AB10-0AA0-ZX90 + 3SU1550-0AA10-0AA0>> | - | 0 | 7
3SB3500-0AA12 |  | 3SB3500-0AA12 | 1 | UN | 1 | 10 | C | D | N | N | 85389099 | 1 | 4011209410961 | 0.074 | KG | 13.97 | 13.97 | CP20 | CP20 | Pushbutton, 22mm, round, metal, black, front ring, raised, solvent-resistant, with holder !!! Phased-out product !!! SIRIUS ACT 3SU1 is successor Preferred successor type is >>3SU1050-0CB10-0AA0 + 3SU1550-0AA10-0AA0<< | - | 0 | 7
3SB3500-0AA12-Z | B01 | 3SB3500-0AA12-ZB01 | 1 | UN | 1 | 20 | D | D | N | N | 85389099 | 1 | 4011209789586 | 0.079 | KG | 12.45 | 12.45 | CP20 | CP20 | Pushbutton, 22 mm, round, metal, black, solvent-resistant, !!! Phased-out product !!! SIRIUS ACT 3SU1 is the successor The preferred successor type is <<3SU1050-0CB10-0AA0>> | - | 0 | 7
3SB3500-0AA12-Z | B01X90 | 3SB3500-0AA12-ZB01X90 | 1 | UN | 1 | 10 | C | D | N | N | 85389099 | 50 |  | 74 | G | 12.45 | 12.45 | CP20 | CP20 | Pushbutton, 22 mm, round, metal, black, solvent-resistant, Z=50-unit pack !!! Phased-out product !!! SIRIUS ACT 3SU1 is the successor The preferred successor type is <<3SU1050-0CB10-0AA0-ZX90>> | - | 0 | 7
3SB3500-0AA12-Z | X90 | 3SB3500-0AA12-ZX90 | 1 | UN | 1 | 10 | C | D | N | N | 85389099 | 50 | 4011209745919 | 74 | G | 13.97 | 13.97 | CP20 | CP20 | Pushbutton, 22 mm, round, metal, black, solvent-resistant, Z=50-unit pack !!! Phased-out product !!! SIRIUS ACT 3SU1 is the successor The preferred successor type is <<3SU1050-0CB10-0AA0-ZX90 + 3SU1550-0AA10-0AA0>> | - | 0 | 7
3SB3500-0AA21 |  | 3SB3500-0AA21 | 1 | UN | 1 | 2 | A | D | N | N | 85389099 | 1 | 4011209410909 | 0.07 | KG | 11.97 | 11.97 | CP20 | CP20 | Pushbutton, 22mm, round, metal, red, pushbutton, flat, with holder !!! Phased-out product !!! SIRIUS ACT 3SU1 is successor Preferred successor type is >>3SU1050-0AB20-0AA0 + 3SU1550-0AA10-0AA0<< |  | 0 | 7
3SB3500-0AA21-0PA0 |  | 3SB3500-0AA21-0PA0 | 1 | UN | 1 | 10 | C | D | N | N | 85389099 | 1 | 4011209742062 | 0.08 | KG | 12.07 | 12.07 | CP20 | CP20 | Pushbutton, 22mm, round, metal, red, pushbutton, flat, solvent-resistant, with holder !!! Phased-out product !!! SIRIUS ACT 3SU1 is successor Preferred successor type is >>3SU1050-0AB20-0AA0 + 3SU1550-0AA10-0AA0<< | - | 0 | 7
3SB3500-0AA21-0PA0-Z | B01 | 3SB3500-0AA21-0PA0-ZB01 | 1 | UN | 1 | 10 | C | D | N | N | 85389099 | 1 |  | 0.074 | KG | 10.45 | 10.45 | CP20 | CP20 | Pushbutton, 22 mm, round, metal, red, solvent-resistant, !!! Phased-out product !!! SIRIUS ACT 3SU1 is the successor The preferred successor type is <<3SU1050-0AB20-0AA0>> | - | 0 | 7
3SB3500-0AA21-Z | B01 | 3SB3500-0AA21-ZB01 | 1 | UN | 1 | 10 | C | D | N | N | 85389099 | 1 | 4011209519343 | 69.5 | G | 10.55 | 10.55 | CP20 | CP20 | Pushbutton, 22 mm, round, metal, red, without holder !!! Phased-out product !!! Successor is SIRIUS ACT 3SU1 Preferred successor type is <<3SU1050-0AB20-0AA0>> | - | 0 | 7
3SB3500-0AA21-Z | B01X90 | 3SB3500-0AA21-ZB01X90 | 1 | UN | 1 | 10 | C | D | N | N | 85389099 | 50 |  | 69.5 | G | 10.45 | 10.45 | CP20 | CP20 | Pushbutton, 22 mm, round, metal, red, without holder, !!! Phased-out product !!! SIRIUS ACT 3SU1 is the successor The preferred successor type is <<3SU1050-0AB20-0AA0-ZX90>> | - | 0 | 7
3SB3500-0AA21-Z | X90 | 3SB3500-0AA21-ZX90 | 1 | UN | 1 | 10 | C | D | N | N | 85389099 | 50 | 4011209745858 | 69.5 | G | 12.07 | 12.07 | CP20 | CP20 | Pushbutton, 22 mm, round, metal, red, with holder, !!! Phased-out product !!! SIRIUS ACT 3SU1 is the successor The preferred successor type is <<3SU1050-0AB20-0AA0-ZX90 + 3SU1550-0AA10-0AA0>> | - | 0 | 7
3SB3500-0AA22 |  | 3SB3500-0AA22 | 1 | UN | 1 | 10 | C | D | N | N | 85389099 | 1 | 4011209410978 | 0.074 | KG | 13.97 | 13.97 | CP20 | CP20 | Pushbutton, 22mm, round, metal, red, front ring, raised, solvent-resistant, with holder !!! Phased-out product !!! SIRIUS ACT 3SU1 is successor Preferred successor type is >>3SU1050-0CB20-0AA0 + 3SU1550-0AA10-0AA0<< | - | 0 | 7
3SB3500-0AA22-Z | B01 | 3SB3500-0AA22-ZB01 | 1 | UN | 1 | 10 | C | D | N | N | 85389099 | 1 | 4011209787568 | 74 | G | 12.45 | 12.45 | CP20 | CP20 | Pushbutton, 22 mm, round, metal, red, solvent-resistant, Z=50-unit pack !!! Phased-out product !!! SIRIUS ACT 3SU1 is the successor The preferred successor type is <<3SU1050-0CB20-0AA0>> | - | 0 | 7
3SB3500-0AA22-Z | B01X90 | 3SB3500-0AA22-ZB01X90 | 1 | UN | 1 | 10 | C | D | N | N | 85389099 | 50 |  | 74 | G | 12.45 | 12.45 | CP20 | CP20 | Pushbutton, 22 mm, round, metal, red, solvent-resistant, Z=50-unit pack !!! Phased-out product !!! SIRIUS ACT 3SU1 is the successor The preferred successor type is <<3SU1050-0CB20-0AA0-ZX90>> | - | 0 | 7
3SB3500-0AA22-Z | X90 | 3SB3500-0AA22-ZX90 | 1 | UN | 1 | 10 | C | D | N | N | 85389099 | 50 | 4011209788466 | 74 | G | 13.97 | 13.97 | CP20 | CP20 | Pushbutton, 22 mm, round, metal, red, solvent-resistant, Z=50-unit pack !!! Phased-out product !!! SIRIUS ACT 3SU1 is the successor The preferred successor type is <<3SU1050-0CB20-0AA0-ZX90 + 3SU1550-0AA10-0AA0>> | - | 0 | 7
3SB3500-0AA31 |  | 3SB3500-0AA31 | 1 | UN | 1 | 10 | C | D | N | N | 85389099 | 1 | 4011209410916 | 0.07 | KG | 11.97 | 11.97 | CP20 | CP20 | Pushbutton, 22mm, round, metal, yellow, pushbutton, flat, with holder !!! Phased-out product !!! SIRIUS ACT 3SU1 is successor Preferred successor type is >>3SU1050-0AB30-0AA0 + 3SU1550-0AA10-0AA0<< |  | 0 | 7
3SB3500-0AA31-0PA0 |  | 3SB3500-0AA31-0PA0 | 1 | UN | 1 | 10 | C | D | N | N | 85389099 | 1 | 4011209742079 | 0.073 | KG | 12.07 | 12.07 | CP20 | CP20 | Pushbutton, 22mm, round, metal, yellow, pushbutton, flat, solvent-resistant, with holder !!! Phased-out product !!! SIRIUS ACT 3SU1 is successor Preferred successor type is >>3SU1050-0AB30-0AA0 + 3SU1550-0AA10-0AA0<< | - | 0 | 7
3SB3500-0AA31-0PA0-Z | B01 | 3SB3500-0AA31-0PA0-ZB01 | 1 | UN | 1 | 20 | D | D | N | N | 85389099 | 1 | 4047621011837 | 0.073 | KG | 10.45 | 10.45 | CP20 | CP20 | Pushbutton, 22 mm, round, metal, yellow, solvent-resistant, !!! Phased-out product !!! SIRIUS ACT 3SU1 is the successor The preferred successor type is <<3SU1050-0AB30-0AA0>> | - | 0 | 7
3SB3500-0AA31-Z | B01 | 3SB3500-0AA31-ZB01 | 1 | UN | 1 | 10 | C | D | N | N | 85389099 | 1 | 4011209519350 | 69.5 | G | 10.55 | 10.55 | CP20 | CP20 | Pushbutton, 22 mm, round, metal, yellow, without holder !!! Phased-out product !!! Successor is SIRIUS ACT 3SU1 Preferred successor type is <<3SU1050-0AB30-0AA0>> | - | 0 | 7
3SB3500-0AA31-Z | B01X90 | 3SB3500-0AA31-ZB01X90 | 1 | UN | 1 | 10 | C | D | N | N | 85389099 | 50 |  | 69.5 | G | 10.45 | 10.45 | CP20 | CP20 | Pushbutton, 22 mm, round, metal, yellow, without holder, !!! Phased-out product !!! SIRIUS ACT 3SU1 is the successor The preferred successor type is <<3SU1050-0AB30-0AA0-ZX90>> | - | 0 | 7
3SB3500-0AA31-Z | X90 | 3SB3500-0AA31-ZX90 | 1 | UN | 1 | 10 | C | D | N | N | 85389099 | 50 | 4011209745865 | 69.5 | G | 12.07 | 12.07 | CP20 | CP20 | Pushbutton, 22 mm, round, metal, yellow, with holder, !!! Phased-out product !!! SIRIUS ACT 3SU1 is the successor The preferred successor type is <<3SU1050-0AB30-0AA0-ZX90 + 3SU1550-0AA10-0AA0>> | - | 0 | 7
3SB3500-0AA32 |  | 3SB3500-0AA32 | 1 | UN | 1 | 10 | C | D | N | N | 85389099 | 1 | 4011209410985 | 0.074 | KG | 13.97 | 13.97 | CP20 | CP20 | Pushbutton, 22mm, round, metal, yellow, front ring, raised, solvent-resistant, with holder !!! Phased-out product !!! SIRIUS ACT 3SU1 is successor Preferred successor type is >>3SU1050-0CB30-0AA0 + 3SU1550-0AA10-0AA0<< | - | 0 | 7
3SB3500-0AA32-Z | B01 | 3SB3500-0AA32-ZB01 | 1 | UN | 1 | 10 | C | D | N | N | 85389099 | 1 |  | 0.074 | KG | 12.45 | 12.45 | CP20 | CP20 | Pushbutton, 22 mm, round, metal, yellow, solvent-resistant, Z=50-unit pack !!! Phased-out product !!! SIRIUS ACT 3SU1 is the successor The preferred successor type is <<3SU1050-0CB30-0AA0>> | - | 0 | 7
3SB3500-0AA32-Z | B01X90 | 3SB3500-0AA32-ZB01X90 | 1 | UN | 1 | 10 | C | D | N | N | 85389099 | 50 |  | 74 | G | 12.45 | 12.45 | CP20 | CP20 | Pushbutton, 22 mm, round, metal, yellow, solvent-resistant, Z=50-unit pack !!! Phased-out product !!! SIRIUS ACT 3SU1 is the successor The preferred successor type is <<3SU1050-0CB30-0AA0-ZX90>> | - | 0 | 7
3SB3500-0AA32-Z | X90 | 3SB3500-0AA32-ZX90 | 1 | UN | 1 | 10 | C | D | N | N | 85389099 | 50 | 4011209745926 | 74 | G | 13.97 | 13.97 | CP20 | CP20 | Pushbutton, 22 mm, round, metal, yellow, solvent-resistant, Z=50-unit pack !!! Phased-out product !!! SIRIUS ACT 3SU1 is the successor The preferred successor type is <<3SU1050-0CB30-0AA0-ZX90 + 3SU1550-0AA10-0AA0>> | - | 0 | 7
3SB3500-0AA41 |  | 3SB3500-0AA41 | 1 | UN | 1 | 2 | A | D | N | N | 85389099 | 1 | 4011209410923 | 0.07 | KG | 11.97 | 11.97 | CP20 | CP20 | Pushbutton, 22mm, round, metal, green, pushbutton, flat, with holder !!! Phased-out product !!! SIRIUS ACT 3SU1 is successor Preferred successor type is >>3SU1050-0AB40-0AA0 + 3SU1550-0AA10-0AA0<< |  | 0 | 7
3SB3500-0AA41-0PA0 |  | 3SB3500-0AA41-0PA0 | 1 | UN | 1 | 10 | C | D | N | N | 85389099 | 1 | 4011209718517 | 0.07 | KG | 12.07 | 12.07 | CP20 | CP20 | Pushbutton, 22mm, round, metal, green, pushbutton, flat, solvent-resistant, with holder !!! Phased-out product !!! SIRIUS ACT 3SU1 is successor Preferred successor type is >>3SU1050-0AB40-0AA0 + 3SU1550-0AA10-0AA0<< | - | 0 | 7
3SB3500-0AA41-0PA0-Z | B01 | 3SB3500-0AA41-0PA0-ZB01 | 1 | UN | 1 | 10 | C | D | N | N | 85389099 | 1 |  | 0.082 | KG | 10.45 | 10.45 | CP20 | CP20 | Pushbutton, 22 mm, round, metal, green, solvent-resistant, !!! Phased-out product !!! SIRIUS ACT 3SU1 is the successor The preferred successor type is <<3SU1050-0AB40-0AA0>> | - | 0 | 7
3SB3500-0AA41-Z | B01 | 3SB3500-0AA41-ZB01 | 1 | UN | 1 | 2 | A | D | N | N | 85389099 | 1 | 4011209519367 | 69.5 | G | 10.55 | 10.55 | CP20 | CP20 | Pushbutton, 22 mm, round, metal, green, without holder !!! Phased-out product !!! Successor is SIRIUS ACT 3SU1 Preferred successor type is <<3SU1050-0AB40-0AA0>> | - | 0 | 7
3SB3500-0AA41-Z | B01X90 | 3SB3500-0AA41-ZB01X90 | 1 | UN | 1 | 10 | C | D | N | N | 85389099 | 50 |  | 69.5 | G | 10.45 | 10.45 | CP20 | CP20 | Pushbutton, 22 mm, round, metal, green, without holder, !!! Phased-out product !!! SIRIUS ACT 3SU1 is the successor The preferred successor type is <<3SU1050-0AB40-0AA0-ZX90>> | - | 0 | 7
3SB3500-0AA41-Z | X90 | 3SB3500-0AA41-ZX90 | 1 | UN | 1 | 10 | C | D | N | N | 85389099 | 50 | 4011209745872 | 69.5 | G | 12.07 | 12.07 | CP20 | CP20 | Pushbutton, 22 mm, round, metal, green, with holder, !!! Phased-out product !!! SIRIUS ACT 3SU1 is the successor The preferred successor type is <<3SU1050-0AB40-0AA0-ZX90 + 3SU1550-0AA10-0AA0>> | - | 0 | 7
3SB3500-0AA42 |  | 3SB3500-0AA42 | 1 | UN | 1 | 10 | C | D | N | N | 85389099 | 1 | 4011209410992 | 0.074 | KG | 13.97 | 13.97 | CP20 | CP20 | Pushbutton, 22mm, round, metal, green, front ring, raised, solvent-resistant, with holder !!! Phased-out product !!! SIRIUS ACT 3SU1 is successor Preferred successor type is >>3SU1050-0CB40-0AA0 + 3SU1550-0AA10-0AA0<< | - | 0 | 7
3SB3500-0AA42-Z | B01 | 3SB3500-0AA42-ZB01 | 1 | UN | 1 | 10 | C | D | N | N | 85389099 | 1 | 4011209787575 | 74 | G | 12.45 | 12.45 | CP20 | CP20 | Pushbutton, 22 mm, round, metal, green, solvent-resistant, Z=50-unit pack !!! Phased-out product !!! SIRIUS ACT 3SU1 is the successor The preferred successor type is <<3SU1050-0CB40-0AA0>> | - | 0 | 7
3SB3500-0AA42-Z | B01X90 | 3SB3500-0AA42-ZB01X90 | 1 | UN | 1 | 10 | C | D | N | N | 85389099 | 50 |  | 74 | G | 12.45 | 12.45 | CP20 | CP20 | Pushbutton, 22 mm, round, metal, green, solvent-resistant, Z=50-unit pack !!! Phased-out product !!! SIRIUS ACT 3SU1 is the successor The preferred successor type is <<3SU1050-0CB40-0AA0-ZX90>> | - | 0 | 7
3SB3500-0AA42-Z | X90 | 3SB3500-0AA42-ZX90 | 1 | UN | 1 | 10 | C | D | N | N | 85389099 | 50 | 4011209745933 | 74 | G | 13.97 | 13.97 | CP20 | CP20 | Pushbutton, 22 mm, round, metal, green, solvent-resistant, Z=50-unit pack !!! Phased-out product !!! SIRIUS ACT 3SU1 is the successor The preferred successor type is <<3SU1050-0CB40-0AA0-ZX90 + 3SU1550-0AA10-0AA0>> | - | 0 | 7
3SB3500-0AA51 |  | 3SB3500-0AA51 | 1 | UN | 1 | 10 | C | D | N | N | 85389099 | 1 | 4011209410930 | 0.07 | KG | 11.97 | 11.97 | CP20 | CP20 | Pushbutton, 22mm, round, metal, blue, pushbutton, flat, with holder !!! Phased-out product !!! SIRIUS ACT 3SU1 is successor Preferred successor type is >>3SU1050-0AB50-0AA0 + 3SU1550-0AA10-0AA0<< |  | 0 | 7
3SB3500-0AA51-0PA0 |  | 3SB3500-0AA51-0PA0 | 1 | UN | 1 | 10 | C | D | N | N | 85389099 | 1 | 4011209742086 | 69.5 | G | 12.07 | 12.07 | CP20 | CP20 | Pushbutton, 22mm, round, metal, blue, pushbutton, flat, solvent-resistant, with holder !!! Phased-out product !!! SIRIUS ACT 3SU1 is successor Preferred successor type is >>3SU1050-0AB50-0AA0 + 3SU1550-0AA10-0AA0<< | - | 0 | 7
3SB3500-0AA51-0PA0-Z | B01 | 3SB3500-0AA51-0PA0-ZB01 | 1 | UN | 1 | 20 | D | D | N | N | 85389099 | 1 |  | 69.5 | G | 10.45 | 10.45 | CP20 | CP20 | Pushbutton, 22 mm, round, metal, blue, solvent-resistant, !!! Phased-out product !!! SIRIUS ACT 3SU1 is the successor The preferred successor type is <<3SU1050-0AB50-0AA0>> | - | 0 | 7
3SB3500-0AA51-Z | B01 | 3SB3500-0AA51-ZB01 | 1 | UN | 1 | 10 | C | D | N | N | 85389099 | 1 | 4011209787520 | 69.5 | G | 10.55 | 10.55 | CP20 | CP20 | Pushbutton, 22 mm, round, metal, blue, without holder !!! Phased-out product !!! Successor is SIRIUS ACT 3SU1 Preferred successor type is <<3SU1050-0AB50-0AA0>> | - | 0 | 7
3SB3500-0AA51-Z | B01X90 | 3SB3500-0AA51-ZB01X90 | 1 | UN | 1 | 10 | C | D | N | N | 85389099 | 50 |  | 69.5 | G | 10.45 | 10.45 | CP20 | CP20 | Pushbutton, 22 mm, round, metal, blue, without holder, !!! Phased-out product !!! SIRIUS ACT 3SU1 is the successor The preferred successor type is <<3SU1050-0AB50-0AA0-ZX90>> | - | 0 | 7
3SB3500-0AA51-Z | X90 | 3SB3500-0AA51-ZX90 | 1 | UN | 1 | 10 | C | D | N | N | 85389099 | 50 | 4011209846753 | 69.5 | G | 12.07 | 12.07 | CP20 | CP20 | Pushbutton, 22 mm, round, metal, blue, with holder, !!! Phased-out product !!! SIRIUS ACT 3SU1 is the successor The preferred successor type is <<3SU1050-0AB50-0AA0-ZX90 + 3SU1550-0AA10-0AA0>> | - | 0 | 7
3SB3500-0AA52 |  | 3SB3500-0AA52 | 1 | UN | 1 | 10 | C | D | N | N | 85389099 | 1 | 4011209411005 | 0.074 | KG | 13.97 | 13.97 | CP20 | CP20 | Pushbutton, 22mm, round, metal, blue, front ring, raised, solvent-resistant, with holder !!! Phased-out product !!! SIRIUS ACT 3SU1 is successor Preferred successor type is >>3SU1050-0CB50-0AA0 + 3SU1550-0AA10-0AA0<< | - | 0 | 7
3SB3500-0AA52-Z | B01 | 3SB3500-0AA52-ZB01 | 1 | UN | 1 | 10 | C | D | N | N | 85389099 | 1 |  | 0.074 | KG | 12.45 | 12.45 | CP20 | CP20 | Pushbutton, 22 mm, round, metal, blue, solvent-resistant, Z=50-unit pack !!! Phased-out product !!! SIRIUS ACT 3SU1 is the successor The preferred successor type is <<3SU1050-0CB50-0AA0>> | - | 0 | 7
3SB3500-0AA52-Z | B01X90 | 3SB3500-0AA52-ZB01X90 | 1 | UN | 1 | 10 | C | D | N | N | 85389099 | 50 |  | 74 | G | 12.45 | 12.45 | CP20 | CP20 | Pushbutton, 22 mm, round, metal, blue, solvent-resistant, Z=50-unit pack !!! Phased-out product !!! SIRIUS ACT 3SU1 is the successor The preferred successor type is <<3SU1050-0CB50-0AA0-ZX90>> | - | 0 | 7
3SB3500-0AA52-Z | X90 | 3SB3500-0AA52-ZX90 | 1 | UN | 1 | 10 | C | D | N | N | 85389099 | 50 | 4011209745940 | 74 | G | 13.97 | 13.97 | CP20 | CP20 | Pushbutton, 22 mm, round, metal, blue, solvent-resistant, Z=50-unit pack !!! Phased-out product !!! SIRIUS ACT 3SU1 is the successor The preferred successor type is <<3SU1050-0CB50-0AA0-ZX90 + 3SU1550-0AA10-0AA0>> | - | 0 | 7
3SB3500-0AA61 |  | 3SB3500-0AA61 | 1 | UN | 1 | 2 | A | D | N | N | 85389099 | 1 | 4011209410947 | 0.07 | KG | 11.97 | 11.97 | CP20 | CP20 | Pushbutton, 22mm, round, metal, white, pushbutton, flat, with holder !!! Phased-out product !!! SIRIUS ACT 3SU1 is successor Preferred successor type is >>3SU1050-0AB60-0AA0 + 3SU1550-0AA10-0AA0<< |  | 0 | 7
3SB3500-0AA61-0AA0 |  | 3SB3500-0AA61-0AA0 | 1 | UN | 1 | 10 | C | D | N | N | 85389099 | 1 | 4011209628687 | 0.07 | KG | 12.92 | 12.92 | CP20 | CP20 | Pushbutton, 22mm, round, metal, white, symbol: jogging mode, pushbutton, flat, with holder !!! Phased-out product !!! SIRIUS ACT 3SU1 is successor Preferred successor type is >>3SU1050-0AB60-0AB0 + 3SU1550-0AA10-0AA0<< | - | 0 | 7
3SB3500-0AA61-0AA0-Z | B01 | 3SB3500-0AA61-0AA0-ZB01 | 1 | UN | 1 | 10 | C | D | N | N | 85389099 | 1 |  | 0.07 | KG | 10.45 | 10.45 | CP20 | CP20 | Pushbutton, 22 mm, round, metal, white, symbol: jogging mode, without holder SIRIUS ACT 3SU1 is the successor The preferred successor type is <<3SU1050-0AB60-0AB0>> | - | 0 | 7
3SB3500-0AA61-0PA0 |  | 3SB3500-0AA61-0PA0 | 1 | UN | 1 | 20 | D | D | N | N | 85389099 | 1 | 4011209822481 | 69.5 | G | 12.07 | 12.07 | CP20 | CP20 | Pushbutton, 22mm, round, metal, white, pushbutton, flat, solvent-resistant, with holder !!! Phased-out product !!! SIRIUS ACT 3SU1 is successor Preferred successor type is >>3SU1050-0AB60-0AA0 + 3SU1550-0AA10-0AA0<< | - | 0 | 7
3SB3500-0AA61-Z | B01 | 3SB3500-0AA61-ZB01 | 1 | UN | 1 | 10 | C | D | N | N | 85389099 | 1 | 4011209787537 | 69.5 | G | 11.4 | 11.4 | CP20 | CP20 | Pushbutton, 22 mm, round, metal, white, without holder !!! Phased-out product !!! Successor is SIRIUS ACT 3SU1 Preferred successor type is <<3SU1050-0AB60-0AA0>> | - | 0 | 7
3SB3500-0AA61-Z | B01X90 | 3SB3500-0AA61-ZB01X90 | 1 | UN | 1 | 10 | C | D | N | N | 85389099 | 50 |  | 69.5 | G | 10.45 | 10.45 | CP20 | CP20 | Pushbutton, 22 mm, round, metal, white, without holder, !!! Phased-out product !!! SIRIUS ACT 3SU1 is the successor The preferred successor type is <<3SU1050-0AB60-0AA0-ZX90>> | - | 0 | 7
3SB3500-0AA61-Z | X90 | 3SB3500-0AA61-ZX90 | 1 | UN | 1 | 10 | C | D | N | N | 85389099 | 50 | 4011209745889 | 69.5 | G | 12.07 | 12.07 | CP20 | CP20 | Pushbutton, 22 mm, round, metal, white, with holder, !!! Phased-out product !!! SIRIUS ACT 3SU1 is the successor The preferred successor type is <<3SU1050-0AB60-0AA0-ZX90 + 3SU1550-0AA10-0AA0>> | - | 0 | 7
3SB3500-0AA62 |  | 3SB3500-0AA62 | 1 | UN | 1 | 10 | C | D | N | N | 85389099 | 1 | 4011209411012 | 0.074 | KG | 13.97 | 13.97 | CP20 | CP20 | Pushbutton, 22mm, round, metal, white, front ring, raised, solvent-resistant, with holder !!! Phased-out product !!! SIRIUS ACT 3SU1 is successor Preferred successor type is >>3SU1050-0CB60-0AA0 + 3SU1550-0AA10-0AA0<< | - | 0 | 7
3SB3500-0AA62-Z | B01 | 3SB3500-0AA62-ZB01 | 1 | UN | 1 | 10 | C | D | N | N | 85389099 | 1 |  | 0.074 | KG | 12.45 | 12.45 | CP20 | CP20 | Pushbutton, 22 mm, round, metal, white, solvent-resistant, Z=50-unit pack !!! Phased-out product !!! SIRIUS ACT 3SU1 is the successor The preferred successor type is <<3SU1050-0CB60-0AA0>> | - | 0 | 7
3SB3500-0AA62-Z | B01X90 | 3SB3500-0AA62-ZB01X90 | 1 | UN | 1 | 10 | C | D | N | N | 85389099 | 50 |  | 74 | G | 12.45 | 12.45 | CP20 | CP20 | Pushbutton, 22 mm, round, metal, white, solvent-resistant, Z=50-unit pack !!! Phased-out product !!! SIRIUS ACT 3SU1 is the successor The preferred successor type is <<3SU1050-0CB60-0AA0-ZX90>> | - | 0 | 7
3SB3500-0AA62-Z | X90 | 3SB3500-0AA62-ZX90 | 1 | UN | 1 | 10 | C | D | N | N | 85389099 | 50 | 4011209745957 | 74 | G | 13.97 | 13.97 | CP20 | CP20 | Pushbutton, 22 mm, round, metal, white, solvent-resistant, Z=50-unit pack !!! Phased-out product !!! SIRIUS ACT 3SU1 is the successor The preferred successor type is <<3SU1050-0CB60-0AA0-ZX90 + 3SU1550-0AA10-0AA0>> | - | 0 | 7
3SB3500-0AA71 |  | 3SB3500-0AA71 | 1 | UN | 1 | 10 | C | D | N | N | 85389099 | 1 | 4011209410954 | 0.07 | KG | 11.97 | 11.97 | CP20 | CP20 | Pushbutton, 22mm, round, metal, clear, pushbutton, flat, with holder !!! Phased-out product !!! SIRIUS ACT 3SU1 is successor Preferred successor type is >>3SU1050-0AB70-0AA0 + 3SU1550-0AA10-0AA0<< |  | 0 | 7
3SB3500-0AA71-Z | B01 | 3SB3500-0AA71-ZB01 | 1 | UN | 1 | 10 | C | D | N | N | 85389099 | 1 | 4011209787544 | 69.5 | G | 10.45 | 10.45 | CP20 | CP20 | Pushbutton, 22 mm, round, metal, clear, without holder !!! Phased-out product !!! Successor is SIRIUS ACT 3SU1 Preferred successor type is <<3SU1050-0AB70-0AA0>> | - | 0 | 7
3SB3500-0AA71-Z | B01X90 | 3SB3500-0AA71-ZB01X90 | 1 | UN | 1 | 10 | C | D | N | N | 85389099 | 50 |  | 69.5 | G | 10.45 | 10.45 | CP20 | CP20 | Pushbutton, 22 mm, round, metal, clear, without holder, !!! Phased-out product !!! SIRIUS ACT 3SU1 is the successor The preferred successor type is <<3SU1050-0AB70-0AA0-ZX90>> | - | 0 | 7
3SB3500-0AA71-Z | X90 | 3SB3500-0AA71-ZX90 | 1 | UN | 1 | 10 | C | D | N | N | 85389099 | 50 | 4011209745896 | 69.5 | G | 12.07 | 12.07 | CP20 | CP20 | Pushbutton, 22 mm, round, metal, clear, with holder, !!! Phased-out product !!! SIRIUS ACT 3SU1 is the successor The preferred successor type is <<3SU1050-0AB70-0AA0-ZX90 + 3SU1550-0AA10-0AA0>> | - | 0 | 7
3SB3500-0AA72 |  | 3SB3500-0AA72 | 1 | UN | 1 | 20 | D | D | N | N | 85389099 | 1 | 4011209411029 | 0.074 | KG | 13.97 | 13.97 | CP20 | CP20 | Pushbutton, 22mm, round, metal, clear, front ring, raised, with holder !!! Phased-out product !!! SIRIUS ACT 3SU1 is successor Preferred successor type is >>3SU1050-0CB60-0AA0 + 3SU1550-0AA10-0AA0<< | - | 0 | 7
3SB3500-0AA72-Z | B01 | 3SB3500-0AA72-ZB01 | 1 | UN | 1 | 40 | X | D | N | N | 85389099 | 1 |  | 0.074 | KG | 12.45 | 12.45 | CP20 | CP20 | Pushbutton, 22 mm, round, metal, clear, without holder SIRIUS ACT 3SU1 is the successor The preferred successor type is <<3SU1050-0CB60-0AA0>> | - | 0 | 7
3SB3500-0AA81 |  | 3SB3500-0AA81 | 1 | UN | 1 | 10 | C | D | N | N | 85389099 | 1 | 4011209410855 | 0.07 | KG | 13.59 | 13.59 | CP20 | CP20 | Pushbutton, 22mm, round, metal, green, inscription: I, pushbutton, flat, with holder !!! Phased-out product !!! SIRIUS ACT 3SU1 is successor Preferred successor type is >>3SU1050-0AB40-0AC0 + 3SU1550-0AA10-0AA0<< |  | 0 | 7
3SB3500-0AA81-Z | B01 | 3SB3500-0AA81-ZB01 | 1 | UN | 1 | 10 | C | D | N | N | 85389099 | 1 | 4011209787490 | 69.5 | G | 12.07 | 12.07 | CP20 | CP20 | Pushbutton, 22 mm, round, metal, green, inscription: I, without holder SIRIUS ACT 3SU1 is the successor The preferred successor type is <<3SU1050-0AB40-0AC0>> | - | 0 | 7
3SB3500-0AB01 |  | 3SB3500-0AB01 | 1 | UN | 1 | 10 | C | D | N | N | 85389099 | 1 | 4011209410862 | 0.07 | KG | 13.59 | 13.59 | CP20 | CP20 | Pushbutton, 22mm, round, metal, red, inscription: O, pushbutton, flat, with holder !!! Phased-out product !!! SIRIUS ACT 3SU1 is successor Preferred successor type is >>3SU1050-0AB20-0AD0 + 3SU1550-0AA10-0AA0<< |  | 0 | 7
3SB3500-0AB01-Z | B01 | 3SB3500-0AB01-ZB01 | 1 | UN | 1 | 10 | C | D | N | N | 85389099 | 1 | 4011209787506 | 69.5 | G | 12.07 | 12.07 | CP20 | CP20 | Pushbutton, 22 mm, round, metal, red, inscription: O, without holder SIRIUS ACT 3SU1 is the successor The preferred successor type is <<3SU1050-0AB20-0AD0>> | - | 0 | 7
3SB3500-0AB11 |  | 3SB3500-0AB11 | 1 | UN | 1 | 10 | C | D | N | N | 85389099 | 1 | 4011209410879 | 0.07 | KG | 13.59 | 13.59 | CP20 | CP20 | Pushbutton, 22mm, round, metal, white, inscription: I, pushbutton, flat, with holder !!! Phased-out product !!! SIRIUS ACT 3SU1 is successor Preferred successor type is >>3SU1050-0AB60-0AC0 + 3SU1550-0AA10-0AA0<< |  | 0 | 7
3SB3500-0AB11-Z | B01 | 3SB3500-0AB11-ZB01 | 1 | UN | 1 | 20 | D | D | N | N | 85389099 | 1 |  | 0.077 | KG | 12.07 | 12.07 | CP20 | CP20 | Pushbutton, 22 mm, round, metal, white, inscription: I, without holder SIRIUS ACT 3SU1 is the successor The preferred successor type is <<3SU1050-0AB60-0AC0>> | - | 0 | 7
3SB3500-0AB21 |  | 3SB3500-0AB21 | 1 | UN | 1 | 10 | C | D | N | N | 85389099 | 1 | 4011209410886 | 0.07 | KG | 13.59 | 13.59 | CP20 | CP20 | Pushbutton, 22mm, round, metal, black, inscription: O, pushbutton, flat, solvent-resistant, with holder !!! Phased-out product !!! SIRIUS ACT 3SU1 is successor Preferred successor type is >>3SU1050-0AB10-0AD0 + 3SU1550-0AA10-0AA0<< |  | 0 | 7
3SB3500-0AB21-Z | B01 | 3SB3500-0AB21-ZB01 | 1 | UN | 1 | 10 | C | D | N | N | 85389099 | 1 |  | 0.074 | KG | 12.07 | 12.07 | CP20 | CP20 | Pushbutton, 22 mm, round, metal, black, inscription: O, solvent-resistant, !!! Phased-out product !!! SIRIUS ACT 3SU1 is the successor The preferred successor type is <<3SU1050-0AB10-0AD0>> | - | 0 | 7
3SB3500-0AB51 |  | 3SB3500-0AB51 | 1 | UN | 1 | 10 | C | D | N | N | 85389099 | 1 | 4011209550964 | 0.07 | KG | 11.97 | 11.97 | CP20 | CP20 | Pushbutton, 22mm, round, metal, GRAU, pushbutton, flat, with holder !!! Phased-out product !!! SIRIUS ACT 3SU1 is successor Preferred successor type is >>3SU1050-0AB80-0AA0 + 3SU1550-0AA10-0AA0<< | - | 0 | 7
3SB3500-0AB51-Z | B01 | 3SB3500-0AB51-ZB01 | 1 | UN | 1 | 20 | D | D | N | N | 85389099 | 1 | 4011209787551 | 69.5 | G | 10.45 | 10.45 | CP20 | CP20 | Pushbutton, 22 mm, round, metal, gray, without holder SIRIUS ACT 3SU1 is the successor The preferred successor type is <<3SU1050-0AB80-0AA0>> | - | 0 | 7
3SB3500-0AB51-Z | B01X90 | 3SB3500-0AB51-ZB01X90 | 1 | UN | 1 | 10 | C | D | N | N | 85389099 | 50 |  | 69.5 | G | 10.45 | 10.45 | CP20 | CP20 | Pushbutton, 22 mm, round, metal, gray, without holder, !!! Phased-out product !!! SIRIUS ACT 3SU1 is the successor The preferred successor type is <<3SU1050-0AB80-0AA0-ZX90>> | - | 0 | 7
3SB3500-0AB51-Z | X90 | 3SB3500-0AB51-ZX90 | 1 | UN | 1 | 10 | C | D | N | N | 85389099 | 50 | 4011209745902 | 69.5 | G | 12.07 | 12.07 | CP20 | CP20 | Pushbutton, 22 mm, round, metal, gray, with holder, !!! Phased-out product !!! SIRIUS ACT 3SU1 is the successor The preferred successor type is <<3SU1050-0AB80-0AA0-ZX90 + 3SU1550-0AA10-0AA0>> | - | 0 | 7
3SB3500-0AC81 |  | 3SB3500-0AC81 | 1 | UN | 1 | 10 | C | D | N | N | 85389099 | 1 | 4011209741553 | 0.07 | KG | 13.59 | 13.59 | CP20 | CP20 | Pushbutton, 22mm, round, metal, blue, inscription:R, pushbutton, flat, with holder !!! Phased-out product !!! SIRIUS ACT 3SU1 is successor Preferred successor type is >>3SU1050-0AB50-0AR0 + 3SU1550-0AA10-0AA0<< | - | 0 | 7
3SB3500-0AC81-Z | B01 | 3SB3500-0AC81-ZB01 | 1 | UN | 1 | 40 | X | D | N | N | 85389099 | 1 |  | 0.07 | KG | 12.07 | 12.07 | CP20 | CP20 | Pushbutton, 22 mm, round, metal, blue, inscription: R, without holder SIRIUS ACT 3SU1 is the successor The preferred successor type is <<3SU1050-0AB50-0AR0>> | - | 0 | 7
3SB3500-0BA11 |  | 3SB3500-0BA11 | 1 | UN | 1 | 10 | C | D | N | N | 85389099 | 1 | 4011209411128 | 0.069 | KG | 14.73 | 14.73 | CP20 | CP20 | Pushbutton, 22mm, round, metal, black, pushbutton, raised, solvent-resistant, with holder !!! Phased-out product !!! SIRIUS ACT 3SU1 is successor Preferred successor type is >>3SU1050-0BB10-0AA0 + 3SU1550-0AA10-0AA0<< |  | 0 | 7
3SB3500-0BA11-Z | B01 | 3SB3500-0BA11-ZB01 | 1 | UN | 1 | 10 | C | D | N | N | 85389099 | 1 | 4011209788404 | 69 | G | 13.21 | 13.21 | CP20 | CP20 | Pushbutton, 22 mm, round, metal, black, solvent-resistant, !!! Phased-out product !!! SIRIUS ACT 3SU1 is the successor The preferred successor type is <<3SU1050-0BB10-0AA0>> | - | 0 | 7
3SB3500-0BA11-Z | B01X90 | 3SB3500-0BA11-ZB01X90 | 1 | UN | 1 | 10 | C | D | N | N | 85389099 | 50 |  | 69 | G | 13.21 | 13.21 | CP20 | CP20 | Pushbutton, 22 mm, round, metal, black, solvent-resistant, Z=50-unit pack !!! Phased-out product !!! SIRIUS ACT 3SU1 is the successor The preferred successor type is <<3SU1050-0BB10-0AA0-ZX90>> | - | 0 | 7
3SB3500-0BA11-Z | X90 | 3SB3500-0BA11-ZX90 | 1 | UN | 1 | 10 | C | D | N | N | 85389099 | 50 | 4011209748026 | 69 | G | 14.73 | 14.73 | CP20 | CP20 | Pushbutton, 22 mm, round, metal, black, solvent-resistant, Z=50-unit pack !!! Phased-out product !!! SIRIUS ACT 3SU1 is the successor The preferred successor type is <<3SU1050-0BB10-0AA0-ZX90 + 3SU1550-0AA10-0AA0>> | - | 0 | 7
3SB3500-0BA21 |  | 3SB3500-0BA21 | 1 | UN | 1 | 10 | C | D | N | N | 85389099 | 1 | 4011209411135 | 0.069 | KG | 14.73 | 14.73 | CP20 | CP20 | Pushbutton, 22mm, round, metal, red, pushbutton, raised, with holder !!! Phased-out product !!! SIRIUS ACT 3SU1 is successor Preferred successor type is >>3SU1050-0BB20-0AA0 + 3SU1550-0AA10-0AA0<< |  | 0 | 7
3SB3500-0BA21-Z | B01 | 3SB3500-0BA21-ZB01 | 1 | UN | 1 | 10 | C | D | N | N | 85389099 | 1 | 4011209788411 | 69 | G | 13.21 | 13.21 | CP20 | CP20 | Pushbutton, 22 mm, round, metal, red, without holder !!! Phased-out product !!! Successor is SIRIUS ACT 3SU1 Preferred successor type is <<3SU1050-0BB20-0AA0>> | - | 0 | 7
3SB3500-0BA21-Z | B01X90 | 3SB3500-0BA21-ZB01X90 | 1 | UN | 1 | 10 | C | D | N | N | 85389099 | 50 |  | 69 | G | 13.21 | 13.21 | CP20 | CP20 | Pushbutton, 22 mm, round, metal, red, without holder, !!! Phased-out product !!! SIRIUS ACT 3SU1 is the successor The preferred successor type is <<3SU1050-0BB20-0AA0-ZX90>> | - | 0 | 7
3SB3500-0BA21-Z | X90 | 3SB3500-0BA21-ZX90 | 1 | UN | 1 | 10 | C | D | N | N | 85389099 | 50 | 4011209748033 | 69 | G | 14.73 | 14.73 | CP20 | CP20 | Pushbutton, 22 mm, round, metal, red, with holder, !!! Phased-out product !!! SIRIUS ACT 3SU1 is the successor The preferred successor type is <<3SU1050-0BB20-0AA0-ZX90 + 3SU1550-0AA10-0AA0>> | - | 0 | 7
3SB3500-0BA31 |  | 3SB3500-0BA31 | 1 | UN | 1 | 10 | C | D | N | N | 85389099 | 1 | 4011209411142 | 0.069 | KG | 14.73 | 14.73 | CP20 | CP20 | Pushbutton, 22mm, round, metal, yellow, pushbutton, raised, with holder !!! Phased-out product !!! SIRIUS ACT 3SU1 is successor Preferred successor type is >>3SU1050-0BB30-0AA0 + 3SU1550-0AA10-0AA0<< |  | 0 | 7
3SB3500-0BA31-Z | B01 | 3SB3500-0BA31-ZB01 | 1 | UN | 1 | 10 | C | D | N | N | 85389099 | 1 | 4011209788428 | 69 | G | 13.21 | 13.21 | CP20 | CP20 | Pushbutton, 22 mm, round, metal, yellow, without holder !!! Phased-out product !!! Successor is SIRIUS ACT 3SU1 Preferred successor type is <<3SU1050-0BB30-0AA0>> | - | 0 | 7
3SB3500-0BA31-Z | B01X90 | 3SB3500-0BA31-ZB01X90 | 1 | UN | 1 | 10 | C | D | N | N | 85389099 | 50 |  | 69 | G | 13.21 | 13.21 | CP20 | CP20 | Pushbutton, 22 mm, round, metal, yellow, without holder, !!! Phased-out product !!! SIRIUS ACT 3SU1 is the successor The preferred successor type is <<3SU1050-0BB30-0AA0-ZX90>> | - | 0 | 7
3SB3500-0BA31-Z | X90 | 3SB3500-0BA31-ZX90 | 1 | UN | 1 | 10 | C | D | N | N | 85389099 | 50 | 4011209748040 | 69 | G | 14.73 | 14.73 | CP20 | CP20 | Pushbutton, 22 mm, round, metal, yellow, with holder, !!! Phased-out product !!! SIRIUS ACT 3SU1 is the successor The preferred successor type is <<3SU1050-0BB30-0AA0-ZX90 + 3SU1550-0AA10-0AA0>> | - | 0 | 7
3SB3500-0BA41 |  | 3SB3500-0BA41 | 1 | UN | 1 | 10 | C | D | N | N | 85389099 | 1 | 4011209411159 | 0.069 | KG | 14.73 | 14.73 | CP20 | CP20 | Pushbutton, 22mm, round, metal, green, pushbutton, raised, with holder !!! Phased-out product !!! SIRIUS ACT 3SU1 is successor Preferred successor type is >>3SU1050-0BB40-0AA0 + 3SU1550-0AA10-0AA0<< |  | 0 | 7
3SB3500-0BA41-Z | B01 | 3SB3500-0BA41-ZB01 | 1 | UN | 1 | 10 | C | D | N | N | 85389099 | 1 | 4011209788435 | 69 | G | 13.21 | 13.21 | CP20 | CP20 | Pushbutton, 22 mm, round, metal, green, without holder !!! Phased-out product !!! Successor is SIRIUS ACT 3SU1 Preferred successor type is <<3SU1050-0BB40-0AA0>> | - | 0 | 7
3SB3500-0BA41-Z | B01X90 | 3SB3500-0BA41-ZB01X90 | 1 | UN | 1 | 10 | C | D | N | N | 85389099 | 50 |  | 69 | G | 13.21 | 13.21 | CP20 | CP20 | Pushbutton, 22 mm, round, metal, green, without holder, !!! Phased-out product !!! SIRIUS ACT 3SU1 is the successor The preferred successor type is <<3SU1050-0BB40-0AA0-ZX90>> | - | 0 | 7
3SB3500-0BA41-Z | X90 | 3SB3500-0BA41-ZX90 | 1 | UN | 1 | 10 | C | D | N | N | 85389099 | 50 | 4011209748057 | 69 | G | 14.73 | 14.73 | CP20 | CP20 | Pushbutton, 22 mm, round, metal, green, with holder, !!! Phased-out product !!! SIRIUS ACT 3SU1 is the successor The preferred successor type is <<3SU1050-0BB40-0AA0-ZX90 + 3SU1550-0AA10-0AA0>> | - | 0 | 7
3SB3500-0BA51 |  | 3SB3500-0BA51 | 1 | UN | 1 | 10 | C | D | N | N | 85389099 | 1 | 4011209411166 | 0.069 | KG | 14.73 | 14.73 | CP20 | CP20 | Pushbutton, 22mm, round, metal, blue, pushbutton, raised, with holder !!! Phased-out product !!! SIRIUS ACT 3SU1 is successor Preferred successor type is >>3SU1050-0BB50-0AA0 + 3SU1550-0AA10-0AA0<< |  | 0 | 7
3SB3500-0BA51-Z | B01 | 3SB3500-0BA51-ZB01 | 1 | UN | 1 | 10 | C | D | N | N | 85389099 | 1 | 4011209788442 | 69 | G | 13.21 | 13.21 | CP20 | CP20 | Pushbutton, 22 mm, round, metal, blue, without holder !!! Phased-out product !!! Successor is SIRIUS ACT 3SU1 Preferred successor type is <<3SU1050-0BB50-0AA0>> | - | 0 | 7
3SB3500-0BA51-Z | B01X90 | 3SB3500-0BA51-ZB01X90 | 1 | UN | 1 | 10 | C | D | N | N | 85389099 | 50 |  | 69 | G | 13.21 | 13.21 | CP20 | CP20 | Pushbutton, 22 mm, round, metal, blue, without holder, !!! Phased-out product !!! SIRIUS ACT 3SU1 is the successor The preferred successor type is <<3SU1050-0BB50-0AA0-ZX90>> | - | 0 | 7
3SB3500-0BA51-Z | X90 | 3SB3500-0BA51-ZX90 | 1 | UN | 1 | 10 | C | D | N | N | 85389099 | 50 | 4011209748064 | 69 | G | 14.73 | 14.73 | CP20 | CP20 | Pushbutton, 22 mm, round, metal, blue, with holder, !!! Phased-out product !!! SIRIUS ACT 3SU1 is the successor The preferred successor type is <<3SU1050-0BB50-0AA0-ZX90 + 3SU1550-0AA10-0AA0>> | - | 0 | 7
3SB3500-0BA61 |  | 3SB3500-0BA61 | 1 | UN | 1 | 10 | C | D | N | N | 85389099 | 1 | 4011209411173 | 0.069 | KG | 14.73 | 14.73 | CP20 | CP20 | Pushbutton, 22mm, round, metal, white, pushbutton, raised, with holder !!! Phased-out product !!! SIRIUS ACT 3SU1 is successor Preferred successor type is >>3SU1050-0BB60-0AA0 + 3SU1550-0AA10-0AA0<< |  | 0 | 7
3SB3500-0BA61-Z | B01 | 3SB3500-0BA61-ZB01 | 1 | UN | 1 | 10 | C | D | N | N | 85389099 | 1 | 4011209788459 | 69 | G | 13.21 | 13.21 | CP20 | CP20 | Pushbutton, 22 mm, round, metal, white, without holder SIRIUS ACT 3SU1 is the successor The preferred successor type is <<3SU1050-0BB60-0AA0>> | - | 0 | 7
3SB3500-0BA61-Z | B01X90 | 3SB3500-0BA61-ZB01X90 | 1 | UN | 1 | 10 | C | D | N | N | 85389099 | 50 |  | 69 | G | 13.21 | 13.21 | CP20 | CP20 | Pushbutton, 22 mm, round, metal, white, without holder, !!! Phased-out product !!! SIRIUS ACT 3SU1 is the successor The preferred successor type is <<3SU1050-0BB60-0AA0-ZX90>> | - | 0 | 7
3SB3500-0BA61-Z | X90 | 3SB3500-0BA61-ZX90 | 1 | UN | 1 | 10 | C | D | N | N | 85389099 | 50 | 4011209748071 | 69 | G | 14.73 | 14.73 | CP20 | CP20 | Pushbutton, 22 mm, round, metal, white, with holder, !!! Phased-out product !!! SIRIUS ACT 3SU1 is the successor The preferred successor type is <<3SU1050-0BB60-0AA0-ZX90 + 3SU1550-0AA10-0AA0>> | - | 0 | 7
3SB3500-0CA21 |  | 3SB3500-0CA21 | 1 | UN | 1 | 20 | D | D | N | N | 85389099 | 1 | 4011209742093 | 0.082 | KG | 35.72 | 35.72 | CP20 | CP20 | ACTUATOR PUSHBUTTON WITH RAISED BUTTON LATCHING, RED W/HOLDER, METAL !!! Phased-out product !!! SIRIUS ACT 3SU1 is successor Preferred successor type is >>3SU1050-0BA20-0AA0 + 3SU1550-0AA10-0AA0<< | - | 0 | 7
3SB3500-0CA21-Z | B01 | 3SB3500-0CA21-ZB01 | 1 | UN | 1 | 40 | X | D | N | N | 85389099 | 1 |  | 0.082 | KG | 34.2 | 34.2 | CP20 | CP20 | Pushbutton, 22 mm, round, metal, red, can be latched after pushing in Unlatch by rotating counter-clockwise, without holder !!! Phased-out product !!! SIRIUS ACT 3SU1 is the successor The preferred successor type is <<3SU1050-0BA20-0AA0>> | - | 0 | 7
3SB3500-0DA11 |  | 3SB3500-0DA11 | 1 | UN | 1 | 10 | C | D | N | N | 85389099 | 1 | 4011209441545 | 0.074 | KG | 21.19 | 21.19 | CP20 | CP20 | 22MM METAL ROUND ACTUATOR: PUSHBUTTON LATCHING, UNLOCKING BY PRESSING AGAIN WITH FLAT BUTTON WITH HOLDER BLACK SOLVENT-RESISTANT !!! Phased-out product !!! SIRIUS ACT 3SU1 is successor Preferred successor type is >>3SU1050-0AA10-0AA0 + 3SU1550-0AA10-0AA0<< |  | 0 | 7
3SB3500-0DA11-Z | B01 | 3SB3500-0DA11-ZB01 | 1 | UN | 1 | 10 | C | D | N | N | 85389099 | 1 |  | 0.074 | KG | 19.67 | 19.67 | CP20 | CP20 | Pushbutton switch, 22 mm, round, metal, black, latching, solvent-resistant, without holder !!! Phased-out product !!! SIRIUS ACT 3SU1 is the successor The preferred successor type is <<3SU1050-0AA10-0AA0>> | - | 0 | 7
3SB3500-0DA11-Z | B01X90 | 3SB3500-0DA11-ZB01X90 | 1 | UN | 1 | 10 | C | D | N | N | 85389099 | 50 |  | 73.5 | G | 19.67 | 19.67 | CP20 | CP20 | Pushbutton switch, 22 mm, round, metal, black, latching, solvent-resistant, with holder, Z=50-unit pack !!! Phased-out product !!! SIRIUS ACT 3SU1 is the successor The preferred successor type is <<3SU1050-0AA10-0AA0-ZX90>> | - | 0 | 7
3SB3500-0DA11-Z | X90 | 3SB3500-0DA11-ZX90 | 1 | UN | 1 | 10 | C | D | N | N | 85389099 | 50 | 4011209747906 | 73.5 | G | 21.19 | 21.19 | CP20 | CP20 | Pushbutton switch, 22 mm, round, metal, black, latching, solvent-resistant, with holder, Z=50-unit pack !!! Phased-out product !!! SIRIUS ACT 3SU1 is the successor The preferred successor type is <<3SU1050-0AA10-0AA0-ZX90 + 3SU1550-0AA10-0AA0>> | - | 0 | 7
3SB3500-0DA21 |  | 3SB3500-0DA21 | 1 | UN | 1 | 10 | C | D | N | N | 85389099 | 1 | 4011209441538 | 0.074 | KG | 21.19 | 21.19 | CP20 | CP20 | 22MM METAL ROUND ACTUATOR: PUSHBUTTON LATCHING, UNLOCKING BY PRESSING AGAIN WITH FLAT BUTTON WITH HOLDER RED !!! Phased-out product !!! SIRIUS ACT 3SU1 is successor Preferred successor type is >>3SU1050-0AA20-0AA0 + 3SU1550-0AA10-0AA0<< |  | 0 | 7
3SB3500-0DA21-Z | B01 | 3SB3500-0DA21-ZB01 | 1 | UN | 1 | 20 | D | D | N | N | 85389099 | 1 | 4011209900837 | 0.076 | KG | 19.67 | 19.67 | CP20 | CP20 | Pushbutton switch, 22 mm, round, metal, red, latching, solvent-resistant, without holder !!! Phased-out product !!! SIRIUS ACT 3SU1 is the successor The preferred successor type is <<3SU1050-0AA20-0AA0>> | - | 0 | 7
3SB3500-0DA21-Z | B01X90 | 3SB3500-0DA21-ZB01X90 | 1 | UN | 1 | 10 | C | D | N | N | 85389099 | 50 |  | 73.5 | G | 19.67 | 19.67 | CP20 | CP20 | Pushbutton switch, 22 mm, round, metal, red, latching, solvent-resistant, with holder, Z=50-unit pack !!! Phased-out product !!! SIRIUS ACT 3SU1 is the successor The preferred successor type is <<3SU1050-0AA20-0AA0-ZX90>> | - | 0 | 7
3SB3500-0DA21-Z | X90 | 3SB3500-0DA21-ZX90 | 1 | UN | 1 | 10 | C | D | N | N | 85389099 | 50 | 4011209747913 | 73.5 | G | 21.19 | 21.19 | CP20 | CP20 | Pushbutton switch, 22 mm, round, metal, red, latching, solvent-resistant, with holder, Z=50-unit pack !!! Phased-out product !!! SIRIUS ACT 3SU1 is the successor The preferred successor type is <<3SU1050-0AA20-0AA0-ZX90 + 3SU1550-0AA10-0AA0>> | - | 0 | 7
3SB3500-0DA31 |  | 3SB3500-0DA31 | 1 | UN | 1 | 10 | C | D | N | N | 85389099 | 1 | 4011209441521 | 0.074 | KG | 21.19 | 21.19 | CP20 | CP20 | 22MM METAL ROUND ACTUATOR: PUSHBUTTON LATCHING, UNLOCKING BY PRESSING AGAIN WITH FLAT BUTTON WITH HOLDER YELLOW !!! Phased-out product !!! SIRIUS ACT 3SU1 is successor Preferred successor type is >>3SU1050-0AA30-0AA0 + 3SU1550-0AA10-0AA0<< |  | 0 | 7
3SB3500-0DA31-Z | B01 | 3SB3500-0DA31-ZB01 | 1 | UN | 1 | 10 | C | D | N | N | 85389099 | 1 |  | 0.076 | KG | 19.67 | 19.67 | CP20 | CP20 | Pushbutton switch, 22 mm, round, metal, yellow, latching, solvent-resistant, without holder !!! Phased-out product !!! SIRIUS ACT 3SU1 is the successor The preferred successor type is <<3SU1050-0AA30-0AA0>> | - | 0 | 7
3SB3500-0DA31-Z | B01X90 | 3SB3500-0DA31-ZB01X90 | 1 | UN | 1 | 10 | C | D | N | N | 85389099 | 50 |  | 73.5 | G | 19.67 | 19.67 | CP20 | CP20 | Pushbutton switch, 22 mm, round, metal, yellow, latching, solvent-resistant, with holder, Z=50-unit pack !!! Phased-out product !!! SIRIUS ACT 3SU1 is the successor The preferred successor type is <<3SU1050-0AA30-0AA0-ZX90>> | - | 0 | 7
3SB3500-0DA31-Z | X90 | 3SB3500-0DA31-ZX90 | 1 | UN | 1 | 10 | C | D | N | N | 85389099 | 50 | 4011209747920 | 73.5 | G | 21.19 | 21.19 | CP20 | CP20 | Pushbutton switch, 22 mm, round, metal, yellow, latching, solvent-resistant, with holder, Z=50-unit pack !!! Phased-out product !!! SIRIUS ACT 3SU1 is the successor The preferred successor type is <<3SU1050-0AA30-0AA0-ZX90 + 3SU1550-0AA10-0AA0>> | - | 0 | 7
3SB3500-0DA41 |  | 3SB3500-0DA41 | 1 | UN | 1 | 10 | C | D | N | N | 85389099 | 1 | 4011209441514 | 0.074 | KG | 21.19 | 21.19 | CP20 | CP20 | 22MM METAL ROUND ACTUATOR: PUSHBUTTON LATCHING, UNLOCKING BY PRESSING AGAIN WITH FLAT BUTTON WITH HOLDER GREEN !!! Phased-out product !!! SIRIUS ACT 3SU1 is successor Preferred successor type is >>3SU1050-0AA40-0AA0 + 3SU1550-0AA10-0AA0<< |  | 0 | 7
3SB3500-0DA41-Z | B01 | 3SB3500-0DA41-ZB01 | 1 | UN | 1 | 10 | C | D | N | N | 85389099 | 1 |  | 0.074 | KG | 19.67 | 19.67 | CP20 | CP20 | Pushbutton switch, 22 mm, round, metal, green, latching, solvent-resistant, without holder !!! Phased-out product !!! SIRIUS ACT 3SU1 is the successor The preferred successor type is <<3SU1050-0AA40-0AA0>> | - | 0 | 7
3SB3500-0DA41-Z | B01X90 | 3SB3500-0DA41-ZB01X90 | 1 | UN | 1 | 10 | C | D | N | N | 85389099 | 50 |  | 73.5 | G | 19.67 | 19.67 | CP20 | CP20 | Pushbutton switch, 22 mm, round, metal, green, latching, solvent-resistant, with holder, Z=50-unit pack !!! Phased-out product !!! SIRIUS ACT 3SU1 is the successor The preferred successor type is <<3SU1050-0AA40-0AA0-ZX90>> | - | 0 | 7
3SB3500-0DA41-Z | X90 | 3SB3500-0DA41-ZX90 | 1 | UN | 1 | 10 | C | D | N | N | 85389099 | 50 | 4011209747937 | 73.5 | G | 21.19 | 21.19 | CP20 | CP20 | Pushbutton switch, 22 mm, round, metal, green, latching, solvent-resistant, with holder, Z=50-unit pack !!! Phased-out product !!! SIRIUS ACT 3SU1 is the successor The preferred successor type is <<3SU1050-0AA40-0AA0-ZX90 + 3SU1550-0AA10-0AA0>> | - | 0 | 7
3SB3500-0DA51 |  | 3SB3500-0DA51 | 1 | UN | 1 | 10 | C | D | N | N | 85389099 | 1 | 4011209441507 | 0.074 | KG | 21.19 | 21.19 | CP20 | CP20 | 22MM METAL ROUND ACTUATOR: PUSHBUTTON LATCHING, UNLOCKING BY PRESSING AGAIN WITH FLAT BUTTON WITH HOLDER BLUE !!! Phased-out product !!! SIRIUS ACT 3SU1 is successor Preferred successor type is >>3SU1050-0AA50-0AA0 + 3SU1550-0AA10-0AA0<< |  | 0 | 7
3SB3500-0DA51-Z | B01 | 3SB3500-0DA51-ZB01 | 1 | UN | 1 | 10 | C | D | N | N | 85389099 | 1 |  | 0.074 | KG | 19.67 | 19.67 | CP20 | CP20 | Pushbutton switch, 22 mm, round, metal, blue, latching, solvent-resistant, without holder !!! Phased-out product !!! SIRIUS ACT 3SU1 is the successor The preferred successor type is <<3SU1050-0AA50-0AA0>> | - | 0 | 7
3SB3500-0DA51-Z | B01X90 | 3SB3500-0DA51-ZB01X90 | 1 | UN | 1 | 10 | C | D | N | N | 85389099 | 50 |  | 73.5 | G | 19.67 | 19.67 | CP20 | CP20 | Pushbutton switch, 22 mm, round, metal, blue, latching, solvent-resistant, with holder, Z=50-unit pack !!! Phased-out product !!! SIRIUS ACT 3SU1 is the successor The preferred successor type is <<3SU1050-0AA50-0AA0-ZX90>> | - | 0 | 7
3SB3500-0DA51-Z | X90 | 3SB3500-0DA51-ZX90 | 1 | UN | 1 | 10 | C | D | N | N | 85389099 | 50 | 4011209747944 | 73.5 | G | 21.19 | 21.19 | CP20 | CP20 | Pushbutton switch, 22 mm, round, metal, blue, latching, solvent-resistant, with holder, Z=50-unit pack !!! Phased-out product !!! SIRIUS ACT 3SU1 is the successor The preferred successor type is <<3SU1050-0AA50-0AA0-ZX90 + 3SU1550-0AA10-0AA0>> | - | 0 | 7
3SB3500-0DA61 |  | 3SB3500-0DA61 | 1 | UN | 1 | 10 | C | D | N | N | 85389099 | 1 | 4011209441491 | 0.074 | KG | 21.19 | 21.19 | CP20 | CP20 | 22MM METAL ROUND ACTUATOR: PUSHBUTTON LATCHING, UNLOCKING BY PRESSING AGAIN WITH FLAT BUTTON WITH HOLDER WHITE !!! Phased-out product !!! SIRIUS ACT 3SU1 is successor Preferred successor type is >>3SU1050-0AA60-0AA0 + 3SU1550-0AA10-0AA0<< |  | 0 | 7
3SB3500-0DA61-Z | B01 | 3SB3500-0DA61-ZB01 | 1 | UN | 1 | 10 | C | D | N | N | 85389099 | 1 |  | 0.074 | KG | 19.67 | 19.67 | CP20 | CP20 | Pushbutton switch, 22 mm, round, metal, white, latching, solvent-resistant, without holder !!! Phased-out product !!! SIRIUS ACT 3SU1 is the successor The preferred successor type is <<3SU1050-0AA60-0AA0>> | - | 0 | 7
3SB3500-0DA61-Z | B01X90 | 3SB3500-0DA61-ZB01X90 | 1 | UN | 1 | 10 | C | D | N | N | 85389099 | 50 |  | 73.5 | G | 19.67 | 19.67 | CP20 | CP20 | Pushbutton switch, 22 mm, round, metal, white, latching, solvent-resistant, with holder, Z=50-unit pack !!! Phased-out product !!! SIRIUS ACT 3SU1 is the successor The preferred successor type is <<3SU1050-0AA60-0AA0-ZX90>> | - | 0 | 7
3SB3500-0DA61-Z | X90 | 3SB3500-0DA61-ZX90 | 1 | UN | 1 | 10 | C | D | N | N | 85389099 | 50 | 4011209747951 | 73.5 | G | 21.19 | 21.19 | CP20 | CP20 | Pushbutton switch, 22 mm, round, metal, white, latching, solvent-resistant, with holder, Z=50-unit pack !!! Phased-out product !!! SIRIUS ACT 3SU1 is the successor The preferred successor type is <<3SU1050-0AA60-0AA0-ZX90 + 3SU1550-0AA10-0AA0>> | - | 0 | 7
3SB3500-0DB51 |  | 3SB3500-0DB51 | 1 | UN | 1 | 20 | D | D | N | N | 85389099 | 1 | 4011209550971 | 0.074 | KG | 21.19 | 21.19 | CP20 | CP20 | 22MM METAL ROUND ACTUATOR: PUSHBUTTON LATCHING, UNLOCKING BY PRESSING AGAIN WITH FLAT BUTTON WITH HOLDER GRAY !!! Phased-out product !!! SIRIUS ACT 3SU1 is successor Preferred successor type is >>3SU1050-0AA10-0AA0 + 3SU1550-0AA10-0AA0<< |  | 0 | 7
3SB3500-0DB51-Z | B01 | 3SB3500-0DB51-ZB01 | 1 | UN | 1 | 40 | X | D | N | N | 85389099 | 1 |  | 0.074 | KG | 19.67 | 19.67 | CP20 | CP20 | Pushbutton switch, 22 mm, round, metal, gray, latching, solvent-resistant, without holder !!! Phased-out product !!! SIRIUS ACT 3SU1 is the successor The preferred successor type is <<3SU1050-0AA10-0AA0>> | - | 0 | 7
3SB3500-0DB51-Z | B01X90 | 3SB3500-0DB51-ZB01X90 | 1 | UN | 1 | 10 | C | D | N | N | 85389099 | 50 |  | 73.5 | G | 19.67 | 19.67 | CP20 | CP20 | Pushbutton switch, 22 mm, round, metal, gray, latching, solvent-resistant, with holder, Z=50-unit pack !!! Phased-out product !!! SIRIUS ACT 3SU1 is the successor The preferred successor type is <<3SU1050-0AA10-0AA0-ZX90>> | - | 0 | 7
3SB3500-0DB51-Z | X90 | 3SB3500-0DB51-ZX90 | 1 | UN | 1 | 10 | C | D | N | N | 85389099 | 50 | 4011209747968 | 73.5 | G | 21.19 | 21.19 | CP20 | CP20 | Pushbutton switch, 22 mm, round, metal, gray, latching, solvent-resistant, with holder, Z=50-unit pack !!! Phased-out product !!! SIRIUS ACT 3SU1 is the successor The preferred successor type is <<3SU1050-0AA10-0AA0-ZX90 + 3SU1550-0AA10-0AA0>> | - | 0 | 7
3SB3500-0MA10 |  | 3SB3500-0MA10 | 1 | UN | 1 | 10 | C | D | N | N | 85389099 | 1 | 4047621049212 | 0.109 | KG | 38.38 | 38.38 | CP20 | CP20 | 22MM METAL ROUND ACTUATOR: MUSHR.PUSHBUTTON 60MM LATCH.W. ROT.-TO-UNLATCH MECH. WITH HOLDER BLACK !!! Phased-out product !!! SIRIUS ACT 3SU1 is successor Preferred successor type is >>3SU1050-1HB10-0AA0 + 3SU1550-0AA10-0AA0<< | - | 0 | 7
3SB3500-1AA20 |  | 3SB3500-1AA20 | 1 | UN | 1 | 10 | C | D | N | N | 85389099 | 1 | 4011209569324 | 0.138 | KG | 38.38 | 38.38 | CP20 | CP20 | 22MM METAL ROUND ACTUATOR: EMERGEN.-STOP MUSHR.PUSHB. 60MM LATCH.W. ROT.-TO-UNLATCH MECH. WITH HOLDER RED !!! Phased-out product !!! SIRIUS ACT 3SU1 is successor Preferred successor type is >>3SU1050-1JB20-0AA0 + 3SU1550-0AA10-0AA0<< | - | 0 | 7
3SB3500-1AA20-Z | B01 | 3SB3500-1AA20-ZB01 | 1 | UN | 1 | 10 | C | D | N | N | 85389099 | 1 | 4011209789463 | 0.139 | KG | 36.86 | 36.86 | CP20 | CP20 | EMERGENCY STOP MUSHROOM PUSHBUTTON, 22 mm, round, metal, red, positive latching, Z=without holder !!! Phased-out product !!! SIRIUS ACT 3SU1 is the successor The preferred successor type is <<3SU1050-1JB20-0AA0>> | - | 0 | 7
3SB3500-1AA20-Z | B01X90 | 3SB3500-1AA20-ZB01X90 | 1 | UN | 1 | 10 | C | D | N | N | 85389099 | 20 |  | 0.119 | KG | 36.86 | 36.86 | CP20 | CP20 | EMERGENCY STOP MUSHROOM PUSHBUTTON, 22 mm, round, metal, red, positive latching, with holder, Z=50-unit pack !!! Phased-out product !!! SIRIUS ACT 3SU1 is the successor The preferred successor type is <<3SU1050-1JB20-0AA0-ZX90>> | - | 0 | 7
3SB3500-1AA20-Z | X90 | 3SB3500-1AA20-ZX90 | 1 | UN | 1 | 10 | C | D | N | N | 85389099 | 20 | 4011209747838 | 0.108 | KG | 38.38 | 38.38 | CP20 | CP20 | EMERGENCY STOP MUSHROOM PUSHBUTTON, 22 mm, round, metal, red, positive latching, with holder, Z=50-unit pack !!! Phased-out product !!! SIRIUS ACT 3SU1 is the successor The preferred successor type is <<3SU1050-1JB20-0AA0-ZX90 + 3SU1550-0AA10-0AA0>> | - | 0 | 7
3SB3500-1BA20 |  | 3SB3500-1BA20 | 1 | UN | 1 | 10 | C | D | N | N | 83014090 | 1 | 4011209411425 | 0.141 | KG | 70.11 | 70.11 | CP20 | CP20 | 22MM METAL ROUND ACTUATOR: EMERGEN.-STOP MUSHR.PUSHB. 40MM WITH RONIS KEY-OPER.SWITCH LATCHING WITH KEY-OPER.SWITCH- UNLOCKING RED LOCK NO SB30 WITH HOLDER POSSIBLE SPECIAL CLOSURES: 3SB31, 421, 455 !!! Phased-out product !!! SIRIUS ACT 3SU1 is successor Preferred successor type is >>3SU1050-1HF20-0AA0 + 3SU1550-0AA10-0AA0<< |  | 0 | 7
3SB3500-1BA20-Z | B01 | 3SB3500-1BA20-ZB01 | 1 | UN | 1 | 10 | C | D | N | N | 83014090 | 1 | 4011209791404 | 0.102 | KG | 68.59 | 68.59 | CP20 | CP20 | EMERGENCY STOP MUSHROOM PUSHBUTTON, 22 mm, round, metal, red, with Ronis lock, positive latching, key-operated release, Z=without holder, possible special locks: 3SB31, 421, 455 !!! Phased-out product !!! SIRIUS ACT 3SU1 is the successor The preferred successor type is <<3SU1050-1HF20-0AA0>> | - | 0 | 7
3SB3500-1BA20-Z | B01X90 | 3SB3500-1BA20-ZB01X90 | 1 | UN | 1 | 10 | C | D | N | N | 83014090 | 20 |  | 0.145 | KG | 68.59 | 68.59 | CP20 | CP20 | EMERGENCY STOP MUSHROOM PUSHBUTTON, 22 mm, round, metal, red, with Ronis lock, positive latching, key-operated release, with holder, Z=50-unit pack, possible special locks: 3SB31, 421, 455 !!! Phased-out product !!! SIRIUS ACT 3SU1 is the successor The preferred successor type is <<3SU1050-1HF20-0AA0-ZX90>> | - | 0 | 7
3SB3500-1BA20-Z | X90 | 3SB3500-1BA20-ZX90 | 1 | UN | 1 | 10 | C | D | N | N | 83014090 | 20 | 4011209691353 | 0.145 | KG | 70.11 | 70.11 | CP20 | CP20 | EMERGENCY STOP MUSHROOM PUSHBUTTON, 22 mm, round, metal, red, with Ronis lock, positive latching, key-operated release, with holder, Z=50-unit pack, possible special locks: 3SB31, 421, 455 !!! Phased-out product !!! SIRIUS ACT 3SU1 is the successor The preferred successor type is <<3SU1050-1HF20-0AA0-ZX90 + 3SU1550-0AA10-0AA0>> | - | 0 | 7
3SB3500-1CA11 |  | 3SB3500-1CA11 | 1 | UN | 1 | 10 | C | D | N | N | 85389099 | 1 | 4011209411777 | 0.081 | KG | 34.39 | 34.39 | CP20 | CP20 | 22MM METAL ROUND ACTUATOR: PUSH-PULL BUTTON 40MM LATCHING W.PULL-TO-UNLOCK MECH. WITH HOLDER BLACK SOLVENT-RESISTANT !!! Phased-out product !!! SIRIUS ACT 3SU1 is successor Preferred successor type is >>3SU1050-1BA10-0AA0 + 3SU1550-0AA10-0AA0<< | - | 0 | 7
3SB3500-1CA11-Z | B01 | 3SB3500-1CA11-ZB01 | 1 | UN | 1 | 10 | C | D | N | N | 85389099 | 1 | 4011209787773 | 81 | G | 32.87 | 32.87 | CP20 | CP20 | Push-pull switch, 22 mm, round, metal, black, latching, solvent-resistant, without holder !!! Phased-out product !!! SIRIUS ACT 3SU1 is the successor The preferred successor type is <<3SU1050-1BA10-0AA0>> | - | 0 | 7
3SB3500-1CA11-Z | B01X90 | 3SB3500-1CA11-ZB01X90 | 1 | UN | 1 | 10 | C | D | N | N | 85389099 | 20 |  | 81 | G | 32.87 | 32.87 | CP20 | CP20 | Push-pull switch, 22 mm, round, metal, black, latching, solvent-resistant, with holder, Z=50-unit pack !!! Phased-out product !!! SIRIUS ACT 3SU1 is the successor The preferred successor type is <<3SU1050-1BA10-0AA0-ZX90>> | - | 0 | 7
3SB3500-1CA11-Z | X90 | 3SB3500-1CA11-ZX90 | 1 | UN | 1 | 10 | C | D | N | N | 85389099 | 20 | 4011209746138 | 81 | G | 34.39 | 34.39 | CP20 | CP20 | Push-pull switch, 22 mm, round, metal, black, latching, solvent-resistant, with holder, Z=50-unit pack !!! Phased-out product !!! SIRIUS ACT 3SU1 is the successor The preferred successor type is <<3SU1050-1BA10-0AA0-ZX90 + 3SU1550-0AA10-0AA0>> | - | 0 | 7
3SB3500-1CA21 |  | 3SB3500-1CA21 | 1 | UN | 1 | 10 | C | D | N | N | 85389099 | 1 | 4011209411784 | 0.081 | KG | 34.39 | 34.39 | CP20 | CP20 | 22MM METAL ROUND ACTUATOR: PUSH-PULL BUTTON 40MM LATCHING W.PULL-TO-UNLOCK MECH. WITH HOLDER RED !!! Phased-out product !!! SIRIUS ACT 3SU1 is successor Preferred successor type is >>3SU1050-1BA20-0AA0 + 3SU1550-0AA10-0AA0<< | - | 0 | 7
3SB3500-1CA21-0PA0 |  | 3SB3500-1CA21-0PA0 | 1 | UN | 1 | 20 | D | D | N | N | 85389099 | 1 | 4011209828568 | 0.084 | KG | 34.39 | 34.39 | CP20 | CP20 | 22MM METAL ROUND ACTUATOR: PUSH-PULL BUTTON 40MM LATCHING W.PULL-TO-UNLOCK MECH. WITH HOLDER RED SOLVENT RESISTANT !!! Phased-out product !!! SIRIUS ACT 3SU1 is successor Preferred successor type is >>3SU1050-1BA20-0AA0 + 3SU1550-0AA10-0AA0<< | - | 0 | 7
3SB3500-1CA21-0PA0-Z | X90 | 3SB3500-1CA21-0PA0-ZX90 | 1 | UN | 1 | 20 | D | D | N | N | 85389099 | 20 |  | 0.084 | KG | 34.39 | 34.39 | CP20 | CP20 | Push-pull switch, 22 mm, round, metal, red, latching, solvent-resistant, with holder Multi-unit pack Packing quantity = 20 units !!! Phased-out product !!! SIRIUS ACT 3SU1 is the successor The preferred successor type is <<3SU1050-1BA20-0AA0-ZX90 + 3SU1550-0AA10-0AA0>> | - | 0 | 7
3SB3500-1CA21-Z | B01 | 3SB3500-1CA21-ZB01 | 1 | UN | 1 | 10 | C | D | N | N | 85389099 | 1 | 4011209787780 | 81 | G | 32.87 | 32.87 | CP20 | CP20 | Push-pull switch, 22 mm, round, metal, red, latching, without holder !!! Phased-out product !!! SIRIUS ACT 3SU1 is the successor The preferred successor type is <<3SU1050-1BA20-0AA0>> | - | 0 | 7
3SB3500-1CA21-Z | B01X90 | 3SB3500-1CA21-ZB01X90 | 1 | UN | 1 | 10 | C | D | N | N | 85389099 | 20 |  | 81 | G | 32.87 | 32.87 | CP20 | CP20 | Push-pull switch, 22 mm, round, metal, red, latching, solvent-resistant, with holder, Z=20-unit pack !!! Phased-out product !!! SIRIUS ACT 3SU1 is the successor The preferred successor type is <<3SU1050-1BA20-0AA0-ZX90>> | - | 0 | 7
3SB3500-1CA21-Z | X90 | 3SB3500-1CA21-ZX90 | 1 | UN | 1 | 10 | C | D | N | N | 85389099 | 20 | 4011209746145 | 81 | G | 34.39 | 34.39 | CP20 | CP20 | Push-pull switch, 22 mm, round, metal, red, latching, solvent-resistant, with holder, Z=20-unit pack !!! Phased-out product !!! SIRIUS ACT 3SU1 is the successor The preferred successor type is <<3SU1050-1BA20-0AA0-ZX90 + 3SU1550-0AA10-0AA0>> | - | 0 | 7
3SB3500-1CA31 |  | 3SB3500-1CA31 | 1 | UN | 1 | 10 | C | D | N | N | 85389099 | 1 | 4011209411791 | 0.081 | KG | 34.39 | 34.39 | CP20 | CP20 | 22MM METAL ROUND ACTUATOR: PUSH-PULL BUTTON 40MM LATCHING W.PULL-TO-UNLOCK MECH. WITH HOLDER YELLOW !!! Phased-out product !!! SIRIUS ACT 3SU1 is successor Preferred successor type is >>3SU1050-1BA30-0AA0 + 3SU1550-0AA10-0AA0<< | - | 0 | 7
3SB3500-1CA31-Z | B01 | 3SB3500-1CA31-ZB01 | 1 | UN | 1 | 10 | C | D | N | N | 85389099 | 1 | 4011209789593 | 0.085 | KG | 32.87 | 32.87 | CP20 | CP20 | Push-pull switch, 22 mm, round, metal, yellow, latching, without holder !!! Phased-out product !!! SIRIUS ACT 3SU1 is the successor The preferred successor type is <<3SU1050-1BA30-0AA0>> | - | 0 | 7
3SB3500-1CA31-Z | X90 | 3SB3500-1CA31-ZX90 | 1 | UN | 1 | 10 | C | D | N | N | 85389099 | 20 |  | 0.081 | KG | 34.39 | 34.39 | CP20 | CP20 | Push-pull switch, 22 mm, round, metal, yellow, latching, with holder Multi-unit pack Packing quantity = 20 units !!! Phased-out product !!! SIRIUS ACT 3SU1 is the successor The preferred successor type is <<3SU1050-1BA30-0AA0-ZX90 + 3SU1550-0AA10-0AA0>> | - | 0 | 7
3SB3500-1CA41 |  | 3SB3500-1CA41 | 1 | UN | 1 | 20 | D | D | N | N | 85389099 | 1 | 4011209411807 | 0.081 | KG | 34.39 | 34.39 | CP20 | CP20 | 22MM METAL ROUND ACTUATOR: PUSH-PULL BUTTON 40MM LATCHING W.PULL-TO-UNLOCK MECH. WITH HOLDER GREEN !!! Phased-out product !!! SIRIUS ACT 3SU1 is successor Preferred successor type is >>3SU1051-1BA40-0AA0 + 3SU1550-0AA10-0AA0<< | - | 0 | 7
3SB3500-1CA41-Z | B01 | 3SB3500-1CA41-ZB01 | 1 | UN | 1 | 20 | D | D | N | N | 85389099 | 1 | 4011209787797 | 81 | G | 32.87 | 32.87 | CP20 | CP20 | Push-pull switch, 22 mm, round, metal, green, latching, without holder !!! Phased-out product !!! SIRIUS ACT 3SU1 is the successor The preferred successor type is <<3SU1051-1BA40-0AA0>> | - | 0 | 7
3SB3500-1CA41-Z | X90 | 3SB3500-1CA41-ZX90 | 1 | UN | 1 | 20 | D | D | N | N | 85389099 | 20 |  | 0.081 | KG | 34.39 | 34.39 | CP20 | CP20 | Push-pull switch, 22 mm, round, metal, green, latching, with holder Multi-unit pack Packing quantity = 20 units !!! Phased-out product !!! SIRIUS ACT 3SU1 is the successor The preferred successor type is <<3SU1051-1BA40-0AA0-ZX90 + 3SU1550-0AA10-0AA0>> | - | 0 | 7
3SB3500-1DA11 |  | 3SB3500-1DA11 | 1 | UN | 1 | 10 | C | D | N | N | 85389099 | 1 | 4011209412064 | 0.076 | KG | 20.62 | 20.62 | CP20 | CP20 | 22MM METAL ROUND ACTUATOR: MUSHR.PUSHBUTTON 30MM MOMENTARY CONTACT TYPE WITH HOLDER BLACK SOLVENT-RESISTANT !!! Phased-out product !!! SIRIUS ACT 3SU1 is successor Preferred successor type is >>3SU1050-1AD10-0AA0 + 3SU1550-0AA10-0AA0<< |  | 0 | 7
3SB3500-1DA11-Z | B01 | 3SB3500-1DA11-ZB01 | 1 | UN | 1 | 10 | C | D | N | N | 85389099 | 1 | 4011209787872 | 76 | G | 19.1 | 19.1 | CP20 | CP20 | Mushroom pushbutton, 22 mm, round, metal, black, momentary contact type, without holder !!! Phased-out product !!! SIRIUS ACT 3SU1 is the successor The preferred successor type is <<3SU1050-1AD10-0AA0>> | - | 0 | 7
3SB3500-1DA11-Z | B01X90 | 3SB3500-1DA11-ZB01X90 | 1 | UN | 1 | 10 | C | D | N | N | 85389099 | 20 |  | 76 | G | 19.1 | 19.1 | CP20 | CP20 | Mushroom pushbutton, 22 mm, round, metal, black, momentary contact type, with holder, Z=50-unit pack !!! Phased-out product !!! SIRIUS ACT 3SU1 is the successor The preferred successor type is <<3SU1050-1AD10-0AA0-ZX90>> | - | 0 | 7
3SB3500-1DA11-Z | X90 | 3SB3500-1DA11-ZX90 | 1 | UN | 1 | 10 | C | D | N | N | 85389099 | 20 | 4011209746367 | 76 | G | 20.62 | 20.62 | CP20 | CP20 | mushroom pushbutton, 22 mm, round, metal, black, momentary contact type, with holder, Z=50-unit pack !!! Phased-out product !!! SIRIUS ACT 3SU1 is the successor The preferred successor type is <<3SU1050-1AD10-0AA0-ZX90 + 3SU1550-0AA10-0AA0>> | - | 0 | 7
3SB3500-1DA21 |  | 3SB3500-1DA21 | 1 | UN | 1 | 10 | C | D | N | N | 85389099 | 1 | 4011209412071 | 0.076 | KG | 20.62 | 20.62 | CP20 | CP20 | Mushroom pushbutton, 22mm, round, metal, red, 30mm, momentary-contact, with holder !!! Phased-out product !!! SIRIUS ACT 3SU1 is successor Preferred successor type is >>3SU1050-1AD20-0AA0 + 3SU1550-0AA10-0AA0<< |  | 0 | 7
3SB3500-1DA21-Z | B01 | 3SB3500-1DA21-ZB01 | 1 | UN | 1 | 10 | C | D | N | N | 85389099 | 1 | 4011209787865 | 76 | G | 19.1 | 19.1 | CP20 | CP20 | Mushroom pushbutton, 22 mm, round, metal, red, momentary contact type, !!! Phased-out product !!! SIRIUS ACT 3SU1 is the successor The preferred successor type is <<3SU1050-1AD20-0AA0>> | - | 0 | 7
3SB3500-1DA21-Z | B01X90 | 3SB3500-1DA21-ZB01X90 | 1 | UN | 1 | 10 | C | D | N | N | 85389099 | 20 |  | 76 | G | 19.1 | 19.1 | CP20 | CP20 | Mushroom pushbutton, 22 mm, round, metal, red, momentary contact type, Z=20-unit pack !!! Phased-out product !!! SIRIUS ACT 3SU1 is the successor The preferred successor type is <<3SU1050-1AD20-0AA0-ZX90>> | - | 0 | 7
3SB3500-1DA21-Z | X90 | 3SB3500-1DA21-ZX90 | 1 | UN | 1 | 10 | C | D | N | N | 85389099 | 20 | 4011209746374 | 76 | G | 20.62 | 20.62 | CP20 | CP20 | mushroom pushbutton, 22 mm, round, metal, red, momentary contact type, Z=20-unit pack !!! Phased-out product !!! SIRIUS ACT 3SU1 is the successor The preferred successor type is <<3SU1050-1AD20-0AA0-ZX90 + 3SU1550-0AA10-0AA0>> | - | 0 | 7
3SB3500-1DA31 |  | 3SB3500-1DA31 | 1 | UN | 1 | 10 | C | D | N | N | 85389099 | 1 | 4011209412088 | 0.076 | KG | 20.62 | 20.62 | CP20 | CP20 | Mushroom pushbutton, 22mm, round, metal, yellow, 30mm, momentary-contact, with holder !!! Phased-out product !!! SIRIUS ACT 3SU1 is successor Preferred successor type is >>3SU1050-1AD30-0AA0 + 3SU1550-0AA10-0AA0<< |  | 0 | 7
3SB3500-1DA31-Z | B01 | 3SB3500-1DA31-ZB01 | 1 | UN | 1 | 10 | C | D | N | N | 85389099 | 1 | 4011209787889 | 76 | G | 19.1 | 19.1 | CP20 | CP20 | Mushroom pushbutton, 22 mm, round, metal, yellow, momentary contact type, !!! Phased-out product !!! SIRIUS ACT 3SU1 is the successor The preferred successor type is <<3SU1050-1AD30-0AA0>> | - | 0 | 7
3SB3500-1DA31-Z | B01X90 | 3SB3500-1DA31-ZB01X90 | 1 | UN | 1 | 10 | C | D | N | N | 85389099 | 20 |  | 76 | G | 19.1 | 19.1 | CP20 | CP20 | Mushroom pushbutton, 22 mm, round, metal, yellow, momentary contact type, Z=20-unit pack !!! Phased-out product !!! SIRIUS ACT 3SU1 is the successor The preferred successor type is <<3SU1050-1AD30-0AA0-ZX90>> | - | 0 | 7
3SB3500-1DA31-Z | X90 | 3SB3500-1DA31-ZX90 | 1 | UN | 1 | 10 | C | D | N | N | 85389099 | 20 | 4011209746381 | 76 | G | 20.62 | 20.62 | CP20 | CP20 | mushroom pushbutton, 22 mm, round, metal, yellow, momentary contact type, Z=20-unit pack !!! Phased-out product !!! SIRIUS ACT 3SU1 is the successor The preferred successor type is <<3SU1050-1AD30-0AA0-ZX90 + 3SU1550-0AA10-0AA0>> | - | 0 | 7
3SB3500-1DA41 |  | 3SB3500-1DA41 | 1 | UN | 1 | 10 | C | D | N | N | 85389099 | 1 | 4011209412095 | 0.076 | KG | 20.62 | 20.62 | CP20 | CP20 | Mushroom pushbutton, 22mm, round, metal, green, 30mm, momentary-contact, with holder !!! Phased-out product !!! SIRIUS ACT 3SU1 is successor Preferred successor type is >>3SU1050-1AD40-0AA0 + 3SU1550-0AA10-0AA0<< |  | 0 | 7
3SB3500-1DA41-Z | B01 | 3SB3500-1DA41-ZB01 | 1 | UN | 1 | 10 | C | D | N | N | 85389099 | 1 | 4011209745179 | 76 | G | 19.1 | 19.1 | CP20 | CP20 | Mushroom pushbutton, 22 mm, round, metal, green, momentary contact type, !!! Phased-out product !!! SIRIUS ACT 3SU1 is the successor The preferred successor type is <<3SU1050-1AD40-0AA0>> | - | 0 | 7
3SB3500-1DA41-Z | B01X90 | 3SB3500-1DA41-ZB01X90 | 1 | UN | 1 | 10 | C | D | N | N | 85389099 | 20 |  | 76 | G | 19.1 | 19.1 | CP20 | CP20 | Mushroom pushbutton, 22 mm, round, metal, green, momentary contact type, Z=20-unit pack !!! Phased-out product !!! SIRIUS ACT 3SU1 is the successor The preferred successor type is <<3SU1050-1AD40-0AA0-ZX90>> | - | 0 | 7
3SB3500-1DA41-Z | X90 | 3SB3500-1DA41-ZX90 | 1 | UN | 1 | 10 | C | D | N | N | 85389099 | 20 | 4011209746398 | 76 | G | 20.62 | 20.62 | CP20 | CP20 | mushroom pushbutton, 22 mm, round, metal, green, momentary contact type, Z=20-unit pack !!! Phased-out product !!! SIRIUS ACT 3SU1 is the successor The preferred successor type is <<3SU1050-1AD40-0AA0-ZX90 + 3SU1550-0AA10-0AA0>> | - | 0 | 7
3SB3500-1EA11 |  | 3SB3500-1EA11 | 1 | UN | 1 | 10 | C | D | N | N | 85389099 | 1 | 4011209411869 | 0.077 | KG | 32.3 | 32.3 | CP20 | CP20 | 22MM METAL ROUND ACTUATOR: PUSH-PULL BUTTON 30MM LATCHING W.PULL-TO-UNLOCK MECH. WITH HOLDER BLACK SOLVENT-RESISTANT !!! Phased-out product !!! SIRIUS ACT 3SU1 is successor Preferred successor type is >>3SU1050-1AA10-0AA0 + 3SU1550-0AA10-0AA0<< | - | 0 | 7
3SB3500-1EA11-Z | B01 | 3SB3500-1EA11-ZB01 | 1 | UN | 1 | 20 | D | D | N | N | 85389099 | 1 | 4011209787803 | 76.5 | G | 30.78 | 30.78 | CP20 | CP20 | Push-pull switch, 22 mm, round, metal, black, latching, solvent-resistant, without holder !!! Phased-out product !!! SIRIUS ACT 3SU1 is the successor The preferred successor type is <<3SU1050-1AA10-0AA0>> | - | 0 | 7
3SB3500-1EA11-Z | B01X90 | 3SB3500-1EA11-ZB01X90 | 1 | UN | 1 | 10 | C | D | N | N | 85389099 | 20 |  | 76.5 | G | 30.78 | 30.78 | CP20 | CP20 | Push-pull switch, 22 mm, round, metal, black, latching, solvent-resistant, with holder, Z=50-unit pack !!! Phased-out product !!! SIRIUS ACT 3SU1 is the successor The preferred successor type is <<3SU1050-1AA10-0AA0-ZX90>> | - | 0 | 7
3SB3500-1EA11-Z | X90 | 3SB3500-1EA11-ZX90 | 1 | UN | 1 | 10 | C | D | N | N | 85389099 | 20 | 4011209746206 | 76.5 | G | 32.3 | 32.3 | CP20 | CP20 | Push-pull switch, 22 mm, round, metal, black, latching, solvent-resistant, with holder, Z=50-unit pack !!! Phased-out product !!! SIRIUS ACT 3SU1 is the successor The preferred successor type is <<3SU1050-1AA10-0AA0-ZX90 + 3SU1550-0AA10-0AA0>> | - | 0 | 7
3SB3500-1EA21 |  | 3SB3500-1EA21 | 1 | UN | 1 | 10 | C | D | N | N | 85389099 | 1 | 4011209411876 | 0.077 | KG | 32.3 | 32.3 | CP20 | CP20 | 22MM METAL ROUND ACTUATOR: PUSH-PULL BUTTON 30MM LATCHING W.PULL-TO-UNLOCK MECH. WITH HOLDER RED !!! Phased-out product !!! SIRIUS ACT 3SU1 is successor Preferred successor type is >>3SU1050-1AA20-0AA0 + 3SU1550-0AA10-0AA0<< | - | 0 | 7
3SB3500-1EA21-Z | B01 | 3SB3500-1EA21-ZB01 | 1 | UN | 1 | 10 | C | D | N | N | 85389099 | 1 | 4011209519374 | 76.5 | G | 30.78 | 30.78 | CP20 | CP20 | Push-pull switch, 22 mm, round, metal, red, latching, without holder !!! Phased-out product !!! SIRIUS ACT 3SU1 is the successor The preferred successor type is <<3SU1050-1AA20-0AA0>> | - | 0 | 7
3SB3500-1EA21-Z | B01X90 | 3SB3500-1EA21-ZB01X90 | 1 | UN | 1 | 10 | C | D | N | N | 85389099 | 20 |  | 76.5 | G | 30.78 | 30.78 | CP20 | CP20 | Push-pull switch, 22 mm, round, metal, red, latching, with holder, Z=20-unit pack !!! Phased-out product !!! SIRIUS ACT 3SU1 is the successor The preferred successor type is <<3SU1050-1AA20-0AA0-ZX90>> | - | 0 | 7
3SB3500-1EA21-Z | X90 | 3SB3500-1EA21-ZX90 | 1 | UN | 1 | 10 | C | D | N | N | 85389099 | 20 | 4011209746213 | 76.5 | G | 32.3 | 32.3 | CP20 | CP20 | Push-pull switch, 22 mm, round, metal, red, latching, with holder, Z=20-unit pack !!! Phased-out product !!! SIRIUS ACT 3SU1 is the successor The preferred successor type is <<3SU1050-1AA20-0AA0-ZX90 + 3SU1550-0AA10-0AA0>> | - | 0 | 7
3SB3500-1FA20 |  | 3SB3500-1FA20 | 1 | UN | 1 | 10 | C | D | N | N | 85389099 | 1 | 4011209569317 | 0.1 | KG | 34.96 | 34.96 | CP20 | CP20 | 22MM METAL ROUND ACTUATOR: EMERGEN.-STOP MUSHR.PUSHB. 32MM LATCH.W. ROT.-TO-UNLATCH MECH. WITH HOLDER RED !!! Phased-out product !!! SIRIUS ACT 3SU1 is successor Preferred successor type is >>3SU1050-1GB20-0AA0 + 3SU1550-0AA10-0AA0<< | - | 0 | 7
3SB3500-1FA20-0PA0 |  | 3SB3500-1FA20-0PA0 | 1 | UN | 1 | 10 | C | D | N | N | 85389099 | 1 | 4011209852976 | 0.113 | KG | 34.96 | 34.96 | CP20 | CP20 | 3SB3 ACTUATOR EMERG. STOP TURN-TO-RESET BUTTON DIAMETER 32MM ROUND METAL W. HOLDER SOLVENT RESISTANT !!! Phased-out product !!! SIRIUS ACT 3SU1 is successor Preferred successor type is >>3SU1050-1GB20-0AA0 + 3SU1550-0AA10-0AA0<< | - | 0 | 7
3SB3500-1FA20-0PA0-Z | B01 | 3SB3500-1FA20-0PA0-ZB01 | 1 | UN | 1 | 10 | C | D | N | N | 85389099 | 1 | 4047621051475 | 0.07 | KG | 33.44 | 33.44 | CP20 | CP20 | EMERGENCY STOP MUSHROOM PUSHBUTTON, 22 mm, round, metal, red, positive latching, solvent-resistant, without holder !!! Phased-out product !!! SIRIUS ACT 3SU1 is the successor The preferred successor type is <<3SU1050-1GB20-0AA0>> | - | 0 | 7
3SB3500-1FA20-Z | B01 | 3SB3500-1FA20-ZB01 | 1 | UN | 1 | 10 | C | D | N | N | 85389099 | 1 | 4011209738423 | 0.07 | KG | 33.44 | 33.44 | CP20 | CP20 | EMERGENCY STOP MUSHROOM PUSHBUTTON, 22 mm, round, metal, red, positive latching, Z=without holder !!! Phased-out product !!! SIRIUS ACT 3SU1 is the successor The preferred successor type is <<3SU1050-1GB20-0AA0>> | - | 0 | 7
3SB3500-1FA20-Z | B01X90 | 3SB3500-1FA20-ZB01X90 | 1 | UN | 1 | 10 | C | D | N | N | 85389099 | 20 |  | 0.099 | KG | 33.44 | 33.44 | CP20 | CP20 | EMERGENCY STOP MUSHROOM PUSHBUTTON, 22 mm, round, metal, red, positive latching, with holder, Z=20-unit pack !!! Phased-out product !!! SIRIUS ACT 3SU1 is the successor The preferred successor type is <<3SU1050-1GB20-0AA0-ZX90>> | - | 0 | 7
3SB3500-1FA20-Z | X90 | 3SB3500-1FA20-ZX90 | 1 | UN | 1 | 10 | C | D | N | N | 85389099 | 20 | 4011209747821 | 0.099 | KG | 34.96 | 34.96 | CP20 | CP20 | EMERGENCY STOP MUSHROOM PUSHBUTTON, 22 mm, round, metal, red, positive latching, with holder, Z=20-unit pack !!! Phased-out product !!! SIRIUS ACT 3SU1 is the successor The preferred successor type is <<3SU1050-1GB20-0AA0-ZX90 + 3SU1550-0AA10-0AA0>> | - | 0 | 7
3SB3500-1GA11 |  | 3SB3500-1GA11 | 1 | UN | 1 | 10 | C | D | N | N | 85389099 | 1 | 4011209411999 | 0.081 | KG | 20.62 | 20.62 | CP20 | CP20 | 22MM METAL ROUND ACTUATOR: MUSHR.PUSHBUTTON 40MM MOMENTARY CONTACT TYPE WITH HOLDER BLACK SOLVENT-RESISTANT !!! Phased-out product !!! SIRIUS ACT 3SU1 is successor Preferred successor type is >>3SU1050-1BD10-0AA0 + 3SU1550-0AA10-0AA0<< |  | 0 | 7
3SB3500-1GA11-Z | B01 | 3SB3500-1GA11-ZB01 | 1 | UN | 1 | 10 | C | D | N | N | 85389099 | 1 | 4011209787827 | 76 | G | 19.1 | 19.1 | CP20 | CP20 | Mushroom pushbutton, 22 mm, round, metal, black, momentary contact type, without holder !!! Phased-out product !!! SIRIUS ACT 3SU1 is the successor The preferred successor type is <<3SU1050-1BD10-0AA0>> | - | 0 | 7
3SB3500-1GA11-Z | B01X90 | 3SB3500-1GA11-ZB01X90 | 1 | UN | 1 | 10 | C | D | N | N | 85389099 | 20 |  | 0.081 | KG | 19.1 | 19.1 | CP20 | CP20 | Mushroom pushbutton, 22 mm, round, metal, black, momentary contact type, with holder, Z=50-unit pack !!! Phased-out product !!! SIRIUS ACT 3SU1 is the successor The preferred successor type is <<3SU1050-1BD10-0AA0-ZX90>> | - | 0 | 7
3SB3500-1GA11-Z | X90 | 3SB3500-1GA11-ZX90 | 1 | UN | 1 | 10 | C | D | N | N | 85389099 | 20 | 4011209746305 | 80.5 | G | 20.62 | 20.62 | CP20 | CP20 | mushroom pushbutton, 22 mm, round, metal, black, momentary contact type, with holder, Z=50-unit pack !!! Phased-out product !!! SIRIUS ACT 3SU1 is the successor The preferred successor type is <<3SU1050-1BD10-0AA0-ZX90 + 3SU1550-0AA10-0AA0>> | - | 0 | 7
3SB3500-1GA21 |  | 3SB3500-1GA21 | 1 | UN | 1 | 10 | C | D | N | N | 85389099 | 1 | 4011209412026 | 0.081 | KG | 20.62 | 20.62 | CP20 | CP20 | Mushroom pushbutton, 22mm, round, metal, red, 40mm, momentary-contact, with holder !!! Phased-out product !!! SIRIUS ACT 3SU1 is successor Preferred successor type is >>3SU1050-1BD20-0AA0 + 3SU1550-0AA10-0AA0<< |  | 0 | 7
3SB3500-1GA21-Z | B01 | 3SB3500-1GA21-ZB01 | 1 | UN | 1 | 10 | C | D | N | N | 85389099 | 1 | 4011209787858 | 80.5 | G | 19.1 | 19.1 | CP20 | CP20 | Mushroom pushbutton, 22 mm, round, metal, red, momentary contact type, !!! Phased-out product !!! SIRIUS ACT 3SU1 is the successor The preferred successor type is <<3SU1050-1BD20-0AA0>> | - | 0 | 7
3SB3500-1GA21-Z | B01X90 | 3SB3500-1GA21-ZB01X90 | 1 | UN | 1 | 10 | C | D | N | N | 85389099 | 20 |  | 80.5 | G | 19.1 | 19.1 | CP20 | CP20 | Mushroom pushbutton, 22 mm, round, metal, red, momentary contact type, Z=20-unit pack !!! Phased-out product !!! SIRIUS ACT 3SU1 is the successor The preferred successor type is <<3SU1050-1BD20-0AA0-ZX90>> | - | 0 | 7
3SB3500-1GA21-Z | X90 | 3SB3500-1GA21-ZX90 | 1 | UN | 1 | 10 | C | D | N | N | 85389099 | 20 | 4011209746336 | 80.5 | G | 20.62 | 20.62 | CP20 | CP20 | mushroom pushbutton, 22 mm, round, metal, red, momentary contact type, Z=20-unit pack !!! Phased-out product !!! SIRIUS ACT 3SU1 is the successor The preferred successor type is <<3SU1050-1BD20-0AA0-ZX90 + 3SU1550-0AA10-0AA0>> | - | 0 | 7
3SB3500-1GA31 |  | 3SB3500-1GA31 | 1 | UN | 1 | 10 | C | D | N | N | 85389099 | 1 | 4011209412002 | 0.081 | KG | 20.62 | 20.62 | CP20 | CP20 | Mushroom pushbutton, 22mm, round, metal, yellow, 40mm, momentary-contact, with holder !!! Phased-out product !!! SIRIUS ACT 3SU1 is successor Preferred successor type is >>3SU1050-1BD30-0AA0 + 3SU1550-0AA10-0AA0<< |  | 0 | 7
3SB3500-1GA31-Z | B01 | 3SB3500-1GA31-ZB01 | 1 | UN | 1 | 10 | C | D | N | N | 85389099 | 1 | 4011209787834 | 76 | G | 19.1 | 19.1 | CP20 | CP20 | Mushroom pushbutton, 22 mm, round, metal, yellow, momentary contact type, !!! Phased-out product !!! SIRIUS ACT 3SU1 is the successor The preferred successor type is <<3SU1050-1BD30-0AA0>> | - | 0 | 7
3SB3500-1GA31-Z | B01X90 | 3SB3500-1GA31-ZB01X90 | 1 | UN | 1 | 10 | C | D | N | N | 85389099 | 20 |  | 80.5 | G | 19.1 | 19.1 | CP20 | CP20 | Mushroom pushbutton, 22 mm, round, metal, yellow, momentary contact type, Z=20-unit pack !!! Phased-out product !!! SIRIUS ACT 3SU1 is the successor The preferred successor type is <<3SU1050-1BD30-0AA0-ZX90>> | - | 0 | 7
3SB3500-1GA31-Z | X90 | 3SB3500-1GA31-ZX90 | 1 | UN | 1 | 10 | C | D | N | N | 85389099 | 20 | 4011209746312 | 80.5 | G | 20.62 | 20.62 | CP20 | CP20 | mushroom pushbutton, 22 mm, round, metal, yellow, momentary contact type, Z=20-unit pack !!! Phased-out product !!! SIRIUS ACT 3SU1 is the successor The preferred successor type is <<3SU1050-1BD30-0AA0-ZX90 + 3SU1550-0AA10-0AA0>> | - | 0 | 7
3SB3500-1GA41 |  | 3SB3500-1GA41 | 1 | UN | 1 | 10 | C | D | N | N | 85389099 | 1 | 4011209412019 | 0.081 | KG | 20.62 | 20.62 | CP20 | CP20 | Mushroom pushbutton, 22mm, round, metal, green, 40mm, momentary-contact, with holder !!! Phased-out product !!! SIRIUS ACT 3SU1 is successor Preferred successor type is >>3SU1050-1BD40-0AA0 + 3SU1550-0AA10-0AA0<< |  | 0 | 7
3SB3500-1GA41-Z | B01 | 3SB3500-1GA41-ZB01 | 1 | UN | 1 | 10 | C | D | N | N | 85389099 | 1 | 4011209787841 | 80.5 | G | 19.1 | 19.1 | CP20 | CP20 | Mushroom pushbutton, 22 mm, round, metal, green, momentary contact type, !!! Phased-out product !!! SIRIUS ACT 3SU1 is the successor The preferred successor type is <<3SU1050-1BD40-0AA0>> | - | 0 | 7
3SB3500-1GA41-Z | B01X90 | 3SB3500-1GA41-ZB01X90 | 1 | UN | 1 | 10 | C | D | N | N | 85389099 | 20 |  | 80.5 | G | 19.1 | 19.1 | CP20 | CP20 | Mushroom pushbutton, 22 mm, round, metal, green, momentary contact type, Z=20-unit pack !!! Phased-out product !!! SIRIUS ACT 3SU1 is the successor The preferred successor type is <<3SU1050-1BD40-0AA0-ZX90>> | - | 0 | 7
3SB3500-1GA41-Z | X90 | 3SB3500-1GA41-ZX90 | 1 | UN | 1 | 10 | C | D | N | N | 85389099 | 20 | 4011209746329 | 80.5 | G | 20.62 | 20.62 | CP20 | CP20 | mushroom pushbutton, 22 mm, round, metal, green, momentary contact type, Z=20-unit pack !!! Phased-out product !!! SIRIUS ACT 3SU1 is the successor The preferred successor type is <<3SU1050-1BD40-0AA0-ZX90 + 3SU1550-0AA10-0AA0>> | - | 0 | 7
3SB3500-1HA10 |  | 3SB3500-1HA10 | 1 | UN | 1 | 10 | C | D | N | N | 85389099 | 1 | 4011209428119 | 0.116 | KG | 34.87 | 34.87 | CP20 | CP20 | 22MM METAL ROUND ACTUATOR: MUSHR.PUSHBUTTON 40MM LATCH.W. ROT.-TO-UNLATCH MECH. WITH HOLDER BLACK !!! Phased-out product !!! SIRIUS ACT 3SU1 is successor Preferred successor type is >>3SU1050-1HB10-0AA0 + 3SU1550-0AA10-0AA0<< | - | 0 | 7
3SB3500-1HA10-Z | B01 | 3SB3500-1HA10-ZB01 | 1 | UN | 1 | 10 | C | D | N | N | 85389099 | 1 |  | 0.12 | KG | 33.35 | 33.35 | CP20 | CP20 | Mushroom pushbutton, 22 mm, round, metal, black, positive latching, without holder !!! Phased-out product !!! SIRIUS ACT 3SU1 is the successor The preferred successor type is <<3SU1050-1HB10-0AA0>> | - | 0 | 7
3SB3500-1HA10-Z | X90 | 3SB3500-1HA10-ZX90 | 1 | UN | 1 | 10 | C | D | N | N | 85389099 | 20 |  | 0.116 | KG | 34.87 | 34.87 | CP20 | CP20 | Mushroom pushbutton, 22 mm, round, metal, black, positive latching, with holder Multi-unit pack Packing quantity = 20 units !!! Phased-out product !!! SIRIUS ACT 3SU1 is the successor The preferred successor type is <<3SU1050-1HB10-0AA0-ZX90 + 3SU1550-0AA10-0AA0>> | - | 0 | 7
3SB3500-1HA20 |  | 3SB3500-1HA20 | 1 | UN | 1 | 2 | A | D | N | N | 85389099 | 1 | 4011209411395 | 0.12 | KG | 34.87 | 34.87 | CP20 | CP20 | 22MM METAL ROUND ACTUATOR: EMERGEN.-STOP MUSHR.PUSHB. 40MM LATCH.W. ROT.-TO-UNLATCH MECH. WITH HOLDER RED !!! Phased-out product !!! SIRIUS ACT 3SU1 is successor Preferred successor type is >>3SU1050-1HB20-0AA0 + 3SU1550-0AA10-0AA0<< |  | 0 | 7
3SB3500-1HA20-0PA0 |  | 3SB3500-1HA20-0PA0 | 1 | UN | 1 | 10 | C | D | N | N | 85389099 | 1 | 4011209852969 | 0.1 | KG | 34.87 | 34.87 | CP20 | CP20 | ROUND ACTUATOR EMERG. STOP TURN-TO-RESET, 40MM W. TAMPER PROTECTION LATCHING, W. HOLDER, NOT ILLUMIN., METAL, RED SOLVENT-RESISTANT !!! Phased-out product !!! SIRIUS ACT 3SU1 is successor Preferred successor type is >>3SU1050-1HB20-0AA0 + 3SU1550-0AA10-0AA0<< | - | 0 | 7
3SB3500-1HA20-0PA0-Z | B01 | 3SB3500-1HA20-0PA0-ZB01 | 1 | UN | 1 | 10 | C | D | N | N | 83014090 | 1 |  | 0.082 | KG | 33.35 | 33.35 | CP20 | CP20 | Mushroom pushbutton, 22 mm, round, metal, red, positive latching, solvent-resistant, without holder !!! Phased-out product !!! SIRIUS ACT 3SU1 is the successor The preferred successor type is <<3SU1050-1HB20-0AA0>> | - | 0 | 7
3SB3500-1HA20-0PA0-Z | X90 | 3SB3500-1HA20-0PA0-ZX90 | 1 | UN | 1 | 10 | C | D | N | N | 85389099 | 20 | 4011209895577 | 0.107 | KG | 34.87 | 34.87 | CP20 | CP20 | Mushroom pushbutton, 22 mm, round, metal, red, positive latching, solvent-resistant, with holder Multi-unit pack Packing quantity = 20 units !!! Phased-out product !!! SIRIUS ACT 3SU1 is the successor The preferred successor type is <<3SU1050-1HB20-0AA0-ZX90 + 3SU1550-0AA10-0AA0>> | - | 0 | 7
3SB3500-1HA20-Z | B01 | 3SB3500-1HA20-ZB01 | 1 | UN | 1 | 10 | C | D | N | N | 85389099 | 1 | 4011209519381 | 0.08 | KG | 33.35 | 33.35 | CP20 | CP20 | Mushroom pushbutton, 22 mm, round, metal, red, positive latching, Z=without holder !!! Phased-out product !!! SIRIUS ACT 3SU1 is the successor The preferred successor type is <<3SU1050-1HB20-0AA0>> | - | 0 | 7
3SB3500-1HA20-Z | B01X90 | 3SB3500-1HA20-ZB01X90 | 1 | UN | 1 | 10 | C | D | N | N | 85389099 | 20 |  | 0.109 | KG | 33.35 | 33.35 | CP20 | CP20 | Mushroom pushbutton, 22 mm, round, metal, red, positive latching, with holder, Z=20-unit pack !!! Phased-out product !!! SIRIUS ACT 3SU1 is the successor The preferred successor type is <<3SU1050-1HB20-0AA0-ZX90>> | - | 0 | 7
3SB3500-1HA20-Z | X90 | 3SB3500-1HA20-ZX90 | 1 | UN | 1 | 10 | C | D | N | N | 85389099 | 20 | 4011209691315 | 0.064 | KG | 34.87 | 34.87 | CP20 | CP20 | Mushroom pushbutton, 22 mm, round, metal, red, positive latching, with holder, Z=20-unit pack !!! Phased-out product !!! SIRIUS ACT 3SU1 is the successor The preferred successor type is <<3SU1050-1HB20-0AA0-ZX90 + 3SU1550-0AA10-0AA0>> | - | 0 | 7
3SB3500-1HA26 |  | 3SB3500-1HA26 | 1 | UN | 1 | 2 | A | D | N | N | 85389099 | 1 | 4011209684638 | 0.116 | KG | 41.71 | 41.71 | CP20 | CP20 | Emergency stop mushroom pushbutton, 22 mm, round, metal, red, 40 mm, positive latching, rotate-to-unlatch, mechanical switch position indicator, with holder !!! Phased-out product !!! SIRIUS ACT 3SU1 is the successor The preferred successor type is >>3SU1051-1HB20-0AA0 + 3SU1550-0AA10-0AA0<< | - | 0 | 7
3SB3500-1HA26-Z | B01 | 3SB3500-1HA26-ZB01 | 1 | UN | 1 | 10 | C | D | N | N | 85389099 | 1 |  | 0.077 | KG | 40.19 | 40.19 | CP20 | CP20 | EMERGENCY STOP MUSHROOM PUSHBUTTON, 22 mm, round, metal, red, positive latching, mechanical switch position indicator, without holder !!! Phased-out product !!! SIRIUS ACT 3SU1 is the successor The preferred successor type is <<3SU1051-1HB20-0AA0>> | - | 0 | 7
3SB3500-1HA26-Z | X90 | 3SB3500-1HA26-ZX90 | 1 | UN | 1 | 10 | C | D | N | N | 85389099 | 20 |  | 0.116 | KG | 41.71 | 41.71 | CP20 | CP20 | EMERGENCY STOP MUSHROOM PUSHBUTTON, 22 mm, round, metal, red, positive latching, mechanical switch position indicator, with holder Multi-unit pack Packing quantity = 20 units !!! Phased-out product !!! SIRIUS ACT 3SU1 is the successor The preferred successor type is <<3SU1051-1HB20-0AA0-ZX90 + 3SU1550-0AA10-0AA0>> | - | 0 | 7
3SB3500-1JA20 |  | 3SB3500-1JA20 | 1 | UN | 1 | 10 | C | D | N | N | 83014090 | 1 | 4011209411470 | 0.14 | KG | 70.11 | 70.11 | CP20 | CP20 | 22MM METAL ROUND ACTUATOR: EMERGEN.-STOP MUSHR.PUSHB. 40MM WITH RONIS KEY-OPER.SWITCH LATCHING WITH KEY-OPER.SWITCH- UNLOCKING LOCK NO 455 WITH HOLDER RED POSSIBLE SPECIAL CLOSURES: 3SB30, 3SB31, 421 !!! Phased-out product !!! SIRIUS ACT 3SU1 is successor Preferred successor type is >>3SU1050-1HG20-0AA0 + 3SU1550-0AA10-0AA0<< | - | 0 | 7
3SB3500-1JA20-Z | B01 | 3SB3500-1JA20-ZB01 | 1 | UN | 1 | 10 | C | D | N | N | 83014090 | 1 |  | 0.142 | KG | 68.59 | 68.59 | CP20 | CP20 | EMERGENCY STOP MUSHROOM PUSHBUTTON, 22 mm, round, metal, red, with Ronis lock, positive latching, key-operated release, without holder possible special locks: 3SB30, 3SB31, 421 !!! Phased-out product !!! SIRIUS ACT 3SU1 is the successor The preferred successor type is <<3SU1050-1HG20-0AA0>> | - | 0 | 7
3SB3500-1KA10-0VL0 |  | 3SB3500-1KA10-0VL0 | 1 | UN | 1 | 40 | X | D | N | N | 85389099 | 1 | 4011209675384 | 0.173 | KG | 206.15 | 206.15 | CP20 | CP20 | 22MM METAL ROUND ACTUATOR: MUSHR.PUSHBUTTON 40MM WITH CES KEY-OPER.SWITCH LATCHING WITH KEY-OPER.SWITCH- SPECIAL CLOSURE VL 5, WITH HOLDER BLACK !!! Phased-out product !!! SIRIUS ACT 3SU1 is successor Preferred successor type is >>3SU1050-1HU10-0AA0 + 3SU1550-0AA10-0AA0<< | - | 0 | 9
3SB3500-1KA10-0VL0-Z | B01 | 3SB3500-1KA10-0VL0-ZB01 | 1 | UN | 1 | 40 | X | D | N | N | 85389099 | 1 |  | 0.173 | KG | 204.63 | 204.63 | CP20 | CP20 | EMERGENCY STOP MUSHROOM PUSHBUTTON, 22 mm, round, metal, black, with CES lock, positive latching, key-operated release, without holder !!! Phased-out product !!! SIRIUS ACT 3SU1 is the successor The preferred successor type is <<3SU1050-1HU10-0AA0>> | - | 0 | 9
3SB3500-1KA20 |  | 3SB3500-1KA20 | 1 | UN | 1 | 10 | C | D | N | N | 83014090 | 1 | 4011209411432 | 0.171 | KG | 109.25 | 109.25 | CP20 | CP20 | 22MM METAL ROUND ACTUATOR: EMERGEN.-STOP MUSHR.PUSHB. 40MM WITH CES KEY-OPER.SWITCH LATCHING WITH KEY-OPER.SWITCH- UNLOCKING LOCK NO SSG 10 WITH HOLDER RED !!! Phased-out product !!! SIRIUS ACT 3SU1 is successor Preferred successor type is >>3SU1050-1HR20-0AA0 + |  | 0 | 7
3SB3500-1KA20-0VL0 |  | 3SB3500-1KA20-0VL0 | 1 | UN | 1 | 40 | X | D | N | N | 85389099 | 1 | 4011209675391 | 0.173 | KG | 155.8 | 155.8 | CP20 | CP20 | 22MM METAL ROUND ACTUATOR: EMERGEN.-STOP MUSHR.PUSHB. 40MM WITH CES KEY-OPER.SWITCH LATCHING WITH KEY-OPER.SWITCH- UNLOCKING SPECIAL CLOSURE VL 5, WITH HOLDER RED !!! Phased-out product !!! SIRIUS ACT 3SU1 is successor Preferred successor type is >>3SU1050-1HU20-0AA0 + | - | 0 | 9
3SB3500-1KA20-0VL0-Z | B01 | 3SB3500-1KA20-0VL0-ZB01 | 1 | UN | 1 | 40 | X | D | N | N | 85389099 | 1 |  | 0.173 | KG | 107.73 | 107.73 | CP20 | CP20 | EMERGENCY STOP MUSHROOM PUSHBUTTON, 22 mm, round, metal, red, with CES lock, positive latching, key-operated release, without holder !!! Phased-out product !!! SIRIUS ACT 3SU1 is the successor The preferred successor type is <<3SU1050-1HU20-0AA0>> | - | 0 | 9
3SB3500-1KA20-0VL1 |  | 3SB3500-1KA20-0VL1 | 1 | UN | 1 | 40 | X | D | N | N | 83014090 | 1 | 4011209702608 | 0.155 | KG | 155.8 | 155.8 | CP20 | CP20 | 22MM METAL ROUND ACTUATOR: EMERGEN.-STOP MUSHR.PUSHB. 40MM WITH CES KEY-OPER.SWITCH LATCHING WITH KEY-OPER.SWITCH- UNLOCKING SPECIAL CLOSURE VL 1, WITH HOLDER RED !!! Phased-out product !!! SIRIUS ACT 3SU1 is successor Preferred successor type is >>3SU1050-1HV20-0AA0 + | - | 0 | 9
3SB3500-1KA20-0VL1-Z | B01 | 3SB3500-1KA20-0VL1-ZB01 | 1 | UN | 1 | 40 | X | D | N | N | 83014090 | 1 |  | 0.155 | KG | 107.73 | 107.73 | CP20 | CP20 | EMERGENCY STOP MUSHROOM PUSHBUTTON, 22 mm, round, metal, red, with CES lock, positive latching, key-operated release, without holder !!! Phased-out product !!! SIRIUS ACT 3SU1 is the successor The preferred successor type is <<3SU1050-1HV20-0AA0>> | - | 0 | 9
3SB3500-1KA20-Z | B01 | 3SB3500-1KA20-ZB01 | 1 | UN | 1 | 10 | C | D | N | N | 83014090 | 1 | 4011209745445 | 0.134 | KG | 154.28 | 154.28 | CP20 | CP20 | EMERGENCY STOP MUSHROOM PUSHBUTTON, 22 mm, round, metal, red, with CES lock, positive latching, key-operated release, Z=without holder !!! Phased-out product !!! SIRIUS ACT 3SU1 is the successor The preferred successor type is <<3SU1050-1HR20-0AA0>> | - | 0 | 7
3SB3500-1KA20-Z | B01X90 | 3SB3500-1KA20-ZB01X90 | 1 | UN | 1 | 10 | C | D | N | N | 83014090 | 20 |  | 0.173 | KG | 154.28 | 154.28 | CP20 | CP20 | EMERGENCY STOP MUSHROOM PUSHBUTTON, 22 mm, round, metal, red, with CES lock, positive latching, key-operated release, with holder, Z=20-unit pack !!! Phased-out product !!! SIRIUS ACT 3SU1 is the successor The preferred successor type is <<3SU1050-1HR20-0AA0-ZX90>> | - | 0 | 7
3SB3500-1KA20-Z | X90 | 3SB3500-1KA20-ZX90 | 1 | UN | 1 | 10 | C | D | N | N | 83014090 | 20 | 4011209691360 | 0.173 | KG | 109.25 | 109.25 | CP20 | CP20 | EMERGENCY STOP MUSHROOM PUSHBUTTON, 22 mm, round, metal, red, with CES lock, positive latching, key-operated release, with holder, Z=20-unit pack !!! Phased-out product !!! SIRIUS ACT 3SU1 is the successor The preferred successor type is <<3SU1050-1HR20-0AA0-ZX90 + 3SU1550-0AA10-0AA0>> | - | 0 | 7
3SB3500-1LA20 |  | 3SB3500-1LA20 | 1 | UN | 1 | 10 | C | D | N | N | 83014090 | 1 | 4011209411449 | 0.168 | KG | 145.35 | 145.35 | CP20 | CP20 | 22MM METAL ROUND ACTUATOR: EMERGEN.-STOP MUSHR.PUSHB. 40MM WITH BKS KEY-OPER.SWITCH LATCHING WITH KEY-OPER.SWITCH- UNLOCKING LOCK NO S1 WITH HOLDER RED !!! Phased-out product !!! SIRIUS ACT 3SU1 is successor Preferred successor type is >>3SU1050-1HK20-0AA0 + |  | 0 | 7
3SB3500-1LA20-Z | B01 | 3SB3500-1LA20-ZB01 | 1 | UN | 1 | 10 | C | D | N | N | 83014090 | 1 | 4011209791411 | 0.171 | KG | 143.83 | 143.83 | CP20 | CP20 | EMERGENCY STOP MUSHROOM PUSHBUTTON, 22 mm, round, metal, red, with lock BKS, positive latching, key-operated release, Z=without holder !!! Phased-out product !!! SIRIUS ACT 3SU1 is the successor The preferred successor type is <<3SU1050-1HK20-0AA0>> | - | 0 | 7
3SB3500-1LA20-Z | B01X90 | 3SB3500-1LA20-ZB01X90 | 1 | UN | 1 | 10 | C | D | N | N | 83014090 | 20 |  | 0.171 | KG | 143.83 | 143.83 | CP20 | CP20 | EMERGENCY STOP MUSHROOM PUSHBUTTON, 22 mm, round, metal, red, with BKS lock, positive latching, key-operated release, with holder, Z=20-unit pack !!! Phased-out product !!! SIRIUS ACT 3SU1 is the successor The preferred successor type is <<3SU1050-1HK20-0AA0-ZX90>> | - | 0 | 7
3SB3500-1LA20-Z | X90 | 3SB3500-1LA20-ZX90 | 1 | UN | 1 | 10 | C | D | N | N | 83014090 | 20 | 4011209691377 | 0.171 | KG | 145.35 | 145.35 | CP20 | CP20 | EMERGENCY STOP MUSHROOM PUSHBUTTON, 22 mm, round, metal, red, with lock BKS, positive latching, key-operated release, with holder, Z=20-unit pack !!! Phased-out product !!! SIRIUS ACT 3SU1 is the successor The preferred successor type is <<3SU1050-1HK20-0AA0-ZX90 + 3SU1550-0AA10-0AA0>> | - | 0 | 7
3SB3500-1MA20 |  | 3SB3500-1MA20 | 1 | UN | 1 | 10 | C | D | N | N | 83014090 | 1 | 4011209411463 | 0.177 | KG | 80.28 | 80.28 | CP20 | CP20 | 22MM METAL ROUND ACTUATOR: EMERGEN.-STOP MUSHR.PUSHB. 40MM WITH OMR KEY-OPER.SWITCH LATCHING WITH KEY-OPER.SWITCH- UNLOCKING LOCK NO 73037 WITH HOLDER RED !!! Phased-out product !!! SIRIUS ACT 3SU1 is successor Preferred successor type is >>3SU1050-1HQ20-0AA0 + |  | 0 | 7
3SB3500-1MA20-Z | B01 | 3SB3500-1MA20-ZB01 | 1 | UN | 1 | 10 | C | D | N | N | 83014090 | 1 | 4011209789531 | 0.138 | KG | 78.76 | 78.76 | CP20 | CP20 | EMERGENCY STOP MUSHROOM PUSHBUTTON, 22 mm, round, metal, red, with O.R.R. lock, positive latching, key-operated release, without holder !!! Phased-out product !!! SIRIUS ACT 3SU1 is the successor The preferred successor type is <<3SU1050-1HQ20-0AA0>> | - | 0 | 7
3SB3500-1MA20-Z | B01X90 | 3SB3500-1MA20-ZB01X90 | 1 | UN | 1 | 10 | C | D | N | N | 83014090 | 20 |  | 0.171 | KG | 78.76 | 78.76 | CP20 | CP20 | EMERGENCY STOP MUSHROOM PUSHBUTTON, 22 mm, round, metal, red, with O.R.R. lock, positive latching, key-operated release, with holder, Z=20-unit pack !!! Phased-out product !!! SIRIUS ACT 3SU1 is the successor The preferred successor type is <<3SU1050-1HQ20-0AA0-ZX90>> | - | 0 | 7
3SB3500-1MA20-Z | X90 | 3SB3500-1MA20-ZX90 | 1 | UN | 1 | 10 | C | D | N | N | 83014090 | 20 | 4011209747814 | 0.171 | KG | 80.28 | 80.28 | CP20 | CP20 | EMERGENCY STOP MUSHROOM PUSHBUTTON, 22 mm, round, metal, red, with lock O.M.R., positive latching, key-operated release, with holder, Z=20-unit pack !!! Phased-out product !!! SIRIUS ACT 3SU1 is the successor The preferred successor type is <<3SU1050-1HQ20-0AA0-ZX90 + 3SU1550-0AA10-0AA0>> | - | 0 | 7
3SB3500-1QA11 |  | 3SB3500-1QA11 | 1 | UN | 1 | 10 | C | D | EAR99 | N | 85389099 | 1 | 4011209412132 | 0.087 | KG | 20.62 | 20.62 | CP20 | CP20 | 22MM METAL ROUND ACTUATOR: MUSHR.PUSHBUTTON 60MM MOMENTARY CONTACT TYPE WITH HOLDER BLACK SOLVENT RESISTANT !!! Phased-out product !!! SIRIUS ACT 3SU1 is successor Preferred successor type is >>3SU1050-1CD10-0AA0 + 3SU1550-0AA10-0AA0<< |  | 0 | 7
3SB3500-1QA11-Z | B01 | 3SB3500-1QA11-ZB01 | 1 | UN | 1 | 10 | C | D | EAR99 | N | 85389099 | 1 | 4011209787896 | 86.5 | G | 19.1 | 19.1 | CP20 | CP20 | Mushroom pushbutton, 22 mm, round, metal, black, momentary contact type, without holder !!! Phased-out product !!! SIRIUS ACT 3SU1 is the successor The preferred successor type is <<3SU1050-1CD10-0AA0>> | - | 0 | 7
3SB3500-1QA11-Z | B01X90 | 3SB3500-1QA11-ZB01X90 | 1 | UN | 1 | 10 | C | D | EAR99 | N | 85389099 | 20 |  | 86.5 | G | 19.1 | 19.1 | CP20 | CP20 | Mushroom pushbutton, 22 mm, round, metal, black, momentary contact type, with holder, Z=50-unit pack !!! Phased-out product !!! SIRIUS ACT 3SU1 is the successor The preferred successor type is <<3SU1050-1CD10-0AA0-ZX90>> | - | 0 | 7
3SB3500-1QA11-Z | X90 | 3SB3500-1QA11-ZX90 | 1 | UN | 1 | 10 | C | D | EAR99 | N | 85389099 | 20 | 4011209746435 | 86.5 | G | 20.62 | 20.62 | CP20 | CP20 | mushroom pushbutton, 22 mm, round, metal, black, momentary contact type, with holder, Z=50-unit pack !!! Phased-out product !!! SIRIUS ACT 3SU1 is the successor The preferred successor type is <<3SU1050-1CD10-0AA0-ZX90 + 3SU1550-0AA10-0AA0>> | - | 0 | 7
3SB3500-1QA21 |  | 3SB3500-1QA21 | 1 | UN | 1 | 10 | C | D | N | N | 85389099 | 1 | 4011209412170 | 0.087 | KG | 20.62 | 20.62 | CP20 | CP20 | Mushroom pushbutton, 22mm, round, metal, red, 60mm, momentary-contact, with holder !!! Phased-out product !!! SIRIUS ACT 3SU1 is successor Preferred successor type is >>3SU1050-1CD20-0AA0 + 3SU1550-0AA10-0AA0<< |  | 0 | 7
3SB3500-1QA21-Z | B01 | 3SB3500-1QA21-ZB01 | 1 | UN | 1 | 20 | D | D | N | N | 85389099 | 1 | 4011209787919 | 86.5 | G | 19.1 | 19.1 | CP20 | CP20 | Mushroom pushbutton, 22 mm, round, metal, red, momentary contact type, !!! Phased-out product !!! SIRIUS ACT 3SU1 is the successor The preferred successor type is <<3SU1050-1CD20-0AA0>> | - | 0 | 7
3SB3500-1QA21-Z | B01X90 | 3SB3500-1QA21-ZB01X90 | 1 | UN | 1 | 10 | C | D | N | N | 85389099 | 20 |  | 86.5 | G | 19.1 | 19.1 | CP20 | CP20 | Mushroom pushbutton, 22 mm, round, metal, red, momentary contact type, Z=20-unit pack !!! Phased-out product !!! SIRIUS ACT 3SU1 is the successor The preferred successor type is <<3SU1050-1CD20-0AA0-ZX90>> | - | 0 | 7
3SB3500-1QA21-Z | X90 | 3SB3500-1QA21-ZX90 | 1 | UN | 1 | 10 | C | D | N | N | 85389099 | 20 | 4011209788480 | 86.5 | G | 20.62 | 20.62 | CP20 | CP20 | mushroom pushbutton, 22 mm, round, metal, red, momentary contact type, Z=20-unit pack !!! Phased-out product !!! SIRIUS ACT 3SU1 is the successor The preferred successor type is <<3SU1050-1CD20-0AA0-ZX90 + 3SU1550-0AA10-0AA0>> | - | 0 | 7
3SB3500-1QA31 |  | 3SB3500-1QA31 | 1 | UN | 1 | 10 | C | D | EAR99 | N | 85389099 | 1 | 4011209412156 | 0.087 | KG | 20.62 | 20.62 | CP20 | CP20 | Mushroom pushbutton, 22mm, round, metal, yellow, 60mm, momentary-contact, with holder !!! Phased-out product !!! SIRIUS ACT 3SU1 is successor Preferred successor type is >>3SU1050-1CD30-0AA0 + 3SU1550-0AA10-0AA0<< |  | 0 | 7
3SB3500-1QA31-Z | B01 | 3SB3500-1QA31-ZB01 | 1 | UN | 1 | 10 | C | D | N | N | 85389099 | 1 |  | 0.087 | KG | 19.1 | 19.1 | CP20 | CP20 | Mushroom pushbutton, 22 mm, round, metal, yellow, momentary contact type, !!! Phased-out product !!! SIRIUS ACT 3SU1 is the successor The preferred successor type is <<3SU1050-1CD30-0AA0>> | - | 0 | 7
3SB3500-1QA31-Z | B01X90 | 3SB3500-1QA31-ZB01X90 | 1 | UN | 1 | 10 | C | D | EAR99 | N | 85389099 | 20 |  | 86.5 | G | 19.1 | 19.1 | CP20 | CP20 | Mushroom pushbutton, 22 mm, round, metal, yellow, momentary contact type, Z=20-unit pack !!! Phased-out product !!! SIRIUS ACT 3SU1 is the successor The preferred successor type is <<3SU1050-1CD30-0AA0-ZX90>> | - | 0 | 7
3SB3500-1QA31-Z | X90 | 3SB3500-1QA31-ZX90 | 1 | UN | 1 | 10 | C | D | EAR99 | N | 85389099 | 20 | 4011209746442 | 86.5 | G | 20.62 | 20.62 | CP20 | CP20 | mushroom pushbutton, 22 mm, round, metal, yellow, momentary contact type, Z=20-unit pack !!! Phased-out product !!! SIRIUS ACT 3SU1 is the successor The preferred successor type is <<3SU1050-1CD30-0AA0-ZX90 + 3SU1550-0AA10-0AA0>> | - | 0 | 7
3SB3500-1QA41 |  | 3SB3500-1QA41 | 1 | UN | 1 | 10 | C | D | EAR99 | N | 85389099 | 1 | 4011209412163 | 0.087 | KG | 20.62 | 20.62 | CP20 | CP20 | Mushroom pushbutton, 22mm, round, metal, green, 60mm, momentary-contact, with holder !!! Phased-out product !!! SIRIUS ACT 3SU1 is successor Preferred successor type is >>3SU1050-1CD40-0AA0 + 3SU1550-0AA10-0AA0<< |  | 0 | 7
3SB3500-1QA41-Z | B01 | 3SB3500-1QA41-ZB01 | 1 | UN | 1 | 20 | D | D | N | N | 85389099 | 1 |  | 0.09 | KG | 19.1 | 19.1 | CP20 | CP20 | Mushroom pushbutton, 22 mm, round, metal, green, momentary contact type, !!! Phased-out product !!! SIRIUS ACT 3SU1 is the successor The preferred successor type is <<3SU1050-1CD40-0AA0>> | - | 0 | 7
3SB3500-1QA41-Z | B01X90 | 3SB3500-1QA41-ZB01X90 | 1 | UN | 1 | 10 | C | D | EAR99 | N | 85389099 | 20 |  | 86.5 | G | 19.1 | 19.1 | CP20 | CP20 | Mushroom pushbutton, 22 mm, round, metal, green, momentary contact type, Z=20-unit pack !!! Phased-out product !!! SIRIUS ACT 3SU1 is the successor The preferred successor type is <<3SU1050-1CD40-0AA0-ZX90>> | - | 0 | 7
3SB3500-1QA41-Z | X90 | 3SB3500-1QA41-ZX90 | 1 | UN | 1 | 20 | D | D | EAR99 | N | 85389099 | 20 | 4011209746459 | 86.5 | G | 20.62 | 20.62 | CP20 | CP20 | mushroom pushbutton, 22 mm, round, metal, green, momentary contact type, Z=20-unit pack !!! Phased-out product !!! SIRIUS ACT 3SU1 is the successor The preferred successor type is <<3SU1050-1CD40-0AA0-ZX90 + 3SU1550-0AA10-0AA0>> | - | 0 | 7
3SB3500-1RA11 |  | 3SB3500-1RA11 | 1 | UN | 1 | 10 | C | D | EAR99 | N | 85389099 | 1 | 4011209411937 | 0.087 | KG | 32.3 | 32.3 | CP20 | CP20 | 22MM METAL ROUND ACTUATOR: PUSH-PULL BUTTON 60MM LATCHING W.PULL-TO-UNLOCK MECH. WITH HOLDER BLACK SOLVENT-RESISTANT !!! Phased-out product !!! SIRIUS ACT 3SU1 is successor Preferred successor type is >>3SU1050-1CA10-0AA0 + 3SU1550-0AA10-0AA0<< | - | 0 | 7
3SB3500-1RA11-Z | B01 | 3SB3500-1RA11-ZB01 | 1 | UN | 1 | 10 | C | D | EAR99 | N | 85389099 | 1 | 4011209787810 | 87 | G | 30.78 | 30.78 | CP20 | CP20 | Push-pull switch, 22 mm, round, metal, black, latching, solvent-resistant, without holder !!! Phased-out product !!! SIRIUS ACT 3SU1 is the successor The preferred successor type is <<3SU1050-1CA10-0AA0>> | - | 0 | 7
3SB3500-1RA11-Z | B01X90 | 3SB3500-1RA11-ZB01X90 | 1 | UN | 1 | 10 | C | D | EAR99 | N | 85389099 | 20 |  | 87 | G | 30.78 | 30.78 | CP20 | CP20 | Push-pull switch, 22 mm, round, metal, black, latching, solvent-resistant, with holder, Z=50-unit pack !!! Phased-out product !!! SIRIUS ACT 3SU1 is the successor The preferred successor type is <<3SU1050-1CA10-0AA0-ZX90>> | - | 0 | 7
3SB3500-1RA11-Z | X90 | 3SB3500-1RA11-ZX90 | 1 | UN | 1 | 20 | D | D | EAR99 | N | 85389099 | 20 | 4011209746251 | 87 | G | 32.3 | 32.3 | CP20 | CP20 | Push-pull switch, 22 mm, round, metal, black, latching, solvent-resistant, with holder, Z=50-unit pack !!! Phased-out product !!! SIRIUS ACT 3SU1 is the successor The preferred successor type is <<3SU1050-1CA10-0AA0-ZX90 + 3SU1550-0AA10-0AA0>> | - | 0 | 7
3SB3500-1RA21 |  | 3SB3500-1RA21 | 1 | UN | 1 | 10 | C | D | N | N | 85389099 | 1 | 4011209411944 | 0.087 | KG | 32.3 | 32.3 | CP20 | CP20 | 22MM METAL ROUND ACTUATOR: PUSH-PULL BUTTON 60MM LATCHING W.PULL-TO-UNLOCK MECH. WITH HOLDER RED !!! Phased-out product !!! SIRIUS ACT 3SU1 is successor Preferred successor type is >>3SU1050-1CA20-0AA0 + 3SU1550-0AA10-0AA0<< | - | 0 | 7
3SB3500-1RA21-Z | B01 | 3SB3500-1RA21-ZB01 | 1 | UN | 1 | 10 | C | D | N | N | 85389099 | 1 |  | 0.087 | KG | 30.78 | 30.78 | CP20 | CP20 | Push-pull switch, 22 mm, round, metal, red, latching, without holder !!! Phased-out product !!! SIRIUS ACT 3SU1 is the successor The preferred successor type is <<3SU1050-1CA20-0AA0>> | - | 0 | 7
3SB3500-1RA21-Z | B01X90 | 3SB3500-1RA21-ZB01X90 | 1 | UN | 1 | 10 | C | D | N | N | 85389099 | 20 |  | 87 | G | 30.78 | 30.78 | CP20 | CP20 | Push-pull switch, 22 mm, round, metal, red, latching, with holder, Z=20-unit pack !!! Phased-out product !!! SIRIUS ACT 3SU1 is the successor The preferred successor type is <<3SU1050-1CA20-0AA0-ZX90>> | - | 0 | 7
3SB3500-1RA21-Z | X90 | 3SB3500-1RA21-ZX90 | 1 | UN | 1 | 20 | D | D | N | N | 85389099 | 20 | 4011209746268 | 87 | G | 32.3 | 32.3 | CP20 | CP20 | Push-pull switch, 22 mm, round, metal, red, latching, with holder, Z=20-unit pack !!! Phased-out product !!! SIRIUS ACT 3SU1 is the successor The preferred successor type is <<3SU1050-1CA20-0AA0-ZX90 + 3SU1550-0AA10-0AA0>> | - | 0 | 7
3SB3500-1TA20 |  | 3SB3500-1TA20 | 1 | UN | 1 | 10 | C | D | N | N | 85389099 | 1 | 4011209428317 | 0.11 | KG | 34.87 | 34.87 | CP20 | CP20 | 22MM METAL ROUND ACTUATOR: EMERGEN.-STOP MUSHR.PUSHB. 40MM LATCHING W.PULL-TO-UNLOCK MECH. WITH HOLDER RED, SOLVENT-RESISTANT !!! Phased-out product !!! SIRIUS ACT 3SU1 is successor Preferred successor type is >>3SU1050-1HA20-0AA0 + 3SU1550-0AA10-0AA0<< |  | 0 | 7
3SB3500-1TA20-Z | B01 | 3SB3500-1TA20-ZB01 | 1 | UN | 1 | 10 | C | D | N | N | 85389099 | 1 | 4011209691407 | 0.078 | KG | 33.35 | 33.35 | CP20 | CP20 | EMERGENCY STOP MUSHROOM PUSHBUTTON, 22 mm, round, metal, red, positive latching, solvent-resistant, Z=without holder !!! Phased-out product !!! SIRIUS ACT 3SU1 is the successor The preferred successor type is <<3SU1050-1HA20-0AA0>> | - | 0 | 7
3SB3500-1TA20-Z | B01X90 | 3SB3500-1TA20-ZB01X90 | 1 | UN | 1 | 10 | C | D | N | N | 85389099 | 20 |  | 0.113 | KG | 33.35 | 33.35 | CP20 | CP20 | EMERGENCY STOP MUSHROOM PUSHBUTTON, 22 mm, round, metal, red, positive latching, solvent-resistant, with holder, Z=50-unit pack !!! Phased-out product !!! SIRIUS ACT 3SU1 is the successor The preferred successor type is <<3SU1050-1HA20-0AA0-ZX90>> | - | 0 | 7
3SB3500-1TA20-Z | X90 | 3SB3500-1TA20-ZX90 | 1 | UN | 1 | 10 | C | D | N | N | 85389099 | 20 | 4011209691391 | 0.113 | KG | 34.87 | 34.87 | CP20 | CP20 | EMERGENCY STOP MUSHROOM PUSHBUTTON, 22 mm, round, metal, red, positive latching, solvent-resistant, with holder, Z=50-unit pack !!! Phased-out product !!! SIRIUS ACT 3SU1 is the successor The preferred successor type is <<3SU1050-1HA20-0AA0-ZX90 + 3SU1550-0AA10-0AA0>> | - | 0 | 7
3SB3500-1UA20 |  | 3SB3500-1UA20 | 1 | UN | 1 | 10 | C | D | N | N | 83014090 | 1 | 4011209411456 | 0.171 | KG | 106.4 | 106.4 | CP20 | CP20 | 22MM METAL ROUND ACTUATOR: EMERGEN.-STOP MUSHR.PUSHB. 40MM WITH IKON KEY-OPER.SWITCH LATCHING WITH KEY-OPER.SWITCH- UNLOCKING LOCK NO 360012K1 WITH HOLDER RED !!! Phased-out product !!! SIRIUS ACT 3SU1 is successor Preferred successor type is >>3SU1050-1HX20-0AA0 + |  | 0 | 7
3SB3500-1UA20-Z | B01 | 3SB3500-1UA20-ZB01 | 1 | UN | 1 | 10 | C | D | N | N | 83014090 | 1 |  | 0.165 | KG | 104.88 | 104.88 | CP20 | CP20 | EMERGENCY STOP MUSHROOM PUSHBUTTON, 22 mm, round, metal, red, with IKON lock, positive latching, key-operated release, without holder !!! Phased-out product !!! SIRIUS ACT 3SU1 is the successor The preferred successor type is <<3SU1050-1HX20-0AA0>> | - | 0 | 7
3SB3500-1UA20-Z | B01X90 | 3SB3500-1UA20-ZB01X90 | 1 | UN | 1 | 10 | C | D | N | N | 83014090 | 20 |  | 0.173 | KG | 104.88 | 104.88 | CP20 | CP20 | EMERGENCY STOP MUSHROOM PUSHBUTTON, 22 mm, round, metal, red, with IKON lock, positive latching, key-operated release, with holder, Z=20-unit pack !!! Phased-out product !!! SIRIUS ACT 3SU1 is the successor The preferred successor type is <<3SU1050-1HX20-0AA0-ZX90>> | - | 0 | 7
3SB3500-1UA20-Z | X90 | 3SB3500-1UA20-ZX90 | 1 | UN | 1 | 10 | C | D | N | N | 83014090 | 20 | 4011209691384 | 0.173 | KG | 106.4 | 106.4 | CP20 | CP20 | EMERGENCY STOP MUSHROOM PUSHBUTTON, 22 mm, round, metal, red, with IKON lock, positive latching, key-operated release, with holder, Z=20-unit pack !!! Phased-out product !!! SIRIUS ACT 3SU1 is the successor The preferred successor type is <<3SU1050-1HX20-0AA0-ZX90 + 3SU1550-0AA10-0AA0>> | - | 0 | 7
3SB3500-1YA20 |  | 3SB3500-1YA20 | 1 | UN | 1 | 10 | C | D | N | N | 85389099 | 1 | 4011209471580 | 0.142 | KG | 65.65 | 65.65 | CP20 | CP20 | 22MM METAL ROUND ACTUATOR: EMERGEN.-STOP MUSHR.PUSHB. 40MM WITH RONIS KEY-OPER.SWITCH LATCHING WITH KEY-OPER.SWITCH- UNLOCKING LOCK NO 421 WITH HOLDER RED POSSIBLE SPECIAL CLOSURES: 3SB30, 3SB31, 455 !!! Phased-out product !!! SIRIUS ACT 3SU1 is successor Preferred successor type is >>3SU1050-1HH20-0AA0 + 3SU1550-0AA10-0AA0<< | - | 0 | 7
3SB3500-1YA20-Z | B01 | 3SB3500-1YA20-ZB01 | 1 | UN | 1 | 10 | C | D | N | N | 85389099 | 1 |  | 0.142 | KG | 64.13 | 64.13 | CP20 | CP20 | EMERGENCY STOP MUSHROOM PUSHBUTTON, 22 mm, round, metal, red, with Ronis lock, positive latching, key-operated release, without holder possible special locks: 3SB30, 3SB31, 455 !!! Phased-out product !!! SIRIUS ACT 3SU1 is the successor The preferred successor type is <<3SU1050-1HH20-0AA0>> | - | 0 | 7
3SB3500-2DA11 |  | 3SB3500-2DA11 | 1 | UN | 1 | 2 | A | D | N | N | 85389099 | 1 | 4011209410237 | 0.075 | KG | 19.48 | 19.48 | CP20 | CP20 | Selector switch, 22 mm, round, Metal, Black, Selector switch, short, 3 switch positions I-O-II, Latching, Actuating angle 2x50 degrees, With holder !!! Phased-out product !!! Successor is SIRIUS ACT 3SU1 Preferred successor type is >>3SU1052-2BL10-0AA0 + 3SU1550-0AA10-0AA0<< |  | 0 | 7
3SB3500-2DA11-0PA0 |  | 3SB3500-2DA11-0PA0 | 1 | UN | 1 | 10 | C | D | N | N | 85389099 | 1 | 4011209673595 | 0.075 | KG | 19.48 | 19.48 | CP20 | CP20 | Selector switch, 22 mm, round, Metal, Black, Selector switch, short, 3 switch positions I-O-II, Latching, Actuating angle 2x50 degrees, resistant to solvents With holder !!! Phased-out product !!! Successor is SIRIUS ACT 3SU1 Preferred successor type is >>3SU1052-2BL10-0AA0 + 3SU1550-0AA10-0AA0<< | - | 0 | 7
3SB3500-2DA11-0PA0-Z | B01 | 3SB3500-2DA11-0PA0-ZB01 | 1 | UN | 1 | 10 | C | D | N | N | 85389099 | 1 |  | 0.079 | KG | 17.96 | 17.96 | CP20 | CP20 | Selector switch, 22 mm, round, metal, black, 3 switch positions I-O-II, actuating angle 2x50 degrees, solvent-resistant, without holder !!! Phased-out product !!! SIRIUS ACT 3SU1 is the successor The preferred successor type is <<3SU1052-2BL60-0AA0>> | - | 0 | 7
3SB3500-2DA11-Z | B01 | 3SB3500-2DA11-ZB01 | 1 | UN | 1 | 10 | C | D | N | N | 85389099 | 1 | 4011209745186 | 75 | G | 17.96 | 17.96 | CP20 | CP20 | Selector switch, 22 mm, round, metal, black, 3 switch positions I-O-II, actuating angle 2x50 degrees, without holder !!! Phased-out product !!! SIRIUS ACT 3SU1 is the successor The preferred successor type is <<3SU1052-2BL60-0AA0>> | - | 0 | 7
3SB3500-2DA11-Z | B01X90 | 3SB3500-2DA11-ZB01X90 | 1 | UN | 1 | 10 | C | D | N | N | 85389099 | 50 |  | 75 | G | 17.96 | 17.96 | CP20 | CP20 | Selector switch, 22 mm, round, metal, black, 3 switch positions I-O-II, actuating angle 2x50 degrees, with holder, Z=50-unit pack !!! Phased-out product !!! SIRIUS ACT 3SU1 is the successor The preferred successor type is <<3SU1052-2BL60-0AA0-ZX90>> | - | 0 | 7
3SB3500-2DA11-Z | X90 | 3SB3500-2DA11-ZX90 | 1 | UN | 1 | 20 | D | D | N | N | 85389099 | 50 | 4011209746541 | 75 | G | 19.48 | 19.48 | CP20 | CP20 | Selector switch, 22 mm, round, metal, black, 3 switch positions I-O-II, actuating angle 2x50 degrees, with holder, Z=50-unit pack !!! Phased-out product !!! SIRIUS ACT 3SU1 is the successor The preferred successor type is <<3SU1052-2BL60-0AA0-ZX90 + 3SU1550-0AA10-0AA0>> | - | 0 | 7
3SB3500-2DA21 |  | 3SB3500-2DA21 | 1 | UN | 1 | 10 | C | D | N | N | 85389099 | 1 | 4011209410244 | 0.075 | KG | 19.48 | 19.48 | CP20 | CP20 | 22MM METAL ROUND ACTUATOR: SELECTOR SWITCH LATCHING 3 SWITCH POSITIONS I-O-II NON-ILLUMINATED WITH HOLDER RED !!! Phased-out product !!! SIRIUS ACT 3SU1 is successor Preferred successor type is >>3SU1052-2BL20-0AA0 + 3SU1550-0AA10-0AA0<< |  | 0 | 7
3SB3500-2DA21-0PA0 |  | 3SB3500-2DA21-0PA0 | 1 | UN | 1 | 20 | D | D | N | N | 85389099 | 1 | 4011209679894 | 75 | G | 19.48 | 19.48 | CP20 | CP20 | 22MM METAL ROUND ACTUATOR: SELECTOR SWITCH LATCHING 3 SWITCH POSITIONS I-O-II NON-ILLUMINATED WITH HOLDER RED, SOLVENT-RESISTANT NOT INSCRIBABLE WITH LASER !!! Phased-out product !!! SIRIUS ACT 3SU1 is successor Preferred successor type is >>3SU1052-2BL20-0AA0 + | - | 0 | 7
3SB3500-2DA21-0PA0-Z | B01 | 3SB3500-2DA21-0PA0-ZB01 | 1 | UN | 1 | 20 | D | D | N | N | 85389099 | 1 |  | 75 | G | 17.96 | 17.96 | CP20 | CP20 | Selector switch, 22 mm, round, metal, red, 3 switch positions I-O-II, actuating angle 2x50 degrees, solvent-resistant, without holder !!! Phased-out product !!! SIRIUS ACT 3SU1 is the successor The preferred successor type is <<3SU1052-2BL20-0AA0>> | - | 0 | 7
3SB3500-2DA21-Z | B01 | 3SB3500-2DA21-ZB01 | 1 | UN | 1 | 10 | C | D | N | N | 85389099 | 1 |  | 0.075 | KG | 17.96 | 17.96 | CP20 | CP20 | Selector switch, 22 mm, round, metal, red, 3 switch positions I-O-II, actuating angle 2x50 degrees, without holder !!! Phased-out product !!! SIRIUS ACT 3SU1 is the successor The preferred successor type is <<3SU1052-2BL20-0AA0>> | - | 0 | 7
3SB3500-2DA21-Z | B01X90 | 3SB3500-2DA21-ZB01X90 | 1 | UN | 1 | 10 | C | D | N | N | 85389099 | 50 |  | 75 | G | 17.96 | 17.96 | CP20 | CP20 | Selector switch, 22 mm, round, metal, red, 3 switch positions I-O-II, actuating angle 2x50 degrees, with holder, Z=50-unit pack !!! Phased-out product !!! SIRIUS ACT 3SU1 is the successor The preferred successor type is <<3SU1052-2BL20-0AA0-ZX90>> | - | 0 | 7
3SB3500-2DA21-Z | X90 | 3SB3500-2DA21-ZX90 | 1 | UN | 1 | 20 | D | D | N | N | 85389099 | 50 | 4011209746558 | 75 | G | 19.48 | 19.48 | CP20 | CP20 | Selector switch, 22 mm, round, metal, red, 3 switch positions I-O-II, actuating angle 2x50 degrees, with holder, Z=50-unit pack !!! Phased-out product !!! SIRIUS ACT 3SU1 is the successor The preferred successor type is <<3SU1052-2BL20-0AA0-ZX90 + 3SU1550-0AA10-0AA0>> | - | 0 | 7
3SB3500-2DA31 |  | 3SB3500-2DA31 | 1 | UN | 1 | 20 | D | D | N | N | 85389099 | 1 | 4011209536784 | 0.075 | KG | 19.48 | 19.48 | CP20 | CP20 | 22MM METAL ROUND ACTUATOR: SELECTOR SWITCH LATCHING 3 SWITCH POSITIONS I-O-II NON-ILLUMINATED WITH HOLDER YELLOW !!! Phased-out product !!! SIRIUS ACT 3SU1 is successor Preferred successor type is >>3SU1052-2BL30-0AA0 + 3SU1550-0AA10-0AA0<< | - | 0 | 7
3SB3500-2DA31-Z | B01 | 3SB3500-2DA31-ZB01 | 1 | UN | 1 | 30 | D | D | N | N | 85389099 | 1 |  | 0.075 | KG | 17.96 | 17.96 | CP20 | CP20 | Selector switch, 22 mm, round, metal, yellow, 3 switch positions I-O-II, actuating angle 2x50 degrees, without holder !!! Phased-out product !!! SIRIUS ACT 3SU1 is the successor The preferred successor type is <<3SU1052-2BL30-0AA0>> | - | 0 | 7
3SB3500-2DA41 |  | 3SB3500-2DA41 | 1 | UN | 1 | 10 | C | D | N | N | 85389099 | 1 | 4011209410251 | 0.075 | KG | 19.48 | 19.48 | CP20 | CP20 | 22MM METAL ROUND ACTUATOR: SELECTOR SWITCH LATCHING 3 SWITCH POSITIONS I-O-II NON-ILLUMINATED WITH HOLDER GREEN !!! Phased-out product !!! SIRIUS ACT 3SU1 is successor Preferred successor type is >>3SU1052-2BL40-0AA0 + 3SU1550-0AA10-0AA0<< |  | 0 | 7
3SB3500-2DA41-0PA0 |  | 3SB3500-2DA41-0PA0 | 1 | UN | 1 | 20 | D | D | N | N | 85389099 | 1 | 4011209679900 | 75 | G | 19.48 | 19.48 | CP20 | CP20 | 22MM METAL ROUND ACTUATOR: SELECTOR SWITCH LATCHING 3 SWITCH POSITIONS I-O-II NON-ILLUMINATED WITH HOLDER GREEN, SOLVENT-RESISTANT NOT INSCRIBABLE WITH LASER !!! Phased-out product !!! SIRIUS ACT 3SU1 is successor Preferred successor type is >>3SU1052-2BL40-0AA0 + | - | 0 | 7
3SB3500-2DA41-0PA0-Z | B01 | 3SB3500-2DA41-0PA0-ZB01 | 1 | UN | 1 | 10 | C | D | N | N | 85389099 | 1 |  | 75 | G | 17.96 | 17.96 | CP20 | CP20 | Selector switch, 22 mm, round, metal, green, 3 switch positions I-O-II, actuating angle 2x50 degrees, solvent-resistant, without holder !!! Phased-out product !!! SIRIUS ACT 3SU1 is the successor The preferred successor type is <<3SU1052-2BL40-0AA0>> | - | 0 | 7
3SB3500-2DA41-Z | B01 | 3SB3500-2DA41-ZB01 | 1 | UN | 1 | 10 | C | D | N | N | 85389099 | 1 |  | 0.075 | KG | 17.96 | 17.96 | CP20 | CP20 | Selector switch, 22 mm, round, metal, green, 3 switch positions I-O-II, actuating angle 2x50 degrees, without holder !!! Phased-out product !!! SIRIUS ACT 3SU1 is the successor The preferred successor type is <<3SU1052-2BL40-0AA0>> | - | 0 | 7
3SB3500-2DA41-Z | B01X90 | 3SB3500-2DA41-ZB01X90 | 1 | UN | 1 | 10 | C | D | N | N | 85389099 | 50 |  | 75 | G | 17.96 | 17.96 | CP20 | CP20 | Selector switch, 22 mm, round, metal, green, 3 switch positions I-O-II, actuating angle 2x50 degrees, with holder, Z=50-unit pack !!! Phased-out product !!! SIRIUS ACT 3SU1 is the successor The preferred successor type is <<3SU1052-2BL40-0AA0-ZX90>> | - | 0 | 7
3SB3500-2DA41-Z | X90 | 3SB3500-2DA41-ZX90 | 1 | UN | 1 | 20 | D | D | N | N | 85389099 | 50 | 4011209746565 | 75 | G | 19.48 | 19.48 | CP20 | CP20 | Selector switch, 22 mm, round, metal, green, 3 switch positions I-O-II, actuating angle 2x50 degrees, with holder, Z=50-unit pack !!! Phased-out product !!! SIRIUS ACT 3SU1 is the successor The preferred successor type is <<3SU1052-2BL40-0AA0-ZX90 + 3SU1550-0AA10-0AA0>> | - | 0 | 7
3SB3500-2DA51 |  | 3SB3500-2DA51 | 1 | UN | 1 | 20 | D | D | N | N | 85389099 | 1 | 4011209536814 | 0.075 | KG | 19.48 | 19.48 | CP20 | CP20 | 22MM METAL ROUND ACTUATOR: SELECTOR SWITCH LATCHING 3 SWITCH POSITIONS I-O-II NON-ILLUMINATED WITH HOLDER BLUE !!! Phased-out product !!! SIRIUS ACT 3SU1 is successor Preferred successor type is >>3SU1002-2BL50-0AA0 + 3SU1500-0AA10-0AA0<< | - | 0 | 7
3SB3500-2DA51-Z | B01 | 3SB3500-2DA51-ZB01 | 1 | UN | 1 | 40 | X | D | N | N | 85389099 | 1 |  | 0.075 | KG | 17.96 | 17.96 | CP20 | CP20 | Selector switch, 22 mm, round, metal, blue, 3 switch positions I-O-II, actuating angle 2x50 degrees, without holder !!! Phased-out product !!! SIRIUS ACT 3SU1 is the successor The preferred successor type is <<3SU1002-2BL50-0AA0>> | - | 0 | 7
3SB3500-2DA61 |  | 3SB3500-2DA61 | 1 | UN | 1 | 10 | C | D | N | N | 85389099 | 1 | 4011209410268 | 0.075 | KG | 19.48 | 19.48 | CP20 | CP20 | 22MM METAL ROUND ACTUATOR: SELECTOR SWITCH LATCHING 3 SWITCH POSITIONS I-O-II NON-ILLUMINATED WITH HOLDER WHITE !!! Phased-out product !!! SIRIUS ACT 3SU1 is successor Preferred successor type is >>3SU1052-2BL60-0AA0 + 3SU1550-0AA10-0AA0<< |  | 0 | 7
3SB3500-2DA61-Z | B01 | 3SB3500-2DA61-ZB01 | 1 | UN | 1 | 10 | C | D | N | N | 85389099 | 1 |  | 0.075 | KG | 17.96 | 17.96 | CP20 | CP20 | Selector switch, 22 mm, round, metal, white, 3 switch positions I-O-II, actuating angle 2x50 degrees, without holder !!! Phased-out product !!! SIRIUS ACT 3SU1 is the successor The preferred successor type is <<3SU1052-2BL60-0AA0>> | - | 0 | 7
3SB3500-2DA61-Z | B01X90 | 3SB3500-2DA61-ZB01X90 | 1 | UN | 1 | 10 | C | D | N | N | 85389099 | 50 |  | 75 | G | 17.96 | 17.96 | CP20 | CP20 | Selector switch, 22 mm, round, metal, white, 3 switch positions I-O-II, actuating angle 2x50 degrees, with holder, Z=50-unit pack !!! Phased-out product !!! SIRIUS ACT 3SU1 is the successor The preferred successor type is <<3SU1052-2BL60-0AA0-ZX90>> | - | 0 | 7
3SB3500-2DA61-Z | X90 | 3SB3500-2DA61-ZX90 | 1 | UN | 1 | 20 | D | D | N | N | 85389099 | 50 | 4011209746572 | 75 | G | 19.48 | 19.48 | CP20 | CP20 | Selector switch, 22 mm, round, metal, white, 3 switch positions I-O-II, actuating angle 2x50 degrees, with holder, Z=50-unit pack !!! Phased-out product !!! SIRIUS ACT 3SU1 is the successor The preferred successor type is <<3SU1052-2BL60-0AA0-ZX90 + 3SU1550-0AA10-0AA0>> | - | 0 | 7
3SB3500-2EA11 |  | 3SB3500-2EA11 | 1 | UN | 1 | 2 | A | D | N | N | 85389099 | 1 | 4011209410275 | 0.075 | KG | 19.48 | 19.48 | CP20 | CP20 | 22MM METAL ROUND ACTUATOR: SELECTOR SWITCH MOMENTARY CONTACT TYPE 3 SWITCH POSITIONS I-O-II NON-ILLUMINATED WITH HOLDER BLACK !!! Phased-out product !!! SIRIUS ACT 3SU1 is successor Preferred successor type is >>3SU1052-2BM60-0AA0 + 3SU1550-0AA10-0AA0<< |  | 0 | 7
3SB3500-2EA11-0PA0 |  | 3SB3500-2EA11-0PA0 | 1 | UN | 1 | 10 | C | D | N | N | 85389099 | 1 | 4011209673601 | 0.075 | KG | 19.48 | 19.48 | CP20 | CP20 | 22MM METAL ROUND ACTUATOR: SELECTOR SWITCH MOMENTARY CONTACT TYPE 3 SWITCH POSITIONS I-O-II NON-ILLUMINATED WITH HOLDER BLACK SOLVENT-RESISTANT NOT INSCRIBABLE WITH LASER !!! Phased-out product !!! SIRIUS ACT 3SU1 is successor Preferred successor type is >>3SU1052-2BM60-0AA0 + | - | 0 | 7
3SB3500-2EA11-0PA0-Z | B01 | 3SB3500-2EA11-0PA0-ZB01 | 1 | UN | 1 | 10 | C | D | N | N | 85389099 | 1 | 4011209789562 | 0.079 | KG | 17.96 | 17.96 | CP20 | CP20 | Selector switch, 22 mm, round, metal, black, 3 switch positions I-O-II, actuating angle 2x50 degrees, solvent-resistant, without holder !!! Phased-out product !!! SIRIUS ACT 3SU1 is the successor The preferred successor type is <<3SU1052-2BM60-0AA0>> | - | 0 | 7
3SB3500-2EA11-Z | B01 | 3SB3500-2EA11-ZB01 | 1 | UN | 1 | 2 | A | D | N | N | 85389099 | 1 | 4011209745193 | 75 | G | 17.96 | 17.96 | CP20 | CP20 | Selector switch, 22 mm, round, metal, black, 3 switch positions I-O-II, actuating angle 2x50 degrees, without holder !!! Phased-out product !!! SIRIUS ACT 3SU1 is the successor The preferred successor type is <<3SU1052-2BM60-0AA0>> | - | 0 | 7
3SB3500-2EA11-Z | B01X90 | 3SB3500-2EA11-ZB01X90 | 1 | UN | 1 | 10 | C | D | N | N | 85389099 | 50 |  | 75 | G | 17.96 | 17.96 | CP20 | CP20 | Selector switch, 22 mm, round, metal, black, 3 switch positions I-O-II, actuating angle 2x50 degrees, with holder, Z=50-unit pack !!! Phased-out product !!! SIRIUS ACT 3SU1 is the successor The preferred successor type is <<3SU1052-2BM60-0AA0-ZX90>> | - | 0 | 7
3SB3500-2EA11-Z | X90 | 3SB3500-2EA11-ZX90 | 1 | UN | 1 | 20 | D | D | N | N | 85389099 | 50 | 4011209746589 | 75 | G | 19.48 | 19.48 | CP20 | CP20 | Selector switch, 22 mm, round, metal, black, 3 switch positions I-O-II, actuating angle 2x50 degrees, with holder, Z=50-unit pack !!! Phased-out product !!! SIRIUS ACT 3SU1 is the successor The preferred successor type is <<3SU1052-2BM60-0AA0-ZX90 + 3SU1550-0AA10-0AA0>> | - | 0 | 7
3SB3500-2EA21 |  | 3SB3500-2EA21 | 1 | UN | 1 | 10 | C | D | N | N | 85389099 | 1 | 4011209410282 | 0.075 | KG | 19.48 | 19.48 | CP20 | CP20 | 22MM METAL ROUND ACTUATOR: SELECTOR SWITCH MOMENTARY CONTACT TYPE 3 SWITCH POSITIONS I-O-II NON-ILLUMINATED WITH HOLDER RED !!! Phased-out product !!! SIRIUS ACT 3SU1 is successor Preferred successor type is >>3SU1052-2BM20-0AA0 + 3SU1550-0AA10-0AA0<< |  | 0 | 7
3SB3500-2EA21-0PA0 |  | 3SB3500-2EA21-0PA0 | 1 | UN | 1 | 20 | D | D | N | N | 85389099 | 1 | 4011209679917 | 75 | G | 19.48 | 19.48 | CP20 | CP20 | 22MM METAL ROUND ACTUATOR: SELECTOR SWITCH MOMENTARY CONTACT TYPE 3 SWITCH POSITIONS I-O-II NON-ILLUMINATED WITH HOLDER RED, SOLVENT-RESISTANT NOT INSCRIBABLE WITH LASER !!! Phased-out product !!! SIRIUS ACT 3SU1 is successor Preferred successor type is >>3SU1052-2BM20-0AA0 + | - | 0 | 7
3SB3500-2EA21-0PA0-Z | B01 | 3SB3500-2EA21-0PA0-ZB01 | 1 | UN | 1 | 10 | C | D | N | N | 85389099 | 1 |  | 75 | G | 17.96 | 17.96 | CP20 | CP20 | Selector switch, 22 mm, round, metal, red, 3 switch positions I-O-II, actuating angle 2x50 degrees, solvent-resistant, without holder !!! Phased-out product !!! SIRIUS ACT 3SU1 is the successor The preferred successor type is <<3SU1052-2BM20-0AA0>> | - | 0 | 7
3SB3500-2EA21-Z | B01 | 3SB3500-2EA21-ZB01 | 1 | UN | 1 | 10 | C | D | N | N | 85389099 | 1 |  | 0.075 | KG | 17.96 | 17.96 | CP20 | CP20 | Selector switch, 22 mm, round, metal, red, 3 switch positions I-O-II, actuating angle 2x50 degrees, without holder !!! Phased-out product !!! SIRIUS ACT 3SU1 is the successor The preferred successor type is <<3SU1052-2BM20-0AA0>> | - | 0 | 7
3SB3500-2EA21-Z | B01X90 | 3SB3500-2EA21-ZB01X90 | 1 | UN | 1 | 10 | C | D | N | N | 85389099 | 50 |  | 75 | G | 17.96 | 17.96 | CP20 | CP20 | Selector switch, 22 mm, round, metal, red, 3 switch positions I-O-II, actuating angle 2x50 degrees, with holder, Z=50-unit pack !!! Phased-out product !!! SIRIUS ACT 3SU1 is the successor The preferred successor type is <<3SU1052-2BM20-0AA0-ZX90>> | - | 0 | 7
3SB3500-2EA21-Z | X90 | 3SB3500-2EA21-ZX90 | 1 | UN | 1 | 20 | D | D | N | N | 85389099 | 50 | 4011209746596 | 75 | G | 19.48 | 19.48 | CP20 | CP20 | Selector switch, 22 mm, round, metal, red, 3 switch positions I-O-II, actuating angle 2x50 degrees, with holder, Z=50-unit pack !!! Phased-out product !!! SIRIUS ACT 3SU1 is the successor The preferred successor type is <<3SU1052-2BM20-0AA0-ZX90 + 3SU1550-0AA10-0AA0>> | - | 0 | 7
3SB3500-2EA41 |  | 3SB3500-2EA41 | 1 | UN | 1 | 10 | C | D | N | N | 85389099 | 1 | 4011209410305 | 0.075 | KG | 19.48 | 19.48 | CP20 | CP20 | 22MM METAL ROUND ACTUATOR: SELECTOR SWITCH MOMENTARY CONTACT TYPE 3 SWITCH POSITIONS I-O-II NON-ILLUMINATED WITH HOLDER GREEN !!! Phased-out product !!! SIRIUS ACT 3SU1 is successor Preferred successor type is >>3SU1052-2BM40-0AA0 + 3SU1550-0AA10-0AA0<< |  | 0 | 7
3SB3500-2EA41-0PA0 |  | 3SB3500-2EA41-0PA0 | 1 | UN | 1 | 20 | D | D | N | N | 85389099 | 1 | 4011209679924 | 75 | G | 19.48 | 19.48 | CP20 | CP20 | 22MM METAL ROUND ACTUATOR: SELECTOR SWITCH MOMENTARY CONTACT TYPE 3 SWITCH POSITIONS I-O-II NON-ILLUMINATED WITH HOLDER GREEN, SOLVENT-RESISTANT NOT INSCRIBABLE WITH LASER !!! Phased-out product !!! SIRIUS ACT 3SU1 is successor Preferred successor type is >>3SU1052-2BM40-0AA0 + | - | 0 | 7
3SB3500-2EA41-0PA0-Z | B01 | 3SB3500-2EA41-0PA0-ZB01 | 1 | UN | 1 | 20 | D | D | N | N | 85389099 | 1 |  | 0.077 | KG | 17.96 | 17.96 | CP20 | CP20 | Selector switch, 22 mm, round, metal, green, 3 switch positions I-O-II, actuating angle 2x50 degrees, solvent-resistant, without holder !!! Phased-out product !!! SIRIUS ACT 3SU1 is the successor The preferred successor type is <<3SU1052-2BM40-0AA0>> | - | 0 | 7
3SB3500-2EA41-Z | B01 | 3SB3500-2EA41-ZB01 | 1 | UN | 1 | 20 | D | D | N | N | 85389099 | 1 | 4011209787933 | 75 | G | 17.96 | 17.96 | CP20 | CP20 | Selector switch, 22 mm, round, metal, green, 3 switch positions I-O-II, actuating angle 2x50 degrees, without holder !!! Phased-out product !!! SIRIUS ACT 3SU1 is the successor The preferred successor type is <<3SU1052-2BM40-0AA0>> | - | 0 | 7
3SB3500-2EA41-Z | B01X90 | 3SB3500-2EA41-ZB01X90 | 1 | UN | 1 | 10 | C | D | N | N | 85389099 | 50 |  | 75 | G | 17.96 | 17.96 | CP20 | CP20 | Selector switch, 22 mm, round, metal, green, 3 switch positions I-O-II, actuating angle 2x50 degrees, with holder, Z=50-unit pack !!! Phased-out product !!! SIRIUS ACT 3SU1 is the successor The preferred successor type is <<3SU1052-2BM40-0AA0-ZX90>> | - | 0 | 7
3SB3500-2EA41-Z | X90 | 3SB3500-2EA41-ZX90 | 1 | UN | 1 | 20 | D | D | N | N | 85389099 | 50 | 4011209746602 | 75 | G | 19.48 | 19.48 | CP20 | CP20 | Selector switch, 22 mm, round, metal, green, 3 switch positions I-O-II, actuating angle 2x50 degrees, with holder, Z=50-unit pack !!! Phased-out product !!! SIRIUS ACT 3SU1 is the successor The preferred successor type is <<3SU1052-2BM40-0AA0-ZX90 + 3SU1550-0AA10-0AA0>> | - | 0 | 7
3SB3500-2EA61 |  | 3SB3500-2EA61 | 1 | UN | 1 | 10 | C | D | N | N | 85389099 | 1 | 4011209410312 | 0.075 | KG | 19.48 | 19.48 | CP20 | CP20 | 22MM METAL ROUND ACTUATOR: SELECTOR SWITCH MOMENTARY CONTACT TYPE 3 SWITCH POSITIONS I-O-II NON-ILLUMINATED WITH HOLDER WHITE !!! Phased-out product !!! SIRIUS ACT 3SU1 is successor Preferred successor type is >>3SU1052-2BM60-0AA0 + 3SU1550-0AA10-0AA0<< |  | 0 | 7
3SB3500-2EA61-Z | B01 | 3SB3500-2EA61-ZB01 | 1 | UN | 1 | 20 | D | D | N | N | 85389099 | 1 | 4011209787940 | 75 | G | 17.96 | 17.96 | CP20 | CP20 | Selector switch, 22 mm, round, metal, white, 3 switch positions I-O-II, actuating angle 2x50 degrees, without holder !!! Phased-out product !!! SIRIUS ACT 3SU1 is the successor The preferred successor type is <<3SU1052-2BM60-0AA0>> | - | 0 | 7
3SB3500-2EA61-Z | B01X90 | 3SB3500-2EA61-ZB01X90 | 1 | UN | 1 | 10 | C | D | N | N | 85389099 | 50 |  | 75 | G | 17.96 | 17.96 | CP20 | CP20 | Selector switch, 22 mm, round, metal, white, 3 switch positions I-O-II, actuating angle 2x50 degrees, with holder, Z=50-unit pack !!! Phased-out product !!! SIRIUS ACT 3SU1 is the successor The preferred successor type is <<3SU1052-2BM60-0AA0-ZX90>> | - | 0 | 7
3SB3500-2EA61-Z | X90 | 3SB3500-2EA61-ZX90 | 1 | UN | 1 | 20 | D | D | N | N | 85389099 | 50 | 4011209746619 | 75 | G | 19.48 | 19.48 | CP20 | CP20 | Selector switch, 22 mm, round, metal, white, 3 switch positions I-O-II, actuating angle 2x50 degrees, with holder, Z=50-unit pack !!! Phased-out product !!! SIRIUS ACT 3SU1 is the successor The preferred successor type is <<3SU1052-2BM60-0AA0-ZX90 + 3SU1550-0AA10-0AA0>> | - | 0 | 7
3SB3500-2FA11 |  | 3SB3500-2FA11 | 1 | UN | 1 | 10 | C | D | N | N | 85389099 | 1 | 4011209410404 | 0.075 | KG | 19.76 | 19.76 | CP20 | CP20 | 22MM METAL ROUND ACTUATOR: SELECTOR SWITCH LEFT LATCH.,RI.MOMEN.CONT.TYPE 3 SWITCH POSITIONS I-O-II NON-ILLUMINATED WITH HOLDER BLACK !!! Phased-out product !!! SIRIUS ACT 3SU1 is successor Preferred successor type is >>3SU1052-2BN10-0AA0 + | - | 0 | 7
3SB3500-2FA11-0PA0 |  | 3SB3500-2FA11-0PA0 | 1 | UN | 1 | 20 | D | D | N | N | 85389099 | 1 | 4011209841659 | 0.077 | KG | 19.76 | 19.76 | CP20 | CP20 | 22MM METAL ROUND ACTUATOR: SELECTOR SWITCH LEFT LATCH.,RI.MOMEN.CONT.TYPE 3 SWITCH POSITIONS I-O-II NON-ILLUMINATED WITH HOLDER BLACK !!! Phased-out product !!! SIRIUS ACT 3SU1 is successor Preferred successor type is >>3SU1052-2BN10-0AA0 + | - | 0 | 7
3SB3500-2FA11-Z | B01 | 3SB3500-2FA11-ZB01 | 1 | UN | 1 | 10 | C | D | N | N | 85389099 | 1 | 4011209787964 | 75 | G | 18.24 | 18.24 | CP20 | CP20 | Selector switch, 22 mm, round, metal, black, 3 switch positions I-O-II, right momentary contact type, actuating angle 2x50 degrees, without holder !!! Phased-out product !!! SIRIUS ACT 3SU1 is the successor The preferred successor type is <<3SU1052-2BN10-0AA0>> | - | 0 | 7
3SB3500-2FA11-Z | B01X90 | 3SB3500-2FA11-ZB01X90 | 1 | UN | 1 | 10 | C | D | N | N | 85389099 | 50 |  | 75 | G | 18.24 | 18.24 | CP20 | CP20 | Selector switch, 22 mm, round, metal, black, 3 switch positions I-O-II, right momentary contact type, actuating angle 2x50 degrees, with holder, Z=50-unit pack !!! Phased-out product !!! SIRIUS ACT 3SU1 is the successor The preferred successor type is <<3SU1052-2BN10-0AA0-ZX90>> | - | 0 | 7
3SB3500-2FA11-Z | X90 | 3SB3500-2FA11-ZX90 | 1 | UN | 1 | 20 | D | D | N | N | 85389099 | 50 | 4011209746664 | 75 | G | 19.76 | 19.76 | CP20 | CP20 | Selector switch, 22 mm, round, metal, black, 3 switch positions I-O-II, right momentary contact type, actuating angle 2x50 degrees, with holder, Z=50-unit pack !!! Phased-out product !!! SIRIUS ACT 3SU1 is the successor The preferred successor type is <<3SU1052-2BN10-0AA0-ZX90 + 3SU1550-0AA10-0AA0>> | - | 0 | 7
3SB3500-2FA21 |  | 3SB3500-2FA21 | 1 | UN | 1 | 20 | D | D | N | N | 85389099 | 1 | 4011209410411 | 0.075 | KG | 19.76 | 19.76 | CP20 | CP20 | 22MM METAL ROUND ACTUATOR: SELECTOR SWITCH LEFT LATCH.,RI.MOMEN.CONT.TYPE 3 SWITCH POSITIONS I-O-II NON-ILLUMINATED WITH HOLDER RED !!! Phased-out product !!! SIRIUS ACT 3SU1 is successor Preferred successor type is >>3SU1052-2BN20-0AA0 + 3SU1550-0AA10-0AA0<< | - | 0 | 7
3SB3500-2FA21-Z | B01 | 3SB3500-2FA21-ZB01 | 1 | UN | 1 | 40 | X | D | N | N | 85389099 | 1 |  | 0.075 | KG | 18.24 | 18.24 | CP20 | CP20 | Selector switch, 22 mm, round, metal, red, 3 switch positions I-O-II, right momentary contact type, actuating angle 2x50 degrees, without holder !!! Phased-out product !!! SIRIUS ACT 3SU1 is the successor The preferred successor type is <<3SU1052-2BN20-0AA0>> | - | 0 | 7
3SB3500-2FA21-Z | B01X90 | 3SB3500-2FA21-ZB01X90 | 1 | UN | 1 | 10 | C | D | N | N | 85389099 | 50 |  | 75 | G | 18.24 | 18.24 | CP20 | CP20 | Selector switch, 22 mm, round, metal, red, 3 switch positions I-O-II, right momentary contact type, actuating angle 2x50 degrees, with holder, Z=50-unit pack !!! Phased-out product !!! SIRIUS ACT 3SU1 is the successor The preferred successor type is <<3SU1052-2BN20-0AA0-ZX90>> | - | 0 | 7
3SB3500-2FA21-Z | X90 | 3SB3500-2FA21-ZX90 | 1 | UN | 1 | 20 | D | D | N | N | 85389099 | 50 | 4011209746671 | 75 | G | 19.76 | 19.76 | CP20 | CP20 | Selector switch, 22 mm, round, metal, red, 3 switch positions I-O-II, right momentary contact type, actuating angle 2x50 degrees, with holder, Z=50-unit pack !!! Phased-out product !!! SIRIUS ACT 3SU1 is the successor The preferred successor type is <<3SU1052-2BN20-0AA0-ZX90 + 3SU1550-0AA10-0AA0>> | - | 0 | 7
3SB3500-2FA41 |  | 3SB3500-2FA41 | 1 | UN | 1 | 10 | C | D | N | N | 85389099 | 1 | 4011209410428 | 0.075 | KG | 19.76 | 19.76 | CP20 | CP20 | 22MM METAL ROUND ACTUATOR: SELECTOR SWITCH LEFT LATCH.,RI.MOMEN.CONT.TYPE 3 SWITCH POSITIONS I-O-II NON-ILLUMINATED WITH HOLDER GREEN !!! Phased-out product !!! SIRIUS ACT 3SU1 is successor Preferred successor type is >>3SU1052-2BN40-0AA0 + | - | 0 | 7
3SB3500-2FA41-Z | B01 | 3SB3500-2FA41-ZB01 | 1 | UN | 1 | 10 | C | D | N | N | 85389099 | 1 |  | 0.075 | KG | 18.24 | 18.24 | CP20 | CP20 | Selector switch, 22 mm, round, metal, green, 3 switch positions I-O-II, right momentary contact type, actuating angle 2x50 degrees, without holder !!! Phased-out product !!! SIRIUS ACT 3SU1 is the successor The preferred successor type is <<3SU1052-2BN40-0AA0>> | - | 0 | 7
3SB3500-2FA41-Z | B01X90 | 3SB3500-2FA41-ZB01X90 | 1 | UN | 1 | 10 | C | D | N | N | 85389099 | 50 |  | 75 | G | 18.24 | 18.24 | CP20 | CP20 | Selector switch, 22 mm, round, metal, green, 3 switch positions I-O-II, right momentary contact type, actuating angle 2x50 degrees, with holder, Z=50-unit pack !!! Phased-out product !!! SIRIUS ACT 3SU1 is the successor The preferred successor type is <<3SU1052-2BN40-0AA0-ZX90>> | - | 0 | 7
3SB3500-2FA41-Z | X90 | 3SB3500-2FA41-ZX90 | 1 | UN | 1 | 20 | D | D | N | N | 85389099 | 50 | 4011209746688 | 75 | G | 19.76 | 19.76 | CP20 | CP20 | Selector switch, 22 mm, round, metal, green, 3 switch positions I-O-II, right momentary contact type, actuating angle 2x50 degrees, with holder, Z=50-unit pack !!! Phased-out product !!! SIRIUS ACT 3SU1 is the successor The preferred successor type is <<3SU1052-2BN40-0AA0-ZX90 + 3SU1550-0AA10-0AA0>> | - | 0 | 7
3SB3500-2FA61 |  | 3SB3500-2FA61 | 1 | UN | 1 | 10 | C | D | N | N | 85389099 | 1 | 4011209410435 | 0.075 | KG | 19.76 | 19.76 | CP20 | CP20 | 22MM METAL ROUND ACTUATOR: SELECTOR SWITCH LEFT LATCH.,RI.MOMEN.CONT.TYPE 3 SWITCH POSITIONS I-O-II NON-ILLUMINATED WITH HOLDER WHITE !!! Phased-out product !!! SIRIUS ACT 3SU1 is successor Preferred successor type is >>3SU1052-2BN60-0AA0 + | - | 0 | 7
3SB3500-2FA61-Z | B01 | 3SB3500-2FA61-ZB01 | 1 | UN | 1 | 20 | D | D | N | N | 85389099 | 1 | 4011209787971 | 75 | G | 18.24 | 18.24 | CP20 | CP20 | Selector switch, 22 mm, round, metal, white, 3 switch positions I-O-II, right momentary contact type, actuating angle 2x50 degrees, without holder !!! Phased-out product !!! SIRIUS ACT 3SU1 is the successor The preferred successor type is <<3SU1052-2BN60-0AA0>> | - | 0 | 7
3SB3500-2FA61-Z | B01X90 | 3SB3500-2FA61-ZB01X90 | 1 | UN | 1 | 10 | C | D | N | N | 85389099 | 50 |  | 75 | G | 18.24 | 18.24 | CP20 | CP20 | Selector switch, 22 mm, round, metal, white, 3 switch positions I-O-II, right momentary contact type, actuating angle 2x50 degrees, with holder, Z=50-unit pack !!! Phased-out product !!! SIRIUS ACT 3SU1 is the successor The preferred successor type is <<3SU1052-2BN60-0AA0-ZX90>> | - | 0 | 7
3SB3500-2FA61-Z | X90 | 3SB3500-2FA61-ZX90 | 1 | UN | 1 | 20 | D | D | N | N | 85389099 | 50 | 4011209746695 | 75 | G | 19.76 | 19.76 | CP20 | CP20 | Selector switch, 22 mm, round, metal, white, 3 switch positions I-O-II, right momentary contact type, actuating angle 2x50 degrees, with holder, Z=50-unit pack !!! Phased-out product !!! SIRIUS ACT 3SU1 is the successor The preferred successor type is <<3SU1052-2BN60-0AA0-ZX90 + 3SU1550-0AA10-0AA0>> | - | 0 | 7
3SB3500-2GA11 |  | 3SB3500-2GA11 | 1 | UN | 1 | 10 | C | D | N | N | 85389099 | 1 | 4011209410367 | 0.075 | KG | 19.76 | 19.76 | CP20 | CP20 | 22MM METAL ROUND ACTUATOR: SELECTOR SWITCH RIGHT LATCH.,LE.MOMEN.CONT.TYPE 3 SWITCH POSITIONS I-O-II NON-ILLUMINATED WITH HOLDER BLACK !!! Phased-out product !!! SIRIUS ACT 3SU1 is successor Preferred successor type is >>3SU1052-2BP10-0AA0 + | - | 0 | 7
3SB3500-2GA11-0PA0 |  | 3SB3500-2GA11-0PA0 | 1 | UN | 1 | 20 | D | D | N | N | 85389099 | 1 | 4011209698178 | 75 | G | 19.76 | 19.76 | CP20 | CP20 | ROUND ACTUATOR KNOB, I-O-II LATCHING ON RIGHT, MOMENT. CONTACT ON LEFT ACTUATING ANGLE 2 X 50 DEGR. W. HOLDER, NOT ILLUMIN., METAL, BLACK SOLVENT-RESISTANT !!! Phased-out product !!! SIRIUS ACT 3SU1 is successor Preferred successor type is >>3SU1052-2BP10-0AA0 + | - | 0 | 7
3SB3500-2GA11-Z | B01 | 3SB3500-2GA11-ZB01 | 1 | UN | 1 | 10 | C | D | N | N | 85389099 | 1 | 4011209787957 | 75 | G | 18.24 | 18.24 | CP20 | CP20 | Selector switch, 22 mm, round, metal, black, 3 switch positions I-O-II, right latching, actuating angle 2x50 degrees, without holder !!! Phased-out product !!! SIRIUS ACT 3SU1 is the successor The preferred successor type is <<3SU1052-2BP10-0AA0>> | - | 0 | 7
3SB3500-2GA11-Z | B01X90 | 3SB3500-2GA11-ZB01X90 | 1 | UN | 1 | 10 | C | D | N | N | 85389099 | 50 |  | 75 | G | 18.24 | 18.24 | CP20 | CP20 | Selector switch, 22 mm, round, metal, black, 3 switch positions I-O-II, right latching, actuating angle 2x50 degrees, with holder, Z=50-unit pack !!! Phased-out product !!! SIRIUS ACT 3SU1 is the successor The preferred successor type is <<3SU1052-2BP10-0AA0-ZX90>> | - | 0 | 7
3SB3500-2GA11-Z | X90 | 3SB3500-2GA11-ZX90 | 1 | UN | 1 | 20 | D | D | N | N | 85389099 | 50 | 4011209746626 | 75 | G | 19.76 | 19.76 | CP20 | CP20 | Selector switch, 22 mm, round, metal, black, 3 switch positions I-O-II, right latching, actuating angle 2x50 degrees, with holder, Z=50-unit pack !!! Phased-out product !!! SIRIUS ACT 3SU1 is the successor The preferred successor type is <<3SU1052-2BP10-0AA0-ZX90 + 3SU1550-0AA10-0AA0>> | - | 0 | 7
3SB3500-2GA21 |  | 3SB3500-2GA21 | 1 | UN | 1 | 10 | C | D | N | N | 85389099 | 1 | 4011209410374 | 0.075 | KG | 19.76 | 19.76 | CP20 | CP20 | selector switch, 22 mm, round, metal, red, selector switch, short, 3 switch positions I-O-II, momentary contact on the left, latching on the right, Actuating angle 2x50 degrees, with holder !!! Phased-out product !!! Successor is SIRIUS ACT 3SU1 Preferred successor type is >>3SU1052-2BP20-0AA0 + 3SU15000AA100AA0 << | - | 0 | 7
3SB3500-2GA21-Z | B01 | 3SB3500-2GA21-ZB01 | 1 | UN | 1 | 10 | C | D | N | N | 85389099 | 1 |  | 0.075 | KG | 18.24 | 18.24 | CP20 | CP20 | Selector switch, 22 mm, round, metal, red, 3 switch positions I-O-II, latching on the right, actuating angle 2x50 degrees, without holder !!! Phased-out product !!! Successor is SIRIUS ACT 3SU1 Preferred successor type is <<3SU1052-2BP20-0AA0>> | - | 0 | 7
3SB3500-2GA21-Z | B01X90 | 3SB3500-2GA21-ZB01X90 | 1 | UN | 1 | 10 | C | D | N | N | 85389099 | 50 |  | 75 | G | 18.24 | 18.24 | CP20 | CP20 | Selector switch, 22 mm, round, metal, red, 3 switch positions I-O-II, latching on the right, actuating angle 2x50 degrees, with holder, Z=50-unit pack !!! Phased-out product !!! Successor is SIRIUS ACT 3SU1 Preferred successor type is <<3SU1052-2BP20-0AA0-ZX90>> | - | 0 | 7
3SB3500-2GA21-Z | X90 | 3SB3500-2GA21-ZX90 | 1 | UN | 1 | 20 | D | D | N | N | 85389099 | 50 | 4011209746633 | 75 | G | 19.76 | 19.76 | CP20 | CP20 | Selector switch, 22 mm, round, Metal, Red, 3 switch positions I-O-II, Latching on the right, Actuating angle 2x50 degrees, With holder, Z=50-unit packaging !!! Phased-out product !!! Successor is SIRIUS ACT 3SU1 Preferred successor type is >>3SU1052-2BP20-0AA0 + 3SU15000AA100AA0 << | - | 0 | 7
3SB3500-2GA41 |  | 3SB3500-2GA41 | 1 | UN | 1 | 10 | C | D | N | N | 85389099 | 1 | 4011209410381 | 0.075 | KG | 19.76 | 19.76 | CP20 | CP20 | 22MM METAL ROUND ACTUATOR: SELECTOR SWITCH RIGHT LATCH.,LE.MOMEN.CONT.TYPE 3 SWITCH POSITIONS I-O-II NON-ILLUMINATED WITH HOLDER GREEN !!! Phased-out product !!! SIRIUS ACT 3SU1 is successor | - | 0 | 7
3SB3500-2GA41-Z | B01 | 3SB3500-2GA41-ZB01 | 1 | UN | 1 | 10 | C | D | N | N | 85389099 | 1 |  | 0.075 | KG | 18.24 | 18.24 | CP20 | CP20 | Selector switch, 22 mm, round, metal, green, 3 switch positions I-O-II, latching on the right, actuating angle 2x50 degrees, without holder !!! Phased-out product !!! Successor is SIRIUS ACT 3SU1 <<3SU1052-2BP40-0AA0>> | - | 0 | 7
3SB3500-2GA41-Z | B01X90 | 3SB3500-2GA41-ZB01X90 | 1 | UN | 1 | 10 | C | D | N | N | 85389099 | 50 |  | 75 | G | 18.24 | 18.24 | CP20 | CP20 | Selector switch, 22 mm, round, metal, green, 3 switch positions I-O-II, latching on the right, actuating angle 2x50 degrees, with holder, Z=50-unit pack !!! Phased-out product !!! Successor is SIRIUS ACT 3SU1 <<3SU1052-2BP40-0AA0-ZX90>> | - | 0 | 7
3SB3500-2GA41-Z | X90 | 3SB3500-2GA41-ZX90 | 1 | UN | 1 | 20 | D | D | N | N | 85389099 | 50 | 4011209746640 | 75 | G | 19.76 | 19.76 | CP20 | CP20 | Selector switch, 22 mm, round, metal, green, 3 switch positions I-O-II, right latching, actuating angle 2x50 degrees, with holder, Z=50-unit pack !!! Phased-out product !!! SIRIUS ACT 3SU1 is the successor | - | 0 | 7
3SB3500-2GA61 |  | 3SB3500-2GA61 | 1 | UN | 1 | 10 | C | D | N | N | 85389099 | 1 | 4011209410398 | 0.075 | KG | 19.76 | 19.76 | CP20 | CP20 | 22MM METAL ROUND ACTUATOR: SELECTOR SWITCH RIGHT LATCH.,LE.MOMEN.CONT.TYPE 3 SWITCH POSITIONS I-O-II NON-ILLUMINATED WITH HOLDER WHITE !!! Phased-out product !!! SIRIUS ACT 3SU1 is successor Preferred successor type is >>3SU1052-2BP60-0AA0 + | - | 0 | 7
3SB3500-2GA61-Z | B01 | 3SB3500-2GA61-ZB01 | 1 | UN | 1 | 10 | C | D | N | N | 85389099 | 1 |  | 0.075 | KG | 18.24 | 18.24 | CP20 | CP20 | Selector switch, 22 mm, round, metal, white, 3 switch positions I-O-II, latching on the right, actuating angle 2x50 degrees, without holder !!! Phased-out product !!! Successor is SIRIUS ACT 3SU1 Preferred successor type is <<3SU1052-2BP20-0AA0>> | - | 0 | 7
3SB3500-2GA61-Z | B01X90 | 3SB3500-2GA61-ZB01X90 | 1 | UN | 1 | 10 | C | D | N | N | 85389099 | 50 |  | 75 | G | 18.24 | 18.24 | CP20 | CP20 | Selector switch, 22 mm, round, metal, white, 3 switch positions I-O-II, latching on the right, actuating angle 2x50 degrees, with holder, Z=50-unit pack !!! Phased-out product !!! Successor is SIRIUS ACT 3SU1 Preferred successor type is <<3SU1052-2BP40-0AA0-ZX90>> | - | 0 | 7
3SB3500-2GA61-Z | X90 | 3SB3500-2GA61-ZX90 | 1 | UN | 1 | 20 | D | D | N | N | 85389099 | 50 | 4011209746657 | 75 | G | 19.76 | 19.76 | CP20 | CP20 | Selector switch, 22 mm, round, metal, white, 3 switch positions I-O-II, right latching, actuating angle 2x50 degrees, with holder, Z=50-unit pack !!! Phased-out product !!! SIRIUS ACT 3SU1 is the successor The preferred successor type is <<3SU1052-2BP60-0AA0-ZX90 + 3SU1550-0AA10-0AA0>> | - | 0 | 7
3SB3500-2HA11 |  | 3SB3500-2HA11 | 1 | UN | 1 | 2 | A | D | N | N | 85389099 | 1 | 4011209550988 | 0.075 | KG | 19.48 | 19.48 | CP20 | CP20 | Toggle switch, 22 mm, round, metal, black, knob, short, 2 switch positions O-I, latching, actuating angle 90 degrees, 10/2 o'clock with holder !!! Phased-out product !!! Successor is SIRIUS ACT 3SU1 Preferred successor type is >>3SU1052-2BF10-0AA0 + 3SU1550-0AA10-0AA0<< |  | 0 | 7
3SB3500-2HA11-0PA0 |  | 3SB3500-2HA11-0PA0 | 1 | UN | 1 | 10 | C | D | N | N | 85389099 | 1 | 4011209680272 | 0.075 | KG | 19.48 | 19.48 | CP20 | CP20 | Toggle switch, 22 mm, round, metal, black, knob, short, 2 switch positions O-I, latching, actuating angle 90 degrees, 10/2 o'clock solvent-resistant, with holder !!! Phased-out product !!! Successor is SIRIUS ACT 3SU1 Preferred successor type is >>3SU1052-2BF10-0AA0 + 3SU1550-0AA10-0AA0<< | - | 0 | 7
3SB3500-2HA11-0PA0-Z | B01 | 3SB3500-2HA11-0PA0-ZB01 | 1 | UN | 1 | 10 | C | D | N | N | 85389099 | 1 |  | 0.077 | KG | 17.96 | 17.96 | CP20 | CP20 | Toggle switch, 22 mm, round, metal, black, 2 switch positions O-I, actuating angle 90 degrees, 10/2 o'clock solvent-resistant, without holder !!! Phased-out product !!! Successor is SIRIUS ACT 3SU1 Preferred successor type is <<3SU1052-2BF10-0AA0>> | - | 0 | 7
3SB3500-2HA11-Z | B01 | 3SB3500-2HA11-ZB01 | 1 | UN | 1 | 10 | C | D | N | N | 85389099 | 1 | 4011209787988 | 75 | G | 17.96 | 17.96 | CP20 | CP20 | Toggle switch, 22 mm, round, metal, black, 2 switch positions O-I, actuating angle 90 degrees, 10/2 o'clock without holder !!! Phased-out product !!! Successor is SIRIUS ACT 3SU1 Preferred successor type is <<3SU1052-2BF10-0AA0>> | - | 0 | 7
3SB3500-2HA11-Z | B01X90 | 3SB3500-2HA11-ZB01X90 | 1 | UN | 1 | 10 | C | D | N | N | 85389099 | 50 |  | 75 | G | 17.96 | 17.96 | CP20 | CP20 | Toggle switch, 22 mm, round, metal, black, 2 switch positions O-I, actuating angle 90 degrees, 10/2 o'clock with holder, Z=50-unit packaging !!! Phased-out product !!! Successor is SIRIUS ACT 3SU1 Preferred successor type is <<3SU1052-2BF10-0AA0-ZX90>> | - | 0 | 7
3SB3500-2HA11-Z | X90 | 3SB3500-2HA11-ZX90 | 1 | UN | 1 | 20 | D | D | N | N | 85389099 | 50 | 4011209746701 | 75 | G | 19.48 | 19.48 | CP20 | CP20 | Selector switch, 22 mm, round, metal, black, 2 switch positions O-I, actuating angle 90 degrees, 10/14 hundred hours with holder, Z=50-unit pack !!! Phased-out product !!! SIRIUS ACT 3SU1 is the successor The preferred successor type is <<3SU1052-2BF60-0AA0-ZX90 + 3SU1550-0AA10-0AA0>> | - | 0 | 7
3SB3500-2HA21 |  | 3SB3500-2HA21 | 1 | UN | 1 | 5 | B | D | N | N | 85389099 | 1 | 4011209550995 | 0.075 | KG | 19.48 | 19.48 | CP20 | CP20 | 22MM METAL ROUND ACTUATOR: SELECTOR SWITCH LATCHING 2 SWITCH POSITIONS O-I NON-ILLUMINATED WITH HOLDER RED !!! Phased-out product !!! SIRIUS ACT 3SU1 is successor Preferred successor type is >>3SU1052-2BF20-0AA0 + 3SU1550-0AA10-0AA0<< |  | 0 | 7
3SB3500-2HA21-0PA0 |  | 3SB3500-2HA21-0PA0 | 1 | UN | 1 | 20 | D | D | N | N | 85389099 | 1 | 4011209679788 | 75 | G | 19.48 | 19.48 | CP20 | CP20 | 22MM METAL ROUND ACTUATOR: SELECTOR SWITCH LATCHING 2 SWITCH POSITIONS O-I NON-ILLUMINATED WITH HOLDER RED, SOLVENT-RESISTANT NOT INSCRIBABLE WITH LASER !!! Phased-out product !!! SIRIUS ACT 3SU1 is successor Preferred successor type is >>3SU1052-2BF20-0AA0 + | - | 0 | 7
3SB3500-2HA21-0PA0-Z | B01 | 3SB3500-2HA21-0PA0-ZB01 | 1 | UN | 1 | 10 | C | D | N | N | 85389099 | 1 |  | 75 | G | 17.96 | 17.96 | CP20 | CP20 | Selector switch, 22 mm, round, metal, red, 2 switch positions O-I, actuating angle 90 degrees, 10/14 hundred hours solvent-resistant, without holder !!! Phased-out product !!! SIRIUS ACT 3SU1 is the successor The preferred successor type is <<3SU1052-2BF20-0AA0>> | - | 0 | 7
3SB3500-2HA21-Z | B01 | 3SB3500-2HA21-ZB01 | 1 | UN | 1 | 5 | B | D | N | N | 85389099 | 1 |  | 0.075 | KG | 17.96 | 17.96 | CP20 | CP20 | Selector switch, 22 mm, round, metal, red, 2 switch positions O-I, actuating angle 90 degrees, 10/14 hundred hours without holder !!! Phased-out product !!! SIRIUS ACT 3SU1 is the successor The preferred successor type is <<3SU1052-2BF20-0AA0>> | - | 0 | 7
3SB3500-2HA21-Z | B01X90 | 3SB3500-2HA21-ZB01X90 | 1 | UN | 1 | 10 | C | D | N | N | 85389099 | 50 |  | 75 | G | 17.96 | 17.96 | CP20 | CP20 | Selector switch, 22 mm, round, metal, red, 2 switch positions O-I, actuating angle 90 degrees, 10/14 hundred hours with holder, Z=50-unit pack !!! Phased-out product !!! SIRIUS ACT 3SU1 is the successor The preferred successor type is <<3SU1052-2BF20-0AA0-ZX90>> | - | 0 | 7
3SB3500-2HA21-Z | X90 | 3SB3500-2HA21-ZX90 | 1 | UN | 1 | 20 | D | D | N | N | 85389099 | 50 | 4011209746718 | 75 | G | 19.48 | 19.48 | CP20 | CP20 | Selector switch, 22 mm, round, metal, red, 2 switch positions O-I, actuating angle 90 degrees, 10/14 hundred hours with holder, Z=50-unit pack !!! Phased-out product !!! SIRIUS ACT 3SU1 is the successor The preferred successor type is <<3SU1052-2BF20-0AA0-ZX90 + 3SU1550-0AA10-0AA0>> | - | 0 | 7
3SB3500-2HA41 |  | 3SB3500-2HA41 | 1 | UN | 1 | 10 | C | D | N | N | 85389099 | 1 | 4011209551008 | 0.075 | KG | 19.48 | 19.48 | CP20 | CP20 | 22MM METAL ROUND ACTUATOR: SELECTOR SWITCH LATCHING 2 SWITCH POSITIONS O-I NON-ILLUMINATED WITH HOLDER GREEN !!! Phased-out product !!! SIRIUS ACT 3SU1 is successor Preferred successor type is >>3SU1052-2BF40-0AA0 + 3SU1550-0AA10-0AA0<< |  | 0 | 7
3SB3500-2HA41-0PA0 |  | 3SB3500-2HA41-0PA0 | 1 | UN | 1 | 20 | D | D | N | N | 85389099 | 1 | 4011209679948 | 75 | G | 19.48 | 19.48 | CP20 | CP20 | 22MM METAL ROUND ACTUATOR: SELECTOR SWITCH LATCHING 2 SWITCH POSITIONS O-I NON-ILLUMINATED WITH HOLDER GREEN, SOLVENT-RESISTANT NOT INSCRIBABLE WITH LASER !!! Phased-out product !!! SIRIUS ACT 3SU1 is successor Preferred successor type is >>3SU1052-2BF40-0AA0 + | - | 0 | 7
3SB3500-2HA41-0PA0-Z | B01 | 3SB3500-2HA41-0PA0-ZB01 | 1 | UN | 1 | 10 | C | D | N | N | 85389099 | 1 |  | 75 | G | 17.96 | 17.96 | CP20 | CP20 | Selector switch, 22 mm, round, metal, green, 2 switch positions O-I, actuating angle 90 degrees, 10/14 hundred hours solvent-resistant, without holder !!! Phased-out product !!! SIRIUS ACT 3SU1 is the successor The preferred successor type is <<3SU1052-2BF40-0AA0>> | - | 0 | 7
3SB3500-2HA41-Z | B01 | 3SB3500-2HA41-ZB01 | 1 | UN | 1 | 10 | C | D | N | N | 85389099 | 1 |  | 0.075 | KG | 17.96 | 17.96 | CP20 | CP20 | Selector switch, 22 mm, round, metal, green, 2 switch positions O-I, actuating angle 90 degrees, 10/14 hundred hours without holder !!! Phased-out product !!! SIRIUS ACT 3SU1 is the successor The preferred successor type is <<3SU1052-2BF40-0AA0>> | - | 0 | 7
3SB3500-2HA61 |  | 3SB3500-2HA61 | 1 | UN | 1 | 10 | C | D | N | N | 85389099 | 1 | 4011209551015 | 0.075 | KG | 19.48 | 19.48 | CP20 | CP20 | 22MM METAL ROUND ACTUATOR: SELECTOR SWITCH LATCHING 2 SWITCH POSITIONS O-I NON-ILLUMINATED WITH HOLDER WHITE !!! Phased-out product !!! SIRIUS ACT 3SU1 is successor Preferred successor type is >>3SU1052-2BF60-0AA0 + 3SU1550-0AA10-0AA0<< |  | 0 | 7
3SB3500-2HA61-Z | B01 | 3SB3500-2HA61-ZB01 | 1 | UN | 1 | 20 | D | D | N | N | 85389099 | 1 |  | 0.077 | KG | 17.96 | 17.96 | CP20 | CP20 | Selector switch, 22 mm, round, metal, white, 2 switch positions O-I, actuating angle 90 degrees, 10/14 hundred hours without holder !!! Phased-out product !!! SIRIUS ACT 3SU1 is the successor The preferred successor type is <<3SU1052-2BF60-0AA0>> | - | 0 | 7
3SB3500-2HA61-Z | B01X90 | 3SB3500-2HA61-ZB01X90 | 1 | UN | 1 | 10 | C | D | N | N | 85389099 | 50 |  | 75 | G | 17.96 | 17.96 | CP20 | CP20 | Selector switch, 22 mm, round, metal, white, 2 switch positions O-I, actuating angle 90 degrees, 10/14 hundred hours with holder, Z=50-unit pack !!! Phased-out product !!! SIRIUS ACT 3SU1 is the successor The preferred successor type is <<3SU1052-2BF60-0AA0-ZX90>> | - | 0 | 7
3SB3500-2HA61-Z | X90 | 3SB3500-2HA61-ZX90 | 1 | UN | 1 | 20 | D | D | N | N | 85389099 | 50 | 4011209746725 | 75 | G | 19.48 | 19.48 | CP20 | CP20 | Selector switch, 22 mm, round, metal, white, 2 switch positions O-I, actuating angle 90 degrees, 10/14 hundred hours with holder, Z=50-unit pack !!! Phased-out product !!! SIRIUS ACT 3SU1 is the successor The preferred successor type is <<3SU1052-2BF60-0AA0-ZX90 + 3SU1550-0AA10-0AA0>> | - | 0 | 7
3SB3500-2KA11 |  | 3SB3500-2KA11 | 1 | UN | 1 | 2 | A | D | N | N | 85389099 | 1 | 4011209410152 | 0.075 | KG | 19.48 | 19.48 | CP20 | CP20 | Toggle switch, 22 mm, round, metal, black, knob, short, 2 switch positions O-I, latching, actuating angle 50 degrees, 11/1 o'clock, with holder !!! Phased-out product !!! Successor is SIRIUS ACT 3SU1 Preferred successor type is >>3SU1052-2BF10-0AA0 + 3SU1550-0AA10-0AA0<< |  | 0 | 7
3SB3500-2KA11-0PA0 |  | 3SB3500-2KA11-0PA0 | 1 | UN | 1 | 10 | C | D | N | N | 85389099 | 1 | 4011209673588 | 0.075 | KG | 19.48 | 19.48 | CP20 | CP20 | Toggle switch, 22 mm, round, metal, black, knob, short, 2 switch positions O-I, latching, actuating angle 50 degrees, 11/1 o'clock, solvent-resistant, with holder !!! Phased-out product !!! Successor is SIRIUS ACT 3SU1 Preferred successor type is >>3SU1052-2BF10-0AA0 + 3SU1550-0AA10-0AA0<< | - | 0 | 7
3SB3500-2KA11-0PA0-Z | B01 | 3SB3500-2KA11-0PA0-ZB01 | 1 | UN | 1 | 10 | C | D | N | N | 85389099 | 1 |  | 0.078 | KG | 17.96 | 17.96 | CP20 | CP20 | Toggle switch, 22 mm, round, metal, black, 2 switch positions O-I, actuating angle 50 degrees, 11/1 o'clock, solvent-resistant, without holder !!! Phased-out product !!! Successor is SIRIUS ACT 3SU1 Preferred successor type is <<3SU1052-2BF10-0AA0>> | - | 0 | 7
3SB3500-2KA11-Z | B01 | 3SB3500-2KA11-ZB01 | 1 | UN | 1 | 2 | A | D | N | N | 85389099 | 1 | 4011209519398 | 75 | G | 17.96 | 17.96 | CP20 | CP20 | Toggle switch, 22 mm, round, metal, black, 2 switch positions O-I, actuating angle 50 degrees, 11/1 o'clock, without holder !!! Phased-out product !!! Successor is SIRIUS ACT 3SU1 Preferred successor type is <<3SU1052-2BF10-0AA0>> | - | 0 | 7
3SB3500-2KA11-Z | B01X90 | 3SB3500-2KA11-ZB01X90 | 1 | UN | 1 | 10 | C | D | N | N | 85389099 | 50 |  | 75 | G | 17.96 | 17.96 | CP20 | CP20 | Toggle switch, 22 mm, round, metal, black, 2 switch positions O-I, actuating angle 50 degrees, 11/1 o'clock, with holder, Z=50-unit packaging !!! Phased-out product !!! Successor is SIRIUS ACT 3SU1 Preferred successor type is <<3SU1052-2BF10-0AA0-ZX90>> | - | 0 | 7
3SB3500-2KA11-Z | X90 | 3SB3500-2KA11-ZX90 | 1 | UN | 1 | 20 | D | D | N | N | 85389099 | 50 | 4011209746466 | 75 | G | 19.48 | 19.48 | CP20 | CP20 | Selector switch, 22 mm, round, metal, black, 2 switch positions O-I, actuating angle 50 degrees, 11/13 hundred hours, with holder, Z=50-unit pack !!! Phased-out product !!! SIRIUS ACT 3SU1 is the successor The preferred successor type is <<3SU1052-2BF60-0AA0-ZX90 + 3SU1550-0AA10-0AA0>> | - | 0 | 7
3SB3500-2KA21 |  | 3SB3500-2KA21 | 1 | UN | 1 | 10 | C | D | N | N | 85389099 | 1 | 4011209410169 | 0.075 | KG | 19.48 | 19.48 | CP20 | CP20 | 22MM METAL ROUND ACTUATOR: SELECTOR SWITCH LATCHING 2 SWITCH POSITIONS O-I NON-ILLUMINATED WITH HOLDER RED !!! Phased-out product !!! SIRIUS ACT 3SU1 is successor Preferred successor type is >>3SU1052-2BF20-0AA0 + 3SU1550-0AA10-0AA0<< |  | 0 | 7
3SB3500-2KA21-0PA0 |  | 3SB3500-2KA21-0PA0 | 1 | UN | 1 | 20 | D | D | N | N | 85389099 | 1 | 4011209679795 | 0.075 | KG | 19.48 | 19.48 | CP20 | CP20 | 22MM METAL ROUND ACTUATOR: SELECTOR SWITCH LATCHING 2 SWITCH POSITIONS O-I NON-ILLUMINATED WITH HOLDER RED, SOLVENT-RESISTANT NOT INSCRIBABLE WITH LASER !!! Phased-out product !!! SIRIUS ACT 3SU1 is successor Preferred successor type is >>3SU1052-2BF20-0AA0 + | - | 0 | 7
3SB3500-2KA21-0PA0-Z | B01 | 3SB3500-2KA21-0PA0-ZB01 | 1 | UN | 1 | 30 | D | D | EAR99 | N | 85389099 | 1 |  | 0.082 | KG | 17.96 | 17.96 | CP20 | CP20 | Selector switch, 22 mm, round, metal, red, 2 switch positions O-I, actuating angle 50 degrees, 11/13 hundred hours, solvent-resistant, without holder !!! Phased-out product !!! SIRIUS ACT 3SU1 is the successor The preferred successor type is <<3SU1052-2BF20-0AA0>> | - | 0 | 7
3SB3500-2KA21-Z | B01 | 3SB3500-2KA21-ZB01 | 1 | UN | 1 | 10 | C | D | N | N | 85389099 | 1 |  | 0.075 | KG | 17.96 | 17.96 | CP20 | CP20 | Selector switch, 22 mm, round, metal, red, 2 switch positions O-I, actuating angle 50 degrees, 11/13 hundred hours, without holder !!! Phased-out product !!! SIRIUS ACT 3SU1 is the successor The preferred successor type is <<3SU1052-2BF20-0AA0>> | - | 0 | 7
3SB3500-2KA21-Z | B01X90 | 3SB3500-2KA21-ZB01X90 | 1 | UN | 1 | 10 | C | D | N | N | 85389099 | 50 |  | 75 | G | 17.96 | 17.96 | CP20 | CP20 | Selector switch, 22 mm, round, metal, red, 2 switch positions O-I, actuating angle 50 degrees, 11/13 hundred hours, with holder, Z=50-unit pack !!! Phased-out product !!! SIRIUS ACT 3SU1 is the successor The preferred successor type is <<3SU1052-2BF20-0AA0-ZX90>> | - | 0 | 7
3SB3500-2KA21-Z | X90 | 3SB3500-2KA21-ZX90 | 1 | UN | 1 | 20 | D | D | N | N | 85389099 | 50 | 4011209746473 | 75 | G | 19.48 | 19.48 | CP20 | CP20 | Selector switch, 22 mm, round, metal, red, 2 switch positions O-I, actuating angle 50 degrees, 11/13 hundred hours, with holder, Z=50-unit pack !!! Phased-out product !!! SIRIUS ACT 3SU1 is the successor The preferred successor type is <<3SU1052-2BF20-0AA0-ZX90 + 3SU1550-0AA10-0AA0>> | - | 0 | 7
3SB3500-2KA31 |  | 3SB3500-2KA31 | 1 | UN | 1 | 20 | D | D | N | N | 85389099 | 1 | 4011209536791 | 0.075 | KG | 19.48 | 19.48 | CP20 | CP20 | 22MM METAL ROUND ACTUATOR: SELECTOR SWITCH LATCHING 2 SWITCH POSITIONS O-I NON-ILLUMINATED WITH HOLDER YELLOW !!! Phased-out product !!! SIRIUS ACT 3SU1 is successor Preferred successor type is >>3SU1052-2BF60-0AA0 + 3SU1550-0AA10-0AA0<< | - | 0 | 7
3SB3500-2KA31-Z | B01 | 3SB3500-2KA31-ZB01 | 1 | UN | 1 | 40 | X | D | N | N | 85389099 | 1 |  | 0.075 | KG | 17.96 | 17.96 | CP20 | CP20 | Selector switch, 22 mm, round, metal, yellow, 2 switch positions O-I, actuating angle 50 degrees, 11/13 hundred hours, without holder !!! Phased-out product !!! SIRIUS ACT 3SU1 is the successor The preferred successor type is <<3SU1052-2BF60-0AA0>> | - | 0 | 7
3SB3500-2KA41 |  | 3SB3500-2KA41 | 1 | UN | 1 | 10 | C | D | N | N | 85389099 | 1 | 4011209410176 | 0.075 | KG | 19.48 | 19.48 | CP20 | CP20 | 22MM METAL ROUND ACTUATOR: SELECTOR SWITCH LATCHING 2 SWITCH POSITIONS O-I NON-ILLUMINATED WITH HOLDER GREEN !!! Phased-out product !!! SIRIUS ACT 3SU1 is successor Preferred successor type is >>3SU1052-2BF40-0AA0 + 3SU1550-0AA10-0AA0<< |  | 0 | 7
3SB3500-2KA41-0PA0 |  | 3SB3500-2KA41-0PA0 | 1 | UN | 1 | 20 | D | D | N | N | 85389099 | 1 | 4011209679955 | 75 | G | 19.48 | 19.48 | CP20 | CP20 | 22MM METAL ROUND ACTUATOR: SELECTOR SWITCH LATCHING 2 SWITCH POSITIONS O-I NON-ILLUMINATED WITH HOLDER RED, SOLVENT-RESISTANT NOT INSCRIBABLE WITH LASER !!! Phased-out product !!! SIRIUS ACT 3SU1 is successor Preferred successor type is >>3SU1052-2BF40-0AA0 + | - | 0 | 7
3SB3500-2KA41-0PA0-Z | B01 | 3SB3500-2KA41-0PA0-ZB01 | 1 | UN | 1 | 10 | C | D | N | N | 85389099 | 1 |  | 75 | G | 17.96 | 17.96 | CP20 | CP20 | Selector switch, 22 mm, round, metal, green, 2 switch positions O-I, actuating angle 50 degrees, 11/13 hundred hours, solvent-resistant, without holder !!! Phased-out product !!! SIRIUS ACT 3SU1 is the successor The preferred successor type is <<3SU1052-2BF40-0AA0>> | - | 0 | 7
3SB3500-2KA41-Z | B01 | 3SB3500-2KA41-ZB01 | 1 | UN | 1 | 10 | C | D | N | N | 85389099 | 1 |  | 0.075 | KG | 17.96 | 17.96 | CP20 | CP20 | Selector switch, 22 mm, round, metal, green, 2 switch positions O-I, actuating angle 50 degrees, 11/13 hundred hours, without holder !!! Phased-out product !!! SIRIUS ACT 3SU1 is the successor The preferred successor type is <<3SU1052-2BF40-0AA0>> | - | 0 | 7
3SB3500-2KA41-Z | B01X90 | 3SB3500-2KA41-ZB01X90 | 1 | UN | 1 | 10 | C | D | N | N | 85389099 | 50 |  | 75 | G | 17.96 | 17.96 | CP20 | CP20 | Selector switch, 22 mm, round, metal, green, 2 switch positions O-I, actuating angle 50 degrees, 11/13 hundred hours, with holder, Z=50-unit pack !!! Phased-out product !!! SIRIUS ACT 3SU1 is the successor The preferred successor type is <<3SU1052-2BF40-0AA0-ZX90>> | - | 0 | 7
3SB3500-2KA41-Z | X90 | 3SB3500-2KA41-ZX90 | 1 | UN | 1 | 20 | D | D | N | N | 85389099 | 50 | 4011209746480 | 75 | G | 19.48 | 19.48 | CP20 | CP20 | Selector switch, 22 mm, round, metal, green, 2 switch positions O-I, actuating angle 50 degrees, 11/13 hundred hours, with holder, Z=50-unit pack !!! Phased-out product !!! SIRIUS ACT 3SU1 is the successor The preferred successor type is <<3SU1052-2BF40-0AA0-ZX90 + 3SU1550-0AA10-0AA0>> | - | 0 | 7
3SB3500-2KA51 |  | 3SB3500-2KA51 | 1 | UN | 1 | 20 | D | D | N | N | 85389099 | 1 | 4011209536807 | 0.075 | KG | 19.48 | 19.48 | CP20 | CP20 | 22MM METAL ROUND ACTUATOR: SELECTOR SWITCH LATCHING 2 SWITCH POSITIONS O-I NON-ILLUMINATED WITH HOLDER BLUE !!! Phased-out product !!! SIRIUS ACT 3SU1 is successor Preferred successor type is >>3SU1052-2BF60-0AA0 + 3SU1550-0AA10-0AA0<< | - | 0 | 7
3SB3500-2KA51-Z | B01 | 3SB3500-2KA51-ZB01 | 1 | UN | 1 | 30 | D | D | N | N | 85389099 | 1 |  | 0.075 | KG | 17.96 | 17.96 | CP20 | CP20 | Selector switch, 22 mm, round, metal, blue, 2 switch positions O-I, actuating angle 50 degrees, 11/13 hundred hours, without holder !!! Phased-out product !!! SIRIUS ACT 3SU1 is the successor The preferred successor type is <<3SU1052-2BF60-0AA0>> | - | 0 | 7
3SB3500-2KA61 |  | 3SB3500-2KA61 | 1 | UN | 1 | 10 | C | D | N | N | 85389099 | 1 | 4011209410183 | 0.075 | KG | 19.48 | 19.48 | CP20 | CP20 | 22MM METAL ROUND ACTUATOR: SELECTOR SWITCH LATCHING 2 SWITCH POSITIONS O-I NON-ILLUMINATED WITH HOLDER WHITE !!! Phased-out product !!! SIRIUS ACT 3SU1 is successor Preferred successor type is >>3SU1052-2BF60-0AA0 + 3SU1550-0AA10-0AA0<< |  | 0 | 7
3SB3500-2KA61-Z | B01 | 3SB3500-2KA61-ZB01 | 1 | UN | 1 | 10 | C | D | N | N | 85389099 | 1 |  | 0.078 | KG | 17.96 | 17.96 | CP20 | CP20 | Selector switch, 22 mm, round, metal, white, 2 switch positions O-I, actuating angle 50 degrees, 11/13 hundred hours, without holder !!! Phased-out product !!! SIRIUS ACT 3SU1 is the successor The preferred successor type is <<3SU1052-2BF60-0AA0>> | - | 0 | 7
3SB3500-2KA61-Z | B01X90 | 3SB3500-2KA61-ZB01X90 | 1 | UN | 1 | 10 | C | D | N | N | 85389099 | 50 |  | 75 | G | 17.96 | 17.96 | CP20 | CP20 | Selector switch, 22 mm, round, metal, white, 2 switch positions O-I, actuating angle 50 degrees, 11/13 hundred hours, with holder, Z=50-unit pack !!! Phased-out product !!! SIRIUS ACT 3SU1 is the successor The preferred successor type is <<3SU1052-2BF60-0AA0-ZX90>> | - | 0 | 7
3SB3500-2KA61-Z | X90 | 3SB3500-2KA61-ZX90 | 1 | UN | 1 | 20 | D | D | N | N | 85389099 | 50 | 4011209788497 | 75 | G | 19.48 | 19.48 | CP20 | CP20 | Selector switch, 22 mm, round, metal, white, 2 switch positions O-I, actuating angle 50 degrees, 11/13 hundred hours, with holder, Z=50-unit pack !!! Phased-out product !!! SIRIUS ACT 3SU1 is the successor The preferred successor type is <<3SU1052-2BF60-0AA0-ZX90 + 3SU1550-0AA10-0AA0>> | - | 0 | 7
3SB3500-2LA11 |  | 3SB3500-2LA11 | 1 | UN | 1 | 2 | A | D | N | N | 85389099 | 1 | 4011209410190 | 0.075 | KG | 19.48 | 19.48 | CP20 | CP20 | Selector switch, 22 mm, round, Metal, Black, Selector switch, short, 2 switch positions O-I, Momentary contact type, Actuating angle 50 degrees With holder !!! Phased-out product !!! Successor is SIRIUS ACT 3SU1 Preferred successor type is >>3SU1052-2BC10-0AA0 + 3SU1550-0AA10-0AA0<< |  | 0 | 7
3SB3500-2LA11-0PA0 |  | 3SB3500-2LA11-0PA0 | 1 | UN | 1 | 10 | C | D | N | N | 85389099 | 1 | 4011209679962 | 0.075 | KG | 19.48 | 19.48 | CP20 | CP20 | Selector switch, 22 mm, round, Metal, Black, Selector switch, short, 2 switch positions O-I, Momentary contact type, Actuating angle 50 degrees resistant to solvents With holder !!! Phased-out product !!! Successor is SIRIUS ACT 3SU1 Preferred successor type is >>3SU1052-2BC10-0AA0 + 3SU1550-0AA10-0AA0<< | - | 0 | 7
3SB3500-2LA11-0PA0-Z | B01 | 3SB3500-2LA11-0PA0-ZB01 | 1 | UN | 1 | 20 | D | D | N | N | 85389099 | 1 |  | 0.075 | KG | 17.96 | 17.96 | CP20 | CP20 | Selector switch, 22 mm, round, metal, black, 2 switch positions O-I, actuating angle 50 degrees, 11/13 hundred hours, solvent-resistant, without holder !!! Phased-out product !!! SIRIUS ACT 3SU1 is the successor The preferred successor type is <<3SU1052-2BC60-0AA0>> | - | 0 | 7
3SB3500-2LA11-Z | B01 | 3SB3500-2LA11-ZB01 | 1 | UN | 1 | 10 | C | D | N | N | 85389099 | 1 | 4011209787926 | 75 | G | 17.96 | 17.96 | CP20 | CP20 | Selector switch, 22 mm, round, metal, black, 2 switch positions O-I, actuating angle 50 degrees, 11/13 hundred hours, without holder !!! Phased-out product !!! SIRIUS ACT 3SU1 is the successor The preferred successor type is <<3SU1052-2BC60-0AA0>> | - | 0 | 7
3SB3500-2LA11-Z | B01X90 | 3SB3500-2LA11-ZB01X90 | 1 | UN | 1 | 10 | C | D | N | N | 85389099 | 50 |  | 75 | G | 17.96 | 17.96 | CP20 | CP20 | Selector switch, 22 mm, round, metal, black, 2 switch positions O-I, actuating angle 50 degrees, 11/13 hundred hours, with holder, Z=50-unit pack !!! Phased-out product !!! SIRIUS ACT 3SU1 is the successor The preferred successor type is <<3SU1052-2BC60-0AA0-ZX90>> | - | 0 | 7
3SB3500-2LA11-Z | X90 | 3SB3500-2LA11-ZX90 | 1 | UN | 1 | 20 | D | D | N | N | 85389099 | 50 | 4011209746503 | 75 | G | 19.48 | 19.48 | CP20 | CP20 | Selector switch, 22 mm, round, metal, black, 2 switch positions O-I, actuating angle 50 degrees, 11/13 hundred hours, with holder, Z=50-unit pack !!! Phased-out product !!! SIRIUS ACT 3SU1 is the successor The preferred successor type is <<3SU1052-2BC60-0AA0-ZX90 + 3SU1550-0AA10-0AA0>> | - | 0 | 7
3SB3500-2LA21 |  | 3SB3500-2LA21 | 1 | UN | 1 | 10 | C | D | N | N | 85389099 | 1 | 4011209410206 | 0.075 | KG | 19.48 | 19.48 | CP20 | CP20 | 22MM METAL ROUND ACTUATOR: SELECTOR SWITCH MOMENTARY CONTACT TYPE 2 SWITCH POSITIONS O-I NON-ILLUMINATED WITH HOLDER RED !!! Phased-out product !!! SIRIUS ACT 3SU1 is successor Preferred successor type is >>3SU1052-2BC20-0AA0 + 3SU1550-0AA10-0AA0<< |  | 0 | 7
3SB3500-2LA21-0PA0 |  | 3SB3500-2LA21-0PA0 | 1 | UN | 1 | 10 | C | D | N | N | 85365080 | 1 |  | 0.08 | KG | 19.48 | 19.48 | CP20 | CP20 | 22MM METAL ROUND ACTUATOR: SELECTOR SWITCH MOMENTARY CONTACT TYPE 2 SWITCH POSITIONS O-I NON-ILLUMINATED WITH HOLDER RED, SOLVENT-RESISTANT NOT INSCRIBABLE WITH LASER !!! Phased-out product !!! SIRIUS ACT 3SU1 is successor Preferred successor type is >>3SU1052-2BC20-0AA0 + | - | 0 | 7
3SB3500-2LA21-0PA0-Z | B01 | 3SB3500-2LA21-0PA0-ZB01 | 1 | UN | 1 | 10 | C | D | N | N | 85365080 | 1 |  | 0.08 | KG | 17.96 | 17.96 | CP20 | CP20 | Selector switch, 22 mm, round, metal, red, 2 switch positions O-I, actuating angle 50 degrees, 11/13 hundred hours, solvent-resistant, without holder !!! Phased-out product !!! SIRIUS ACT 3SU1 is the successor The preferred successor type is <<3SU1052-2BC20-0AA0>> | - | 0 | 7
3SB3500-2LA21-Z | B01 | 3SB3500-2LA21-ZB01 | 1 | UN | 1 | 10 | C | D | N | N | 85389099 | 1 |  | 0.075 | KG | 17.96 | 17.96 | CP20 | CP20 | Selector switch, 22 mm, round, metal, red, 2 switch positions O-I, actuating angle 50 degrees, 11/13 hundred hours, without holder !!! Phased-out product !!! SIRIUS ACT 3SU1 is the successor The preferred successor type is <<3SU1052-2BC20-0AA0>> | - | 0 | 7
3SB3500-2LA21-Z | B01X90 | 3SB3500-2LA21-ZB01X90 | 1 | UN | 1 | 10 | C | D | N | N | 85389099 | 50 |  | 75 | G | 17.96 | 17.96 | CP20 | CP20 | Selector switch, 22 mm, round, metal, red, 2 switch positions O-I, actuating angle 50 degrees, 11/13 hundred hours, with holder, Z=50-unit pack !!! Phased-out product !!! SIRIUS ACT 3SU1 is the successor The preferred successor type is <<3SU1052-2BC20-0AA0-ZX90>> | - | 0 | 7
3SB3500-2LA21-Z | X90 | 3SB3500-2LA21-ZX90 | 1 | UN | 1 | 20 | D | D | N | N | 85389099 | 50 | 4011209746510 | 75 | G | 19.48 | 19.48 | CP20 | CP20 | Selector switch, 22 mm, round, metal, red, 2 switch positions O-I, actuating angle 50 degrees, 11/13 hundred hours, with holder, Z=50-unit pack !!! Phased-out product !!! SIRIUS ACT 3SU1 is the successor The preferred successor type is <<3SU1052-2BC20-0AA0-ZX90 + 3SU1550-0AA10-0AA0>> | - | 0 | 7
3SB3500-2LA41 |  | 3SB3500-2LA41 | 1 | UN | 1 | 10 | C | D | N | N | 85389099 | 1 | 4011209410213 | 0.075 | KG | 19.48 | 19.48 | CP20 | CP20 | 22MM METAL ROUND ACTUATOR: SELECTOR SWITCH MOMENTARY CONTACT TYPE 2 SWITCH POSITIONS O-I NON-ILLUMINATED WITH HOLDER GREEN !!! Phased-out product !!! SIRIUS ACT 3SU1 is successor Preferred successor type is >>3SU1052-2BC40-0AA0 + 3SU1550-0AA10-0AA0<< |  | 0 | 7
3SB3500-2LA41-0PA0 |  | 3SB3500-2LA41-0PA0 | 1 | UN | 1 | 20 | D | D | N | N | 85389099 | 1 | 4011209679801 | 75 | G | 19.48 | 19.48 | CP20 | CP20 | 22MM METAL ROUND ACTUATOR: SELECTOR SWITCH MOMENTARY CONTACT TYPE 2 SWITCH POSITIONS O-I NON-ILLUMINATED WITH HOLDER GREEN, SOLVENT-RESISTANT NOT INSCRIBABLE WITH LASER !!! Phased-out product !!! SIRIUS ACT 3SU1 is successor Preferred successor type is >>3SU1052-2BC40-0AA0 + | - | 0 | 7
3SB3500-2LA41-0PA0-Z | B01 | 3SB3500-2LA41-0PA0-ZB01 | 1 | UN | 1 | 10 | C | D | N | N | 85389099 | 1 |  | 75 | G | 17.96 | 17.96 | CP20 | CP20 | Selector switch, 22 mm, round, metal, green, 2 switch positions O-I, actuating angle 50 degrees, 11/13 hundred hours, solvent-resistant, without holder !!! Phased-out product !!! SIRIUS ACT 3SU1 is the successor The preferred successor type is <<3SU1052-2BC40-0AA0>> | - | 0 | 7
3SB3500-2LA41-Z | B01 | 3SB3500-2LA41-ZB01 | 1 | UN | 1 | 10 | C | D | N | N | 85389099 | 1 |  | 0.075 | KG | 17.96 | 17.96 | CP20 | CP20 | Selector switch, 22 mm, round, metal, green, 2 switch positions O-I, actuating angle 50 degrees, 11/13 hundred hours, without holder !!! Phased-out product !!! SIRIUS ACT 3SU1 is the successor The preferred successor type is <<3SU1052-2BC40-0AA0>> | - | 0 | 7
3SB3500-2LA41-Z | B01X90 | 3SB3500-2LA41-ZB01X90 | 1 | UN | 1 | 10 | C | D | N | N | 85389099 | 50 |  | 75 | G | 17.96 | 17.96 | CP20 | CP20 | Selector switch, 22 mm, round, metal, green, 2 switch positions O-I, actuating angle 50 degrees, 11/13 hundred hours, with holder, Z=50-unit pack !!! Phased-out product !!! SIRIUS ACT 3SU1 is the successor The preferred successor type is <<3SU1052-2BC40-0AA0-ZX90>> | - | 0 | 7
3SB3500-2LA41-Z | X90 | 3SB3500-2LA41-ZX90 | 1 | UN | 1 | 20 | D | D | N | N | 85389099 | 50 | 4011209746527 | 75 | G | 19.48 | 19.48 | CP20 | CP20 | Selector switch, 22 mm, round, metal, green, 2 switch positions O-I, actuating angle 50 degrees, 11/13 hundred hours, with holder, Z=50-unit pack !!! Phased-out product !!! SIRIUS ACT 3SU1 is the successor The preferred successor type is <<3SU1052-2BC40-0AA0-ZX90 + 3SU1550-0AA10-0AA0>> | - | 0 | 7
3SB3500-2LA61 |  | 3SB3500-2LA61 | 1 | UN | 1 | 10 | C | D | N | N | 85389099 | 1 | 4011209410220 | 0.075 | KG | 19.48 | 19.48 | CP20 | CP20 | 22MM METAL ROUND ACTUATOR: SELECTOR SWITCH MOMENTARY CONTACT TYPE 2 SWITCH POSITIONS O-I NON-ILLUMINATED WITH HOLDER WHITE !!! Phased-out product !!! SIRIUS ACT 3SU1 is successor Preferred successor type is >>3SU1052-2BC60-0AA0 + 3SU1550-0AA10-0AA0<< |  | 0 | 7
3SB3500-2LA61-Z | B01 | 3SB3500-2LA61-ZB01 | 1 | UN | 1 | 10 | C | D | N | N | 85389099 | 1 |  | 0.075 | KG | 17.96 | 17.96 | CP20 | CP20 | Selector switch, 22 mm, round, metal, white, 2 switch positions O-I, actuating angle 50 degrees, 11/13 hundred hours, without holder !!! Phased-out product !!! SIRIUS ACT 3SU1 is the successor The preferred successor type is <<3SU1052-2BC60-0AA0>> | - | 0 | 7
3SB3500-2LA61-Z | B01X90 | 3SB3500-2LA61-ZB01X90 | 1 | UN | 1 | 10 | C | D | N | N | 85389099 | 50 |  | 75 | G | 17.96 | 17.96 | CP20 | CP20 | Selector switch, 22 mm, round, metal, white, 2 switch positions O-I, actuating angle 50 degrees, 11/13 hundred hours, with holder, Z=50-unit pack !!! Phased-out product !!! SIRIUS ACT 3SU1 is the successor The preferred successor type is <<3SU1052-2BC60-0AA0-ZX90>> | - | 0 | 7
3SB3500-2LA61-Z | X90 | 3SB3500-2LA61-ZX90 | 1 | UN | 1 | 20 | D | D | N | N | 85389099 | 50 | 4011209746534 | 75 | G | 19.48 | 19.48 | CP20 | CP20 | Selector switch, 22 mm, round, metal, white, 2 switch positions O-I, actuating angle 50 degrees, 11/13 hundred hours, with holder, Z=50-unit pack !!! Phased-out product !!! SIRIUS ACT 3SU1 is the successor The preferred successor type is <<3SU1052-2BC60-0AA0-ZX90 + 3SU1550-0AA10-0AA0>> | - | 0 | 7
3SB3500-2NA11 |  | 3SB3500-2NA11 | 1 | UN | 1 | 20 | D | D | N | N | 85389099 | 1 | 4011209410442 | 0.075 | KG | 22.33 | 22.33 | CP20 | CP20 | Selector switch, 22 mm, round, Metal, Black, inscription O-I, Selector switch, short, 2 switch positions O-I, Momentary contact type, Actuating angle 50 degrees, With holder !!! Phased-out product !!! Successor is SIRIUS ACT 3SU1 Preferred successor type is >>3SU1052-2BC10-0AA0 + 3SU1550-0AA10-0AA0<< | - | 0 | 7
3SB3500-2NA11-Z | B01 | 3SB3500-2NA11-ZB01 | 1 | UN | 1 | 40 | X | D | N | N | 85389099 | 1 |  | 0.075 | KG | 20.81 | 20.81 | CP20 | CP20 | Selector switch, 22 mm, round, metal, black, inscription: O-I, 2 switch positions O-I, actuating angle 50 degrees, 12/14 hundred hours, without holder !!! Phased-out product !!! SIRIUS ACT 3SU1 is the successor The preferred successor type is <<3SU1052-2BC60-0AA0>> | - | 0 | 7
3SB3500-2PA11 |  | 3SB3500-2PA11 | 1 | UN | 1 | 20 | D | D | EAR99H | N | 85389099 | 1 | 4011209439382 | 0.104 | KG | 27.65 | 27.65 | CP20 | CP20 | Toggle switch, 22 mm, round, metal, black, knob, short, heavy-duty, 2 switch positions O-I, latching, actuating angle 50 degrees, 11/1 o'clock, solvent-resistant, with holder !!! Phased-out product !!! Successor is SIRIUS ACT 3SU1 Preferred successor type is >>3SU1052-2BF10-0AA0 + 3SU1550-0AA10-0AA0<< | - | 0 | 7
3SB3500-2PA21 |  | 3SB3500-2PA21 | 1 | UN | 1 | 40 | X | D | EAR99H | N | 85389099 | 1 | 4011209439399 | 0.105 | KG | 27.65 | 27.65 | CP20 | CP20 | 22MM METAL ROUND ACTUATOR: SELECTOR SWITCH LATCHING 2 SWITCH POSITIONS O-I NON-ILLUMINATED WITH HOLDER RED !!! Phased-out product !!! SIRIUS ACT 3SU1 is successor Preferred successor type is >>3SU1052-2BF20-0AA0 + 3SU1550-0AA10-0AA0<< | - | 0 | 7
3SB3500-2PA41 |  | 3SB3500-2PA41 | 1 | UN | 1 | 40 | X | D | EAR99 | N | 85389099 | 1 | 4011209439405 | 0.101 | KG | 27.65 | 27.65 | CP20 | CP20 | 22MM METAL ROUND ACTUATOR: SELECTOR SWITCH LATCHING 2 SWITCH POSITIONS O-I NON-ILLUMINATED WITH HOLDER GREEN !!! Phased-out product !!! SIRIUS ACT 3SU1 is successor Preferred successor type is >>3SU1052-2BF40-0AA0 + 3SU1550-0AA10-0AA0<< | - | 0 | 7
3SB3500-2PA61 |  | 3SB3500-2PA61 | 1 | UN | 1 | 40 | X | D | EAR99H | N | 85389099 | 1 | 4011209439412 | 0.105 | KG | 27.65 | 27.65 | CP20 | CP20 | 22MM METAL ROUND ACTUATOR: SELECTOR SWITCH LATCHING 2 SWITCH POSITIONS O-I NON-ILLUMINATED WITH HOLDER WHITE !!! Phased-out product !!! SIRIUS ACT 3SU1 is successor Preferred successor type is >>3SU1052-2BF60-0AA0 + 3SU1550-0AA10-0AA0<< | - | 0 | 7
3SB3500-2QA11 |  | 3SB3500-2QA11 | 1 | UN | 1 | 40 | X | D | EAR99H | N | 85389099 | 1 | 4011209439450 | 0.104 | KG | 27.65 | 27.65 | CP20 | CP20 | Selector switch, 22 mm, round, Metal, Black, Selector switch, short, heavy duty, 2 switch positions O-I, Momentary contact type, Actuating angle 50 degrees resistant to solvents With holder !!! Phased-out product !!! Successor is SIRIUS ACT 3SU1 Preferred successor type is >>3SU1052-2BC10-0AA0 + 3SU1550-0AA10-0AA0<< | - | 0 | 7
3SB3500-2QA21 |  | 3SB3500-2QA21 | 1 | UN | 1 | 40 | X | D | EAR99 | N | 85389099 | 1 | 4011209439443 | 0.107 | KG | 27.65 | 27.65 | CP20 | CP20 | 22MM METAL ROUND ACTUATOR: SELECTOR SWITCH MOMENTARY CONTACT TYPE 2 SWITCH POSITIONS O-I NON-ILLUMINATED WITH HOLDER RED !!! Phased-out product !!! SIRIUS ACT 3SU1 is successor Preferred successor type is >>3SU1052-2BC20-0AA0 + 3SU1550-0AA10-0AA0<< | - | 0 | 7
3SB3500-2QA41 |  | 3SB3500-2QA41 | 1 | UN | 1 | 40 | X | D | EAR99 | N | 85389099 | 1 | 4011209439436 | 0.102 | KG | 27.65 | 27.65 | CP20 | CP20 | 22MM METAL ROUND ACTUATOR: SELECTOR SWITCH MOMENTARY CONTACT TYPE 2 SWITCH POSITIONS O-I NON-ILLUMINATED WITH HOLDER GREEN !!! Phased-out product !!! SIRIUS ACT 3SU1 is successor Preferred successor type is >>3SU1052-2BC40-0AA0 + 3SU1550-0AA10-0AA0<< | - | 0 | 7
3SB3500-2QA61 |  | 3SB3500-2QA61 | 1 | UN | 1 | 40 | X | D | EAR99 | N | 85389099 | 1 | 4011209439429 | 0.104 | KG | 27.65 | 27.65 | CP20 | CP20 | 22MM METAL ROUND ACTUATOR: SELECTOR SWITCH MOMENTARY CONTACT TYPE 2 SWITCH POSITIONS O-I NON-ILLUMINATED WITH HOLDER WHITE !!! Phased-out product !!! SIRIUS ACT 3SU1 is successor Preferred successor type is >>3SU1052-2BC60-0AA0 + 3SU1550-0AA10-0AA0<< | - | 0 | 7
3SB3500-2SA11 |  | 3SB3500-2SA11 | 1 | UN | 1 | 20 | D | D | EAR99H | N | 85389099 | 1 | 4011209439467 | 0.105 | KG | 27.65 | 27.65 | CP20 | CP20 | Selector switch, 22 mm, round, Metal, Black, Selector switch, short, heavy duty, 3 switch positions I-O-II, Latching, Actuating angle 2x50 degrees, resistant to solvents With holder !!! Phased-out product !!! Successor is SIRIUS ACT 3SU1 Preferred successor type is >>3SU1052-2BL10-0AA0 + 3SU1550-0AA10-0AA0<< | - | 0 | 7
3SB3500-2SA21 |  | 3SB3500-2SA21 | 1 | UN | 1 | 40 | X | D | EAR99 | N | 85389099 | 1 | 4011209439474 | 0.106 | KG | 27.65 | 27.65 | CP20 | CP20 | 22MM METAL ROUND ACTUATOR: SELECTOR SWITCH LATCHING 3 SWITCH POSITIONS I-O-II NON-ILLUMINATED WITH HOLDER RED !!! Phased-out product !!! SIRIUS ACT 3SU1 is successor Preferred successor type is >>3SU1052-2BL20-0AA0 + 3SU1550-0AA10-0AA0<< | - | 0 | 7
3SB3500-2SA41 |  | 3SB3500-2SA41 | 1 | UN | 1 | 40 | X | D | EAR99 | N | 85389099 | 1 | 4011209439481 | 0.102 | KG | 27.65 | 27.65 | CP20 | CP20 | 22MM METAL ROUND ACTUATOR: SELECTOR SWITCH LATCHING 3 SWITCH POSITIONS I-O-II NON-ILLUMINATED WITH HOLDER GREEN !!! Phased-out product !!! SIRIUS ACT 3SU1 is successor Preferred successor type is >>3SU1052-2BL40-0AA0 + 3SU1550-0AA10-0AA0<< | - | 0 | 7
3SB3500-2SA61 |  | 3SB3500-2SA61 | 1 | UN | 1 | 40 | X | D | EAR99 | N | 85389099 | 1 | 4011209439498 | 0.1 | KG | 27.65 | 27.65 | CP20 | CP20 | 22MM METAL ROUND ACTUATOR: SELECTOR SWITCH LATCHING 3 SWITCH POSITIONS I-O-II NON-ILLUMINATED WITH HOLDER WHITE !!! Phased-out product !!! SIRIUS ACT 3SU1 is successor Preferred successor type is >>3SU1052-2BL60-0AA0 + 3SU1550-0AA10-0AA0<< | - | 0 | 7
3SB3500-2TA11 |  | 3SB3500-2TA11 | 1 | UN | 1 | 20 | D | D | EAR99H | N | 85389099 | 1 | 4011209439535 | 0.104 | KG | 27.65 | 27.65 | CP20 | CP20 | 22MM METAL ROUND ACTUATOR: SELECTOR SWITCH HEAVY DUTY MOMENTARY CONTACT TYPE 3 SWITCH POSITIONS I-O-II NON-ILLUMINATED WITH HOLDER BLACK SOLVENT-RESISTANT !!! Phased-out product !!! SIRIUS ACT 3SU1 is successor Preferred successor type is >>3SU1052-2BM60-0AA0 + | - | 0 | 7
3SB3500-2TA11-0PC0 |  | 3SB3500-2TA11-0PC0 | 1 | UN | 1 | 10 | C | D | EAR99 | N | 85389099 | 1 |  | 0.103 | KG | 27.65 | 27.65 | CP20 | CP20 | 22MM METAL ROUND ACTUATOR: SELECTOR SWITCH MOMENTARY CONTACT TYPE 3 SWITCH POSITIONS I-O-II NON-ILLUMINATED WITH HOLDER BLACK !!! Phased-out product !!! SIRIUS ACT 3SU1 is successor Preferred successor type is >>3SU1052-2BM60-0AA0 + 3SU1550-0AA10-0AA0<< | - | 0 | 7
3SB3500-2TA21 |  | 3SB3500-2TA21 | 1 | UN | 1 | 40 | X | D | EAR99H | N | 85389099 | 1 | 4011209439528 | 0.104 | KG | 27.65 | 27.65 | CP20 | CP20 | 22MM METAL ROUND ACTUATOR: SELECTOR SWITCH HEAVY DUTY MOMENTARY CONTACT TYPE 3 SWITCH POSITIONS I-O-II NON-ILLUMINATED WITH HOLDER RED !!! Phased-out product !!! SIRIUS ACT 3SU1 is successor Preferred successor type is >>3SU1052-2BM20-0AA0 + 3SU1550-0AA10-0AA0<< | - | 0 | 7
3SB3500-2TA41 |  | 3SB3500-2TA41 | 1 | UN | 1 | 40 | X | D | EAR99 | N | 85389099 | 1 | 4011209439511 | 0.104 | KG | 27.65 | 27.65 | CP20 | CP20 | 22MM METAL ROUND ACTUATOR: SELECTOR SWITCH HEAVY DUTY MOMENTARY CONTACT TYPE 3 SWITCH POSITIONS I-O-II NON-ILLUMINATED WITH HOLDER GREEN !!! Phased-out product !!! SIRIUS ACT 3SU1 is successor Preferred successor type is >>3SU1052-2BM40-0AA0 + | - | 0 | 7
3SB3500-2TA61 |  | 3SB3500-2TA61 | 1 | UN | 1 | 40 | X | D | EAR99 | N | 85389099 | 1 | 4011209439504 | 0.106 | KG | 27.65 | 27.65 | CP20 | CP20 | 22MM METAL ROUND ACTUATOR: SELECTOR SWITCH HEAVY DUTY MOMENTARY CONTACT TYPE 3 SWITCH POSITIONS I-O-II NON-ILLUMINATED WITH HOLDER WHITE !!! Phased-out product !!! SIRIUS ACT 3SU1 is successor Preferred successor type is >>3SU1052-2BM60-0AA0 + | - | 0 | 7
3SB3500-2UA11 |  | 3SB3500-2UA11 | 1 | UN | 1 | 40 | X | D | EAR99H | N | 85389099 | 1 | 4011209439610 | 0.103 | KG | 27.74 | 27.74 | CP20 | CP20 | 22MM METAL ROUND ACTUATOR: SELECTOR SWITCH HEAVY DUTY LEFT LATCH.,RI.MOMEN.CONT.TYPE 3 SWITCH POSITIONS I-O-II NON-ILLUMINATED WITH HOLDER BLACK SOLVENT-RESISTANT !!! Phased-out product !!! SIRIUS ACT 3SU1 is successor Preferred successor type is >>3SU1052-2BN10-0AA0 + | - | 0 | 7
3SB3500-2UA21 |  | 3SB3500-2UA21 | 1 | UN | 1 | 40 | X | D | EAR99 | N | 85389099 | 1 | 4011209439603 | 0.1 | KG | 27.74 | 27.74 | CP20 | CP20 | 22MM METAL ROUND ACTUATOR: SELECTOR SWITCH HEAVY DUTY LEFT LATCH.,RI.MOMEN.CONT.TYPE 3 SWITCH POSITIONS I-O-II NON-ILLUMINATED WITH HOLDER RED !!! Phased-out product !!! SIRIUS ACT 3SU1 is successor Preferred successor type is >>3SU1052-2BN20-0AA0 + 3SU1550-0AA10-0AA0<< | - | 0 | 7
3SB3500-2UA41 |  | 3SB3500-2UA41 | 1 | UN | 1 | 40 | X | D | EAR99H | N | 85389099 | 1 | 4011209439597 | 0.104 | KG | 27.74 | 27.74 | CP20 | CP20 | 22MM METAL ROUND ACTUATOR: SELECTOR SWITCH HEAVY DUTY LEFT LATCH.,RI.MOMEN.CONT.TYPE 3 SWITCH POSITIONS I-O-II NON-ILLUMINATED WITH HOLDER GREEN !!! Phased-out product !!! SIRIUS ACT 3SU1 is successor Preferred successor type is >>3SU1052-2BN40-0AA0 + | - | 0 | 7
3SB3500-2UA61 |  | 3SB3500-2UA61 | 1 | UN | 1 | 40 | X | D | EAR99 | N | 85389099 | 1 | 4011209439580 | 0.101 | KG | 27.74 | 27.74 | CP20 | CP20 | 22MM METAL ROUND ACTUATOR: SELECTOR SWITCH HEAVY DUTY LEFT LATCH.,RI.MOMEN.CONT.TYPE 3 SWITCH POSITIONS I-O-II NON-ILLUMINATED WITH HOLDER WHITE !!! Phased-out product !!! SIRIUS ACT 3SU1 is successor Preferred successor type is >>3SU1052-2BN60-0AA0 + | - | 0 | 7
3SB3500-2VA11 |  | 3SB3500-2VA11 | 1 | UN | 1 | 40 | X | D | EAR99H | N | 85389099 | 1 | 4011209439542 | 0.102 | KG | 27.74 | 27.74 | CP20 | CP20 | 22MM METAL ROUND ACTUATOR: SELECTOR SWITCH HEAVY DUTY RIGHT LATCH.,LE.MOMEN.CONT.TYPE 3 SWITCH POSITIONS I-O-II NON-ILLUMINATED WITH HOLDER BLACK SOLVENT-RESISTANT !!! Phased-out product !!! SIRIUS ACT 3SU1 is successor Preferred successor type is >>3SU1052-2BP10-0AA0 + | - | 0 | 7
3SB3500-2VA21 |  | 3SB3500-2VA21 | 1 | UN | 1 | 40 | X | D | EAR99 | N | 85389099 | 1 | 4011209439559 | 0.1 | KG | 27.74 | 27.74 | CP20 | CP20 | 22MM METAL ROUND ACTUATOR: SELECTOR SWITCH HEAVY DUTY RIGHT LATCH.,LE.MOMEN.CONT.TYPE 3 SWITCH POSITIONS I-O-II NON-ILLUMINATED WITH HOLDER RED !!! Phased-out product !!! SIRIUS ACT 3SU1 is successor | - | 0 | 7
3SB3500-2VA41 |  | 3SB3500-2VA41 | 1 | UN | 1 | 40 | X | D | EAR99 | N | 85389099 | 1 | 4011209439566 | 0.103 | KG | 27.74 | 27.74 | CP20 | CP20 | 22MM METAL ROUND ACTUATOR: SELECTOR SWITCH HEAVY DUTY RIGHT LATCH.,LE.MOMEN.CONT.TYPE 3 SWITCH POSITIONS I-O-II NON-ILLUMINATED WITH HOLDER GREEN !!! Phased-out product !!! SIRIUS ACT 3SU1 is successor | - | 0 | 7
3SB3500-2VA61 |  | 3SB3500-2VA61 | 1 | UN | 1 | 40 | X | D | EAR99 | N | 85389099 | 1 | 4011209439573 | 0.101 | KG | 27.74 | 27.74 | CP20 | CP20 | 22MM METAL ROUND ACTUATOR: SELECTOR SWITCH HEAVY DUTY RIGHT LATCH.,LE.MOMEN.CONT.TYPE 3 SWITCH POSITIONS I-O-II NON-ILLUMINATED WITH HOLDER WHITE !!! Phased-out product !!! SIRIUS ACT 3SU1 is successor Preferred successor type is >>3SU1052-2BP60-0AA0 + | - | 0 | 7
3SB3500-3AG01 |  | 3SB3500-3AG01 | 1 | UN | 1 | 10 | C | D | N | N | 83014090 | 1 | 4011209409712 | 0.175 | KG | 63.18 | 63.18 | CP20 | CP20 | 22MM METAL ROUND ACTUATOR: OMR KEY-OPER.SWITCH W. 2 KEYS LATCHING 2 SWITCH POSITIONS O-I LOCK NO 73038, REMOVAL POS. O WITH HOLDER LIGHT BLUE !!! Phased-out product !!! SIRIUS ACT 3SU1 is successor Preferred successor type is >>3SU1050-4GF01-0AA0 + 3SU1550-0AA10-0AA0<< | - | 0 | 7
3SB3500-3AG01-Z | B01 | 3SB3500-3AG01-ZB01 | 1 | UN | 1 | 10 | C | D | N | N | 83014090 | 1 |  | 0.175 | KG | 61.66 | 61.66 | CP20 | CP20 | Key-operated switch O.M.R, 22 mm, round, metal, lock no. 73038, blue, 2 switch positions O-I, actuating angle 50 degrees, 12/14 hundred hours, key removal O, without holder !!! Phased-out product !!! SIRIUS ACT 3SU1 is the successor The preferred successor type is <<3SU1050-4GF01-0AA0>> | - | 0 | 7
3SB3500-3AG01-Z | B01X90 | 3SB3500-3AG01-ZB01X90 | 1 | UN | 1 | 10 | C | D | N | N | 83014090 | 20 |  | 0.175 | KG | 61.66 | 61.66 | CP20 | CP20 | Key-operated switch O.M.R, 22 mm, round, metal, lock no. 73038, blue, 2 switch positions O-I, actuating angle 50 degrees, 12/14 hundred hours, key removal O, with holder, Z=20-unit pack !!! Phased-out product !!! SIRIUS ACT 3SU1 is the successor The preferred successor type is <<3SU1050-4GF01-0AA0-ZX90>> | - | 0 | 7
3SB3500-3AG01-Z | X90 | 3SB3500-3AG01-ZX90 | 1 | UN | 1 | 10 | C | D | N | N | 83014090 | 20 | 4011209747517 | 0.175 | KG | 63.18 | 63.18 | CP20 | CP20 | Key-operated switch O.M.R, 22 mm, round, metal, lock no. 73038, blue, 2 switch positions O-I, actuating angle 50 degrees, 12/14 hundred hours, key removal O, with holder, Z=20-unit pack !!! Phased-out product !!! SIRIUS ACT 3SU1 is the successor The preferred successor type is <<3SU1050-4GF01-0AA0-ZX90 + 3SU1550-0AA10-0AA0>> | - | 0 | 7
3SB3500-3AG11 |  | 3SB3500-3AG11 | 1 | UN | 1 | 10 | C | D | N | N | 83014090 | 1 | 4011209413443 | 0.17 | KG | 63.18 | 63.18 | CP20 | CP20 | 22MM METAL ROUND ACTUATOR: OMR KEY-OPER.SWITCH W. 2 KEYS LATCHING 2 SWITCH POSITIONS O-I LOCK NO 73038, REMOVAL POS. O+I WITH HOLDER LIGHT BLUE !!! Phased-out product !!! SIRIUS ACT 3SU1 is successor Preferred successor type is >>3SU1050-4GF11-0AA0 + 3SU1550-0AA10-0AA0<< | - | 0 | 7
3SB3500-3AG11-Z | B01 | 3SB3500-3AG11-ZB01 | 1 | UN | 1 | 10 | C | D | N | N | 83014090 | 1 |  | 0.172 | KG | 61.66 | 61.66 | CP20 | CP20 | Key-operated switch O.M.R, 22 mm, round, metal, lock no. 73038, blue, 2 switch positions O-I, actuating angle 50 degrees, 12/14 hundred hours, key removal O+I, without holder !!! Phased-out product !!! SIRIUS ACT 3SU1 is the successor The preferred successor type is <<3SU1050-4GF11-0AA0>> | - | 0 | 7
3SB3500-3AG11-Z | B01X90 | 3SB3500-3AG11-ZB01X90 | 1 | UN | 1 | 10 | C | D | N | N | 83014090 | 20 |  | 0.173 | KG | 61.66 | 61.66 | CP20 | CP20 | Key-operated switch O.M.R, 22 mm, round, metal, lock no. 73038, blue, 2 switch positions O-I, actuating angle 50 degrees, 12/14 hundred hours, key removal O+I, with holder, Z=20-unit pack !!! Phased-out product !!! SIRIUS ACT 3SU1 is the successor The preferred successor type is <<3SU1050-4GF11-0AA0-ZX90>> | - | 0 | 7
3SB3500-3AG11-Z | X90 | 3SB3500-3AG11-ZX90 | 1 | UN | 1 | 10 | C | D | N | N | 83014090 | 20 | 4011209747555 | 0.161 | KG | 63.18 | 63.18 | CP20 | CP20 | Key-operated switch O.M.R, 22 mm, round, metal, lock no. 73038, blue, 2 switch positions O-I, actuating angle 50 degrees, 12/14 hundred hours, key removal O+I, with holder, Z=20-unit pack !!! Phased-out product !!! SIRIUS ACT 3SU1 is the successor The preferred successor type is <<3SU1050-4GF11-0AA0-ZX90 + 3SU1550-0AA10-0AA0>> | - | 0 | 7
3SB3500-3AG21 |  | 3SB3500-3AG21 | 1 | UN | 1 | 10 | C | D | N | N | 83014090 | 1 | 4011209413436 | 0.175 | KG | 63.18 | 63.18 | CP20 | CP20 | 22MM METAL ROUND ACTUATOR: OMR KEY-OPER.SWITCH W. 2 KEYS LATCHING 2 SWITCH POSITIONS O-I LOCK NO 73038, REMOVAL POS. I WITH HOLDER LIGHT BLUE !!! Phased-out product !!! SIRIUS ACT 3SU1 is successor Preferred successor type is >>3SU1050-4GF21-0AA0 + 3SU1550-0AA10-0AA0<< | - | 0 | 7
3SB3500-3AG21-Z | B01 | 3SB3500-3AG21-ZB01 | 1 | UN | 1 | 10 | C | D | N | N | 83014090 | 1 |  | 0.176 | KG | 61.66 | 61.66 | CP20 | CP20 | Key-operated switch O.M.R, 22 mm, round, metal, lock no. 73038, blue, 2 switch positions O-I, actuating angle 50 degrees, 12/14 hundred hours, key removal I, without holder !!! Phased-out product !!! SIRIUS ACT 3SU1 is the successor The preferred successor type is <<3SU1050-4GF21-0AA0>> | - | 0 | 7
3SB3500-3AG21-Z | B01X90 | 3SB3500-3AG21-ZB01X90 | 1 | UN | 1 | 10 | C | D | N | N | 83014090 | 20 |  | 0.173 | KG | 61.66 | 61.66 | CP20 | CP20 | Key-operated switch O.M.R, 22 mm, round, metal, lock no. 73038, blue, 2 switch positions O-I, actuating angle 50 degrees, 12/14 hundred hours, key removal I, with holder, Z=20-unit pack !!! Phased-out product !!! SIRIUS ACT 3SU1 is the successor The preferred successor type is <<3SU1050-4GF21-0AA0-ZX90>> | - | 0 | 7
3SB3500-3AG21-Z | X90 | 3SB3500-3AG21-ZX90 | 1 | UN | 1 | 10 | C | D | N | N | 83014090 | 20 | 4011209747500 | 0.173 | KG | 63.18 | 63.18 | CP20 | CP20 | Key-operated switch O.M.R, 22 mm, round, metal, lock no. 73038, blue, 2 switch positions O-I, actuating angle 50 degrees, 12/14 hundred hours, key removal I, with holder, Z=20-unit pack !!! Phased-out product !!! SIRIUS ACT 3SU1 is the successor The preferred successor type is <<3SU1050-4GF21-0AA0-ZX90 + 3SU1550-0AA10-0AA0>> | - | 0 | 7
3SB3500-3AH01 |  | 3SB3500-3AH01 | 1 | UN | 1 | 10 | C | D | N | N | 83014090 | 1 | 4011209413603 | 0.173 | KG | 63.18 | 63.18 | CP20 | CP20 | 22MM METAL ROUND ACTUATOR: OMR KEY-OPER.SWITCH W. 2 KEYS LATCHING 2 SWITCH POSITIONS O-I LOCK NO 73037, REMOVAL POS. O WITH HOLDER RED !!! Phased-out product !!! SIRIUS ACT 3SU1 is successor Preferred successor type is >>3SU1050-4FF01-0AA0 + 3SU1550-0AA10-0AA0<< | - | 0 | 7
3SB3500-3AH01-Z | B01 | 3SB3500-3AH01-ZB01 | 1 | UN | 1 | 10 | C | D | N | N | 83014090 | 1 |  | 0.173 | KG | 61.66 | 61.66 | CP20 | CP20 | Key-operated switch O.M.R, 22 mm, round, metal, lock no. 73037, red, 2 switch positions O-I, actuating angle 50 degrees, 12/14 hundred hours, key removal O, without holder !!! Phased-out product !!! SIRIUS ACT 3SU1 is the successor The preferred successor type is <<3SU1050-4FF01-0AA0>> | - | 0 | 7
3SB3500-3AH01-Z | B01X90 | 3SB3500-3AH01-ZB01X90 | 1 | UN | 1 | 10 | C | D | N | N | 83014090 | 20 |  | 0.178 | KG | 61.66 | 61.66 | CP20 | CP20 | Key-operated switch O.M.R, 22 mm, round, metal, lock no. 73037, red, 2 switch positions O-I, actuating angle 50 degrees, 12/14 hundred hours, key removal O, with holder, Z=20-unit pack !!! Phased-out product !!! SIRIUS ACT 3SU1 is the successor The preferred successor type is <<3SU1050-4FF01-0AA0-ZX90>> | - | 0 | 7
3SB3500-3AH01-Z | X90 | 3SB3500-3AH01-ZX90 | 1 | UN | 1 | 10 | C | D | N | N | 83014090 | 20 | 4011209747609 | 0.178 | KG | 63.18 | 63.18 | CP20 | CP20 | Key-operated switch O.M.R, 22 mm, round, metal, lock no. 73037, red, 2 switch positions O-I, actuating angle 50 degrees, 12/14 hundred hours, key removal O, with holder, Z=20-unit pack !!! Phased-out product !!! SIRIUS ACT 3SU1 is the successor The preferred successor type is <<3SU1050-4FF01-0AA0-ZX90 + 3SU1550-0AA10-0AA0>> | - | 0 | 7
3SB3500-3AH11 |  | 3SB3500-3AH11 | 1 | UN | 1 | 10 | C | D | N | N | 83014090 | 1 | 4011209413627 | 0.172 | KG | 63.18 | 63.18 | CP20 | CP20 | 22MM METAL ROUND ACTUATOR: OMR KEY-OPER.SWITCH W. 2 KEYS LATCHING 2 SWITCH POSITIONS O-I LOCK NO 73037, REMOVAL POS. O+I WITH HOLDER RED !!! Phased-out product !!! SIRIUS ACT 3SU1 is successor Preferred successor type is >>3SU1050-4FF11-0AA0 + 3SU1550-0AA10-0AA0<< | - | 0 | 7
3SB3500-3AH11-Z | B01 | 3SB3500-3AH11-ZB01 | 1 | UN | 1 | 10 | C | D | N | N | 83014090 | 1 |  | 0.172 | KG | 61.66 | 61.66 | CP20 | CP20 | Key-operated switch O.M.R, 22 mm, round, metal, lock no. 73037, red, 2 switch positions O-I, actuating angle 50 degrees, 12/14 hundred hours, key removal O+I, without holder !!! Phased-out product !!! SIRIUS ACT 3SU1 is the successor The preferred successor type is <<3SU1050-4FF11-0AA0>> | - | 0 | 7
3SB3500-3AH11-Z | B01X90 | 3SB3500-3AH11-ZB01X90 | 1 | UN | 1 | 10 | C | D | N | N | 83014090 | 20 |  | 0.172 | KG | 61.66 | 61.66 | CP20 | CP20 | Key-operated switch O.M.R, 22 mm, round, metal, lock no. 73037, red, 2 switch positions O-I, actuating angle 50 degrees, 12/14 hundred hours, key removal O+I, with holder, Z=20-unit pack !!! Phased-out product !!! SIRIUS ACT 3SU1 is the successor The preferred successor type is <<3SU1050-4FF11-0AA0-ZX90>> | - | 0 | 7
3SB3500-3AH11-Z | X90 | 3SB3500-3AH11-ZX90 | 1 | UN | 1 | 10 | C | D | N | N | 83014090 | 20 | 4011209747593 | 0.172 | KG | 63.18 | 63.18 | CP20 | CP20 | Key-operated switch O.M.R, 22 mm, round, metal, lock no. 73037, red, 2 switch positions O-I, actuating angle 50 degrees, 12/14 hundred hours, key removal O+I, with holder, Z=20-unit pack !!! Phased-out product !!! SIRIUS ACT 3SU1 is the successor The preferred successor type is <<3SU1050-4FF11-0AA0-ZX90 + 3SU1550-0AA10-0AA0>> | - | 0 | 7
3SB3500-3AH21 |  | 3SB3500-3AH21 | 1 | UN | 1 | 10 | C | D | N | N | 83014090 | 1 | 4011209413610 | 0.178 | KG | 63.18 | 63.18 | CP20 | CP20 | 22MM METAL ROUND ACTUATOR: OMR KEY-OPER.SWITCH W. 2 KEYS LATCHING 2 SWITCH POSITIONS O-I LOCK NO 73037, REMOVAL POS. I WITH HOLDER RED !!! Phased-out product !!! SIRIUS ACT 3SU1 is successor Preferred successor type is >>3SU1050-4FF21-0AA0 + 3SU1550-0AA10-0AA0<< | - | 0 | 7
3SB3500-3AH21-Z | B01 | 3SB3500-3AH21-ZB01 | 1 | UN | 1 | 10 | C | D | N | N | 83014090 | 1 |  | 0.175 | KG | 61.66 | 61.66 | CP20 | CP20 | Key-operated switch O.M.R, 22 mm, round, metal, lock no. 73037, red, 2 switch positions O-I, actuating angle 50 degrees, 12/14 hundred hours, key removal I, without holder !!! Phased-out product !!! SIRIUS ACT 3SU1 is the successor The preferred successor type is <<3SU1050-4FF21-0AA0>> | - | 0 | 7
3SB3500-3AH21-Z | B01X90 | 3SB3500-3AH21-ZB01X90 | 1 | UN | 1 | 10 | C | D | N | N | 83014090 | 20 |  | 0.174 | KG | 61.66 | 61.66 | CP20 | CP20 | Key-operated switch O.M.R, 22 mm, round, metal, lock no. 73037, red, 2 switch positions O-I, actuating angle 50 degrees, 12/14 hundred hours, key removal I, with holder, Z=20-unit pack !!! Phased-out product !!! SIRIUS ACT 3SU1 is the successor The preferred successor type is <<3SU1050-4FF21-0AA0-ZX90>> | - | 0 | 7
3SB3500-3AH21-Z | X90 | 3SB3500-3AH21-ZX90 | 1 | UN | 1 | 10 | C | D | N | N | 83014090 | 20 | 4011209747586 | 0.174 | KG | 63.18 | 63.18 | CP20 | CP20 | Key-operated switch O.M.R, 22 mm, round, metal, lock no. 73037, red, 2 switch positions O-I, actuating angle 50 degrees, 12/14 hundred hours, key removal I, with holder, Z=20-unit pack !!! Phased-out product !!! SIRIUS ACT 3SU1 is the successor The preferred successor type is <<3SU1050-4FF21-0AA0-ZX90 + 3SU1550-0AA10-0AA0>> | - | 0 | 7
3SB3500-3AJ01 |  | 3SB3500-3AJ01 | 1 | UN | 1 | 10 | C | D | N | N | 83014090 | 1 | 4011209409767 | 0.15 | KG | 63.18 | 63.18 | CP20 | CP20 | 22MM METAL ROUND ACTUATOR: OMR KEY-OPER.SWITCH W. 2 KEYS LATCHING 2 SWITCH POSITIONS O-I LOCK NO 73034, REMOVAL POS. O WITH HOLDER BLACK !!! Phased-out product !!! SIRIUS ACT 3SU1 is successor Preferred successor type is >>3SU1050-4HF01-0AA0 + 3SU1550-0AA10-0AA0<< | - | 0 | 7
3SB3500-3AJ01-Z | B01 | 3SB3500-3AJ01-ZB01 | 1 | UN | 1 | 10 | C | D | N | N | 83014090 | 1 |  | 0.173 | KG | 61.66 | 61.66 | CP20 | CP20 | Key-operated switch O.M.R, 22 mm, round, metal, lock no. 73034, black, 2 switch positions O-I, actuating angle 50 degrees, 12/14 hundred hours, key removal O, without holder !!! Phased-out product !!! SIRIUS ACT 3SU1 is the successor | - | 0 | 7
3SB3500-3AJ01-Z | B01X90 | 3SB3500-3AJ01-ZB01X90 | 1 | UN | 1 | 10 | C | D | N | N | 83014090 | 20 |  | 0.183 | KG | 61.66 | 61.66 | CP20 | CP20 | Key-operated switch O.M.R, 22 mm, round, metal, lock no. 73034, black, 2 switch positions O-I, actuating angle 50 degrees, 12/14 hundred hours, key removal O, with holder, Z=20-unit pack !!! Phased-out product !!! SIRIUS ACT 3SU1 is the successor The preferred successor type is <<3SU1050-4HF01-0AA0-ZX90>> | - | 0 | 7
3SB3500-3AJ01-Z | X90 | 3SB3500-3AJ01-ZX90 | 1 | UN | 1 | 10 | C | D | N | N | 83014090 | 20 | 4011209747753 | 0.183 | KG | 63.18 | 63.18 | CP20 | CP20 | Key-operated switch O.M.R, 22 mm, round, metal, lock no. 73034, black, 2 switch positions O-I, actuating angle 50 degrees, 12/14 hundred hours, key removal O, with holder, Z=20-unit pack !!! Phased-out product !!! SIRIUS ACT 3SU1 is the successor The preferred successor type is <<3SU1050-4HF01-0AA0-ZX90 + 3SU1550-0AA10-0AA0>> | - | 0 | 7
3SB3500-3AJ11 |  | 3SB3500-3AJ11 | 1 | UN | 1 | 10 | C | D | N | N | 83014090 | 1 | 4011209409781 | 0.17 | KG | 63.18 | 63.18 | CP20 | CP20 | 22MM METAL ROUND ACTUATOR: OMR KEY-OPER.SWITCH W. 2 KEYS LATCHING 2 SWITCH POSITIONS O-I LOCK NO 73034, REMOVAL POS. O+I WITH HOLDER BLACK !!! Phased-out product !!! SIRIUS ACT 3SU1 is successor Preferred successor type is >>3SU1050-4HF11-0AA0 + 3SU1550-0AA10-0AA0<< | - | 0 | 7
3SB3500-3AJ11-Z | B01 | 3SB3500-3AJ11-ZB01 | 1 | UN | 1 | 10 | C | D | N | N | 83014090 | 1 | 4011209745438 | 0.136 | KG | 61.66 | 61.66 | CP20 | CP20 | Key-operated switch O.M.R, 22 mm, round, metal, lock no. 73034, black, 2 switch positions O-I, actuating angle 50 degrees, 12/14 hundred hours, key removal O+I, Z=without holder !!! Phased-out product !!! SIRIUS ACT 3SU1 is the successor The preferred successor type is <<3SU1050-4HF11-0AA0>> | - | 0 | 7
3SB3500-3AJ11-Z | B01X90 | 3SB3500-3AJ11-ZB01X90 | 1 | UN | 1 | 10 | C | D | N | N | 83014090 | 20 |  | 0.177 | KG | 61.66 | 61.66 | CP20 | CP20 | Key-operated switch O.M.R, 22 mm, round, metal, lock no. 73034, black, 2 switch positions O-I, actuating angle 50 degrees, 12/14 hundred hours, key removal O+I, with holder, Z=20-unit pack !!! Phased-out product !!! SIRIUS ACT 3SU1 is the successor The preferred successor type is <<3SU1050-4HF11-0AA0-ZX90>> | - | 0 | 7
3SB3500-3AJ11-Z | X90 | 3SB3500-3AJ11-ZX90 | 1 | UN | 1 | 10 | C | D | N | N | 83014090 | 20 | 4011209747746 | 0.177 | KG | 63.18 | 63.18 | CP20 | CP20 | Key-operated switch O.M.R, 22 mm, round, metal, lock no. 73034, black, 2 switch positions O-I, actuating angle 50 degrees, 12/14 hundred hours, key removal O+I, with holder, Z=20-unit pack !!! Phased-out product !!! SIRIUS ACT 3SU1 is the successor The preferred successor type is <<3SU1050-4HF11-0AA0-ZX90 + 3SU1550-0AA10-0AA0>> | - | 0 | 7
3SB3500-3AJ21 |  | 3SB3500-3AJ21 | 1 | UN | 1 | 10 | C | D | N | N | 83014090 | 1 | 4011209409774 | 0.18 | KG | 63.18 | 63.18 | CP20 | CP20 | 22MM METAL ROUND ACTUATOR: OMR KEY-OPER.SWITCH W. 2 KEYS LATCHING 2 SWITCH POSITIONS O-I LOCK NO 73034, REMOVAL POS. I WITH HOLDER BLACK !!! Phased-out product !!! SIRIUS ACT 3SU1 is successor Preferred successor type is >>3SU1050-4HF21-0AA0 + 3SU1550-0AA10-0AA0<< | - | 0 | 7
3SB3500-3AJ21-Z | B01 | 3SB3500-3AJ21-ZB01 | 1 | UN | 1 | 10 | C | D | N | N | 83014090 | 1 |  | 0.176 | KG | 61.66 | 61.66 | CP20 | CP20 | Key-operated switch O.M.R, 22 mm, round, metal, lock no. 73034, black, 2 switch positions O-I, actuating angle 50 degrees, 12/14 hundred hours, key removal I, without holder !!! Phased-out product !!! SIRIUS ACT 3SU1 is the successor The preferred successor type is <<3SU1050-4HF21-0AA0>> | - | 0 | 7
3SB3500-3AJ21-Z | B01X90 | 3SB3500-3AJ21-ZB01X90 | 1 | UN | 1 | 10 | C | D | N | N | 83014090 | 20 |  | 0.173 | KG | 61.66 | 61.66 | CP20 | CP20 | Key-operated switch O.M.R, 22 mm, round, metal, lock no. 73034, black, 2 switch positions O-I, actuating angle 50 degrees, 12/14 hundred hours, key removal I, with holder, Z=20-unit pack !!! Phased-out product !!! SIRIUS ACT 3SU1 is the successor The preferred successor type is <<3SU1050-4HF21-0AA0-ZX90>> | - | 0 | 7
3SB3500-3AJ21-Z | X90 | 3SB3500-3AJ21-ZX90 | 1 | UN | 1 | 10 | C | D | N | N | 83014090 | 20 | 4011209747739 | 0.173 | KG | 63.18 | 63.18 | CP20 | CP20 | Key-operated switch O.M.R, 22 mm, round, metal, lock no. 73034, black, 2 switch positions O-I, actuating angle 50 degrees, 12/14 hundred hours, key removal I, with holder, Z=20-unit pack !!! Phased-out product !!! SIRIUS ACT 3SU1 is the successor The preferred successor type is <<3SU1050-4HF21-0AA0-ZX90 + 3SU1550-0AA10-0AA0>> | - | 0 | 7
3SB3500-3AK01 |  | 3SB3500-3AK01 | 1 | UN | 1 | 10 | C | D | N | N | 83014090 | 1 | 4011209413818 | 0.175 | KG | 63.18 | 63.18 | CP20 | CP20 | 22MM METAL ROUND ACTUATOR: OMR KEY-OPER.SWITCH W. 2 KEYS LATCHING 2 SWITCH POSITIONS O-I LOCK NO 73033, REMOVAL POS. O WITH HOLDER YELLOW !!! Phased-out product !!! SIRIUS ACT 3SU1 is successor Preferred successor type is >>3SU1050-4JF01-0AA0 + 3SU1550-0AA10-0AA0<< | - | 0 | 7
3SB3500-3AK01-Z | B01 | 3SB3500-3AK01-ZB01 | 1 | UN | 1 | 10 | C | D | N | N | 83014090 | 1 | 4011209745414 | 0.176 | KG | 61.66 | 61.66 | CP20 | CP20 | Key-operated switch O.M.R, 22 mm, round, metal, lock no. 73033, yellow, 2 switch positions O-I, actuating angle 50 degrees, 12/14 hundred hours, key removal O, Z=without holder !!! Phased-out product !!! SIRIUS ACT 3SU1 is the successor The preferred successor type is <<3SU1050-4JF01-0AA0>> | - | 0 | 7
3SB3500-3AK01-Z | B01X90 | 3SB3500-3AK01-ZB01X90 | 1 | UN | 1 | 10 | C | D | N | N | 83014090 | 20 |  | 0.177 | KG | 61.66 | 61.66 | CP20 | CP20 | Key-operated switch O.M.R, 22 mm, round, metal, lock no. 73033, yellow, 2 switch positions O-I, actuating angle 50 degrees, 12/14 hundred hours, key removal O, with holder, Z=20-unit pack !!! Phased-out product !!! SIRIUS ACT 3SU1 is the successor The preferred successor type is <<3SU1050-4JF01-0AA0-ZX90>> | - | 0 | 7
3SB3500-3AK01-Z | X90 | 3SB3500-3AK01-ZX90 | 1 | UN | 1 | 10 | C | D | N | N | 83014090 | 20 | 4011209747654 | 0.177 | KG | 63.18 | 63.18 | CP20 | CP20 | Key-operated switch O.M.R, 22 mm, round, metal, lock no. 73033, yellow, 2 switch positions O-I, actuating angle 50 degrees, 12/14 hundred hours, key removal O, with holder, Z=20-unit pack !!! Phased-out product !!! SIRIUS ACT 3SU1 is the successor The preferred successor type is <<3SU1050-4JF01-0AA0-ZX90 + 3SU1550-0AA10-0AA0>> | - | 0 | 7
3SB3500-3AK11 |  | 3SB3500-3AK11 | 1 | UN | 1 | 10 | C | D | N | N | 83014090 | 1 | 4011209413832 | 0.172 | KG | 63.18 | 63.18 | CP20 | CP20 | 22MM METAL ROUND ACTUATOR: OMR KEY-OPER.SWITCH W. 2 KEYS LATCHING 2 SWITCH POSITIONS O-I LOCK NO 73033, REMOVAL POS. O+I WITH HOLDER YELLOW !!! Phased-out product !!! SIRIUS ACT 3SU1 is successor Preferred successor type is >>3SU1050-4JF11-0AA0 + 3SU1550-0AA10-0AA0<< | - | 0 | 7
3SB3500-3AK11-Z | B01 | 3SB3500-3AK11-ZB01 | 1 | UN | 1 | 10 | C | D | N | N | 83014090 | 1 | 4011209900929 | 0.124 | KG | 61.66 | 61.66 | CP20 | CP20 | Key-operated switch O.M.R, 22 mm, round, metal, lock no. 73033, yellow, 2 switch positions O-I, actuating angle 50 degrees, 12/14 hundred hours, key removal O+I, without holder !!! Phased-out product !!! SIRIUS ACT 3SU1 is the successor The preferred successor type is <<3SU1050-4JF11-0AA0>> | - | 0 | 7
3SB3500-3AK11-Z | B01X90 | 3SB3500-3AK11-ZB01X90 | 1 | UN | 1 | 10 | C | D | N | N | 83014090 | 20 |  | 0.174 | KG | 61.66 | 61.66 | CP20 | CP20 | Key-operated switch O.M.R, 22 mm, round, metal, lock no. 73033, yellow, 2 switch positions O-I, actuating angle 50 degrees, 12/14 hundred hours, key removal O+I, with holder, Z=20-unit pack !!! Phased-out product !!! SIRIUS ACT 3SU1 is the successor The preferred successor type is <<3SU1050-4JF11-0AA0-ZX90>> | - | 0 | 7
3SB3500-3AK11-Z | X90 | 3SB3500-3AK11-ZX90 | 1 | UN | 1 | 10 | C | D | N | N | 83014090 | 20 | 4011209747678 | 0.174 | KG | 63.18 | 63.18 | CP20 | CP20 | Key-operated switch O.M.R, 22 mm, round, metal, lock no. 73033, yellow, 2 switch positions O-I, actuating angle 50 degrees, 12/14 hundred hours, key removal O+I, with holder, Z=20-unit pack !!! Phased-out product !!! SIRIUS ACT 3SU1 is the successor The preferred successor type is <<3SU1050-4JF11-0AA0-ZX90 + 3SU1550-0AA10-0AA0>> | - | 0 | 7
3SB3500-3AK21 |  | 3SB3500-3AK21 | 1 | UN | 1 | 10 | C | D | N | N | 83014090 | 1 | 4011209413825 | 0.171 | KG | 63.18 | 63.18 | CP20 | CP20 | 22MM METAL ROUND ACTUATOR: OMR KEY-OPER.SWITCH W. 2 KEYS LATCHING 2 SWITCH POSITIONS O-I LOCK NO 73033, REMOVAL POS. I WITH HOLDER YELLOW !!! Phased-out product !!! SIRIUS ACT 3SU1 is successor Preferred successor type is >>3SU1050-4JF21-0AA0 + 3SU1550-0AA10-0AA0<< | - | 0 | 7
3SB3500-3AK21-Z | B01 | 3SB3500-3AK21-ZB01 | 1 | UN | 1 | 10 | C | D | N | N | 83014090 | 1 |  | 0.173 | KG | 61.66 | 61.66 | CP20 | CP20 | Key-operated switch O.M.R, 22 mm, round, metal, lock no. 73033, yellow, 2 switch positions O-I, actuating angle 50 degrees, 12/14 hundred hours, key removal I, without holder !!! Phased-out product !!! SIRIUS ACT 3SU1 is the successor The preferred successor type is <<3SU1050-4JF21-0AA0>> | - | 0 | 7
3SB3500-3AK21-Z | B01X90 | 3SB3500-3AK21-ZB01X90 | 1 | UN | 1 | 10 | C | D | N | N | 83014090 | 20 |  | 0.178 | KG | 61.66 | 61.66 | CP20 | CP20 | Key-operated switch O.M.R, 22 mm, round, metal, lock no. 73033, yellow, 2 switch positions O-I, actuating angle 50 degrees, 12/14 hundred hours, key removal I, with holder, Z=20-unit pack !!! Phased-out product !!! SIRIUS ACT 3SU1 is the successor The preferred successor type is <<3SU1050-4JF21-0AA0-ZX90>> | - | 0 | 7
3SB3500-3AK21-Z | X90 | 3SB3500-3AK21-ZX90 | 1 | UN | 1 | 10 | C | D | N | N | 83014090 | 20 | 4011209747661 | 0.178 | KG | 63.18 | 63.18 | CP20 | CP20 | Key-operated switch O.M.R, 22 mm, round, metal, lock no. 73033, yellow, 2 switch positions O-I, actuating angle 50 degrees, 12/14 hundred hours, key removal I, with holder, Z=20-unit pack !!! Phased-out product !!! SIRIUS ACT 3SU1 is the successor The preferred successor type is <<3SU1050-4JF21-0AA0-ZX90 + 3SU1550-0AA10-0AA0>> | - | 0 | 7
3SB3500-3BG01 |  | 3SB3500-3BG01 | 1 | UN | 1 | 10 | C | D | N | N | 83014090 | 1 | 4011209413450 | 0.175 | KG | 63.18 | 63.18 | CP20 | CP20 | 22MM METAL ROUND ACTUATOR: OMR KEY-OPER.SWITCH W. 2 KEYS MOMENTARY CONTACT TYPE 2 SWITCH POSITIONS O-I LOCK NO 73038, REMOVAL POS. O WITH HOLDER LIGHT BLUE !!! Phased-out product !!! SIRIUS ACT 3SU1 is successor Preferred successor type is >>3SU1050-4GC01-0AA0 + | - | 0 | 7
3SB3500-3BG01-Z | B01 | 3SB3500-3BG01-ZB01 | 1 | UN | 1 | 10 | C | D | N | N | 83014090 | 1 |  | 0.175 | KG | 61.66 | 61.66 | CP20 | CP20 | Key-operated switch O.M.R, 22 mm, round, metal, lock no. 73038, blue, 2 switch positions O-I, actuating angle 50 degrees, 12/14 hundred hours, key removal O, without holder !!! Phased-out product !!! SIRIUS ACT 3SU1 is the successor The preferred successor type is <<3SU1050-4GC01-0AA0>> | - | 0 | 7
3SB3500-3BG01-Z | B01X90 | 3SB3500-3BG01-ZB01X90 | 1 | UN | 1 | 10 | C | D | N | N | 83014090 | 20 |  | 0.174 | KG | 61.66 | 61.66 | CP20 | CP20 | Key-operated switch O.M.R, 22 mm, round, metal, lock no. 73038, blue, 2 switch positions O-I, actuating angle 50 degrees, 12/14 hundred hours, key removal O, with holder, Z=20-unit pack !!! Phased-out product !!! SIRIUS ACT 3SU1 is the successor The preferred successor type is <<3SU1050-4GC01-0AA0-ZX90>> | - | 0 | 7
3SB3500-3BG01-Z | X90 | 3SB3500-3BG01-ZX90 | 1 | UN | 1 | 10 | C | D | N | N | 83014090 | 20 | 4011209747524 | 0.159 | KG | 63.18 | 63.18 | CP20 | CP20 | Key-operated switch O.M.R, 22 mm, round, metal, lock no. 73038, blue, 2 switch positions O-I, actuating angle 50 degrees, 12/14 hundred hours, key removal O, with holder, Z=20-unit pack !!! Phased-out product !!! SIRIUS ACT 3SU1 is the successor The preferred successor type is <<3SU1050-4GC01-0AA0-ZX90 + 3SU1550-0AA10-0AA0>> | - | 0 | 7
3SB3500-3BH01 |  | 3SB3500-3BH01 | 1 | UN | 1 | 10 | C | D | N | N | 83014090 | 1 | 4011209413634 | 0.176 | KG | 63.18 | 63.18 | CP20 | CP20 | 22MM METAL ROUND ACTUATOR: OMR KEY-OPER.SWITCH W. 2 KEYS MOMENTARY CONTACT TYPE 2 SWITCH POSITIONS O-I LOCK NO 73037, REMOVAL POS. O WITH HOLDER RED !!! Phased-out product !!! SIRIUS ACT 3SU1 is successor Preferred successor type is >>3SU1050-4FC01-0AA0 + 3SU1550-0AA10-0AA0<< | - | 0 | 7
3SB3500-3BH01-Z | B01 | 3SB3500-3BH01-ZB01 | 1 | UN | 1 | 10 | C | D | N | N | 83014090 | 1 |  | 0.175 | KG | 61.66 | 61.66 | CP20 | CP20 | Key-operated switch O.M.R, 22 mm, round, metal, lock no. 73037, red, 2 switch positions O-I, actuating angle 50 degrees, 12/14 hundred hours, key removal O, without holder !!! Phased-out product !!! SIRIUS ACT 3SU1 is the successor The preferred successor type is <<3SU1050-4FC01-0AA0>> | - | 0 | 7
3SB3500-3BH01-Z | B01X90 | 3SB3500-3BH01-ZB01X90 | 1 | UN | 1 | 10 | C | D | N | N | 83014090 | 20 |  | 0.177 | KG | 61.66 | 61.66 | CP20 | CP20 | Key-operated switch O.M.R, 22 mm, round, metal, lock no. 73037, red, 2 switch positions O-I, actuating angle 50 degrees, 12/14 hundred hours, key removal O, with holder, Z=20-unit pack !!! Phased-out product !!! SIRIUS ACT 3SU1 is the successor The preferred successor type is <<3SU1050-4FC01-0AA0-ZX90>> | - | 0 | 7
3SB3500-3BH01-Z | X90 | 3SB3500-3BH01-ZX90 | 1 | UN | 1 | 10 | C | D | N | N | 83014090 | 20 | 4011209747616 | 0.177 | KG | 63.18 | 63.18 | CP20 | CP20 | Key-operated switch O.M.R, 22 mm, round, metal, lock no. 73037, red, 2 switch positions O-I, actuating angle 50 degrees, 12/14 hundred hours, key removal O, with holder, Z=20-unit pack !!! Phased-out product !!! SIRIUS ACT 3SU1 is the successor The preferred successor type is <<3SU1050-4FC01-0AA0-ZX90 + 3SU1550-0AA10-0AA0>> | - | 0 | 7
3SB3500-3BJ01 |  | 3SB3500-3BJ01 | 1 | UN | 1 | 10 | C | D | N | N | 83014090 | 1 | 4011209414020 | 0.18 | KG | 63.18 | 63.18 | CP20 | CP20 | 22MM METAL ROUND ACTUATOR: OMR KEY-OPER.SWITCH W. 2 KEYS MOMENTARY CONTACT TYPE 2 SWITCH POSITIONS O-I LOCK NO 73034, REMOVAL POS. O WITH HOLDER BLACK !!! Phased-out product !!! SIRIUS ACT 3SU1 is successor Preferred successor type is >>3SU1050-4HC01-0AA0 + | - | 0 | 7
3SB3500-3BJ01-Z | B01 | 3SB3500-3BJ01-ZB01 | 1 | UN | 1 | 10 | C | D | N | N | 83014090 | 1 |  | 0.176 | KG | 61.66 | 61.66 | CP20 | CP20 | Key-operated switch O.M.R, 22 mm, round, metal, lock no. 73034, black, 2 switch positions O-I, actuating angle 50 degrees, 12/14 hundred hours, key removal O, without holder !!! Phased-out product !!! SIRIUS ACT 3SU1 is the successor The preferred successor type is <<3SU1050-4HC01-0AA0>> | - | 0 | 7
3SB3500-3BJ01-Z | B01X90 | 3SB3500-3BJ01-ZB01X90 | 1 | UN | 1 | 10 | C | D | N | N | 83014090 | 20 |  | 0.173 | KG | 61.66 | 61.66 | CP20 | CP20 | Key-operated switch O.M.R, 22 mm, round, metal, lock no. 73034, black, 2 switch positions O-I, actuating angle 50 degrees, 12/14 hundred hours, key removal O, with holder, Z=20-unit pack !!! Phased-out product !!! SIRIUS ACT 3SU1 is the successor The preferred successor type is <<3SU1050-4HC01-0AA0-ZX90>> | - | 0 | 7
3SB3500-3BJ01-Z | X90 | 3SB3500-3BJ01-ZX90 | 1 | UN | 1 | 10 | C | D | N | N | 83014090 | 20 | 4011209747760 | 0.173 | KG | 63.18 | 63.18 | CP20 | CP20 | Key-operated switch O.M.R, 22 mm, round, metal, lock no. 73034, black, 2 switch positions O-I, actuating angle 50 degrees, 12/14 hundred hours, key removal O, with holder, Z=20-unit pack !!! Phased-out product !!! SIRIUS ACT 3SU1 is the successor The preferred successor type is <<3SU1050-4HC01-0AA0-ZX90 + 3SU1550-0AA10-0AA0>> | - | 0 | 7
3SB3500-3BK01 |  | 3SB3500-3BK01 | 1 | UN | 1 | 10 | C | D | N | N | 83014090 | 1 | 4011209413849 | 0.169 | KG | 63.18 | 63.18 | CP20 | CP20 | 22MM METAL ROUND ACTUATOR: OMR KEY-OPER.SWITCH W. 2 KEYS MOMENTARY CONTACT TYPE 2 SWITCH POSITIONS O-I LOCK NO 73033, REMOVAL POS. O WITH HOLDER YELLOW !!! Phased-out product !!! SIRIUS ACT 3SU1 is successor Preferred successor type is >>3SU1050-4JC01-0AA0 + | - | 0 | 7
3SB3500-3BK01-Z | B01 | 3SB3500-3BK01-ZB01 | 1 | UN | 1 | 10 | C | D | N | N | 83014090 | 1 | 4011209745421 | 0.176 | KG | 61.66 | 61.66 | CP20 | CP20 | Key-operated switch O.M.R, 22 mm, round, metal, lock no. 73033, yellow, 2 switch positions O-I, actuating angle 50 degrees, 12/14 hundred hours, key removal O, Z=without holder !!! Phased-out product !!! SIRIUS ACT 3SU1 is the successor The preferred successor type is <<3SU1050-4JC01-0AA0>> | - | 0 | 7
3SB3500-3BK01-Z | B01X90 | 3SB3500-3BK01-ZB01X90 | 1 | UN | 1 | 10 | C | D | N | N | 83014090 | 20 |  | 0.174 | KG | 61.66 | 61.66 | CP20 | CP20 | Key-operated switch O.M.R, 22 mm, round, metal, lock no. 73033, yellow, 2 switch positions O-I, actuating angle 50 degrees, 12/14 hundred hours, key removal O, with holder, Z=20-unit pack !!! Phased-out product !!! SIRIUS ACT 3SU1 is the successor The preferred successor type is <<3SU1050-4JC01-0AA0-ZX90>> | - | 0 | 7
3SB3500-3BK01-Z | X90 | 3SB3500-3BK01-ZX90 | 1 | UN | 1 | 10 | C | D | N | N | 83014090 | 20 | 4011209747685 | 0.174 | KG | 63.18 | 63.18 | CP20 | CP20 | Key-operated switch O.M.R, 22 mm, round, metal, lock no. 73033, yellow, 2 switch positions O-I, actuating angle 50 degrees, 12/14 hundred hours, key removal O, with holder, Z=20-unit pack !!! Phased-out product !!! SIRIUS ACT 3SU1 is the successor The preferred successor type is <<3SU1050-4JC01-0AA0-ZX90 + 3SU1550-0AA10-0AA0>> | - | 0 | 7
3SB3500-3DG01 |  | 3SB3500-3DG01 | 1 | UN | 1 | 10 | C | D | N | N | 83014090 | 1 | 4011209413467 | 0.174 | KG | 63.18 | 63.18 | CP20 | CP20 | 22MM METAL ROUND ACTUATOR: OMR KEY-OPER.SWITCH W. 2 KEYS LATCHING 3 SWITCH POSITIONS I-O-II LOCK NO 73038, REMOVAL POS. O WITH HOLDER LIGHT BLUE !!! Phased-out product !!! SIRIUS ACT 3SU1 is successor Preferred successor type is >>3SU1050-4GL01-0AA0 + 3SU1550-0AA10-0AA0<< | - | 0 | 7
3SB3500-3DG01-Z | B01 | 3SB3500-3DG01-ZB01 | 1 | UN | 1 | 10 | C | D | N | N | 83014090 | 1 |  | 0.18 | KG | 61.66 | 61.66 | CP20 | CP20 | Key-operated switch O.M.R, 22 mm, round, metal, lock no. 73038, blue, 3 switch positions I-O-II, actuating angle 2x50 degrees, key removal O, without holder !!! Phased-out product !!! SIRIUS ACT 3SU1 is the successor The preferred successor type is <<3SU1050-4GL01-0AA0>> | - | 0 | 7
3SB3500-3DG01-Z | B01X90 | 3SB3500-3DG01-ZB01X90 | 1 | UN | 1 | 10 | C | D | N | N | 83014090 | 20 |  | 0.171 | KG | 61.66 | 61.66 | CP20 | CP20 | Key-operated switch O.M.R, 22 mm, round, metal, lock no. 73038, blue, 3 switch positions I-O-II, actuating angle 2x50 degrees, key removal O, with holder, Z=20-unit pack !!! Phased-out product !!! SIRIUS ACT 3SU1 is the successor The preferred successor type is <<3SU1050-4GL01-0AA0-ZX90>> | - | 0 | 7
3SB3500-3DG01-Z | X90 | 3SB3500-3DG01-ZX90 | 1 | UN | 1 | 10 | C | D | N | N | 83014090 | 20 | 4011209747531 | 0.171 | KG | 63.18 | 63.18 | CP20 | CP20 | Key-operated switch O.M.R, 22 mm, round, metal, lock no. 73038, blue, 3 switch positions I-O-II, actuating angle 2x50 degrees, key removal O, with holder, Z=20-unit pack !!! Phased-out product !!! SIRIUS ACT 3SU1 is the successor The preferred successor type is <<3SU1050-4GL01-0AA0-ZX90 + 3SU1550-0AA10-0AA0>> | - | 0 | 7
3SB3500-3DG11 |  | 3SB3500-3DG11 | 1 | UN | 1 | 10 | C | D | N | N | 83014090 | 1 | 4011209413474 | 0.16 | KG | 63.18 | 63.18 | CP20 | CP20 | 22MM METAL ROUND ACTUATOR: OMR KEY-OPER.SWITCH W. 2 KEYS LATCHING 3 SWITCH POSITIONS I-O-II LOCK NO 73038,REM. POS. I+O+II WITH HOLDER LIGHT BLUE !!! Phased-out product !!! SIRIUS ACT 3SU1 is successor Preferred successor type is >>3SU1050-4GL11-0AA0 + 3SU1550-0AA10-0AA0<< | - | 0 | 7
3SB3500-3DG11-Z | B01 | 3SB3500-3DG11-ZB01 | 1 | UN | 1 | 10 | C | D | N | N | 83014090 | 1 |  | 0.174 | KG | 61.66 | 61.66 | CP20 | CP20 | Key-operated switch O.M.R, 22 mm, round, metal, lock no. 73038, blue, 3 switch positions I-O-II, actuating angle 2x50 degrees, key removal I+O+II, without holder !!! Phased-out product !!! SIRIUS ACT 3SU1 is the successor The preferred successor type is <<3SU1050-4GL11-0AA0>> | - | 0 | 7
3SB3500-3DG11-Z | B01X90 | 3SB3500-3DG11-ZB01X90 | 1 | UN | 1 | 10 | C | D | N | N | 83014090 | 20 |  | 0.176 | KG | 61.66 | 61.66 | CP20 | CP20 | Key-operated switch O.M.R, 22 mm, round, metal, lock no. 73038, blue, 3 switch positions I-O-II, actuating angle 2x50 degrees, key removal I+O+II, with holder, Z=20-unit pack !!! Phased-out product !!! SIRIUS ACT 3SU1 is the successor The preferred successor type is <<3SU1050-4GL11-0AA0-ZX90>> | - | 0 | 7
3SB3500-3DG11-Z | X90 | 3SB3500-3DG11-ZX90 | 1 | UN | 1 | 10 | C | D | N | N | 83014090 | 20 | 4011209747548 | 0.176 | KG | 63.18 | 63.18 | CP20 | CP20 | Key-operated switch O.M.R, 22 mm, round, metal, lock no. 73038, blue, 3 switch positions I-O-II, actuating angle 2x50 degrees, key removal I+O+II, with holder, Z=20-unit pack !!! Phased-out product !!! SIRIUS ACT 3SU1 is the successor The preferred successor type is <<3SU1050-4GL11-0AA0-ZX90 + 3SU1550-0AA10-0AA0>> | - | 0 | 7
3SB3500-3DH11 |  | 3SB3500-3DH11 | 1 | UN | 1 | 10 | C | D | N | N | 83014090 | 1 | 4011209413658 | 0.16 | KG | 63.18 | 63.18 | CP20 | CP20 | KEY-OPER.SWITCH O.M.R, 22MM, ROUND, METAL, LOCK NO. 73037, RED, W. 2 KEYS 3 SWITCH POSITIONS I-O-II LATCHING, ACTUATING ANGLE 2X50 DEG, LOCK REM. POS. I+O+II, WITH HOLDER !!! Phased-out product !!! SIRIUS ACT 3SU1 is successor Preferred successor type is >>3SU1050-4FL11-0AA0 + | - | 0 | 7
3SB3500-3DH11-Z | B01 | 3SB3500-3DH11-ZB01 | 1 | UN | 1 | 10 | C | D | N | N | 83014090 | 1 |  | 0.173 | KG | 61.66 | 61.66 | CP20 | CP20 | Key-operated switch O.M.R, 22 mm, round, metal, lock no. 73037, red, 3 switch positions I-O-II, actuating angle 2x50 degrees, key removal I+O+II, without holder !!! Phased-out product !!! SIRIUS ACT 3SU1 is the successor The preferred successor type is <<3SU1050-4FL11-0AA0>> | - | 0 | 7
3SB3500-3DH11-Z | B01X90 | 3SB3500-3DH11-ZB01X90 | 1 | UN | 1 | 10 | C | D | N | N | 83014090 | 20 |  | 0.173 | KG | 61.66 | 61.66 | CP20 | CP20 | Key-operated switch O.M.R, 22 mm, round, metal, lock no. 73037, red, 3 switch positions I-O-II, actuating angle 2x50 degrees, key removal I+O+II, with holder, Z=20-unit pack !!! Phased-out product !!! SIRIUS ACT 3SU1 is the successor The preferred successor type is <<3SU1050-4FL11-0AA0-ZX90>> | - | 0 | 7
3SB3500-3DH11-Z | X90 | 3SB3500-3DH11-ZX90 | 1 | UN | 1 | 10 | C | D | N | N | 83014090 | 20 | 4011209747630 | 0.173 | KG | 63.18 | 63.18 | CP20 | CP20 | Key-operated switch O.M.R, 22 mm, round, metal, lock no. 73037, red, 3 switch positions I-O-II, actuating angle 2x50 degrees, key removal I+O+II, with holder, Z=20-unit pack !!! Phased-out product !!! SIRIUS ACT 3SU1 is the successor The preferred successor type is <<3SU1050-4FL11-0AA0-ZX90 + 3SU1550-0AA10-0AA0>> | - | 0 | 7
3SB3500-3DJ01 |  | 3SB3500-3DJ01 | 1 | UN | 1 | 10 | C | D | N | N | 83014090 | 1 | 4011209414037 | 0.176 | KG | 63.18 | 63.18 | CP20 | CP20 | 22MM METAL ROUND ACTUATOR: OMR KEY-OPER.SWITCH W. 2 KEYS LATCHING 3 SWITCH POSITIONS I-O-II LOCK NO 73034, REMOVAL POS. O WITH HOLDER BLACK !!! Phased-out product !!! SIRIUS ACT 3SU1 is successor Preferred successor type is >>3SU1050-4HL01-0AA0 + 3SU1550-0AA10-0AA0<< | - | 0 | 7
3SB3500-3DJ01-Z | B01 | 3SB3500-3DJ01-ZB01 | 1 | UN | 1 | 10 | C | D | N | N | 83014090 | 1 |  | 0.175 | KG | 61.66 | 61.66 | CP20 | CP20 | Key-operated switch O.M.R, 22 mm, round, metal, lock no. 73034, black, 3 switch positions I-O-II, actuating angle 2x50 degrees, key removal O, without holder !!! Phased-out product !!! SIRIUS ACT 3SU1 is the successor The preferred successor type is <<3SU1050-4HL01-0AA0>> | - | 0 | 7
3SB3500-3DJ01-Z | B01X90 | 3SB3500-3DJ01-ZB01X90 | 1 | UN | 1 | 10 | C | D | N | N | 83014090 | 20 |  | 0.173 | KG | 61.66 | 61.66 | CP20 | CP20 | Key-operated switch O.M.R, 22 mm, round, metal, lock no. 73034, black, 3 switch positions I-O-II, actuating angle 2x50 degrees, key removal O, with holder, Z=20-unit pack !!! Phased-out product !!! SIRIUS ACT 3SU1 is the successor The preferred successor type is <<3SU1050-4HL01-0AA0-ZX90>> | - | 0 | 7
3SB3500-3DJ01-Z | X90 | 3SB3500-3DJ01-ZX90 | 1 | UN | 1 | 10 | C | D | N | N | 83014090 | 20 | 4011209747777 | 0.173 | KG | 63.18 | 63.18 | CP20 | CP20 | Key-operated switch O.M.R, 22 mm, round, metal, lock no. 73034, black, 3 switch positions I-O-II, actuating angle 2x50 degrees, key removal O, with holder, Z=20-unit pack !!! Phased-out product !!! SIRIUS ACT 3SU1 is the successor The preferred successor type is <<3SU1050-4HL01-0AA0-ZX90 + 3SU1550-0AA10-0AA0>> | - | 0 | 7
3SB3500-3DJ11 |  | 3SB3500-3DJ11 | 1 | UN | 1 | 10 | C | D | N | N | 83014090 | 1 | 4011209414044 | 0.172 | KG | 63.18 | 63.18 | CP20 | CP20 | 22MM METAL ROUND ACTUATOR: OMR KEY-OPER.SWITCH W. 2 KEYS LATCHING 3 SWITCH POSITIONS I-O-II LOCK NO 73034,REMOV.POS.I+O+II WITH HOLDER BLACK !!! Phased-out product !!! SIRIUS ACT 3SU1 is successor Preferred successor type is >>3SU1050-4HL11-0AA0 + | - | 0 | 7
3SB3500-3DJ11-Z | B01 | 3SB3500-3DJ11-ZB01 | 1 | UN | 1 | 10 | C | D | N | N | 83014090 | 1 |  | 0.17 | KG | 61.66 | 61.66 | CP20 | CP20 | Key-operated switch O.M.R, 22 mm, round, metal, lock no. 73034, black, 3 switch positions I-O-II, actuating angle 2x50 degrees, key removal I+O+II, without holder !!! Phased-out product !!! SIRIUS ACT 3SU1 is the successor The preferred successor type is <<3SU1050-4HL11-0AA0>> | - | 0 | 7
3SB3500-3DJ11-Z | B01X90 | 3SB3500-3DJ11-ZB01X90 | 1 | UN | 1 | 10 | C | D | N | N | 83014090 | 20 |  | 0.172 | KG | 61.66 | 61.66 | CP20 | CP20 | Key-operated switch O.M.R, 22 mm, round, metal, lock no. 73034, black, 3 switch positions I-O-II, actuating angle 2x50 degrees, key removal I+O+II, with holder, Z=20-unit pack !!! Phased-out product !!! SIRIUS ACT 3SU1 is the successor The preferred successor type is <<3SU1050-4HL11-0AA0-ZX90>> | - | 0 | 7
3SB3500-3DJ11-Z | X90 | 3SB3500-3DJ11-ZX90 | 1 | UN | 1 | 10 | C | D | N | N | 83014090 | 20 | 4011209747784 | 0.172 | KG | 63.18 | 63.18 | CP20 | CP20 | Key-operated switch O.M.R, 22 mm, round, metal, lock no. 73034, black, 3 switch positions I-O-II, actuating angle 2x50 degrees, key removal I+O+II, with holder, Z=20-unit pack !!! Phased-out product !!! SIRIUS ACT 3SU1 is the successor The preferred successor type is <<3SU1050-4HL11-0AA0-ZX90 + 3SU1550-0AA10-0AA0>> | - | 0 | 7
3SB3500-3DK21 |  | 3SB3500-3DK21 | 1 | UN | 1 | 10 | C | D | N | N | 83014090 | 1 | 4011209413887 | 0.06 | KG | 63.18 | 63.18 | CP20 | CP20 | 22MM METAL ROUND ACTUATOR: OMR KEY-OPER.SWITCH W. 2 KEYS LATCHING 3 SWITCH POSITIONS I-O-II LOCK NO 73033, REMOVAL POS. I WITH HOLDER YELLOW !!! Phased-out product !!! SIRIUS ACT 3SU1 is successor Preferred successor type is >>3SU1050-4HL11-0AA0 + 3SU1550-0AA10-0AA0<< | - | 0 | 7
3SB3500-3DK21-Z | B01 | 3SB3500-3DK21-ZB01 | 1 | UN | 1 | 10 | C | D | N | N | 83014090 | 1 |  | 0.06 | KG | 61.66 | 61.66 | CP20 | CP20 | Key-operated switch O.M.R, 22 mm, round, metal, lock no. 73033, yellow, 3 switch positions I-O-II, actuating angle 2x50 degrees, key removal I, without holder !!! Phased-out product !!! SIRIUS ACT 3SU1 is the successor The preferred successor type is <<3SU1050-4HL11-0AA0>> | - | 0 | 7
3SB3500-3DK31 |  | 3SB3500-3DK31 | 1 | UN | 1 | 10 | C | D | N | N | 83014090 | 1 | 4011209413917 | 0.174 | KG | 63.18 | 63.18 | CP20 | CP20 | 22MM METAL ROUND ACTUATOR: OMR KEY-OPER.SWITCH W. 2 KEYS LATCHING 3 SWITCH POSITIONS I-O-II LOCK NO 73033, REMOVAL POS. II WITH HOLDER YELLOW !!! Phased-out product !!! SIRIUS ACT 3SU1 is successor Preferred successor type is >>3SU1050-4HL11-0AA0 + 3SU1550-0AA10-0AA0<< | - | 0 | 7
3SB3500-3DK31-Z | B01 | 3SB3500-3DK31-ZB01 | 1 | UN | 1 | 10 | C | D | N | N | 83014090 | 1 |  | 0.06 | KG | 61.66 | 61.66 | CP20 | CP20 | Key-operated switch O.M.R, 22 mm, round, metal, lock no. 73033, yellow, 3 switch positions I-O-II, actuating angle 2x50 degrees, key removal II, without holder !!! Phased-out product !!! SIRIUS ACT 3SU1 is the successor The preferred successor type is <<3SU1050-4HL11-0AA0>> | - | 0 | 7
3SB3500-3DK61 |  | 3SB3500-3DK61 | 1 | UN | 1 | 10 | C | D | N | N | 83014090 | 1 | 4011209413900 | 0.2 | KG | 63.18 | 63.18 | CP20 | CP20 | 22MM METAL ROUND ACTUATOR: OMR KEY-OPER.SWITCH W. 2 KEYS LATCHING 3 SWITCH POSITIONS I-O-II LOCK NO 73033,REMOVAL POS.O+II WITH HOLDER YELLOW !!! Phased-out product !!! SIRIUS ACT 3SU1 is successor Preferred successor type is >>3SU1050-4HL11-0AA0 + 3SU1550-0AA10-0AA0<< | - | 0 | 7
3SB3500-3DK61-Z | B01 | 3SB3500-3DK61-ZB01 | 1 | UN | 1 | 10 | C | D | N | N | 83014090 | 1 |  | 0.06 | KG | 61.66 | 61.66 | CP20 | CP20 | Key-operated switch O.M.R, 22 mm, round, metal, lock no. 73033, yellow, 3 switch positions I-O-II, actuating angle 2x50 degrees, key removal O+II, without holder !!! Phased-out product !!! SIRIUS ACT 3SU1 is the successor The preferred successor type is <<3SU1050-4HL11-0AA0>> | - | 0 | 7
3SB3500-3EJ01 |  | 3SB3500-3EJ01 | 1 | UN | 1 | 10 | C | D | N | N | 83014090 | 1 | 4011209414105 | 0.15 | KG | 63.18 | 63.18 | CP20 | CP20 | 22MM METAL ROUND ACTUATOR: OMR KEY-OPER.SWITCH W. 2 KEYS MOMENTARY CONTACT TYPE 3 SWITCH POSITIONS I-O-II LOCK NO 73034, REMOVAL POS. O WITH HOLDER BLACK !!! Phased-out product !!! SIRIUS ACT 3SU1 is successor Preferred successor type is >>3SU1050-4HM01-0AA0 + | - | 0 | 7
3SB3500-3EJ01-Z | B01 | 3SB3500-3EJ01-ZB01 | 1 | UN | 1 | 10 | C | D | N | N | 83014090 | 1 |  | 0.174 | KG | 61.66 | 61.66 | CP20 | CP20 | Key-operated switch O.M.R, 22 mm, round, metal, lock no. 73034, black, 3 switch positions I-O-II, actuating angle 2x50 degrees, key removal O, without holder !!! Phased-out product !!! SIRIUS ACT 3SU1 is the successor The preferred successor type is <<3SU1050-4HM01-0AA0>> | - | 0 | 7
3SB3500-3EJ01-Z | B01X90 | 3SB3500-3EJ01-ZB01X90 | 1 | UN | 1 | 10 | C | D | N | N | 83014090 | 20 |  | 0.173 | KG | 61.66 | 61.66 | CP20 | CP20 | Key-operated switch O.M.R, 22 mm, round, metal, lock no. 73034, black, 3 switch positions I-O-II, actuating angle 2x50 degrees, key removal O, with holder, Z=20-unit pack !!! Phased-out product !!! SIRIUS ACT 3SU1 is the successor The preferred successor type is <<3SU1050-4HM01-0AA0-ZX90>> | - | 0 | 7
3SB3500-3EJ01-Z | X90 | 3SB3500-3EJ01-ZX90 | 1 | UN | 1 | 10 | C | D | N | N | 83014090 | 20 | 4011209747791 | 0.173 | KG | 63.18 | 63.18 | CP20 | CP20 | Key-operated switch O.M.R, 22 mm, round, metal, lock no. 73034, black, 3 switch positions I-O-II, actuating angle 2x50 degrees, key removal O, with holder, Z=20-unit pack !!! Phased-out product !!! SIRIUS ACT 3SU1 is the successor The preferred successor type is <<3SU1050-4HM01-0AA0-ZX90 + 3SU1550-0AA10-0AA0>> | - | 0 | 7
3SB3500-3FN01 |  | 3SB3500-3FN01 | 1 | UN | 1 | 10 | C | D | N | N | 83014090 | 1 | 4011209414204 | 0.2 | KG | 63.18 | 63.18 | CP20 | CP20 | 22MM METAL ROUND ACTUATOR: OMR KEY-OPER.SWITCH W. 2 KEYS LEFT LATCH.,RI.MOMEN.CONT.TYPE 3 SWITCH POSITIONS I-O-II LOCK NO 73040, REMOVAL POS. O WITH HOLDER ORANGE !!! Phased-out product !!! SIRIUS ACT 3SU1 is successor Preferred successor type is >>3SU1050-5BN01-0AA0 + | - | 0 | 7
3SB3500-3FN01-Z | B01 | 3SB3500-3FN01-ZB01 | 1 | UN | 1 | 10 | C | D | N | N | 83014090 | 1 |  | 0.06 | KG | 61.66 | 61.66 | CP20 | CP20 | Key-operated switch O.M.R, 22 mm, round, metal, lock no. 73040, orange, 3 switch positions I-O-II, right momentary contact type, actuating angle 2x50 degrees, key removal O, without holder !!! Phased-out product !!! SIRIUS ACT 3SU1 is the successor The preferred successor type is <<3SU1050-5BN01-0AA0>> | - | 0 | 7
3SB3500-3FN21 |  | 3SB3500-3FN21 | 1 | UN | 1 | 10 | C | D | N | N | 83014090 | 1 | 4011209414228 | 0.06 | KG | 63.18 | 63.18 | CP20 | CP20 | 22MM METAL ROUND ACTUATOR: OMR KEY-OPER.SWITCH W. 2 KEYS LEFT LATCH.,RI.MOMEN.CONT.TYPE 3 SWITCH POSITIONS I-O-II LOCK NO 73040, REMOVAL POS. I WITH HOLDER ORANGE !!! Phased-out product !!! SIRIUS ACT 3SU1 is successor Preferred successor type is >>3SU1050-5BN21-0AA0 + | - | 0 | 7
3SB3500-3FN21-Z | B01 | 3SB3500-3FN21-ZB01 | 1 | UN | 1 | 10 | C | D | N | N | 83014090 | 1 |  | 0.06 | KG | 61.66 | 61.66 | CP20 | CP20 | Key-operated switch O.M.R, 22 mm, round, metal, lock no. 73040, orange, 3 switch positions I-O-II, right momentary contact type, actuating angle 2x50 degrees, key removal I, without holder !!! Phased-out product !!! SIRIUS ACT 3SU1 is the successor The preferred successor type is <<3SU1050-5BN21-0AA0>> | - | 0 | 7
3SB3500-3FN51 |  | 3SB3500-3FN51 | 1 | UN | 1 | 10 | C | D | N | N | 83014090 | 1 | 4011209414211 | 0.06 | KG | 63.18 | 63.18 | CP20 | CP20 | 22MM METAL ROUND ACTUATOR: OMR KEY-OPER.SWITCH W. 2 KEYS LEFT LATCH.,RI.MOMEN.CONT.TYPE 3 SWITCH POSITIONS I-O-II LOCK NO 73040, REMOVAL POS. I+O WITH HOLDER ORANGE !!! Phased-out product !!! SIRIUS ACT 3SU1 is successor Preferred successor type is >>3SU1050-5BN51-0AA0 + | - | 0 | 7
3SB3500-3FN51-Z | B01 | 3SB3500-3FN51-ZB01 | 1 | UN | 1 | 10 | C | D | N | N | 83014090 | 1 |  | 0.06 | KG | 61.66 | 61.66 | CP20 | CP20 | Key-operated switch O.M.R, 22 mm, round, metal, lock no. 73040, orange, 3 switch positions I-O-II, right momentary contact type, actuating angle 2x50 degrees, key removal O+I, without holder !!! Phased-out product !!! SIRIUS ACT 3SU1 is the successor The preferred successor type is <<3SU1050-5BN51-0AA0>> | - | 0 | 7
3SB3500-3GJ31 |  | 3SB3500-3GJ31 | 1 | UN | 1 | 10 | C | D | N | N | 83014090 | 1 | 4011209414136 | 0.172 | KG | 63.18 | 63.18 | CP20 | CP20 | 22MM METAL ROUND ACTUATOR: OMR KEY-OPER.SWITCH W. 2 KEYS RIGHT LATCH.,LE.MOMEN.CONT.TYPE 3 SWITCH POSITIONS I-O-II LOCK NO 73034, REMOVAL POS. II WITH HOLDER BLACK !!! Phased-out product !!! SIRIUS ACT 3SU1 is successor Preferred successor type is >>3SU1050-4HP31-0AA0 + | - | 0 | 7
3SB3500-3GJ31-Z | B01 | 3SB3500-3GJ31-ZB01 | 1 | UN | 1 | 10 | C | D | N | N | 83014090 | 1 |  | 0.173 | KG | 61.66 | 61.66 | CP20 | CP20 | Key-operated switch O.M.R, 22 mm, round, metal, lock no. 73034, black, 3 switch positions I-O-II, left momentary contact type, actuating angle 2x50 degrees, key removal II, without holder !!! Phased-out product !!! SIRIUS ACT 3SU1 is the successor The preferred successor type is <<3SU1050-4HP31-0AA0>> | - | 0 | 7
3SB3500-3GK31 |  | 3SB3500-3GK31 | 1 | UN | 1 | 10 | C | D | N | N | 83014090 | 1 | 4011209413955 | 0.175 | KG | 63.18 | 63.18 | CP20 | CP20 | 22MM METAL ROUND ACTUATOR: OMR KEY-OPER.SWITCH W. 2 KEYS RIGHT LATCH.,LE.MOMEN.CONT.TYPE 3 SWITCH POSITIONS I-O-II LOCK NO 73033, REMOVAL POS. II WITH HOLDER YELLOW !!! Phased-out product !!! SIRIUS ACT 3SU1 is successor Preferred successor type is >>3SU1050-4JP31-0AA0 + | - | 0 | 7
3SB3500-3GK31-Z | B01 | 3SB3500-3GK31-ZB01 | 1 | UN | 1 | 10 | C | D | N | N | 83014090 | 1 |  | 0.175 | KG | 61.66 | 61.66 | CP20 | CP20 | Key-operated switch O.M.R, 22 mm, round, metal, lock no. 73033, yellow, 3 switch positions I-O-II, left momentary contact type, actuating angle 2x50 degrees, key removal II, without holder !!! Phased-out product !!! SIRIUS ACT 3SU1 is the successor The preferred successor type is <<3SU1050-4JP31-0AA0>> | - | 0 | 7
3SB3500-3GK61 |  | 3SB3500-3GK61 | 1 | UN | 1 | 10 | C | D | N | N | 83014090 | 1 | 4011209413948 | 0.176 | KG | 63.18 | 63.18 | CP20 | CP20 | 22MM METAL ROUND ACTUATOR: OMR KEY-OPER.SWITCH W. 2 KEYS RIGHT LATCH.,LE.MOMEN.CONT.TYPE 3 SWITCH POSITIONS I-O-II LOCK NO 73033,REMOVAL POS.O+II WITH HOLDER YELLOW !!! Phased-out product !!! SIRIUS ACT 3SU1 is successor Preferred successor type is >>3SU1050-4JP31-0AA0 + | - | 0 | 7
3SB3500-3GK61-Z | B01 | 3SB3500-3GK61-ZB01 | 1 | UN | 1 | 10 | C | D | N | N | 83014090 | 1 |  | 0.166 | KG | 61.66 | 61.66 | CP20 | CP20 | Key-operated switch O.M.R, 22 mm, round, metal, lock no. 73033, yellow, 3 switch positions I-O-II, left momentary contact type, actuating angle 2x50 degrees, key removal O+II, without holder !!! Phased-out product !!! SIRIUS ACT 3SU1 is the successor The preferred successor type is <<3SU1050-4JP31-0AA0>> | - | 0 | 7
3SB3500-3HJ11 |  | 3SB3500-3HJ11 | 1 | UN | 1 | 10 | C | D | N | N | 83014090 | 1 | 4011209512160 | 0.173 | KG | 63.18 | 63.18 | CP20 | CP20 | 22MM METAL ROUND ACTUATOR: OMR KEY-OPER.SWITCH W. 2 KEYS RIGHT LATCHING 2 SWITCH POS. O-I,11/1 O'CLOCK O POSITION AT 11 O'CLOCK LOCK NO 73034, REMOVAL POS. O+I WITH HOLDER BLACK !!! Phased-out product !!! SIRIUS ACT 3SU1 is successor Preferred successor type is >>3SU1050-4HF11-0AA0 + 3SU1550-0AA10-0AA0<< | - | 0 | 7
3SB3500-3HJ11-Z | B01 | 3SB3500-3HJ11-ZB01 | 1 | UN | 1 | 10 | C | D | N | N | 83014090 | 1 |  | 0.173 | KG | 61.66 | 61.66 | CP20 | CP20 | Key-operated switch O.M.R, 22 mm, round, metal, lock no. 73034, black, 2 switch positions O-I, actuating angle 50 degrees, 11/13 hundred hours, key removal O+I, without holder !!! Phased-out product !!! SIRIUS ACT 3SU1 is the successor The preferred successor type is <<3SU1050-4HF11-0AA0>> | - | 0 | 7
3SB3500-3PA11 |  | 3SB3500-3PA11 | 1 | UN | 1 | 40 | X | D | EAR99H | N | 85389099 | 1 | 4011209526969 | 0.104 | KG | 27.65 | 27.65 | CP20 | CP20 | Selector switch, 22 mm, round, Metal, Black, Selector switch long, 2 switch positions O-I, Latching, Actuating angle 50 degrees resistant to solvents With holder !!! Phased-out product !!! Successor is SIRIUS ACT 3SU1 Preferred successor type is >>3SU1052-2CF10-0AA0 + 3SU1550-0AA10-0AA0<< | - | 0 | 7
3SB3500-3PA21 |  | 3SB3500-3PA21 | 1 | UN | 1 | 40 | X | D | EAR99 | N | 85389099 | 1 | 4011209526976 | 0.102 | KG | 27.65 | 27.65 | CP20 | CP20 | 22MM METAL ROUND ACTUATOR: SELECTOR SWITCH LONG HANDLE LATCHING 2 SWITCH POSITIONS O-I NON-ILLUMINATED WITH HOLDER RED !!! Phased-out product !!! SIRIUS ACT 3SU1 is successor Preferred successor type is >>3SU1052-2CF20-0AA0 + 3SU1550-0AA10-0AA0<< | - | 0 | 7
3SB3500-3PA41 |  | 3SB3500-3PA41 | 1 | UN | 1 | 40 | X | D | EAR99 | N | 85389099 | 1 | 4011209526983 | 0.103 | KG | 27.65 | 27.65 | CP20 | CP20 | 22MM METAL ROUND ACTUATOR: SELECTOR SWITCH LONG HANDLE LATCHING 2 SWITCH POSITIONS O-I NON-ILLUMINATED WITH HOLDER GREEN !!! Phased-out product !!! SIRIUS ACT 3SU1 is successor Preferred successor type is >>3SU1052-2CF40-0AA0 + 3SU1550-0AA10-0AA0<< | - | 0 | 7
3SB3500-3PA61 |  | 3SB3500-3PA61 | 1 | UN | 1 | 40 | X | D | EAR99 | N | 85389099 | 1 | 4011209526990 | 0.104 | KG | 27.65 | 27.65 | CP20 | CP20 | 22MM METAL ROUND ACTUATOR: SELECTOR SWITCH LONG HANDLE LATCHING 2 SWITCH POSITIONS O-I NON-ILLUMINATED WITH HOLDER WHITE !!! Phased-out product !!! SIRIUS ACT 3SU1 is successor Preferred successor type is >>3SU1052-2CF60-0AA0 + 3SU1550-0AA10-0AA0<< | - | 0 | 7
3SB3500-3QA11 |  | 3SB3500-3QA11 | 1 | UN | 1 | 40 | X | D | EAR99H | N | 85389099 | 1 | 4011209527003 | 0.101 | KG | 27.65 | 27.65 | CP20 | CP20 | 22MM METAL ROUND ACTUATOR: SELECTOR SWITCH LONG HANDLE MOMENTARY CONTACT TYPE 2 SWITCH POSITIONS O-I NON-ILLUMINATED WITH HOLDER BLACK SOLVENT-RESISTANT !!! Phased-out product !!! SIRIUS ACT 3SU1 is successor Preferred successor type is >>3SU1052-2CC60-0AA0 + | - | 0 | 7
3SB3500-3QA21 |  | 3SB3500-3QA21 | 1 | UN | 1 | 40 | X | D | EAR99 | N | 85389099 | 1 | 4011209527010 | 0.101 | KG | 27.65 | 27.65 | CP20 | CP20 | 22MM METAL ROUND ACTUATOR: SELECTOR SWITCH LONG HANDLE MOMENTARY CONTACT TYPE 2 SWITCH POSITIONS O-I NON-ILLUMINATED WITH HOLDER RED !!! Phased-out product !!! SIRIUS ACT 3SU1 is successor Preferred successor type is >>3SU1052-2CC60-0AA0 + 3SU1550-0AA10-0AA0<< | - | 0 | 7
3SB3500-3QA41 |  | 3SB3500-3QA41 | 1 | UN | 1 | 40 | X | D | EAR99 | N | 85389099 | 1 | 4011209527027 | 0.1 | KG | 27.65 | 27.65 | CP20 | CP20 | 22MM METAL ROUND ACTUATOR: SELECTOR SWITCH LONG HANDLE MOMENTARY CONTACT TYPE 2 SWITCH POSITIONS O-I NON-ILLUMINATED WITH HOLDER GREEN !!! Phased-out product !!! SIRIUS ACT 3SU1 is successor Preferred successor type is >>3SU1052-2CC40-0AA0 + 3SU1550-0AA10-0AA0<< | - | 0 | 7
3SB3500-3QA61 |  | 3SB3500-3QA61 | 1 | UN | 1 | 40 | X | D | EAR99 | N | 85389099 | 1 | 4011209527034 | 0.102 | KG | 27.65 | 27.65 | CP20 | CP20 | 22MM METAL ROUND ACTUATOR: SELECTOR SWITCH LONG HANDLE MOMENTARY CONTACT TYPE 2 SWITCH POSITIONS O-I NON-ILLUMINATED WITH HOLDER WHITE !!! Phased-out product !!! SIRIUS ACT 3SU1 is successor Preferred successor type is >>3SU1052-2CC60-0AA0 + 3SU1550-0AA10-0AA0<< | - | 0 | 7
3SB3500-3SA11 |  | 3SB3500-3SA11 | 1 | UN | 1 | 40 | X | D | EAR99H | N | 85389099 | 1 | 4011209527041 | 0.104 | KG | 27.65 | 27.65 | CP20 | CP20 | 22MM METAL ROUND ACTUATOR: SELECTOR SWITCH LONG HANDLE LATCHING 3 SWITCH POSITIONS I-O-II NON-ILLUMINATED WITH HOLDER BLACK SOLVENT-RESISTANT !!! Phased-out product !!! SIRIUS ACT 3SU1 is successor Preferred successor type is >>3SU1052-2CL60-0AA0 + 3SU1550-0AA10-0AA0<< | - | 0 | 7
3SB3500-3SA21 |  | 3SB3500-3SA21 | 1 | UN | 1 | 40 | X | D | EAR99 | N | 85389099 | 1 | 4011209527058 | 0.102 | KG | 27.65 | 27.65 | CP20 | CP20 | 22MM METAL ROUND ACTUATOR: SELECTOR SWITCH LONG HANDLE LATCHING 3 SWITCH POSITIONS I-O-II NON-ILLUMINATED WITH HOLDER RED !!! Phased-out product !!! SIRIUS ACT 3SU1 is successor Preferred successor type is >>3SU1052-2CL20-0AA0 + 3SU1550-0AA10-0AA0<< | - | 0 | 7
3SB3500-3SA41 |  | 3SB3500-3SA41 | 1 | UN | 1 | 40 | X | D | EAR99 | N | 85389099 | 1 | 4011209527065 | 0.104 | KG | 27.65 | 27.65 | CP20 | CP20 | 22MM METAL ROUND ACTUATOR: SELECTOR SWITCH LONG HANDLE LATCHING 3 SWITCH POSITIONS I-O-II NON-ILLUMINATED WITH HOLDER GREEN !!! Phased-out product !!! SIRIUS ACT 3SU1 is successor Preferred successor type is >>3SU1052-2CL40-0AA0 + 3SU1550-0AA10-0AA0<< | - | 0 | 7
3SB3500-3SA61 |  | 3SB3500-3SA61 | 1 | UN | 1 | 40 | X | D | EAR99 | N | 85389099 | 1 | 4011209527072 | 0.103 | KG | 27.65 | 27.65 | CP20 | CP20 | 22MM METAL ROUND ACTUATOR: SELECTOR SWITCH LONG HANDLE LATCHING 3 SWITCH POSITIONS I-O-II NON-ILLUMINATED WITH HOLDER WHITE !!! Phased-out product !!! SIRIUS ACT 3SU1 is successor Preferred successor type is >>3SU1052-2CL60-0AA0 + 3SU1550-0AA10-0AA0<< | - | 0 | 7
3SB3500-3TA11 |  | 3SB3500-3TA11 | 1 | UN | 1 | 40 | X | D | EAR99H | N | 85389099 | 1 | 4011209527089 | 0.102 | KG | 27.65 | 27.65 | CP20 | CP20 | 22MM METAL ROUND ACTUATOR: SELECTOR SWITCH LONG HANDLE MOMENTARY CONTACT TYPE 3 SWITCH POSITIONS I-O-II NON-ILLUMINATED WITH HOLDER BLACK SOLVENT-RESISTANT !!! Phased-out product !!! SIRIUS ACT 3SU1 is successor Preferred successor type is >>3SU1052-2CM60-0AA0 + | - | 0 | 7
3SB3500-3TA11-0PC0 |  | 3SB3500-3TA11-0PC0 | 1 | UN | 1 | 10 | C | D | EAR99 | N | 85389099 | 1 | 4011209861039 | 0.104 | KG | 27.65 | 27.65 | CP20 | CP20 | 22MM METAL ROUND ACTUATOR: SELECTOR SWITCH LONG HANDLE MOMENTARY CONTACT TYPE 3 SWITCH POSITIONS I-O-II NON-ILLUMINATED WITH HOLDER BLACK !!! Phased-out product !!! SIRIUS ACT 3SU1 is successor Preferred successor type is >>3SU1052-2CM60-0AA0 + | - | 0 | 7
3SB3500-3TA21 |  | 3SB3500-3TA21 | 1 | UN | 1 | 40 | X | D | EAR99H | N | 85389099 | 1 | 4011209527096 | 0.101 | KG | 27.65 | 27.65 | CP20 | CP20 | 22MM METAL ROUND ACTUATOR: SELECTOR SWITCH LONG HANDLE MOMENTARY CONTACT TYPE 3 SWITCH POSITIONS I-O-II NON-ILLUMINATED WITH HOLDER RED !!! Phased-out product !!! SIRIUS ACT 3SU1 is successor Preferred successor type is >>3SU1052-2CM20-0AA0 + 3SU1550-0AA10-0AA0<< | - | 0 | 7
3SB3500-3TA41 |  | 3SB3500-3TA41 | 1 | UN | 1 | 40 | X | D | EAR99 | N | 85389099 | 1 | 4011209527102 | 0.102 | KG | 27.65 | 27.65 | CP20 | CP20 | 22MM METAL ROUND ACTUATOR: SELECTOR SWITCH LONG HANDLE MOMENTARY CONTACT TYPE 3 SWITCH POSITIONS I-O-II NON-ILLUMINATED WITH HOLDER GREEN !!! Phased-out product !!! SIRIUS ACT 3SU1 is successor Preferred successor type is >>3SU1052-2CM40-0AA0 + | - | 0 | 7
3SB3500-3TA61 |  | 3SB3500-3TA61 | 1 | UN | 1 | 40 | X | D | EAR99H | N | 85389099 | 1 | 4011209527119 | 0.108 | KG | 27.65 | 27.65 | CP20 | CP20 | 22MM METAL ROUND ACTUATOR: SELECTOR SWITCH LONG HANDLE MOMENTARY CONTACT TYPE 3 SWITCH POSITIONS I-O-II NON-ILLUMINATED WITH HOLDER WHITE !!! Phased-out product !!! SIRIUS ACT 3SU1 is successor Preferred successor type is >>3SU1052-2CM60-0AA0 + | - | 0 | 7
3SB3500-3UA11 |  | 3SB3500-3UA11 | 1 | UN | 1 | 40 | X | D | EAR99H | N | 85389099 | 1 | 4011209527164 | 0.103 | KG | 27.74 | 27.74 | CP20 | CP20 | 22MM METAL ROUND ACTUATOR: SELECTOR SWITCH LONG HANDLE LEFT LATCH.,RI.MOMEN.CONT.TYPE 3 SWITCH POSITIONS I-O-II NON-ILLUMINATED WITH HOLDER BLACK SOLVENT-RESISTANT !!! Phased-out product !!! SIRIUS ACT 3SU1 is successor Preferred successor type is >>3SU1052-2CN60-0AA0 + | - | 0 | 7
3SB3500-3UA21 |  | 3SB3500-3UA21 | 1 | UN | 1 | 40 | X | D | EAR99 | N | 85389099 | 1 | 4011209527171 | 0.102 | KG | 27.74 | 27.74 | CP20 | CP20 | 22MM METAL ROUND ACTUATOR: SELECTOR SWITCH LONG HANDLE LEFT LATCH.,RI.MOMEN.CONT.TYPE 3 SWITCH POSITIONS I-O-II NON-ILLUMINATED WITH HOLDER RED !!! Phased-out product !!! SIRIUS ACT 3SU1 is successor Preferred successor type is >>3SU1052-2CN20-0AA0 + 3SU1550-0AA10-0AA0<< | - | 0 | 7
3SB3500-3UA41 |  | 3SB3500-3UA41 | 1 | UN | 1 | 40 | X | D | EAR99 | N | 85389099 | 1 | 4011209527188 | 0.104 | KG | 27.74 | 27.74 | CP20 | CP20 | 22MM METAL ROUND ACTUATOR: SELECTOR SWITCH LONG HANDLE LEFT LATCH.,RI.MOMEN.CONT.TYPE 3 SWITCH POSITIONS I-O-II NON-ILLUMINATED WITH HOLDER GREEN !!! Phased-out product !!! SIRIUS ACT 3SU1 is successor Preferred successor type is >>3SU1052-2CN60-0AA0 + | - | 0 | 7
3SB3500-3UA61 |  | 3SB3500-3UA61 | 1 | UN | 1 | 40 | X | D | EAR99 | N | 85389099 | 1 | 4011209527195 | 0.102 | KG | 27.74 | 27.74 | CP20 | CP20 | 22MM METAL ROUND ACTUATOR: SELECTOR SWITCH LONG HANDLE LEFT LATCH.,RI.MOMEN.CONT.TYPE 3 SWITCH POSITIONS I-O-II NON-ILLUMINATED WITH HOLDER WHITE !!! Phased-out product !!! SIRIUS ACT 3SU1 is successor Preferred successor type is >>3SU1052-2CN60-0AA0 + | - | 0 | 7
3SB3500-3VA11 |  | 3SB3500-3VA11 | 1 | UN | 1 | 40 | X | D | EAR99H | N | 85389099 | 1 | 4011209527126 | 0.103 | KG | 27.74 | 27.74 | CP20 | CP20 | 22MM METAL ROUND ACTUATOR: SELECTOR SWITCH LONG HANDLE RIGHT LATCH.,LE.MOMEN.CONT.TYPE 3 SWITCH POSITIONS I-O-II NON-ILLUMINATED WITH HOLDER BLACK SOLVENT-RESISTANT !!! Phased-out product !!! SIRIUS ACT 3SU1 is successor Preferred successor type is >>3SU1052-2CP60-0AA0 + | - | 0 | 7
3SB3500-3VA21 |  | 3SB3500-3VA21 | 1 | UN | 1 | 40 | X | D | EAR99 | N | 85389099 | 1 | 4011209527133 | 0.102 | KG | 27.74 | 27.74 | CP20 | CP20 | 22MM METAL ROUND ACTUATOR: SELECTOR SWITCH LONG HANDLE RIGHT LATCH.,LE.MOMEN.CONT.TYPE 3 SWITCH POSITIONS I-O-II NON-ILLUMINATED WITH HOLDER RED !!! Phased-out product !!! SIRIUS ACT 3SU1 is successor Preferred successor type is >>3SU1052-2CP20-0AA0 + 3SU1550-0AA10-0AA0<< | - | 0 | 7
3SB3500-3VA41 |  | 3SB3500-3VA41 | 1 | UN | 1 | 40 | X | D | EAR99 | N | 85389099 | 1 | 4011209527140 | 0.107 | KG | 27.74 | 27.74 | CP20 | CP20 | 22MM METAL ROUND ACTUATOR: SELECTOR SWITCH LONG HANDLE RIGHT LATCH.,LE.MOMEN.CONT.TYPE 3 SWITCH POSITIONS I-O-II NON-ILLUMINATED WITH HOLDER GREEN !!! Phased-out product !!! SIRIUS ACT 3SU1 is successor Preferred successor type is >>3SU1052-2CP60-0AA0 + | - | 0 | 7
3SB3500-3VA61 |  | 3SB3500-3VA61 | 1 | UN | 1 | 40 | X | D | EAR99 | N | 85389099 | 1 | 4011209527157 | 0.106 | KG | 27.74 | 27.74 | CP20 | CP20 | 22MM METAL ROUND ACTUATOR: SELECTOR SWITCH LONG HANDLE RIGHT LATCH.,LE.MOMEN.CONT.TYPE 3 SWITCH POSITIONS I-O-II NON-ILLUMINATED WITH HOLDER WHITE !!! Phased-out product !!! SIRIUS ACT 3SU1 is successor Preferred successor type is >>3SU1052-2CP60-0AA0 + | - | 0 | 7
3SB3500-4AD01 |  | 3SB3500-4AD01 | 1 | UN | 1 | 2 | A | D | N | N | 83014090 | 1 | 4011209411517 | 0.108 | KG | 42.37 | 42.37 | CP20 | CP20 | 22MM ROUND METAL ACTUATOR: RONIS LOCK WITH 2 KEYS MAINTAINED CONTACT 2 SWITCH POSITIONS O-I LOCK NUMBER SB 30, REMOVE O WITH HOLDER POSSIBLE SPECIAL LOCKS FOR RONIS KEYSWITCHES: SB31, 455, 421 !!! Phased-out product !!! SIRIUS ACT 3SU1 is suc Preferred successor ty >>3SU1050-4BF01-0AA0 + 3SU1550-0AA10-0AA0<< |  | 0 | 7
3SB3500-4AD01-Z | B01 | 3SB3500-4AD01-ZB01 | 1 | UN | 1 | 10 | C | D | N | N | 83014090 | 1 | 4011209745209 | 0.07 | KG | 40.85 | 40.85 | CP20 | CP20 | Ronis key-operated switch, 22 mm, round, metal, lock no. SB30, 2 switch positions O-I, actuating angle 50 degrees, 12/14 hundred hours, key removal O, Z=without holder possible special locks: SB31, 421, 455 !!! Phased-out product !!! SIRIUS ACT 3SU1 is the successor The preferred successor type is <<3SU1050-4BF01-0AA0>> | - | 0 | 7
3SB3500-4AD01-Z | B01X90 | 3SB3500-4AD01-ZB01X90 | 1 | UN | 1 | 10 | C | D | N | N | 83014090 | 20 |  | 0.111 | KG | 40.85 | 40.85 | CP20 | CP20 | Ronis key-operated switch, 22 mm, round, metal, lock no. SB30, 2 switch positions O-I, actuating angle 50 degrees, 12/14 hundred hours, key removal O, with holder, Z=20-unit pack, possible special locks: SB31, 421, 455 !!! Phased-out product !!! SIRIUS ACT 3SU1 is the successor The preferred successor type is <<3SU1050-4BF01-0AA0-ZX90>> | - | 0 | 7
3SB3500-4AD01-Z | X90 | 3SB3500-4AD01-ZX90 | 1 | UN | 1 | 10 | C | D | N | N | 83014090 | 20 | 4011209746930 | 0.103 | KG | 42.37 | 42.37 | CP20 | CP20 | Ronis key-operated switch, 22 mm, round, metal, lock no. SB30, 2 switch positions O-I, actuating angle 50 degrees, 12/14 hundred hours, key removal O, with holder, Z=20-unit pack, possible special locks: SB31, 421, 455 !!! Phased-out product !!! SIRIUS ACT 3SU1 is the successor The preferred successor type is <<3SU1050-4BF01-0AA0-ZX90 + 3SU1550-0AA10-0AA0>> | - | 0 | 7
3SB3500-4AD11 |  | 3SB3500-4AD11 | 1 | UN | 1 | 2 | A | D | N | N | 83014090 | 1 | 4011209411500 | 0.1 | KG | 42.37 | 42.37 | CP20 | CP20 | 22MM ROUND METAL ACTUATOR: RONIS LOCK WITH 2 KEYS MAINTAINED CONTACT 2 SWITCH POSITIONS O-I LOCK NUMBER SB 30, REMOVE O+I WITH HOLDER POSSIBLE SPECIAL LOCKS FOR RONIS KEYSWITCHES: SB31, 455, 421 !!! Phased-out product !!! SIRIUS ACT 3SU1 is suc Preferred successor ty >>3SU1050-4BF11-0AA0 + 3SU1550-0AA10-0AA0<< |  | 0 | 7
3SB3500-4AD11-Z | B01 | 3SB3500-4AD11-ZB01 | 1 | UN | 1 | 10 | C | D | N | N | 83014090 | 1 | 4011209519404 | 0.07 | KG | 40.85 | 40.85 | CP20 | CP20 | Ronis key-operated switch, 22 mm, round, metal, lock no. SB30, 2 switch positions O-I, actuating angle 50 degrees, 12/14 hundred hours, key removal O+I, Z=without holder possible special locks: SB31, 421, 455 !!! Phased-out product !!! SIRIUS ACT 3SU1 is the successor The preferred successor type is <<3SU1050-4BF11-0AA0>> | - | 0 | 7
3SB3500-4AD11-Z | B01X90 | 3SB3500-4AD11-ZB01X90 | 1 | UN | 1 | 10 | C | D | N | N | 83014090 | 20 |  | 0.108 | KG | 40.85 | 40.85 | CP20 | CP20 | Ronis key-operated switch, 22 mm, round, metal, lock no. SB30, 2 switch positions O-I, actuating angle 50 degrees, 12/14 hundred hours, key removal O+I, with holder, Z=20-unit pack, possible special locks: SB31, 421, 455 !!! Phased-out product !!! SIRIUS ACT 3SU1 is the successor The preferred successor type is <<3SU1050-4BF11-0AA0-ZX90>> | - | 0 | 7
3SB3500-4AD11-Z | X90 | 3SB3500-4AD11-ZX90 | 1 | UN | 1 | 10 | C | D | N | N | 83014090 | 20 | 4011209746923 | 0.108 | KG | 42.37 | 42.37 | CP20 | CP20 | Ronis key-operated switch, 22 mm, round, metal, lock no. SB30, 2 switch positions O-I, actuating angle 50 degrees, 12/14 hundred hours, key removal O+I, with holder, Z=20-unit pack, possible special locks: SB31, 421, 455 !!! Phased-out product !!! SIRIUS ACT 3SU1 is the successor The preferred successor type is <<3SU1050-4BF11-0AA0-ZX90 + 3SU1550-0AA10-0AA0>> | - | 0 | 7
3SB3500-4AD21 |  | 3SB3500-4AD21 | 1 | UN | 1 | 10 | C | D | N | N | 83014090 | 1 | 4011209411524 | 0.1 | KG | 42.37 | 42.37 | CP20 | CP20 | 22MM ROUND METAL ACTUATOR: RONIS LOCK WITH 2 KEYS MAINTAINED CONTACT 2 SWITCH POSITIONS O-I LOCK NUMBER SB 30, REMOVE I WITH HOLDER POSSIBLE SPECIAL LOCKS FOR RONIS KEYSWITCHES: SB31, 455, 421 !!! Phased-out product !!! SIRIUS ACT 3SU1 is suc Preferred successor ty >>3SU1050-4BF21-0AA0 + 3SU1550-0AA10-0AA0<< |  | 0 | 7
3SB3500-4AD21-Z | B01 | 3SB3500-4AD21-ZB01 | 1 | UN | 1 | 10 | C | D | N | N | 83014090 | 1 | 4011209791312 | 0.071 | KG | 40.85 | 40.85 | CP20 | CP20 | Ronis key-operated switch, 22 mm, round, metal, lock no. SB30, 2 switch positions O-I, actuating angle 50 degrees, 12/14 hundred hours, key removal I, with holder, possible special locks: SB31, 421, 455 !!! Phased-out product !!! SIRIUS ACT 3SU1 is the successor The preferred successor type is <<3SU1050-4BF21-0AA0>> | - | 0 | 7
3SB3500-4AD21-Z | B01X90 | 3SB3500-4AD21-ZB01X90 | 1 | UN | 1 | 10 | C | D | N | N | 83014090 | 20 |  | 0.11 | KG | 40.85 | 40.85 | CP20 | CP20 | Ronis key-operated switch, 22 mm, round, metal, lock no. SB30, 2 switch positions O-I, actuating angle 50 degrees, 12/14 hundred hours, key removal I, with holder, Z=20-unit pack, possible special locks: SB31, 421, 455 !!! Phased-out product !!! SIRIUS ACT 3SU1 is the successor The preferred successor type is <<3SU1050-4BF21-0AA0-ZX90>> | - | 0 | 7
3SB3500-4AD21-Z | X90 | 3SB3500-4AD21-ZX90 | 1 | UN | 1 | 10 | C | D | N | N | 83014090 | 20 | 4011209746947 | 0.11 | KG | 42.37 | 42.37 | CP20 | CP20 | Ronis key-operated switch, 22 mm, round, metal, lock no. SB30, 2 switch positions O-I, actuating angle 50 degrees, 12/14 hundred hours, key removal I, with holder, Z=20-unit pack, possible special locks: SB31, 421, 455 !!! Phased-out product !!! SIRIUS ACT 3SU1 is the successor The preferred successor type is <<3SU1050-4BF21-0AA0-ZX90 + 3SU1550-0AA10-0AA0>> | - | 0 | 7
3SB3500-4AL01 |  | 3SB3500-4AL01 | 1 | UN | 1 | 10 | C | D | N | N | 83014090 | 1 | 4011209465657 | 0.108 | KG | 42.37 | 42.37 | CP20 | CP20 | 22MM ROUND METAL ACTUATOR: RONIS LOCK WITH 2 KEYS MAINTAINED CONTACT 2 SWITCH POSITIONS O-I LOCK NUMBER 455, REMOVE O WITH HOLDER !!! Phased-out product !!! SIRIUS ACT 3SU1 is successor Preferred successor type is >>3SU1050-4CF01-0AA0 + 3SU1550-0AA10-0AA0<< | - | 0 | 7
3SB3500-4AL01-Z | B01 | 3SB3500-4AL01-ZB01 | 1 | UN | 1 | 10 | C | D | N | N | 83014090 | 1 |  | 0.113 | KG | 40.85 | 40.85 | CP20 | CP20 | Ronis key-operated switch, 22 mm, round, metal, lock no. 455, 2 switch positions O-I, actuating angle 50 degrees, 12/14 hundred hours, key removal O, with holder, possible special locks: SB31, 421, 455 !!! Phased-out product !!! SIRIUS ACT 3SU1 is the successor The preferred successor type is <<3SU1050-4CF01-0AA0>> | - | 0 | 7
3SB3500-4AL11 |  | 3SB3500-4AL11 | 1 | UN | 1 | 10 | C | D | N | N | 83014090 | 1 | 4011209465664 | 0.115 | KG | 42.37 | 42.37 | CP20 | CP20 | 22MM ROUND METAL ACTUATOR: RONIS LOCK WITH 2 KEYS MAINTAINED CONTACT 2 SWITCH POSITIONS O-I LOCK NUMBER 455, REMOVE O+I WITH HOLDER !!! Phased-out product !!! SIRIUS ACT 3SU1 is successor Preferred successor type is >>3SU1050-4CF11-0AA0 + 3SU1550-0AA10-0AA0<< | - | 0 | 7
3SB3500-4AL11-Z | B01 | 3SB3500-4AL11-ZB01 | 1 | UN | 1 | 10 | C | D | N | N | 83014090 | 1 |  | 0.14 | KG | 40.85 | 40.85 | CP20 | CP20 | Ronis key-operated switch, 22 mm, round, metal, lock no. 455, 2 switch positions O-I, actuating angle 50 degrees, 12/14 hundred hours, key removal O+I, with holder, possible special locks: SB31, 421, 455 !!! Phased-out product !!! SIRIUS ACT 3SU1 is the successor The preferred successor type is <<3SU1050-4CF11-0AA0>> | - | 0 | 7
3SB3500-4AL21 |  | 3SB3500-4AL21 | 1 | UN | 1 | 10 | C | D | N | N | 83014090 | 1 | 4011209465671 | 0.11 | KG | 42.37 | 42.37 | CP20 | CP20 | 22MM ROUND METAL ACTUATOR: RONIS LOCK WITH 2 KEYS MAINTAINED CONTACT 2 SWITCH POSITIONS O-I LOCK NUMBER 455, REMOVE I WITH HOLDER !!! Phased-out product !!! SIRIUS ACT 3SU1 is successor Preferred successor type is >>3SU1050-4CF21-0AA0 + 3SU1550-0AA10-0AA0<< | - | 0 | 7
3SB3500-4AL21-Z | B01 | 3SB3500-4AL21-ZB01 | 1 | UN | 1 | 10 | C | D | N | N | 83014090 | 1 |  | 0.11 | KG | 40.85 | 40.85 | CP20 | CP20 | Ronis key-operated switch, 22 mm, round, metal, lock no. 455, 2 switch positions O-I, actuating angle 50 degrees, 12/14 hundred hours, key removal I, with holder, possible special locks: SB31, 421, 455 !!! Phased-out product !!! SIRIUS ACT 3SU1 is the successor The preferred successor type is <<3SU1050-4CF21-0AA0>> | - | 0 | 7
3SB3500-4AM11 |  | 3SB3500-4AM11 | 1 | UN | 1 | 10 | C | D | N | N | 83014090 | 1 | 4011209465688 | 0.109 | KG | 42.37 | 42.37 | CP20 | CP20 | 22MM ROUND METAL ACTUATOR: RONIS LOCK WITH 2 KEYS MAINTAINED CONTACT 2 SWITCH POSITIONS O-I LOCK NUMBER 421, REMOVE O+I WITH HOLDER !!! Phased-out product !!! SIRIUS ACT 3SU1 is successor Preferred successor type is >>3SU1050-4DF11-0AA0 + 3SU1550-0AA10-0AA0<< | - | 0 | 7
3SB3500-4AM11-Z | B01 | 3SB3500-4AM11-ZB01 | 1 | UN | 1 | 10 | C | D | N | N | 83014090 | 1 |  | 0.108 | KG | 40.85 | 40.85 | CP20 | CP20 | Ronis key-operated switch, 22 mm, round, metal, lock no. 421, 2 switch positions O-I, actuating angle 50 degrees, 12/14 hundred hours, key removal O+I, with holder, possible special locks: SB31, 421, 455 !!! Phased-out product !!! SIRIUS ACT 3SU1 is the successor The preferred successor type is <<3SU1050-4DF11-0AA0>> | - | 0 | 7
3SB3500-4BD01 |  | 3SB3500-4BD01 | 1 | UN | 1 | 2 | A | D | N | N | 83014090 | 1 | 4011209411562 | 0.109 | KG | 42.37 | 42.37 | CP20 | CP20 | 22MM ROUND METAL ACTUATOR: RONIS LOCK WITH 2 KEYS MOMENTARY CONTACT 2 SWITCH POSITIONS O-I LOCK NUMBER SB 30, REMOVE O WITH HOLDER POSSIBLE SPECIAL LOCKS FOR RONIS KEYSWITCHES: SB31, 455, 421 !!! Phased-out product !!! SIRIUS ACT 3SU1 is suc Preferred successor ty >>3SU1050-4BC01-0AA0 + 3SU1550-0AA10-0AA0<< |  | 0 | 7
3SB3500-4BD01-Z | B01 | 3SB3500-4BD01-ZB01 | 1 | UN | 1 | 20 | D | D | N | N | 83014090 | 1 | 4011209745216 | 0.108 | KG | 40.85 | 40.85 | CP20 | CP20 | Ronis key-operated switch, 22 mm, round, metal, lock no. SB30, 2 switch positions O-I, actuating angle 50 degrees, 12/14 hundred hours, key removal O, Z=without holder, possible special locks: SB31, 421, 455 !!! Phased-out product !!! SIRIUS ACT 3SU1 is the successor The preferred successor type is <<3SU1050-4BC01-0AA0>> | - | 0 | 7
3SB3500-4BD01-Z | B01X90 | 3SB3500-4BD01-ZB01X90 | 1 | UN | 1 | 10 | C | D | N | N | 83014090 | 20 |  | 0.101 | KG | 40.85 | 40.85 | CP20 | CP20 | Ronis key-operated switch, 22 mm, round, metal, lock no. SB30, 2 switch positions O-I, actuating angle 50 degrees, 12/14 hundred hours, key removal O, with holder, Z=20-unit pack, possible special locks: SB31, 421, 455 !!! Phased-out product !!! SIRIUS ACT 3SU1 is the successor The preferred successor type is <<3SU1050-4BC01-0AA0-ZX90>> | - | 0 | 7
3SB3500-4BD01-Z | X90 | 3SB3500-4BD01-ZX90 | 1 | UN | 1 | 10 | C | D | N | N | 83014090 | 20 | 4011209746954 | 0.101 | KG | 42.37 | 42.37 | CP20 | CP20 | Ronis key-operated switch, 22 mm, round, metal, lock no. SB30, 2 switch positions O-I, actuating angle 50 degrees, 12/14 hundred hours, key removal O, with holder, Z=20-unit pack, possible special locks: SB31, 421, 455 !!! Phased-out product !!! SIRIUS ACT 3SU1 is the successor The preferred successor type is <<3SU1050-4BC01-0AA0-ZX90 + 3SU1550-0AA10-0AA0>> | - | 0 | 7
3SB3500-4BL01 |  | 3SB3500-4BL01 | 1 | UN | 1 | 10 | C | D | N | N | 83014090 | 1 | 4011209465695 | 0.113 | KG | 42.37 | 42.37 | CP20 | CP20 | 22MM ROUND METAL ACTUATOR: RONIS LOCK WITH 2 KEYS MOMENTARY CONTACT 2 SWITCH POSITIONS O-I LOCK NUMBER 455, REMOVE O WITH HOLDER !!! Phased-out product !!! SIRIUS ACT 3SU1 is successor Preferred successor type is >>3SU1050-4CC01-0AA0 + 3SU1550-0AA10-0AA0<< | - | 0 | 7
3SB3500-4BL01-Z | B01 | 3SB3500-4BL01-ZB01 | 1 | UN | 1 | 10 | C | D | N | N | 83014090 | 1 |  | 0.111 | KG | 40.85 | 40.85 | CP20 | CP20 | Ronis key-operated switch, 22 mm, round, metal, lock no. 455, 2 switch positions O-I, actuating angle 50 degrees, 12/14 hundred hours, key removal O, with holder, possible special locks: SB31, 421, 455 !!! Phased-out product !!! SIRIUS ACT 3SU1 is the successor The preferred successor type is <<3SU1050-4CC01-0AA0>> | - | 0 | 7
3SB3500-4CD01 |  | 3SB3500-4CD01 | 1 | UN | 1 | 10 | C | D | N | N | 83014090 | 1 | 4011209411548 | 0.11 | KG | 39.9 | 39.9 | CP20 | CP20 | 22MM ROUND METAL ACTUATOR: RONIS LOCK WITH 2 KEYS ON THE LEFT MOMENTARY CONTACT 2 SWITCH POSITIONS I-O LOCK NUMBER SB 30, REMOVE O WITH HOLDER POSSIBLE SPECIAL LOCKS FOR RONIS KEYSWITCHES: SB31, 455, 421 !!! Phased-out product !!! SIRIUS ACT 3SU1 is suc Preferred successor ty >>3SU1050-4BC01-0AA0 + 3SU1550-0AA10-0AA0<< | - | 0 | 7
3SB3500-4CD01-Z | B01 | 3SB3500-4CD01-ZB01 | 1 | UN | 1 | 10 | C | D | N | N | 83014090 | 1 | 4011209745223 | 0.108 | KG | 38.38 | 38.38 | CP20 | CP20 | Ronis key-operated switch, 22 mm, round, metal, lock no. SB30, 2 switch positions O-I, actuating angle 50 degrees, 12/10 hundred hours, key removal O, Z=without holder, possible special locks: SB31, 421, 455 !!! Phased-out product !!! SIRIUS ACT 3SU1 is the successor The preferred successor type is <<3SU1050-4BC01-0AA0>> | - | 0 | 7
3SB3500-4DD01 |  | 3SB3500-4DD01 | 1 | UN | 1 | 10 | C | D | N | N | 83014090 | 1 | 4011209411579 | 0.11 | KG | 44.56 | 44.56 | CP20 | CP20 | 22MM ROUND METAL ACTUATOR: RONIS LOCK WITH 2 KEYS MAINTAINED CONTACT 3 SWITCH POSITIONS I-O-II LOCK NUMBER SB 30, REMOVE O WITH HOLDER POSSIBLE SPECIAL LOCKS FOR RONIS KEYSWITCHES: SB31, 455, 421 !!! Phased-out product !!! SIRIUS ACT 3SU1 is suc Preferred successor ty >>3SU1050-4BL01-0AA0 + 3SU1550-0AA10-0AA0<< |  | 0 | 7
3SB3500-4DD01-Z | B01 | 3SB3500-4DD01-ZB01 | 1 | UN | 1 | 10 | C | D | N | N | 83014090 | 1 |  | 0.11 | KG | 43.04 | 43.04 | CP20 | CP20 | Ronis key-operated switch, 22 mm, round, metal, lock no. SB30, 3 switch positions I-O-II, actuating angle 2x50 degrees, key removal O, with holder, possible special locks: SB31, 421, 455 !!! Phased-out product !!! SIRIUS ACT 3SU1 is the successor The preferred successor type is <<3SU1050-4BL01-0AA0>> | - | 0 | 7
3SB3500-4DD01-Z | B01X90 | 3SB3500-4DD01-ZB01X90 | 1 | UN | 1 | 10 | C | D | N | N | 83014090 | 20 |  | 0.11 | KG | 43.04 | 43.04 | CP20 | CP20 | Ronis key-operated switch, 22 mm, round, metal, lock no. SB30, 3 switch positions I-O-II, actuating angle 2x50 degrees, key removal O, with holder, Z=20-unit pack, possible special locks: SB31, 421, 455 !!! Phased-out product !!! SIRIUS ACT 3SU1 is the successor The preferred successor type is <<3SU1050-4BL01-0AA0-ZX90>> | - | 0 | 7
3SB3500-4DD01-Z | X90 | 3SB3500-4DD01-ZX90 | 1 | UN | 1 | 10 | C | D | N | N | 83014090 | 20 | 4011209746978 | 0.11 | KG | 44.56 | 44.56 | CP20 | CP20 | Ronis key-operated switch, 22 mm, round, metal, lock no. SB30, 3 switch positions I-O-II, actuating angle 2x50 degrees, key removal O, with holder, Z=20-unit pack, possible special locks: SB31, 421, 455 !!! Phased-out product !!! SIRIUS ACT 3SU1 is the successor The preferred successor type is <<3SU1050-4BL01-0AA0-ZX90 + 3SU1550-0AA10-0AA0>> | - | 0 | 7
3SB3500-4DD11 |  | 3SB3500-4DD11 | 1 | UN | 1 | 10 | C | D | N | N | 83014090 | 1 | 4011209437623 | 0.11 | KG | 44.56 | 44.56 | CP20 | CP20 | 22MM ROUND METAL ACTUATOR: RONIS LOCK WITH 2 KEYS MAINTAINED CONTACT 3 SWITCH POSITIONS I-O-II LOCK NUMBER SB 30,REMOVE I+O+II WITH HOLDER POSSIBLE SPECIAL LOCKS FOR RONIS KEYSWITCHES: SB31, 455, 421 !!! Phased-out product !!! SIRIUS ACT 3SU1 is suc Preferred successor ty >>3SU1050-4BL11-0AA0 + 3SU1550-0AA10-0AA0<< |  | 0 | 7
3SB3500-4DD11-Z | B01 | 3SB3500-4DD11-ZB01 | 1 | UN | 1 | 10 | C | D | N | N | 83014090 | 1 | 4011209745230 | 0.113 | KG | 43.04 | 43.04 | CP20 | CP20 | Ronis key-operated switch, 22 mm, round, metal, lock no. SB30, 3 switch positions I-O-II, actuating angle 2x50 degrees, key removal I+O+II, Z=without holder, possible special locks: SB31, 421, 455 !!! Phased-out product !!! SIRIUS ACT 3SU1 is the successor The preferred successor type is <<3SU1050-4BL11-0AA0>> | - | 0 | 7
3SB3500-4DD11-Z | B01X90 | 3SB3500-4DD11-ZB01X90 | 1 | UN | 1 | 10 | C | D | N | N | 83014090 | 20 |  | 0.101 | KG | 43.04 | 43.04 | CP20 | CP20 | Ronis key-operated switch, 22 mm, round, metal, lock no. SB30, 3 switch positions I-O-II, actuating angle 2x50 degrees, key removal I+O+II, with holder, Z=20-unit pack, possible special locks: SB31, 421, 455 !!! Phased-out product !!! SIRIUS ACT 3SU1 is the successor The preferred successor type is <<3SU1050-4BL11-0AA0-ZX90>> | - | 0 | 7
3SB3500-4DD11-Z | X90 | 3SB3500-4DD11-ZX90 | 1 | UN | 1 | 10 | C | D | N | N | 83014090 | 20 | 4011209746961 | 0.101 | KG | 44.56 | 44.56 | CP20 | CP20 | Ronis key-operated switch, 22 mm, round, metal, lock no. SB30, 3 switch positions I-O-II, actuating angle 2x50 degrees, key removal I+O+II, with holder, Z=20-unit pack, possible special locks: SB31, 421, 455 !!! Phased-out product !!! SIRIUS ACT 3SU1 is the successor The preferred successor type is <<3SU1050-4BL11-0AA0-ZX90 + 3SU1550-0AA10-0AA0>> | - | 0 | 7
3SB3500-4DD11-Z | Y11 | 3SB3500-4DD11-ZY11 | 1 | UN | 1 | 5 | B | D | N | N | 83014090 | 1 |  | 0.11 | KG | 45.7 | 45.7 | CP20 | CP20 | RONIS key-operated switch, 22 mm, round, Metal, lock number SB30, 3 switch positions I-O-II, Actuating angle 2x50 degree, Key removal I+O+II, with holder, possible special locks: SB31, 421, 455 with laser labeling, upper case !!! Phased-out product !!! SIRIUS ACT 3SU1 is the successor The preferred successor type is <<3SU1050-4BL11-0AA0-ZY11 + 3SU1550-0AA10-0AA0>> | - | 0 | 7
3SB3500-4DD21 |  | 3SB3500-4DD21 | 1 | UN | 1 | 10 | C | D | N | N | 83014090 | 1 | 4011209411586 | 0.109 | KG | 44.56 | 44.56 | CP20 | CP20 | 22MM ROUND METAL ACTUATOR: RONIS LOCK WITH 2 KEYS MAINTAINED CONTACT 3 SWITCH POSITIONS I-O-II LOCK NUMBER SB 30, REMOVE I WITH HOLDER POSSIBLE SPECIAL LOCKS FOR RONIS KEYSWITCHES: SB31, 455, 421 !!! Phased-out product !!! SIRIUS ACT 3SU1 is suc Preferred successor ty >>3SU1050-4BL21-0AA0 + 3SU1550-0AA10-0AA0<< |  | 0 | 7
3SB3500-4DD21-Z | B01 | 3SB3500-4DD21-ZB01 | 1 | UN | 1 | 10 | C | D | N | N | 83014090 | 1 |  | 0.109 | KG | 43.04 | 43.04 | CP20 | CP20 | Ronis key-operated switch, 22 mm, round, metal, lock no. SB30, 3 switch positions I-O-II, actuating angle 2x50 degrees, key removal I, with holder, possible special locks: SB31, 421, 455 !!! Phased-out product !!! SIRIUS ACT 3SU1 is the successor The preferred successor type is <<3SU1050-4BL21-0AA0>> | - | 0 | 7
3SB3500-4DD21-Z | B01X90 | 3SB3500-4DD21-ZB01X90 | 1 | UN | 1 | 10 | C | D | N | N | 83014090 | 20 |  | 0.108 | KG | 43.04 | 43.04 | CP20 | CP20 | Ronis key-operated switch, 22 mm, round, metal, lock no. SB30, 3 switch positions I-O-II, actuating angle 2x50 degrees, key removal I, with holder, Z=20-unit pack, possible special locks: SB31, 421, 455 !!! Phased-out product !!! SIRIUS ACT 3SU1 is the successor The preferred successor type is <<3SU1050-4BL21-0AA0-ZX90>> | - | 0 | 7
3SB3500-4DD21-Z | X90 | 3SB3500-4DD21-ZX90 | 1 | UN | 1 | 10 | C | D | N | N | 83014090 | 20 | 4011209746985 | 0.108 | KG | 44.56 | 44.56 | CP20 | CP20 | Ronis key-operated switch, 22 mm, round, metal, lock no. SB30, 3 switch positions I-O-II, actuating angle 2x50 degrees, key removal I, with holder, Z=20-unit pack, possible special locks: SB31, 421, 455 !!! Phased-out product !!! SIRIUS ACT 3SU1 is the successor The preferred successor type is <<3SU1050-4BL21-0AA0-ZX90 + 3SU1550-0AA10-0AA0>> | - | 0 | 7
3SB3500-4DD31 |  | 3SB3500-4DD31 | 1 | UN | 1 | 10 | C | D | N | N | 83014090 | 1 | 4011209411593 | 0.11 | KG | 44.56 | 44.56 | CP20 | CP20 | 22MM ROUND METAL ACTUATOR: RONIS LOCK WITH 2 KEYS MAINTAINED CONTACT 3 SWITCH POSITIONS I-O-II LOCK NUMBER SB 30, REMOVE II WITH HOLDER POSSIBLE SPECIAL LOCKS FOR RONIS KEYSWITCHES: SB31, 455, 421 !!! Phased-out product !!! SIRIUS ACT 3SU1 is suc Preferred successor ty >>3SU1050-4BL31-0AA0 + 3SU1550-0AA10-0AA0<< |  | 0 | 7
3SB3500-4DD31-Z | B01 | 3SB3500-4DD31-ZB01 | 1 | UN | 1 | 10 | C | D | N | N | 83014090 | 1 |  | 0.11 | KG | 43.04 | 43.04 | CP20 | CP20 | Ronis key-operated switch, 22 mm, round, metal, lock no. SB30, 3 switch positions I-O-II, actuating angle 2x50 degrees, key removal II, with holder, possible special locks: SB31, 421, 455 !!! Phased-out product !!! SIRIUS ACT 3SU1 is the successor The preferred successor type is <<3SU1050-4BL31-0AA0>> | - | 0 | 7
3SB3500-4DD31-Z | B01X90 | 3SB3500-4DD31-ZB01X90 | 1 | UN | 1 | 10 | C | D | N | N | 83014090 | 20 |  | 0.111 | KG | 43.04 | 43.04 | CP20 | CP20 | Ronis key-operated switch, 22 mm, round, metal, lock no. SB30, 3 switch positions I-O-II, actuating angle 2x50 degrees, key removal II, with holder, Z=20-unit pack, possible special locks: SB31, 421, 455 !!! Phased-out product !!! SIRIUS ACT 3SU1 is the successor The preferred successor type is <<3SU1050-4BL31-0AA0-ZX90>> | - | 0 | 7
3SB3500-4DD31-Z | X90 | 3SB3500-4DD31-ZX90 | 1 | UN | 1 | 10 | C | D | N | N | 83014090 | 20 | 4011209746992 | 0.111 | KG | 44.56 | 44.56 | CP20 | CP20 | Ronis key-operated switch, 22 mm, round, metal, lock no. SB30, 3 switch positions I-O-II, actuating angle 2x50 degrees, key removal II, with holder, Z=20-unit pack, possible special locks: SB31, 421, 455 !!! Phased-out product !!! SIRIUS ACT 3SU1 is the successor The preferred successor type is <<3SU1050-4BL31-0AA0-ZX90 + 3SU1550-0AA10-0AA0>> | - | 0 | 7
3SB3500-4DD41 |  | 3SB3500-4DD41 | 1 | UN | 1 | 10 | C | D | N | N | 83014090 | 1 | 4011209411609 | 0.113 | KG | 44.56 | 44.56 | CP20 | CP20 | 22MM ROUND METAL ACTUATOR: RONIS LOCK WITH 2 KEYS MAINTAINED CONTACT 3 SWITCH POSITIONS I-O-II LOCK NUMBER SB 30, REMOVE I+II WITH HOLDER POSSIBLE SPECIAL LOCKS FOR RONIS KEYSWITCHES: SB31, 455, 421 !!! Phased-out product !!! SIRIUS ACT 3SU1 is suc Preferred successor ty >>3SU1050-4BL41-0AA0 + 3SU1550-0AA10-0AA0<< |  | 0 | 7
3SB3500-4DD41-Z | B01 | 3SB3500-4DD41-ZB01 | 1 | UN | 1 | 10 | C | D | N | N | 83014090 | 1 |  | 0.112 | KG | 43.04 | 43.04 | CP20 | CP20 | Ronis key-operated switch, 22 mm, round, metal, lock no. SB30, 3 switch positions I-O-II, actuating angle 2x50 degrees, key removal I+II, with holder, possible special locks: SB31, 421, 455 !!! Phased-out product !!! SIRIUS ACT 3SU1 is the successor The preferred successor type is <<3SU1050-4BL41-0AA0>> | - | 0 | 7
3SB3500-4DD41-Z | B01X90 | 3SB3500-4DD41-ZB01X90 | 1 | UN | 1 | 10 | C | D | N | N | 83014090 | 20 |  | 0.112 | KG | 43.04 | 43.04 | CP20 | CP20 | Ronis key-operated switch, 22 mm, round, metal, lock no. SB30, 3 switch positions I-O-II, actuating angle 2x50 degrees, key removal I+II, with holder, Z=20-unit pack, possible special locks: SB31, 421, 455 !!! Phased-out product !!! SIRIUS ACT 3SU1 is the successor The preferred successor type is <<3SU1050-4BL41-0AA0-ZX90>> | - | 0 | 7
3SB3500-4DD41-Z | X90 | 3SB3500-4DD41-ZX90 | 1 | UN | 1 | 10 | C | D | N | N | 83014090 | 20 | 4011209747005 | 0.112 | KG | 44.56 | 44.56 | CP20 | CP20 | Ronis key-operated switch, 22 mm, round, metal, lock no. SB30, 3 switch positions I-O-II, actuating angle 2x50 degrees, key removal I+II, with holder, Z=20-unit pack, possible special locks: SB31, 421, 455 !!! Phased-out product !!! SIRIUS ACT 3SU1 is the successor The preferred successor type is <<3SU1050-4BL41-0AA0-ZX90 + 3SU1550-0AA10-0AA0>> | - | 0 | 7
3SB3500-4DD51 |  | 3SB3500-4DD51 | 1 | UN | 1 | 10 | C | D | N | N | 83014090 | 1 | 4011209411616 | 0.14 | KG | 44.56 | 44.56 | CP20 | CP20 | 22MM ROUND METAL ACTUATOR: RONIS LOCK WITH 2 KEYS MAINTAINED CONTACT 3 SWITCH POSITIONS I-O-II LOCK NUMBER SB 30, REMOVE O+I WITH HOLDER POSSIBLE SPECIAL LOCKS FOR RONIS KEYSWITCHES: SB31, 455, 421 !!! Phased-out product !!! SIRIUS ACT 3SU1 is suc Preferred successor ty >>3SU1050-4BL51-0AA0 + 3SU1550-0AA10-0AA0<< |  | 0 | 7
3SB3500-4DD51-Z | B01 | 3SB3500-4DD51-ZB01 | 1 | UN | 1 | 10 | C | D | N | N | 83014090 | 1 | 4011209745247 | 0.12 | KG | 43.04 | 43.04 | CP20 | CP20 | Ronis key-operated switch, 22 mm, round, metal, lock no. SB30, 3 switch positions I-O-II, actuating angle 2x50 degrees, key removal O+I, Z=without holder, possible special locks: SB31, 421, 455 !!! Phased-out product !!! SIRIUS ACT 3SU1 is the successor The preferred successor type is <<3SU1050-4BL51-0AA0>> | - | 0 | 7
3SB3500-4DD51-Z | B01X90 | 3SB3500-4DD51-ZB01X90 | 1 | UN | 1 | 10 | C | D | N | N | 83014090 | 20 |  | 0.12 | KG | 43.04 | 43.04 | CP20 | CP20 | Ronis key-operated switch, 22 mm, round, metal, lock no. SB30, 3 switch positions I-O-II, actuating angle 2x50 degrees, key removal O+I, with holder, Z=20-unit pack, possible special locks: SB31, 421, 455 !!! Phased-out product !!! SIRIUS ACT 3SU1 is the successor The preferred successor type is <<3SU1050-4BL51-0AA0-ZX90>> | - | 0 | 7
3SB3500-4DD51-Z | X90 | 3SB3500-4DD51-ZX90 | 1 | UN | 1 | 10 | C | D | N | N | 83014090 | 20 | 4011209747012 | 0.12 | KG | 44.56 | 44.56 | CP20 | CP20 | Ronis key-operated switch, 22 mm, round, metal, lock no. SB30, 3 switch positions I-O-II, actuating angle 2x50 degrees, key removal O+I, with holder, Z=20-unit pack, possible special locks: SB31, 421, 455 !!! Phased-out product !!! SIRIUS ACT 3SU1 is the successor The preferred successor type is <<3SU1050-4BL51-0AA0-ZX90 + 3SU1550-0AA10-0AA0>> | - | 0 | 7
3SB3500-4DD61 |  | 3SB3500-4DD61 | 1 | UN | 1 | 10 | C | D | N | N | 83014090 | 1 | 4011209411623 | 0.114 | KG | 44.56 | 44.56 | CP20 | CP20 | 22MM ROUND METAL ACTUATOR: RONIS LOCK WITH 2 KEYS MAINTAINED CONTACT 3 SWITCH POSITIONS I-O-II LOCK NUMBER SB 30, REMOVE 0+II WITH HOLDER POSSIBLE SPECIAL LOCKS FOR RONIS KEYSWITCHES: SB31, 455, 421 !!! Phased-out product !!! SIRIUS ACT 3SU1 is suc Preferred successor ty >>3SU1050-4BL11-0AA0 + 3SU1550-0AA10-0AA0<< | - | 0 | 7
3SB3500-4DD61-Z | B01 | 3SB3500-4DD61-ZB01 | 1 | UN | 1 | 10 | C | D | N | N | 83014090 | 1 |  | 0.104 | KG | 43.04 | 43.04 | CP20 | CP20 | Ronis key-operated switch, 22 mm, round, metal, lock no. SB30, 3 switch positions I-O-II, actuating angle 2x50 degrees, key removal O+II, with holder, possible special locks: SB31, 421, 455 !!! Phased-out product !!! SIRIUS ACT 3SU1 is the successor The preferred successor type is <<3SU1050-4BL11-0AA0>> | - | 0 | 7
3SB3500-4DL01 |  | 3SB3500-4DL01 | 1 | UN | 1 | 10 | C | D | N | N | 83014090 | 1 | 4011209465701 | 0.109 | KG | 44.56 | 44.56 | CP20 | CP20 | 22MM ROUND METAL ACTUATOR: RONIS LOCK WITH 2 KEYS MAINTAINED CONTACT 3 SWITCH POSITIONS I-O-II LOCK NUMBER 455, REMOVE O WITH HOLDER !!! Phased-out product !!! SIRIUS ACT 3SU1 is successor Preferred successor type is >>3SU1050-4CL01-0AA0 + 3SU1550-0AA10-0AA0<< | - | 0 | 7
3SB3500-4DL01-Z | B01 | 3SB3500-4DL01-ZB01 | 1 | UN | 1 | 10 | C | D | N | N | 83014090 | 1 |  | 0.109 | KG | 43.04 | 43.04 | CP20 | CP20 | Ronis key-operated switch, 22 mm, round, metal, lock no. 455, 3 switch positions I-O-II, actuating angle 2x50 degrees, key removal O, with holder, possible special locks: SB30, SB31, 421 !!! Phased-out product !!! SIRIUS ACT 3SU1 is the successor The preferred successor type is <<3SU1050-4CL01-0AA0>> | - | 0 | 7
3SB3500-4DL11 |  | 3SB3500-4DL11 | 1 | UN | 1 | 10 | C | D | N | N | 83014090 | 1 | 4011209465718 | 0.11 | KG | 44.56 | 44.56 | CP20 | CP20 | 22MM ROUND METAL ACTUATOR: RONIS LOCK WITH 2 KEYS MAINTAINED CONTACT 3 SWITCH POSITIONS I-O-II LOCK NUMBER 455, REMOVE I+O+II WITH HOLDER !!! Phased-out product !!! SIRIUS ACT 3SU1 is successor Preferred successor type is >>3SU1050-4CL11-0AA0 + 3SU1550-0AA10-0AA0<< | - | 0 | 7
3SB3500-4DL11-Z | B01 | 3SB3500-4DL11-ZB01 | 1 | UN | 1 | 10 | C | D | N | N | 83014090 | 1 |  | 0.111 | KG | 43.04 | 43.04 | CP20 | CP20 | Ronis key-operated switch, 22 mm, round, metal, lock no. 455, 3 switch positions I-O-II, actuating angle 2x50 degrees, key removal I+O+II, with holder, possible special locks: SB30, SB31, 421 !!! Phased-out product !!! SIRIUS ACT 3SU1 is the successor The preferred successor type is <<3SU1050-4CL11-0AA0>> | - | 0 | 7
3SB3500-4DM11 |  | 3SB3500-4DM11 | 1 | UN | 1 | 10 | C | D | N | N | 83014090 | 1 | 4011209465725 | 0.11 | KG | 44.56 | 44.56 | CP20 | CP20 | 22MM ROUND METAL ACTUATOR: RONIS LOCK WITH 2 KEYS MAINTAINED CONTACT 3 SWITCH POSITIONS I-O-II LOCK NUMBER 421, REMOVE I+O+II WITH HOLDER !!! Phased-out product !!! SIRIUS ACT 3SU1 is successor Preferred successor type is >>3SU1050-4DL11-0AA0 + 3SU1550-0AA10-0AA0<< | - | 0 | 7
3SB3500-4DM11-Z | B01 | 3SB3500-4DM11-ZB01 | 1 | UN | 1 | 10 | C | D | N | N | 83014090 | 1 |  | 0.112 | KG | 43.04 | 43.04 | CP20 | CP20 | Ronis key-operated switch, 22 mm, round, metal, lock no. 421, 3 switch positions I-O-II, actuating angle 2x50 degrees, key removal I+O+II, with holder, possible special locks: SB30, SB31, 455 !!! Phased-out product !!! SIRIUS ACT 3SU1 is the successor The preferred successor type is <<3SU1050-4DL11-0AA0>> | - | 0 | 7
3SB3500-4ED01 |  | 3SB3500-4ED01 | 1 | UN | 1 | 10 | C | D | N | N | 83014090 | 1 | 4011209411630 | 0.11 | KG | 42.37 | 42.37 | CP20 | CP20 | 22MM ROUND METAL ACTUATOR: RONIS LOCK WITH 2 KEYS MOMENTARY CONTACT 3 SWITCH POSITIONS I-O-II LOCK NUMBER SB 30, REMOVE O WITH HOLDER POSSIBLE SPECIAL LOCKS FOR RONIS KEYSWITCHES: SB31, 455, 421 !!! Phased-out product !!! SIRIUS ACT 3SU1 is suc Preferred successor ty >>3SU1050-4BM01-0AA0 + 3SU1550-0AA10-0AA0<< |  | 0 | 7
3SB3500-4ED01-Z | B01 | 3SB3500-4ED01-ZB01 | 1 | UN | 1 | 10 | C | D | N | N | 83014090 | 1 | 4011209745254 | 0.08 | KG | 40.85 | 40.85 | CP20 | CP20 | Ronis key-operated switch, 22 mm, round, metal, lock no. SB30, 3 switch positions I-O-II, actuating angle 2x50 degrees, key removal O, Z=without holder, possible special locks: SB31, 421, 455 !!! Phased-out product !!! SIRIUS ACT 3SU1 is the successor The preferred successor type is <<3SU1050-4BM01-0AA0>> | - | 0 | 7
3SB3500-4ED01-Z | B01X90 | 3SB3500-4ED01-ZB01X90 | 1 | UN | 1 | 10 | C | D | N | N | 83014090 | 20 |  | 0.101 | KG | 40.85 | 40.85 | CP20 | CP20 | Ronis key-operated switch, 22 mm, round, metal, lock no. SB30, 3 switch positions I-O-II, actuating angle 2x50 degrees, key removal O, with holder, Z=20-unit pack, possible special locks: SB31, 421, 455 !!! Phased-out product !!! SIRIUS ACT 3SU1 is the successor The preferred successor type is <<3SU1050-4BM01-0AA0-ZX90>> | - | 0 | 7
3SB3500-4ED01-Z | X90 | 3SB3500-4ED01-ZX90 | 1 | UN | 1 | 10 | C | D | N | N | 83014090 | 20 | 4011209747029 | 0.101 | KG | 42.37 | 42.37 | CP20 | CP20 | Ronis key-operated switch, 22 mm, round, metal, lock no. SB30, 3 switch positions I-O-II, actuating angle 2x50 degrees, key removal O, with holder, Z=20-unit pack, possible special locks: SB31, 421, 455 !!! Phased-out product !!! SIRIUS ACT 3SU1 is the successor The preferred successor type is <<3SU1050-4BM01-0AA0-ZX90 + 3SU1550-0AA10-0AA0>> | - | 0 | 7
3SB3500-4EL01 |  | 3SB3500-4EL01 | 1 | UN | 1 | 10 | C | D | N | N | 83014090 | 1 | 4011209465732 | 0.11 | KG | 42.37 | 42.37 | CP20 | CP20 | 22MM ROUND METAL ACTUATOR: RONIS LOCK WITH 2 KEYS MOMENTARY CONTACT 3 SWITCH POSITIONS I-O-II LOCK NUMBER 455, REMOVE O WITH HOLDER !!! Phased-out product !!! SIRIUS ACT 3SU1 is successor Preferred successor type is >>3SU1050-4CM01-0AA0 + 3SU1550-0AA10-0AA0<< | - | 0 | 7
3SB3500-4EL01-Z | B01 | 3SB3500-4EL01-ZB01 | 1 | UN | 1 | 10 | C | D | N | N | 83014090 | 1 |  | 0.114 | KG | 40.85 | 40.85 | CP20 | CP20 | Ronis key-operated switch, 22 mm, round, metal, lock no. 455, 3 switch positions I-O-II, actuating angle 2x50 degrees, key removal O, with holder, possible special locks: SB30, SB31, 421 !!! Phased-out product !!! SIRIUS ACT 3SU1 is the successor The preferred successor type is <<3SU1050-4CM01-0AA0>> | - | 0 | 7
3SB3500-4FD01 |  | 3SB3500-4FD01 | 1 | UN | 1 | 10 | C | D | N | N | 83014090 | 1 | 4011209411685 | 0.107 | KG | 43.42 | 43.42 | CP20 | CP20 | 22MM ROUND METAL ACTUATOR: RONIS LOCK WITH 2 KEYS ON THE LEFT MAINTAINED CONTACT, ON THE RIGHT MOMENTARY CONTACT 3 SWITCH POSITIONS I-O-II LOCK NUMBER SB 30, REMOVE O WITH HOLDER POSSIBLE SPECIAL LOCKS FOR RONIS KEYSWITCHES: SB31, 455, 421 !!! Phased-out product !!! SIRIUS ACT 3SU1 is successor Preferred successor type is >>3SU1050-4BN01-0AA0 + 3SU1550-0AA10-0AA0<< | - | 0 | 7
3SB3500-4FD01-Z | B01 | 3SB3500-4FD01-ZB01 | 1 | UN | 1 | 10 | C | D | N | N | 83014090 | 1 |  | 0.109 | KG | 41.9 | 41.9 | CP20 | CP20 | Ronis key-operated switch, 22 mm, round, metal, lock no. SB30, 3 switch positions I-O-II, right momentary contact type, actuating angle 2x50 degrees, key removal O, with holder, possible special locks: SB31, 421, 455 !!! Phased-out product !!! SIRIUS ACT 3SU1 is the successor The preferred successor type is <<3SU1050-4BN01-0AA0>> | - | 0 | 7
3SB3500-4FD01-Z | B01X90 | 3SB3500-4FD01-ZB01X90 | 1 | UN | 1 | 10 | C | D | N | N | 83014090 | 20 |  | 0.108 | KG | 41.9 | 41.9 | CP20 | CP20 | Ronis key-operated switch, 22 mm, round, metal, lock no. SB30, 3 switch positions I-O-II, right momentary contact type, actuating angle 2x50 degrees, key removal O, with holder, Z=20-unit pack, possible special locks: SB31, 421, 455 !!! Phased-out product !!! SIRIUS ACT 3SU1 is the successor The preferred successor type is <<3SU1050-4BN01-0AA0-ZX90>> | - | 0 | 7
3SB3500-4FD01-Z | X90 | 3SB3500-4FD01-ZX90 | 1 | UN | 1 | 10 | C | D | N | N | 83014090 | 20 | 4011209747074 | 0.108 | KG | 43.42 | 43.42 | CP20 | CP20 | Ronis key-operated switch, 22 mm, round, metal, lock no. SB30, 3 switch positions I-O-II, right momentary contact type, actuating angle 2x50 degrees, key removal O, with holder, Z=20-unit pack, possible special locks: SB31, 421, 455 !!! Phased-out product !!! SIRIUS ACT 3SU1 is the successor The preferred successor type is <<3SU1050-4BN01-0AA0-ZX90 + 3SU1550-0AA10-0AA0>> | - | 0 | 7
3SB3500-4FD21 |  | 3SB3500-4FD21 | 1 | UN | 1 | 10 | C | D | N | N | 83014090 | 1 | 4011209411692 | 0.107 | KG | 43.42 | 43.42 | CP20 | CP20 | 22MM ROUND METAL ACTUATOR: RONIS LOCK WITH 2 KEYS ON THE LEFT MAINTAINED CONTACT, ON THE RIGHT MOMENTARY CONTACT 3 SWITCH POSITIONS I-O-II LOCK NUMBER SB 30, REMOVE I WITH HOLDER POSSIBLE SPECIAL LOCKS FOR RONIS KEYSWITCHES: SB31, 455, 421 !!! Phased-out product !!! SIRIUS ACT 3SU1 is successor Preferred successor type is >>3SU1050-4BN21-0AA0 + 3SU1550-0AA10-0AA0<< | - | 0 | 7
3SB3500-4FD21-Z | B01 | 3SB3500-4FD21-ZB01 | 1 | UN | 1 | 10 | C | D | N | N | 83014090 | 1 |  | 0.11 | KG | 41.9 | 41.9 | CP20 | CP20 | Ronis key-operated switch, 22 mm, round, metal, lock no. SB30, 3 switch positions I-O-II, right momentary contact type, actuating angle 2x50 degrees, key removal I, with holder, possible special locks: SB31, 421, 455 !!! Phased-out product !!! SIRIUS ACT 3SU1 is the successor The preferred successor type is <<3SU1050-4BN21-0AA0>> | - | 0 | 7
3SB3500-4FD21-Z | B01X90 | 3SB3500-4FD21-ZB01X90 | 1 | UN | 1 | 10 | C | D | N | N | 83014090 | 20 |  | 0.109 | KG | 41.9 | 41.9 | CP20 | CP20 | Ronis key-operated switch, 22 mm, round, metal, lock no. SB30, 3 switch positions I-O-II, right momentary contact type, actuating angle 2x50 degrees, key removal I, with holder, Z=20-unit pack, possible special locks: SB31, 421, 455 !!! Phased-out product !!! SIRIUS ACT 3SU1 is the successor The preferred successor type is <<3SU1050-4BN21-0AA0-ZX90>> | - | 0 | 7
3SB3500-4FD21-Z | X90 | 3SB3500-4FD21-ZX90 | 1 | UN | 1 | 10 | C | D | N | N | 83014090 | 20 | 4011209747067 | 0.109 | KG | 43.42 | 43.42 | CP20 | CP20 | Ronis key-operated switch, 22 mm, round, metal, lock no. SB30, 3 switch positions I-O-II, right momentary contact type, actuating angle 2x50 degrees, key removal I, with holder, Z=20-unit pack, possible special locks: SB31, 421, 455 !!! Phased-out product !!! SIRIUS ACT 3SU1 is the successor The preferred successor type is <<3SU1050-4BN21-0AA0-ZX90 + 3SU1550-0AA10-0AA0>> | - | 0 | 7
3SB3500-4FD51 |  | 3SB3500-4FD51 | 1 | UN | 1 | 10 | C | D | N | N | 83014090 | 1 | 4011209411678 | 0.108 | KG | 43.42 | 43.42 | CP20 | CP20 | 22MM ROUND METAL ACTUATOR: RONIS LOCK WITH 2 KEYS ON THE LEFT MAINTAINED CONTACT, ON THE RIGHT MOMENTARY CONTACT 3 SWITCH POSITIONS I-O-II LOCK NUMBER SB 30, REMOVE O+I WITH HOLDER POSSIBLE SPECIAL LOCKS FOR RONIS KEYSWITCHES: SB31, 455, 421 !!! Phased-out product !!! SIRIUS ACT 3SU1 is successor Preferred successor type is >>3SU1050-4BN51-0AA0 + 3SU1550-0AA10-0AA0<< | - | 0 | 7
3SB3500-4FD51-Z | B01 | 3SB3500-4FD51-ZB01 | 1 | UN | 1 | 10 | C | D | N | N | 83014090 | 1 |  | 0.071 | KG | 41.9 | 41.9 | CP20 | CP20 | Ronis key-operated switch, 22 mm, round, metal, lock no. SB30, 3 switch positions I-O-II, right momentary contact type, actuating angle 2x50 degrees, key removal O+I, with holder, possible special locks: SB31, 421, 455 !!! Phased-out product !!! SIRIUS ACT 3SU1 is the successor The preferred successor type is <<3SU1050-4BN51-0AA0>> | - | 0 | 7
3SB3500-4FD51-Z | B01X90 | 3SB3500-4FD51-ZB01X90 | 1 | UN | 1 | 10 | C | D | N | N | 83014090 | 20 |  | 0.107 | KG | 41.9 | 41.9 | CP20 | CP20 | Ronis key-operated switch, 22 mm, round, metal, lock no. SB30, 3 switch positions I-O-II, right momentary contact type, actuating angle 2x50 degrees, key removal O+I, with holder, Z=20-unit pack, possible special locks: SB31, 421, 455 !!! Phased-out product !!! SIRIUS ACT 3SU1 is the successor The preferred successor type is <<3SU1050-4BN51-0AA0-ZX90>> | - | 0 | 7
3SB3500-4FD51-Z | X90 | 3SB3500-4FD51-ZX90 | 1 | UN | 1 | 10 | C | D | N | N | 83014090 | 20 | 4011209747050 | 0.107 | KG | 43.42 | 43.42 | CP20 | CP20 | Ronis key-operated switch, 22 mm, round, metal, lock no. SB30, 3 switch positions I-O-II, right momentary contact type, actuating angle 2x50 degrees, key removal O+I, with holder, Z=20-unit pack, possible special locks: SB31, 421, 455 !!! Phased-out product !!! SIRIUS ACT 3SU1 is the successor The preferred successor type is <<3SU1050-4BN51-0AA0-ZX90 + 3SU1550-0AA10-0AA0>> | - | 0 | 7
3SB3500-4GD01 |  | 3SB3500-4GD01 | 1 | UN | 1 | 10 | C | D | N | N | 83014090 | 1 | 4011209411654 | 0.11 | KG | 43.42 | 43.42 | CP20 | CP20 | 22MM ROUND METAL ACTUATOR: RONIS LOCK WITH 2 KEYS ON THE RIGHT MAINTAINED CONTACT, ON THE LEFT MOMENTARY CONTACT 3 SWITCH POSITIONS I-O-II LOCK NUMBER SB 30, REMOVE O WITH HOLDER POSSIBLE SPECIAL LOCKS FOR RONIS KEYSWITCHES: SB31, 455, 421 !!! Phased-out product !!! SIRIUS ACT 3SU1 is successor Preferred successor type is >>3SU1050-4BP01-0AA0 + 3SU1550-0AA10-0AA0<< | - | 0 | 7
3SB3500-4GD01-Z | B01 | 3SB3500-4GD01-ZB01 | 1 | UN | 1 | 10 | C | D | N | N | 83014090 | 1 |  | 0.111 | KG | 41.9 | 41.9 | CP20 | CP20 | Ronis key-operated switch, 22 mm, round, metal, lock no. SB30, 3 switch positions I-O-II, right latching, actuating angle 2x50 degrees, key removal O, with holder, possible special locks: SB31, 421, 455 !!! Phased-out product !!! SIRIUS ACT 3SU1 is the successor The preferred successor type is <<3SU1050-4BP01-0AA0>> | - | 0 | 7
3SB3500-4GD01-Z | B01X90 | 3SB3500-4GD01-ZB01X90 | 1 | UN | 1 | 10 | C | D | N | N | 83014090 | 20 |  | 0.108 | KG | 41.9 | 41.9 | CP20 | CP20 | Ronis key-operated switch, 22 mm, round, metal, lock no. SB30, 3 switch positions I-O-II, right latching, actuating angle 2x50 degrees, key removal O, with holder, Z=20-unit pack, possible special locks: SB31, 421, 455 !!! Phased-out product !!! SIRIUS ACT 3SU1 is the successor The preferred successor type is <<3SU1050-4BP01-0AA0-ZX90>> | - | 0 | 7
3SB3500-4GD01-Z | X90 | 3SB3500-4GD01-ZX90 | 1 | UN | 1 | 10 | C | D | N | N | 83014090 | 20 | 4011209747036 | 0.108 | KG | 43.42 | 43.42 | CP20 | CP20 | Ronis key-operated switch, 22 mm, round, metal, lock no. SB30, 3 switch positions I-O-II, right latching, actuating angle 2x50 degrees, key removal O, with holder, Z=20-unit pack, possible special locks: SB31, 421, 455 !!! Phased-out product !!! SIRIUS ACT 3SU1 is the successor The preferred successor type is <<3SU1050-4BP01-0AA0-ZX90 + 3SU1550-0AA10-0AA0>> | - | 0 | 7
3SB3500-4GD31 |  | 3SB3500-4GD31 | 1 | UN | 1 | 10 | C | D | N | N | 83014090 | 1 | 4011209411661 | 0.109 | KG | 43.42 | 43.42 | CP20 | CP20 | 22MM ROUND METAL ACTUATOR: RONIS LOCK WITH 2 KEYS ON THE RIGHT MAINTAINED CONTACT, ON THE LEFT MOMENTARY CONTACT 3 SWITCH POSITIONS I-O-II LOCK NUMBER SB 30, REMOVE II WITH HOLDER POSSIBLE SPECIAL LOCKS FOR RONIS KEYSWITCHES: SB31, 455, 421 !!! Phased-out product !!! SIRIUS ACT 3SU1 is successor Preferred successor type is >>3SU1050-4BP61-0AA0 + 3SU1550-0AA10-0AA0<< | - | 0 | 7
3SB3500-4GD31-Z | B01 | 3SB3500-4GD31-ZB01 | 1 | UN | 1 | 10 | C | D | N | N | 83014090 | 1 |  | 0.109 | KG | 41.9 | 41.9 | CP20 | CP20 | Ronis key-operated switch, 22 mm, round, metal, lock no. SB30, 3 switch positions I-O-II, right latching, actuating angle 2x50 degrees, key removal II, with holder, possible special locks: SB31, 421, 455 !!! Phased-out product !!! SIRIUS ACT 3SU1 is the successor The preferred successor type is <<3SU1050-4BP61-0AA0>> | - | 0 | 7
3SB3500-4GD31-Z | B01X90 | 3SB3500-4GD31-ZB01X90 | 1 | UN | 1 | 10 | C | D | N | N | 83014090 | 20 |  | 0.106 | KG | 41.9 | 41.9 | CP20 | CP20 | Ronis key-operated switch, 22 mm, round, metal, lock no. SB30, 3 switch positions I-O-II, right latching, actuating angle 2x50 degrees, key removal II, with holder, Z=20-unit pack, possible special locks: SB31, 421, 455 !!! Phased-out product !!! SIRIUS ACT 3SU1 is the successor The preferred successor type is <<3SU1050-4BP61-0AA0-ZX90>> | - | 0 | 7
3SB3500-4GD31-Z | X90 | 3SB3500-4GD31-ZX90 | 1 | UN | 1 | 10 | C | D | N | N | 83014090 | 20 | 4011209747043 | 0.106 | KG | 43.42 | 43.42 | CP20 | CP20 | Ronis key-operated switch, 22 mm, round, metal, lock no. SB30, 3 switch positions I-O-II, right latching, actuating angle 2x50 degrees, key removal II, with holder, Z=20-unit pack, possible special locks: SB31, 421, 455 !!! Phased-out product !!! SIRIUS ACT 3SU1 is the successor The preferred successor type is <<3SU1050-4BP61-0AA0-ZX90 + 3SU1550-0AA10-0AA0>> | - | 0 | 7
3SB3500-4GD61 |  | 3SB3500-4GD61 | 1 | UN | 1 | 10 | C | D | N | N | 83014090 | 1 | 4011209411647 | 0.11 | KG | 43.42 | 43.42 | CP20 | CP20 | 22MM ROUND METAL ACTUATOR: RONIS LOCK WITH 2 KEYS ON THE RIGHT MAINTAINED CONTACT, ON THE LEFT MOMENTARY CONTACT 3 SWITCH POSITIONS I-O-II LOCK NUMBER SB 30, REMOVE O+II WITH HOLDER POSSIBLE SPECIAL LOCKS FOR RONIS KEYSWITCHES: SB31, 455, 421 !!! Phased-out product !!! SIRIUS ACT 3SU1 is successor Preferred successor type is >>3SU1050-4BP61-0AA0 + 3SU1550-0AA10-0AA0<< | - | 0 | 7
3SB3500-4GD61-Z | B01 | 3SB3500-4GD61-ZB01 | 1 | UN | 1 | 10 | C | D | N | N | 83014090 | 1 |  | 0.07 | KG | 41.9 | 41.9 | CP20 | CP20 | Ronis key-operated switch, 22 mm, round, metal, lock no. SB30, 3 switch positions I-O-II, right latching, actuating angle 2x50 degrees, key removal O+II, with holder, possible special locks: SB31, 421, 455 !!! Phased-out product !!! SIRIUS ACT 3SU1 is the successor The preferred successor type is <<3SU1050-4BP61-0AA0>> | - | 0 | 7
3SB3500-4GD61-Z | B01X90 | 3SB3500-4GD61-ZB01X90 | 1 | UN | 1 | 10 | C | D | N | N | 83014090 | 20 |  | 0.111 | KG | 41.9 | 41.9 | CP20 | CP20 | Ronis key-operated switch, 22 mm, round, metal, lock no. SB30, 3 switch positions I-O-II, right latching, actuating angle 2x50 degrees, key removal O+II, with holder, Z=20-unit pack, possible special locks: SB31, 421, 455 !!! Phased-out product !!! SIRIUS ACT 3SU1 is the successor The preferred successor type is <<3SU1050-4BP61-0AA0-ZX90>> | - | 0 | 7
3SB3500-4GD61-Z | X90 | 3SB3500-4GD61-ZX90 | 1 | UN | 1 | 10 | C | D | N | N | 83014090 | 20 | 4011209774704 | 0.111 | KG | 43.42 | 43.42 | CP20 | CP20 | Ronis key-operated switch, 22 mm, round, metal, lock no. SB30, 3 switch positions I-O-II, right latching, actuating angle 2x50 degrees, key removal O+II, with holder, Z=20-unit pack, possible special locks: SB31, 421, 455 !!! Phased-out product !!! SIRIUS ACT 3SU1 is the successor The preferred successor type is <<3SU1050-4BP61-0AA0-ZX90 + 3SU1550-0AA10-0AA0>> | - | 0 | 7
3SB3500-4HD01 |  | 3SB3500-4HD01 | 1 | UN | 1 | 10 | C | D | N | N | 83014090 | 1 | 4011209718470 | 0.113 | KG | 42.37 | 42.37 | CP20 | CP20 | 22MM ROUND METAL ACTUATOR: RONIS LOCK WITH 2 KEYS MAINTAINED CONTACT 2 SWITCH POSITIONS O-I, 1100/ 1300 HOURS O POSITION AT 1100 HOURS LOCK NUMBER SB 30, REMOVE O WITH HOLDER POSSIBLE SPECIAL LOCKS FOR RONIS KEYSWITCHES: SB31, 455, 421 !!! Phased-out product !!! SIRIUS ACT 3SU1 is successor Preferred successor type is >>3SU1050-4BF01-0AA0 + 3SU1550-0AA10-0AA0<< | - | 0 | 7
3SB3500-4HD01-Z | B01 | 3SB3500-4HD01-ZB01 | 1 | UN | 1 | 10 | C | D | N | N | 83014090 | 1 |  | 0.11 | KG | 40.85 | 40.85 | CP20 | CP20 | Ronis key-operated switch, 22 mm, round, metal, lock no. SB30, 2 switch positions O-I, actuating angle 50 degrees, 11/13 hundred hours, key removal O, with holder, possible special locks: SB31, 421, 455 !!! Phased-out product !!! SIRIUS ACT 3SU1 is the successor The preferred successor type is <<3SU1050-4BF01-0AA0>> | - | 0 | 7
3SB3500-4HD11 |  | 3SB3500-4HD11 | 1 | UN | 1 | 10 | C | D | N | N | 83014090 | 1 | 4011209611313 | 0.11 | KG | 42.37 | 42.37 | CP20 | CP20 | 22MM ROUND METAL ACTUATOR: RONIS LOCK WITH 2 KEYS MAINTAINED CONTACT 2 SWITCH POSITIONS O-I, 1100/ 1300 HOURS O POSITION AT 1100 HOURS LOCK NUMBER SB 30, REMOVE O+I WITH HOLDER POSSIBLE SPECIAL LOCKS FOR RONIS KEYSWITCHES: SB31, 455, 421 !!! Phased-out product !!! SIRIUS ACT 3SU1 is successor Preferred successor type is >>3SU1050-4BF11-0AA0 + 3SU1550-0AA10-0AA0<< | - | 0 | 7
3SB3500-4HD11-Z | B01 | 3SB3500-4HD11-ZB01 | 1 | UN | 1 | 10 | C | D | N | N | 83014090 | 1 |  | 0.11 | KG | 40.85 | 40.85 | CP20 | CP20 | Ronis key-operated switch, 22 mm, round, metal, lock no. SB30, 2 switch positions O-I, actuating angle 50 degrees, 11/13 hundred hours, key removal O+I, with holder, possible special locks: SB31, 421, 455 !!! Phased-out product !!! SIRIUS ACT 3SU1 is the successor The preferred successor type is <<3SU1050-4BF11-0AA0>> | - | 0 | 7
3SB3500-4LD01 |  | 3SB3500-4LD01 | 1 | UN | 1 | 2 | A | D | N | N | 83014090 | 1 | 4011209413153 | 0.193 | KG | 88.64 | 88.64 | CP20 | CP20 | 22MM METAL ROUND ACTUATOR: CES KEY-OPER.SWITCH WITH 2 KEYS LATCHING 2 SWITCH POSITIONS O-I LOCK NO SSG 10, REMOVAL POS. O WITH HOLDER !!! Phased-out product !!! SIRIUS ACT 3SU1 is successor Preferred successor type is >>3SU1050-5BF01-0AA0 + 3SU1550-0AA10-0AA0<< |  | 0 | 7
3SB3500-4LD01-0SL0 |  | 3SB3500-4LD01-0SL0 | 1 | UN | 1 | 10 | C | D | N | N | 83014090 | 20 |  | 0.193 | KG | 91.3 | 91.3 | CP20 | CP20 | 22MM METAL ROUND ACTUATOR: CES KEY-OPER.SWITCH WITHOUT KEY LATCHING 2 SWITCH POSITIONS O-I LOCK NO SSG 10, REMOVAL POS. O WITH HOLDER !!! Phased-out product !!! SIRIUS ACT 3SU1 is successor | - | 0 | 7
3SB3500-4LD01-0VL0 |  | 3SB3500-4LD01-0VL0 | 1 | UN | 1 | 40 | X | D | N | N | 83014090 | 1 | 4011209681965 | 0.165 | KG | 159.6 | 159.6 | CP20 | CP20 | KEY-OPERATED SWITCH CES, 22MM, ROUND, METAL, LOCK NO. VL5, WITH 2 KEYS, 2 SWITCH POSITIONS O-I, LATCHING, OPER. ANG. 50 DEG, 12/2 O'CLOCK KEY REM. POS. O, WITH HOLDER !!! Phased-out product !!! SIRIUS ACT 3SU1 is successor Preferred successor type is >>3SU1050-5KF01-0AA0 + | - | 0 | 9
3SB3500-4LD01-0VL0-Z | B01 | 3SB3500-4LD01-0VL0-ZB01 | 1 | UN | 1 | 40 | X | D | N | N | 83014090 | 1 |  | 0.165 | KG | 87.12 | 87.12 | CP20 | CP20 | CES key-operated switch, 22 mm, round, metal, lock no. VL5, 2 switch positions O-I, actuating angle 50 degrees, 12/14 hundred hours, key removal O, without holder !!! Phased-out product !!! SIRIUS ACT 3SU1 is the successor The preferred successor type is <<3SU1050-5KF01-0AA0>> | - | 0 | 9
3SB3500-4LD01-Z | B01 | 3SB3500-4LD01-ZB01 | 1 | UN | 1 | 10 | C | D | N | N | 83014090 | 1 | 4011209745261 | 0.16 | KG | 158.08 | 158.08 | CP20 | CP20 | CES key-operated switch, 22 mm, round, metal, lock no. SSG10, 2 switch positions O-I, actuating angle 50 degrees, 12/14 hundred hours, key removal O, Z=without holder !!! Phased-out product !!! SIRIUS ACT 3SU1 is the successor The preferred successor type is <<3SU1050-5BF01-0AA0>> | - | 0 | 7
3SB3500-4LD01-Z | B01X90 | 3SB3500-4LD01-ZB01X90 | 1 | UN | 1 | 10 | C | D | N | N | 83014090 | 20 |  | 0.19 | KG | 87.12 | 87.12 | CP20 | CP20 | CES key-operated switch, 22 mm, round, metal, lock no. SSG10, 2 switch positions O-I, actuating angle 50 degrees, 12/14 hundred hours, key removal O, with holder, Z=20-unit pack !!! Phased-out product !!! SIRIUS ACT 3SU1 is the successor The preferred successor type is <<3SU1050-5BF01-0AA0-ZX90>> | - | 0 | 7
3SB3500-4LD01-Z | X90 | 3SB3500-4LD01-ZX90 | 1 | UN | 1 | 10 | C | D | N | N | 83014090 | 20 | 4011209747081 | 0.125 | KG | 88.64 | 88.64 | CP20 | CP20 | CES key-operated switch, 22 mm, round, metal, lock no. SSG10, 2 switch positions O-I, actuating angle 50 degrees, 12/14 hundred hours, key removal O, with holder, Z=20-unit pack !!! Phased-out product !!! SIRIUS ACT 3SU1 is the successor The preferred successor type is <<3SU1050-5BF01-0AA0-ZX90 + 3SU1550-0AA10-0AA0>> | - | 0 | 7
3SB3500-4LD11 |  | 3SB3500-4LD11 | 1 | UN | 1 | 2 | A | D | N | N | 83014090 | 1 | 4011209413177 | 0.188 | KG | 88.64 | 88.64 | CP20 | CP20 | 22MM METAL ROUND ACTUATOR: CES KEY-OPER.SWITCH WITH 2 KEYS LATCHING 2 SWITCH POSITIONS O-I LOCK NO SSG 10, REM. POS. O+I WITH HOLDER !!! Phased-out product !!! SIRIUS ACT 3SU1 is successor Preferred successor type is >>3SU1050-5BF11-0AA0 + 3SU1550-0AA10-0AA0<< |  | 0 | 7
3SB3500-4LD11-0VL0 |  | 3SB3500-4LD11-0VL0 | 1 | UN | 1 | 40 | X | D | N | N | 83014090 | 1 | 4011209681958 | 0.16 | KG | 159.6 | 159.6 | CP20 | CP20 | KEY-OPERATED SWITCH CES, 22MM, ROUND, METAL, LOCK NO. VL5, WITH 2 KEYS, 2 SWITCH POSITIONS O-I, LATCHING, OPER. ANG. 50 DEG, 12/2 O'CLOCK KEY REM. POS. O+I, WITH HOLDER !!! Phased-out product !!! SIRIUS ACT 3SU1 is successor Preferred successor type is >>3SU1050-5KF01-0AA0 + | - | 0 | 9
3SB3500-4LD11-0VL0-Z | B01 | 3SB3500-4LD11-0VL0-ZB01 | 1 | UN | 1 | 40 | X | D | N | N | 83014090 | 1 |  | 0.19 | KG | 87.12 | 87.12 | CP20 | CP20 | CES key-operated switch, 22 mm, round, metal, lock no. VL5, 2 switch positions O-I, actuating angle 50 degrees, 12/14 hundred hours, key removal O+I, without holder !!! Phased-out product !!! SIRIUS ACT 3SU1 is the successor The preferred successor type is <<3SU1050-5KF01-0AA0>> | - | 0 | 9
3SB3500-4LD11-Z | B01 | 3SB3500-4LD11-ZB01 | 1 | UN | 1 | 10 | C | D | N | N | 83014090 | 1 | 4011209745278 | 0.151 | KG | 158.08 | 158.08 | CP20 | CP20 | CES key-operated switch, 22 mm, round, metal, lock no. SSG10, 2 switch positions O-I, actuating angle 50 degrees, 12/14 hundred hours, key removal O+I, Z=without holder !!! Phased-out product !!! SIRIUS ACT 3SU1 is the successor The preferred successor type is <<3SU1050-5BF11-0AA0>> | - | 0 | 7
3SB3500-4LD11-Z | B01X90 | 3SB3500-4LD11-ZB01X90 | 1 | UN | 1 | 10 | C | D | N | N | 83014090 | 20 |  | 0.182 | KG | 87.12 | 87.12 | CP20 | CP20 | CES key-operated switch, 22 mm, round, metal, lock no. SSG10, 2 switch positions O-I, actuating angle 50 degrees, 12/14 hundred hours, key removal O+I, with holder, Z=20-unit pack !!! Phased-out product !!! SIRIUS ACT 3SU1 is the successor The preferred successor type is <<3SU1050-5BF11-0AA0-ZX90>> | - | 0 | 7
3SB3500-4LD11-Z | X90 | 3SB3500-4LD11-ZX90 | 1 | UN | 1 | 10 | C | D | N | N | 83014090 | 20 | 4011209747098 | 0.182 | KG | 88.64 | 88.64 | CP20 | CP20 | CES key-operated switch, 22 mm, round, metal, lock no. SSG10, 2 switch positions O-I, actuating angle 50 degrees, 12/14 hundred hours, key removal O+I, with holder, Z=20-unit pack !!! Phased-out product !!! SIRIUS ACT 3SU1 is the successor The preferred successor type is <<3SU1050-5BF11-0AA0-ZX90 + 3SU1550-0AA10-0AA0>> | - | 0 | 7
3SB3500-4LD21 |  | 3SB3500-4LD21 | 1 | UN | 1 | 10 | C | D | N | N | 83014090 | 1 | 4011209413160 | 0.18 | KG | 88.64 | 88.64 | CP20 | CP20 | 22MM METAL ROUND ACTUATOR: CES KEY-OPER.SWITCH WITH 2 KEYS LATCHING 2 SWITCH POSITIONS O-I LOCK NO SSG 10, REMOVAL POS. I WITH HOLDER !!! Phased-out product !!! SIRIUS ACT 3SU1 is successor Preferred successor type is >>3SU1050-5BF21-0AA0 + 3SU1550-0AA10-0AA0<< |  | 0 | 7
3SB3500-4LD21-Z | B01 | 3SB3500-4LD21-ZB01 | 1 | UN | 1 | 10 | C | D | N | N | 83014090 | 1 |  | 0.2 | KG | 87.12 | 87.12 | CP20 | CP20 | CES key-operated switch, 22 mm, round, metal, lock no. SSG10, 2 switch positions O-I, actuating angle 50 degrees, 12/14 hundred hours, key removal I, without holder !!! Phased-out product !!! SIRIUS ACT 3SU1 is the successor The preferred successor type is <<3SU1050-5BF21-0AA0>> | - | 0 | 7
3SB3500-4LD21-Z | B01X90 | 3SB3500-4LD21-ZB01X90 | 1 | UN | 1 | 10 | C | D | N | N | 83014090 | 20 |  | 0.19 | KG | 87.12 | 87.12 | CP20 | CP20 | CES key-operated switch, 22 mm, round, metal, lock no. SSG10, 2 switch positions O-I, actuating angle 50 degrees, 12/14 hundred hours, key removal I, with holder, Z=20-unit pack !!! Phased-out product !!! SIRIUS ACT 3SU1 is the successor The preferred successor type is <<3SU1050-5BF21-0AA0-ZX90>> | - | 0 | 7
3SB3500-4LD21-Z | X90 | 3SB3500-4LD21-ZX90 | 1 | UN | 1 | 10 | C | D | N | N | 83014090 | 20 | 4011209747104 | 0.19 | KG | 88.64 | 88.64 | CP20 | CP20 | CES key-operated switch, 22 mm, round, metal, lock no. SSG10, 2 switch positions O-I, actuating angle 50 degrees, 12/14 hundred hours, key removal I, with holder, Z=20-unit pack !!! Phased-out product !!! SIRIUS ACT 3SU1 is the successor The preferred successor type is <<3SU1050-5BF21-0AA0-ZX90 + 3SU1550-0AA10-0AA0>> | - | 0 | 7
3SB3500-4LF01 |  | 3SB3500-4LF01 | 1 | UN | 1 | 10 | C | D | N | N | 83014090 | 1 | 4011209413351 | 0.188 | KG | 86.17 | 86.17 | CP20 | CP20 | 22MM METAL ROUND ACTUATOR: CES KEY-OPER.SWITCH WITH 2 KEYS LATCHING 2 SWITCH POSITIONS O-I LOCK NO LSG 1, REMOVAL POS. O+I WITH HOLDER !!! Phased-out product !!! SIRIUS ACT 3SU1 is successor Preferred successor type is >>3SU1050-5HF11-0AA0 + 3SU1550-0AA10-0AA0<< |  | 0 | 7
3SB3500-4LF01-Z | B01 | 3SB3500-4LF01-ZB01 | 1 | UN | 1 | 10 | C | D | N | N | 83014090 | 1 | 4011209745322 | 0.151 | KG | 84.65 | 84.65 | CP20 | CP20 | CES key-operated switch, 22 mm, round, metal, lock no. LSG1, 2 switch positions O-I, actuating angle 50 degrees, 12/14 hundred hours, key removal O+I, Z=without holder !!! Phased-out product !!! SIRIUS ACT 3SU1 is the successor The preferred successor type is <<3SU1050-5HF11-0AA0>> | - | 0 | 7
3SB3500-4LF01-Z | B01X90 | 3SB3500-4LF01-ZB01X90 | 1 | UN | 1 | 10 | C | D | N | N | 83014090 | 20 |  | 0.187 | KG | 84.65 | 84.65 | CP20 | CP20 | CES key-operated switch, 22 mm, round, metal, lock no. LSG1, 2 switch positions O-I, actuating angle 50 degrees, 12/14 hundred hours, key removal O+I, with holder, Z=20-unit pack !!! Phased-out product !!! SIRIUS ACT 3SU1 is the successor The preferred successor type is <<3SU1050-5HF11-0AA0-ZX90>> | - | 0 | 7
3SB3500-4LF01-Z | X90 | 3SB3500-4LF01-ZX90 | 1 | UN | 1 | 10 | C | D | N | N | 83014090 | 20 | 4011209747234 | 0.187 | KG | 86.17 | 86.17 | CP20 | CP20 | CES key-operated switch, 22 mm, round, metal, lock no. LSG1, 2 switch positions O-I, actuating angle 50 degrees, 12/14 hundred hours, key removal O+I, with holder, Z=20-unit pack !!! Phased-out product !!! SIRIUS ACT 3SU1 is the successor The preferred successor type is <<3SU1050-5HF11-0AA0-ZX90 + 3SU1550-0AA10-0AA0>> | - | 0 | 7
3SB3500-4LF11 |  | 3SB3500-4LF11 | 1 | UN | 1 | 10 | C | D | N | N | 83014090 | 1 | 4011209413344 | 0.18 | KG | 86.17 | 86.17 | CP20 | CP20 | 22MM METAL ROUND ACTUATOR: CES KEY-OPER.SWITCH WITH 2 KEYS LATCHING 2 SWITCH POSITIONS O-I LOCK NO LSG 1, REMOVAL POS. O WITH HOLDER !!! Phased-out product !!! SIRIUS ACT 3SU1 is successor Preferred successor type is >>3SU1050-5HF01-0AA0 + 3SU1550-0AA10-0AA0<< |  | 0 | 7
3SB3500-4LF11-Z | B01 | 3SB3500-4LF11-ZB01 | 1 | UN | 1 | 10 | C | D | N | N | 83014090 | 1 | 4011209745315 | 0.153 | KG | 84.65 | 84.65 | CP20 | CP20 | CES key-operated switch, 22 mm, round, metal, lock no. LSG1, 2 switch positions O-I, actuating angle 50 degrees, 12/14 hundred hours, key removal O, Z=without holder !!! Phased-out product !!! SIRIUS ACT 3SU1 is the successor The preferred successor type is <<3SU1050-5HF01-0AA0>> | - | 0 | 9
3SB3500-4LF11-Z | B01X90 | 3SB3500-4LF11-ZB01X90 | 1 | UN | 1 | 10 | C | D | N | N | 83014090 | 20 |  | 0.19 | KG | 84.65 | 84.65 | CP20 | CP20 | CES key-operated switch, 22 mm, round, metal, lock no. LSG1, 2 switch positions O-I, actuating angle 50 degrees, 12/14 hundred hours, key removal O, with holder, Z=20-unit pack !!! Phased-out product !!! SIRIUS ACT 3SU1 is the successor The preferred successor type is <<3SU1050-5HF01-0AA0-ZX90>> | - | 0 | 7
3SB3500-4LF11-Z | X90 | 3SB3500-4LF11-ZX90 | 1 | UN | 1 | 10 | C | D | N | N | 83014090 | 20 | 4011209747241 | 0.19 | KG | 86.17 | 86.17 | CP20 | CP20 | CES key-operated switch, 22 mm, round, metal, lock no. LSG1, 2 switch positions O-I, actuating angle 50 degrees, 12/14 hundred hours, key removal O, with holder, Z=20-unit pack !!! Phased-out product !!! SIRIUS ACT 3SU1 is the successor The preferred successor type is <<3SU1050-5HF01-0AA0-ZX90 + 3SU1550-0AA10-0AA0>> | - | 0 | 7
3SB3500-4LR11 |  | 3SB3500-4LR11 | 1 | UN | 1 | 10 | C | D | N | N | 83014090 | 1 | 4011209723771 | 0.185 | KG | 150.1 | 150.1 | CP20 | CP20 | ROUND ACTUATOR KEYSWITCH, CES, O-I W.2 KEYS LATCHES ON THE RIGHT WITH HOLDER, METAL, LOCK NO. STGH 10, O+I, !!! Phased-out product !!! SIRIUS ACT 3SU1 is successor Preferred successor type is >>3SU1050-5LF11-0AA0 + 3SU1550-0AA10-0AA0<< | - | 0 | 7
3SB3500-4LR11-Z | B01 | 3SB3500-4LR11-ZB01 | 1 | UN | 1 | 10 | C | D | N | N | 83014090 | 1 |  | 0.19 | KG | 148.58 | 148.58 | CP20 | CP20 | CES key-operated switch, 22 mm, round, metal, lock no. STGH10, 2 switch positions O-I, actuating angle 50 degrees, 12/14 hundred hours, key removal O+I, without holder !!! Phased-out product !!! SIRIUS ACT 3SU1 is the successor The preferred successor type is <<3SU1050-5LF11-0AA0>> | - | 0 | 7
3SB3500-4MD01 |  | 3SB3500-4MD01 | 1 | UN | 1 | 2 | A | D | N | N | 83014090 | 1 | 4011209413184 | 0.193 | KG | 88.64 | 88.64 | CP20 | CP20 | 22MM METAL ROUND ACTUATOR: CES KEY-OPER.SWITCH WITH 2 KEYS MOMENTARY CONTACT TYPE 2 SWITCH POSITIONS O-I LOCK NO SSG 10, REMOVAL POS. O WITH HOLDER !!! Phased-out product !!! SIRIUS ACT 3SU1 is successor Preferred successor type is >>3SU1050-5BC01-0AA0 + 3SU1550-0AA10-0AA0<< |  | 0 | 7
3SB3500-4MD01-0VL0 |  | 3SB3500-4MD01-0VL0 | 1 | UN | 1 | 40 | X | D | N | N | 83014090 | 1 | 4011209681941 | 0.162 | KG | 152 | 152 | CP20 | CP20 | KEY-OPERATED SWITCH CES, 22MM, ROUND, METAL, LOCK-NO. VL5, WITH 2 KEYS, 2 SWITCH POSITIONS O-I, MOMENTARY CONTACT TYPE, OP. ANG. 50 DEG, 12/2 O' CLOCK, KEY REMOVAL AT O, WITH HOLDER !!! Phased-out product !!! SIRIUS ACT 3SU1 is successor Preferred successor type is >>3SU1050-5KC01-0AA0 + | - | 0 | 9
3SB3500-4MD01-0VL0-Z | B01 | 3SB3500-4MD01-0VL0-ZB01 | 1 | UN | 1 | 40 | X | D | N | N | 83014090 | 1 |  | 0.162 | KG | 87.12 | 87.12 | CP20 | CP20 | CES key-operated switch, 22 mm, round, metal, lock no. VL5, 2 switch positions O-I, actuating angle 50 degrees, 12/14 hundred hours, key removal O, without holder !!! Phased-out product !!! SIRIUS ACT 3SU1 is the successor The preferred successor type is <<3SU1050-5KC01-0AA0>> | - | 0 | 9
3SB3500-4MD01-Z | B01 | 3SB3500-4MD01-ZB01 | 1 | UN | 1 | 10 | C | D | N | N | 83014090 | 1 | 4011209848023 | 0.154 | KG | 150.48 | 150.48 | CP20 | CP20 | CES key-operated switch, 22 mm, round, metal, lock no. SSG10, 2 switch positions O-I, actuating angle 50 degrees, 12/14 hundred hours, key removal O, Z=without holder !!! Phased-out product !!! SIRIUS ACT 3SU1 is the successor The preferred successor type is <<3SU1050-5BC01-0AA0>> | - | 0 | 7
3SB3500-4MD01-Z | B01X90 | 3SB3500-4MD01-ZB01X90 | 1 | UN | 1 | 10 | C | D | N | N | 83014090 | 20 |  | 0.191 | KG | 87.12 | 87.12 | CP20 | CP20 | CES key-operated switch, 22 mm, round, metal, lock no. SSG10, 2 switch positions O-I, actuating angle 50 degrees, 12/14 hundred hours, key removal O, with holder, Z=20-unit pack !!! Phased-out product !!! SIRIUS ACT 3SU1 is the successor The preferred successor type is <<3SU1050-5BC01-0AA0-ZX90>> | - | 0 | 7
3SB3500-4MD01-Z | X90 | 3SB3500-4MD01-ZX90 | 1 | UN | 1 | 10 | C | D | N | N | 83014090 | 20 | 4011209747111 | 0.191 | KG | 88.64 | 88.64 | CP20 | CP20 | CES key-operated switch, 22 mm, round, metal, lock no. SSG10, 2 switch positions O-I, actuating angle 50 degrees, 12/14 hundred hours, key removal O, with holder, Z=20-unit pack !!! Phased-out product !!! SIRIUS ACT 3SU1 is the successor The preferred successor type is <<3SU1050-5BC01-0AA0-ZX90 + 3SU1550-0AA10-0AA0>> | - | 0 | 7
3SB3500-4MF11 |  | 3SB3500-4MF11 | 1 | UN | 1 | 10 | C | D | N | N | 83014090 | 1 | 4011209413368 | 0.193 | KG | 86.17 | 86.17 | CP20 | CP20 | 22MM METAL ROUND ACTUATOR: CES KEY-OPER.SWITCH WITH 2 KEYS MOMENTARY CONTACT TYPE 2 SWITCH POSITIONS O-I LOCK NO LSG 1, REMOVAL POS. O WITH HOLDER !!! Phased-out product !!! SIRIUS ACT 3SU1 is successor Preferred successor type is >>3SU1050-5HC01-0AA0 + 3SU1550-0AA10-0AA0<< |  | 0 | 7
3SB3500-4MF11-Z | B01 | 3SB3500-4MF11-ZB01 | 1 | UN | 1 | 10 | C | D | N | N | 83014090 | 1 | 4011209745339 | 0.19 | KG | 84.65 | 84.65 | CP20 | CP20 | CES key-operated switch, 22 mm, round, metal, lock no. LSG1, 2 switch positions O-I, actuating angle 50 degrees, 12/14 hundred hours, key removal O, Z=without holder !!! Phased-out product !!! SIRIUS ACT 3SU1 is the successor The preferred successor type is <<3SU1050-5HC01-0AA0>> | - | 0 | 7
3SB3500-4MF11-Z | B01X90 | 3SB3500-4MF11-ZB01X90 | 1 | UN | 1 | 10 | C | D | N | N | 83014090 | 20 |  | 0.19 | KG | 84.65 | 84.65 | CP20 | CP20 | CES key-operated switch, 22 mm, round, metal, lock no. LSG1, 2 switch positions O-I, actuating angle 50 degrees, 12/14 hundred hours, key removal O, with holder, Z=20-unit pack !!! Phased-out product !!! SIRIUS ACT 3SU1 is the successor The preferred successor type is <<3SU1050-5HC01-0AA0-ZX90>> | - | 0 | 7
3SB3500-4MF11-Z | X90 | 3SB3500-4MF11-ZX90 | 1 | UN | 1 | 10 | C | D | N | N | 83014090 | 20 | 4011209747258 | 0.19 | KG | 86.17 | 86.17 | CP20 | CP20 | CES key-operated switch, 22 mm, round, metal, lock no. LSG1, 2 switch positions O-I, actuating angle 50 degrees, 12/14 hundred hours, key removal O, with holder, Z=20-unit pack !!! Phased-out product !!! SIRIUS ACT 3SU1 is the successor The preferred successor type is <<3SU1050-5HC01-0AA0-ZX90 + 3SU1550-0AA10-0AA0>> | - | 0 | 7
3SB3500-4MR01 |  | 3SB3500-4MR01 | 1 | UN | 1 | 10 | C | D | N | N | 83014090 | 1 | 4011209742369 | 0.2 | KG | 155.8 | 155.8 | CP20 | CP20 | ROUND ACTUATOR KEY SWITCH, CES, O-I W.2 KEYS MOMENTARY CONTACT ON THE RIGHT WITH HOLDER, METAL, LOCK NO. STGH 10, O, !!! Phased-out product !!! SIRIUS ACT 3SU1 is successor Preferred successor type is >>3SU1050-5LC01-0AA0 + 3SU1550-0AA10-0AA0<< | - | 0 | 7
3SB3500-4MR01-Z | B01 | 3SB3500-4MR01-ZB01 | 1 | UN | 1 | 10 | C | D | N | N | 83014090 | 1 |  | 0.154 | KG | 154.28 | 154.28 | CP20 | CP20 | CES key-operated switch, 22 mm, round, metal, lock no. STGH10, 2 switch positions O-I, actuating angle 50 degrees, 12/14 hundred hours, key removal O, without holder !!! Phased-out product !!! SIRIUS ACT 3SU1 is the successor The preferred successor type is <<3SU1050-5LC01-0AA0>> | - | 0 | 7
3SB3500-4ND01 |  | 3SB3500-4ND01 | 1 | UN | 1 | 10 | C | D | N | N | 83014090 | 1 | 4011209413191 | 0.193 | KG | 84.65 | 84.65 | CP20 | CP20 | 22MM METAL ROUND ACTUATOR: CES KEY-OPER.SWITCH WITH 2 KEYS LEFT MOMENTARY CONTACT TYPE 2 SWITCH POSITIONS I-O LOCK NO SSG 10, REMOVAL POS. O WITH HOLDER !!! Phased-out product !!! SIRIUS ACT 3SU1 is successor Preferred successor type is >>3SU1050-5BC01-0AA0 + | - | 0 | 7
3SB3500-4ND01-Z | B01 | 3SB3500-4ND01-ZB01 | 1 | UN | 1 | 10 | C | D | N | N | 83014090 | 1 |  | 0.193 | KG | 83.13 | 83.13 | CP20 | CP20 | CES key-operated switch, 22 mm, round, metal, lock no. SSG10, 2 switch positions O-I, actuating angle 50 degrees, 12/10 hundred hours, key removal O, without holder !!! Phased-out product !!! SIRIUS ACT 3SU1 is the successor The preferred successor type is <<3SU1050-5BC01-0AA0>> | - | 0 | 7
3SB3500-4PD01 |  | 3SB3500-4PD01 | 1 | UN | 1 | 10 | C | D | N | N | 83014090 | 1 | 4011209413207 | 0.194 | KG | 88.64 | 88.64 | CP20 | CP20 | 22MM METAL ROUND ACTUATOR: CES KEY-OPER.SWITCH WITH 2 KEYS LATCHING 3 SWITCH POSITIONS I-O-II LOCK NO SSG 10, REMOVAL POS. O WITH HOLDER !!! Phased-out product !!! SIRIUS ACT 3SU1 is successor Preferred successor type is >>3SU1050-5BL01-0AA0 + 3SU1550-0AA10-0AA0<< |  | 0 | 7
3SB3500-4PD01-0VL0 |  | 3SB3500-4PD01-0VL0 | 1 | UN | 1 | 40 | X | D | N | N | 83014090 | 1 | 4011209681880 | 0.191 | KG | 159.6 | 159.6 | CP20 | CP20 | KEY-OPER.SWITCH CES, 22MM, ROUND, METAL, LOCK NO. VL5, W. 2 KEYS, 3 SWITCH POSITIONS I-O-II, LATCHING, ACTUATING ANGLE 2X50 DEG., KEY REM. POS. O, WITH HOLDER !!! Phased-out product !!! SIRIUS ACT 3SU1 is successor Preferred successor type is >>3SU1050-5BL11-0AA0 + | - | 0 | 9
3SB3500-4PD01-0VL0-Z | B01 | 3SB3500-4PD01-0VL0-ZB01 | 1 | UN | 1 | 40 | X | D | N | N | 83014090 | 1 |  | 0.191 | KG | 87.12 | 87.12 | CP20 | CP20 | CES key-operated switch, 22 mm, round, metal, lock no. VL5, 3 switch positions I-O-II, actuating angle 2x50 degrees, key removal O, without holder !!! Phased-out product !!! SIRIUS ACT 3SU1 is the successor The preferred successor type is <<3SU1050-5BL11-0AA0>> | - | 0 | 9
3SB3500-4PD01-Z | B01 | 3SB3500-4PD01-ZB01 | 1 | UN | 1 | 10 | C | D | N | N | 83014090 | 1 |  | 0.194 | KG | 158.08 | 158.08 | CP20 | CP20 | CES key-operated switch, 22 mm, round, metal, lock no. SSG10, 3 switch positions I-O-II, actuating angle 2x50 degrees, key removal O, without holder !!! Phased-out product !!! SIRIUS ACT 3SU1 is the successor The preferred successor type is <<3SU1050-5BL01-0AA0>> | - | 0 | 7
3SB3500-4PD01-Z | B01X90 | 3SB3500-4PD01-ZB01X90 | 1 | UN | 1 | 10 | C | D | N | N | 83014090 | 20 |  | 0.185 | KG | 87.12 | 87.12 | CP20 | CP20 | CES key-operated switch, 22 mm, round, metal, lock no. SSG10, 3 switch positions I-O-II, actuating angle 2x50 degrees, key removal O, with holder, Z=20-unit pack !!! Phased-out product !!! SIRIUS ACT 3SU1 is the successor The preferred successor type is <<3SU1050-5BL01-0AA0-ZX90>> | - | 0 | 7
3SB3500-4PD01-Z | X90 | 3SB3500-4PD01-ZX90 | 1 | UN | 1 | 10 | C | D | N | N | 83014090 | 20 | 4011209747128 | 0.185 | KG | 88.64 | 88.64 | CP20 | CP20 | CES key-operated switch, 22 mm, round, metal, lock no. SSG10, 3 switch positions I-O-II, actuating angle 2x50 degrees, key removal O, with holder, Z=20-unit pack !!! Phased-out product !!! SIRIUS ACT 3SU1 is the successor The preferred successor type is <<3SU1050-5BL01-0AA0-ZX90 + 3SU1550-0AA10-0AA0>> | - | 0 | 7
3SB3500-4PD11 |  | 3SB3500-4PD11 | 1 | UN | 1 | 10 | C | D | N | N | 83014090 | 1 | 4011209413214 | 0.189 | KG | 88.64 | 88.64 | CP20 | CP20 | 22MM METAL ROUND ACTUATOR: CES KEY-OPER.SWITCH WITH 2 KEYS LATCHING 3 SWITCH POSITIONS I-O-II LOCK NO SSG 10,REM.POS. I+O+II WITH HOLDER !!! Phased-out product !!! SIRIUS ACT 3SU1 is successor Preferred successor type is >>3SU1050-5BL11-0AA0 + 3SU1550-0AA10-0AA0<< |  | 0 | 7
3SB3500-4PD11-0VL0 |  | 3SB3500-4PD11-0VL0 | 1 | UN | 1 | 40 | X | D | N | N | 83014090 | 1 | 4011209681934 | 0.2 | KG | 159.6 | 159.6 | CP20 | CP20 | KEY-OPER.SWITCH CES, 22MM, ROUND, METAL, LOCK NO. VL5, W. 2 KEYS, 3 SWITCH POSITIONS I-O-II, LATCHING, ACTUATING ANGLE 2X50 DEG., KEY REM. POS.I+O+II, WITH HOLDER !!! Phased-out product !!! SIRIUS ACT 3SU1 is successor Preferred successor type is >>3SU1050-5BL11-0AA0 + | - | 0 | 9
3SB3500-4PD11-0VL0-Z | B01 | 3SB3500-4PD11-0VL0-ZB01 | 1 | UN | 1 | 40 | X | D | N | N | 83014090 | 1 |  | 0.16 | KG | 87.12 | 87.12 | CP20 | CP20 | CES key-operated switch, 22 mm, round, metal, lock no. VL5, 3 switch positions I-O-II, actuating angle 2x50 degrees, key removal I+O+II, without holder !!! Phased-out product !!! SIRIUS ACT 3SU1 is the successor The preferred successor type is <<3SU1050-5BL11-0AA0>> | - | 0 | 9
3SB3500-4PD11-Z | B01 | 3SB3500-4PD11-ZB01 | 1 | UN | 1 | 10 | C | D | N | N | 83014090 | 1 | 4011209745285 | 0.154 | KG | 158.08 | 158.08 | CP20 | CP20 | CES key-operated switch, 22 mm, round, metal, lock no. SSG10, 3 switch positions I-O-II, actuating angle 2x50 degrees, key removal I+O+II, Z=without holder !!! Phased-out product !!! SIRIUS ACT 3SU1 is the successor The preferred successor type is <<3SU1050-5BL11-0AA0>> | - | 0 | 7
3SB3500-4PD11-Z | B01X90 | 3SB3500-4PD11-ZB01X90 | 1 | UN | 1 | 10 | C | D | N | N | 83014090 | 20 |  | 0.187 | KG | 87.12 | 87.12 | CP20 | CP20 | CES key-operated switch, 22 mm, round, metal, lock no. SSG10, 3 switch positions I-O-II, actuating angle 2x50 degrees, key removal I+O+II, with holder, Z=20-unit pack !!! Phased-out product !!! SIRIUS ACT 3SU1 is the successor The preferred successor type is <<3SU1050-5BL11-0AA0-ZX90>> | - | 0 | 7
3SB3500-4PD11-Z | X90 | 3SB3500-4PD11-ZX90 | 1 | UN | 1 | 10 | C | D | N | N | 83014090 | 20 | 4011209747135 | 0.187 | KG | 88.64 | 88.64 | CP20 | CP20 | CES key-operated switch, 22 mm, round, metal, lock no. SSG10, 3 switch positions I-O-II, actuating angle 2x50 degrees, key removal I+O+II, with holder, Z=20-unit pack !!! Phased-out product !!! SIRIUS ACT 3SU1 is the successor The preferred successor type is <<3SU1050-5BL11-0AA0-ZX90 + 3SU1550-0AA10-0AA0>> | - | 0 | 7
3SB3500-4PD21 |  | 3SB3500-4PD21 | 1 | UN | 1 | 10 | C | D | N | N | 83014090 | 1 | 4011209413238 | 0.194 | KG | 88.64 | 88.64 | CP20 | CP20 | 22MM METAL ROUND ACTUATOR: CES KEY-OPER.SWITCH WITH 2 KEYS LATCHING 3 SWITCH POSITIONS I-O-II LOCK NO SSG 10, REMOVAL POS. I WITH HOLDER !!! Phased-out product !!! SIRIUS ACT 3SU1 is successor Preferred successor type is >>3SU1050-5BL21-0AA0 + 3SU1550-0AA10-0AA0<< |  | 0 | 7
3SB3500-4PD21-Z | B01 | 3SB3500-4PD21-ZB01 | 1 | UN | 1 | 10 | C | D | N | N | 83014090 | 1 |  | 0.194 | KG | 87.12 | 87.12 | CP20 | CP20 | CES key-operated switch, 22 mm, round, metal, lock no. SSG10, 3 switch positions I-O-II, actuating angle 2x50 degrees, key removal I, without holder !!! Phased-out product !!! SIRIUS ACT 3SU1 is the successor The preferred successor type is <<3SU1050-5BL21-0AA0>> | - | 0 | 7
3SB3500-4PD21-Z | B01X90 | 3SB3500-4PD21-ZB01X90 | 1 | UN | 1 | 10 | C | D | N | N | 83014090 | 20 |  | 0.197 | KG | 87.12 | 87.12 | CP20 | CP20 | CES key-operated switch, 22 mm, round, metal, lock no. SSG10, 3 switch positions I-O-II, actuating angle 2x50 degrees, key removal I, with holder, Z=20-unit pack !!! Phased-out product !!! SIRIUS ACT 3SU1 is the successor The preferred successor type is <<3SU1050-5BL21-0AA0-ZX90>> | - | 0 | 7
3SB3500-4PD21-Z | X90 | 3SB3500-4PD21-ZX90 | 1 | UN | 1 | 10 | C | D | N | N | 83014090 | 20 | 4011209747159 | 0.185 | KG | 88.64 | 88.64 | CP20 | CP20 | CES key-operated switch, 22 mm, round, metal, lock no. SSG10, 3 switch positions I-O-II, actuating angle 2x50 degrees, key removal I, with holder, Z=20-unit pack !!! Phased-out product !!! SIRIUS ACT 3SU1 is the successor The preferred successor type is <<3SU1050-5BL21-0AA0-ZX90 + 3SU1550-0AA10-0AA0>> | - | 0 | 7
3SB3500-4PD31 |  | 3SB3500-4PD31 | 1 | UN | 1 | 10 | C | D | N | N | 83014090 | 1 | 4011209413269 | 0.2 | KG | 88.64 | 88.64 | CP20 | CP20 | 22MM METAL ROUND ACTUATOR: CES KEY-OPER.SWITCH WITH 2 KEYS LATCHING 3 SWITCH POSITIONS I-O-II LOCK NO SSG 10, REMOVAL POS. II WITH HOLDER !!! Phased-out product !!! SIRIUS ACT 3SU1 is successor Preferred successor type is >>3SU1050-5BL31-0AA0 + 3SU1550-0AA10-0AA0<< |  | 0 | 7
3SB3500-4PD31-Z | B01 | 3SB3500-4PD31-ZB01 | 1 | UN | 1 | 10 | C | D | N | N | 83014090 | 1 |  | 0.2 | KG | 87.12 | 87.12 | CP20 | CP20 | CES key-operated switch, 22 mm, round, metal, lock no. SSG10, 3 switch positions I-O-II, actuating angle 2x50 degrees, key removal II, without holder !!! Phased-out product !!! SIRIUS ACT 3SU1 is the successor The preferred successor type is <<3SU1050-5BL31-0AA0>> | - | 0 | 7
3SB3500-4PD31-Z | B01X90 | 3SB3500-4PD31-ZB01X90 | 1 | UN | 1 | 10 | C | D | N | N | 83014090 | 20 |  | 0.191 | KG | 87.12 | 87.12 | CP20 | CP20 | CES key-operated switch, 22 mm, round, metal, lock no. SSG10, 3 switch positions I-O-II, actuating angle 2x50 degrees, key removal II, with holder, Z=20-unit pack !!! Phased-out product !!! SIRIUS ACT 3SU1 is the successor The preferred successor type is <<3SU1050-5BL31-0AA0-ZX90>> | - | 0 | 7
3SB3500-4PD31-Z | X90 | 3SB3500-4PD31-ZX90 | 1 | UN | 1 | 10 | C | D | N | N | 83014090 | 20 |  | 0.191 | KG | 88.64 | 88.64 | CP20 | CP20 | CES key-operated switch, 22 mm, round, metal, lock no. SSG10, 3 switch positions I-O-II, actuating angle 2x50 degrees, key removal II, with holder, Z=20-unit pack !!! Phased-out product !!! SIRIUS ACT 3SU1 is the successor The preferred successor type is <<3SU1050-5BL31-0AA0-ZX90 + 3SU1550-0AA10-0AA0>> | - | 0 | 7
3SB3500-4PD41 |  | 3SB3500-4PD41 | 1 | UN | 1 | 10 | C | D | N | N | 83014090 | 1 | 4011209413221 | 0.196 | KG | 88.64 | 88.64 | CP20 | CP20 | 22MM METAL ROUND ACTUATOR: CES KEY-OPER.SWITCH WITH 2 KEYS LATCHING 3 SWITCH POSITIONS I-O-II LOCK NO SSG 10, REM. POS. I+II WITH HOLDER !!! Phased-out product !!! SIRIUS ACT 3SU1 is successor Preferred successor type is >>3SU1050-5BL41-0AA0 + 3SU1550-0AA10-0AA0<< |  | 0 | 7
3SB3500-4PD41-0VL0 |  | 3SB3500-4PD41-0VL0 | 1 | UN | 1 | 40 | X | D | N | N | 83014090 | 1 | 4011209681927 | 0.165 | KG | 159.6 | 159.6 | CP20 | CP20 | KEY-OPER.SWITCH CES, 22MM, ROUND, METAL, LOCK NO. VL5, W. 2 KEYS, 3 SWITCH POSITIONS I-O-II, LATCHING, ACTUATING ANGLE 2X50 DEG., KEY REM. POS. I+II, WITH HOLDER !!! Phased-out product !!! SIRIUS ACT 3SU1 is successor Preferred successor type is >>3SU1050-5BL41-0AA0 + | - | 0 | 9
3SB3500-4PD41-0VL0-Z | B01 | 3SB3500-4PD41-0VL0-ZB01 | 1 | UN | 1 | 40 | X | D | N | N | 83014090 | 1 |  | 0.165 | KG | 87.12 | 87.12 | CP20 | CP20 | CES key-operated switch, 22 mm, round, metal, lock no. VL5, 3 switch positions I-O-II, actuating angle 2x50 degrees, key removal I+II, without holder !!! Phased-out product !!! SIRIUS ACT 3SU1 is the successor The preferred successor type is <<3SU1050-5BL41-0AA0>> | - | 0 | 9
3SB3500-4PD41-Z | B01 | 3SB3500-4PD41-ZB01 | 1 | UN | 1 | 10 | C | D | N | N | 83014090 | 1 |  | 0.197 | KG | 158.08 | 158.08 | CP20 | CP20 | CES key-operated switch, 22 mm, round, metal, lock no. SSG10, 3 switch positions I-O-II, actuating angle 2x50 degrees, key removal I+II, without holder !!! Phased-out product !!! SIRIUS ACT 3SU1 is the successor The preferred successor type is <<3SU1050-5BL41-0AA0>> | - | 0 | 7
3SB3500-4PD41-Z | B01X90 | 3SB3500-4PD41-ZB01X90 | 1 | UN | 1 | 10 | C | D | N | N | 83014090 | 20 |  | 0.189 | KG | 87.12 | 87.12 | CP20 | CP20 | CES key-operated switch, 22 mm, round, metal, lock no. SSG10, 3 switch positions I-O-II, actuating angle 2x50 degrees, key removal I+II, with holder, Z=20-unit pack !!! Phased-out product !!! SIRIUS ACT 3SU1 is the successor The preferred successor type is <<3SU1050-5BL41-0AA0-ZX90>> | - | 0 | 7
3SB3500-4PD41-Z | X90 | 3SB3500-4PD41-ZX90 | 1 | UN | 1 | 10 | C | D | N | N | 83014090 | 20 | 4011209747142 | 0.189 | KG | 88.64 | 88.64 | CP20 | CP20 | CES key-operated switch, 22 mm, round, metal, lock no. SSG10, 3 switch positions I-O-II, actuating angle 2x50 degrees, key removal I+II, with holder, Z=20-unit pack !!! Phased-out product !!! SIRIUS ACT 3SU1 is the successor The preferred successor type is <<3SU1050-5BL41-0AA0-ZX90 + 3SU1550-0AA10-0AA0>> | - | 0 | 7
3SB3500-4PD51 |  | 3SB3500-4PD51 | 1 | UN | 1 | 10 | C | D | N | N | 83014090 | 1 | 4011209413245 | 0.071 | KG | 88.64 | 88.64 | CP20 | CP20 | 22MM METAL ROUND ACTUATOR: CES KEY-OPER.SWITCH WITH 2 KEYS LATCHING 3 SWITCH POSITIONS I-O-II LOCK NO SSG 10, REM. POS. O+I WITH HOLDER !!! Phased-out product !!! SIRIUS ACT 3SU1 is successor Preferred successor type is >>3SU1050-5BL11-0AA0 + 3SU1550-0AA10-0AA0<< | - | 0 | 7
3SB3500-4PD51-Z | B01 | 3SB3500-4PD51-ZB01 | 1 | UN | 1 | 10 | C | D | N | N | 83014090 | 1 |  | 0.191 | KG | 87.12 | 87.12 | CP20 | CP20 | CES key-operated switch, 22 mm, round, metal, lock no. SSG10, 3 switch positions I-O-II, actuating angle 2x50 degrees, key removal O+I, without holder !!! Phased-out product !!! SIRIUS ACT 3SU1 is the successor The preferred successor type is <<3SU1050-5BL11-0AA0>> | - | 0 | 7
3SB3500-4PD61 |  | 3SB3500-4PD61 | 1 | UN | 1 | 10 | C | D | N | N | 83014090 | 1 | 4011209413252 | 0.192 | KG | 88.64 | 88.64 | CP20 | CP20 | 22MM METAL ROUND ACTUATOR: CES KEY-OPER.SWITCH WITH 2 KEYS LATCHING 3 SWITCH POSITIONS I-O-II LOCK NO SSG 10, REM. POS. O+II WITH HOLDER !!! Phased-out product !!! SIRIUS ACT 3SU1 is successor Preferred successor type is >>3SU1050-5BL11-0AA0 + 3SU1550-0AA10-0AA0<< | - | 0 | 7
3SB3500-4PD61-Z | B01 | 3SB3500-4PD61-ZB01 | 1 | UN | 1 | 10 | C | D | N | N | 83014090 | 1 |  | 0.192 | KG | 87.12 | 87.12 | CP20 | CP20 | CES key-operated switch, 22 mm, round, metal, lock no. SSG10, 3 switch positions I-O-II, actuating angle 2x50 degrees, key removal O+II, without holder !!! Phased-out product !!! SIRIUS ACT 3SU1 is the successor The preferred successor type is <<3SU1050-5BL11-0AA0>> | - | 0 | 7
3SB3500-4PF01 |  | 3SB3500-4PF01 | 1 | UN | 1 | 10 | C | D | N | N | 85365080 | 1 | 4011209413429 | 0.19 | KG | 116.85 | 116.85 | CP20 | CP20 | 22MM METAL ROUND ACTUATOR: CES KEY-OPER.SWITCH WITH 2 KEYS LATCHING 3 SWITCH POSITIONS I-O-II LOCK NO LSG 1, REMOVAL POS. I+O WITH HOLDER !!! Phased-out product !!! SIRIUS ACT 3SU1 is successor Preferred successor type is >>3SU1050-5BL11-0AA0 + 3SU1550-0AA10-0AA0<< | - | 0 | 7
3SB3500-4PF01-Z | B01 | 3SB3500-4PF01-ZB01 | 1 | UN | 1 | 10 | C | D | N | N | 85365080 | 1 |  | 0.06 | KG | 115.33 | 115.33 | CP20 | CP20 | CES key-operated switch, 22 mm, round, metal, lock no. LSG1, 3 switch positions I-O-II, actuating angle 2x50 degrees, key removal O+I, without holder !!! Phased-out product !!! SIRIUS ACT 3SU1 is the successor The preferred successor type is <<3SU1050-5BL11-0AA0>> | - | 0 | 7
3SB3500-4PF11 |  | 3SB3500-4PF11 | 1 | UN | 1 | 10 | C | D | N | N | 83014090 | 1 | 4011209413375 | 0.192 | KG | 116.85 | 116.85 | CP20 | CP20 | 22MM METAL ROUND ACTUATOR: CES KEY-OPER.SWITCH WITH 2 KEYS LATCHING 3 SWITCH POSITIONS I-O-II LOCK NO LSG 1, REMOVAL POS. O WITH HOLDER !!! Phased-out product !!! SIRIUS ACT 3SU1 is successor Preferred successor type is >>3SU1050-5BL01-0AA0 + 3SU1550-0AA10-0AA0<< | - | 0 | 7
3SB3500-4PF11-Z | B01 | 3SB3500-4PF11-ZB01 | 1 | UN | 1 | 10 | C | D | N | N | 83014090 | 1 |  | 0.188 | KG | 115.33 | 115.33 | CP20 | CP20 | CES key-operated switch, 22 mm, round, metal, lock no. LSG1, 3 switch positions I-O-II, actuating angle 2x50 degrees, key removal O, without holder !!! Phased-out product !!! SIRIUS ACT 3SU1 is the successor The preferred successor type is <<3SU1050-5BL01-0AA0>> | - | 0 | 7
3SB3500-4QD01 |  | 3SB3500-4QD01 | 1 | UN | 1 | 10 | C | D | N | N | 83014090 | 1 | 4011209413276 | 0.2 | KG | 84.55 | 84.55 | CP20 | CP20 | 22MM METAL ROUND ACTUATOR: CES KEY-OPER.SWITCH WITH 2 KEYS MOMENTARY CONTACT TYPE 3 SWITCH POSITIONS I-O-II LOCK NO SSG 10, REMOVAL POS. O WITH HOLDER !!! Phased-out product !!! SIRIUS ACT 3SU1 is successor Preferred successor type is >>3SU1050-5BM01-0AA0 + 3SU1550-0AA10-0AA0<< |  | 0 | 7
3SB3500-4QD01-0VL0 |  | 3SB3500-4QD01-0VL0 | 1 | UN | 1 | 40 | X | D | N | N | 83014090 | 1 | 4011209681903 | 0.2 | KG | 152 | 152 | CP20 | CP20 | KEY-OPER.SWITCH CES, 22MM, ROUND, METAL, LOCK NO. VL5, W. 2 KEYS, 3 SWITCH POSITIONS I-O-II, SPRING RETURN, OPER. ANGLE 2X50 DEG., KEY REM. POS. O, WITH HOLDER !!! Phased-out product !!! SIRIUS ACT 3SU1 is successor Preferred successor type is >>3SU1050-5BM01-0AA0 + | - | 0 | 9
3SB3500-4QD01-0VL0-Z | B01 | 3SB3500-4QD01-0VL0-ZB01 | 1 | UN | 1 | 40 | X | D | N | N | 83014090 | 1 |  | 0.163 | KG | 83.03 | 83.03 | CP20 | CP20 | CES key-operated switch, 22 mm, round, metal, lock no. VL5, 3 switch positions I-O-II, actuating angle 2x50 degrees, key removal O, without holder !!! Phased-out product !!! SIRIUS ACT 3SU1 is the successor The preferred successor type is <<3SU1050-5BM01-0AA0>> | - | 0 | 9
3SB3500-4QD01-Z | B01 | 3SB3500-4QD01-ZB01 | 1 | UN | 1 | 10 | C | D | N | N | 83014090 | 1 | 4011209745292 | 0.156 | KG | 150.48 | 150.48 | CP20 | CP20 | CES key-operated switch, 22 mm, round, metal, lock no. SSG10, 3 switch positions I-O-II, actuating angle 2x50 degrees, key removal O, Z=without holder !!! Phased-out product !!! SIRIUS ACT 3SU1 is the successor The preferred successor type is <<3SU1050-5BM01-0AA0>> | - | 0 | 7
3SB3500-4QD01-Z | B01X90 | 3SB3500-4QD01-ZB01X90 | 1 | UN | 1 | 10 | C | D | N | N | 83014090 | 20 |  | 0.19 | KG | 83.03 | 83.03 | CP20 | CP20 | CES key-operated switch, 22 mm, round, metal, lock no. SSG10, 3 switch positions I-O-II, actuating angle 2x50 degrees, key removal O, with holder, Z=20-unit pack !!! Phased-out product !!! SIRIUS ACT 3SU1 is the successor The preferred successor type is <<3SU1050-5BM01-0AA0-ZX90>> | - | 0 | 7
3SB3500-4QD01-Z | X90 | 3SB3500-4QD01-ZX90 | 1 | UN | 1 | 10 | C | D | N | N | 83014090 | 20 | 4011209747166 | 0.19 | KG | 84.55 | 84.55 | CP20 | CP20 | CES key-operated switch, 22 mm, round, metal, lock no. SSG10, 3 switch positions I-O-II, actuating angle 2x50 degrees, key removal O, with holder, Z=20-unit pack !!! Phased-out product !!! SIRIUS ACT 3SU1 is the successor The preferred successor type is <<3SU1050-5BM01-0AA0-ZX90 + 3SU1550-0AA10-0AA0>> | - | 0 | 7
3SB3500-4QR01 |  | 3SB3500-4QR01 | 1 | UN | 1 | 10 | C | D | N | N | 83014090 | 1 | 4011209748514 | 0.193 | KG | 152 | 152 | CP20 | CP20 | ROUND ACTUATOR KEY SWITCH, CES, I-O-II W. 2 KEYS, MOMENT. CONTACT WITH HOLDER, LOCK NO. STGH 10, O, METAL !!! Phased-out product !!! SIRIUS ACT 3SU1 is successor Preferred successor type is >>3SU1050-5LM01-0AA0 + 3SU1550-0AA10-0AA0<< | - | 0 | 7
3SB3500-4QR01-Z | B01 | 3SB3500-4QR01-ZB01 | 1 | UN | 1 | 10 | C | D | N | N | 83014090 | 1 |  | 0.193 | KG | 150.48 | 150.48 | CP20 | CP20 | CES key-operated switch, 22 mm, round, metal, lock no. STGH10, 3 switch positions I-O-II, actuating angle 2x50 degrees, key removal O, without holder !!! Phased-out product !!! SIRIUS ACT 3SU1 is the successor The preferred successor type is <<3SU1050-5LM01-0AA0>> | - | 0 | 7
3SB3500-4RD01 |  | 3SB3500-4RD01 | 1 | UN | 1 | 10 | C | D | N | N | 83014090 | 1 | 4011209413313 | 0.195 | KG | 86.17 | 86.17 | CP20 | CP20 | 22MM METAL ROUND ACTUATOR: CES KEY-OPER.SWITCH WITH 2 KEYS LEFT LATCH.,RI.MOMEN.CONT.TYPE 3 SWITCH POSITIONS I-O-II LOCK NO SSG 10, REMOVAL POS. O WITH HOLDER !!! Phased-out product !!! SIRIUS ACT 3SU1 is successor Preferred successor type is >>3SU1050-5BN01-0AA0 + | - | 0 | 7
3SB3500-4RD01-Z | B01 | 3SB3500-4RD01-ZB01 | 1 | UN | 1 | 10 | C | D | N | N | 83014090 | 1 |  | 0.196 | KG | 84.65 | 84.65 | CP20 | CP20 | CES key-operated switch, 22 mm, round, metal, lock no. SSG10, 3 switch positions I-O-II, right momentary contact type, actuating angle 2x50 degrees, key removal O, without holder !!! Phased-out product !!! SIRIUS ACT 3SU1 is the successor The preferred successor type is <<3SU1050-5BN01-0AA0>> | - | 0 | 7
3SB3500-4RD01-Z | B01X90 | 3SB3500-4RD01-ZB01X90 | 1 | UN | 1 | 10 | C | D | N | N | 83014090 | 20 |  | 0.191 | KG | 84.65 | 84.65 | CP20 | CP20 | CES key-operated switch, 22 mm, round, metal, lock no. SSG10, 3 switch positions I-O-II, right momentary contact type, actuating angle 2x50 degrees, key removal O, with holder, Z=20-unit pack !!! Phased-out product !!! SIRIUS ACT 3SU1 is the successor The preferred successor type is <<3SU1050-5BN01-0AA0-ZX90>> | - | 0 | 7
3SB3500-4RD01-Z | X90 | 3SB3500-4RD01-ZX90 | 1 | UN | 1 | 10 | C | D | N | N | 83014090 | 20 | 4011209747203 | 0.191 | KG | 86.17 | 86.17 | CP20 | CP20 | CES key-operated switch, 22 mm, round, metal, lock no. SSG10, 3 switch positions I-O-II, right momentary contact type, actuating angle 2x50 degrees, key removal O, with holder, Z=20-unit pack !!! Phased-out product !!! SIRIUS ACT 3SU1 is the successor The preferred successor type is <<3SU1050-5BN01-0AA0-ZX90 + 3SU1550-0AA10-0AA0>> | - | 0 | 7
3SB3500-4RD21 |  | 3SB3500-4RD21 | 1 | UN | 1 | 10 | C | D | N | N | 83014090 | 1 | 4011209413337 | 0.196 | KG | 86.17 | 86.17 | CP20 | CP20 | 22MM METAL ROUND ACTUATOR: CES KEY-OPER.SWITCH WITH 2 KEYS LEFT LATCH.,RI.MOMEN.CONT.TYPE 3 SWITCH POSITIONS I-O-II LOCK NO SSG 10, REMOVAL POS. I WITH HOLDER !!! Phased-out product !!! SIRIUS ACT 3SU1 is successor Preferred successor type is >>3SU1050-5BN21-0AA0 + | - | 0 | 7
3SB3500-4RD21-Z | B01 | 3SB3500-4RD21-ZB01 | 1 | UN | 1 | 10 | C | D | N | N | 83014090 | 1 |  | 0.193 | KG | 84.65 | 84.65 | CP20 | CP20 | CES key-operated switch, 22 mm, round, metal, lock no. SSG10, 3 switch positions I-O-II, right momentary contact type, actuating angle 2x50 degrees, key removal I, without holder !!! Phased-out product !!! SIRIUS ACT 3SU1 is the successor The preferred successor type is <<3SU1050-5BN21-0AA0>> | - | 0 | 7
3SB3500-4RD21-Z | B01X90 | 3SB3500-4RD21-ZB01X90 | 1 | UN | 1 | 10 | C | D | N | N | 83014090 | 20 |  | 0.191 | KG | 84.65 | 84.65 | CP20 | CP20 | CES key-operated switch, 22 mm, round, metal, lock no. SSG10, 3 switch positions I-O-II, right momentary contact type, actuating angle 2x50 degrees, key removal O, with holder, Z=20-unit pack !!! Phased-out product !!! SIRIUS ACT 3SU1 is the successor The preferred successor type is <<3SU1050-5BN21-0AA0-ZX90>> | - | 0 | 7
3SB3500-4RD21-Z | X90 | 3SB3500-4RD21-ZX90 | 1 | UN | 1 | 10 | C | D | N | N | 83014090 | 20 | 4011209747227 | 0.191 | KG | 86.17 | 86.17 | CP20 | CP20 | CES key-operated switch, 22 mm, round, metal, lock no. SSG10, 3 switch positions I-O-II, right momentary contact type, actuating angle 2x50 degrees, key removal O, with holder, Z=20-unit pack !!! Phased-out product !!! SIRIUS ACT 3SU1 is the successor The preferred successor type is <<3SU1050-5BN21-0AA0-ZX90 + 3SU1550-0AA10-0AA0>> | - | 0 | 7
3SB3500-4RD51 |  | 3SB3500-4RD51 | 1 | UN | 1 | 10 | C | D | N | N | 83014090 | 1 | 4011209413320 | 0.191 | KG | 86.17 | 86.17 | CP20 | CP20 | 22MM METAL ROUND ACTUATOR: CES KEY-OPER.SWITCH WITH 2 KEYS LEFT LATCH.,RI.MOMEN.CONT.TYPE 3 SWITCH POSITIONS I-O-II LOCK NO SSG 10, REM. POS. O+I WITH HOLDER !!! Phased-out product !!! SIRIUS ACT 3SU1 is successor Preferred successor type is >>3SU1050-5BN51-0AA0 + | - | 0 | 7
3SB3500-4RD51-Z | B01 | 3SB3500-4RD51-ZB01 | 1 | UN | 1 | 10 | C | D | N | N | 83014090 | 1 |  | 0.192 | KG | 84.65 | 84.65 | CP20 | CP20 | CES key-operated switch, 22 mm, round, metal, lock no. SSG10, 3 switch positions I-O-II, right momentary contact type, actuating angle 2x50 degrees, key removal O+I, without holder !!! Phased-out product !!! SIRIUS ACT 3SU1 is the successor The preferred successor type is <<3SU1050-5BN51-0AA0>> | - | 0 | 7
3SB3500-4RD51-Z | B01X90 | 3SB3500-4RD51-ZB01X90 | 1 | UN | 1 | 10 | C | D | N | N | 83014090 | 20 |  | 0.191 | KG | 84.65 | 84.65 | CP20 | CP20 | CES key-operated switch, 22 mm, round, metal, lock no. SSG10, 3 switch positions I-O-II, right momentary contact type, actuating angle 2x50 degrees, key removal O, with holder, Z=20-unit pack !!! Phased-out product !!! SIRIUS ACT 3SU1 is the successor The preferred successor type is <<3SU1050-5BN51-0AA0-ZX90>> | - | 0 | 7
3SB3500-4RD51-Z | X90 | 3SB3500-4RD51-ZX90 | 1 | UN | 1 | 10 | C | D | N | N | 83014090 | 20 | 4011209747210 | 0.191 | KG | 86.17 | 86.17 | CP20 | CP20 | CES key-operated switch, 22 mm, round, metal, lock no. SSG10, 3 switch positions I-O-II, right momentary contact type, actuating angle 2x50 degrees, key removal O, with holder, Z=20-unit pack !!! Phased-out product !!! SIRIUS ACT 3SU1 is the successor The preferred successor type is <<3SU1050-5BN51-0AA0-ZX90 + 3SU1550-0AA10-0AA0>> | - | 0 | 7
3SB3500-4RR51 |  | 3SB3500-4RR51 | 1 | UN | 1 | 10 | C | D | N | N | 83014090 | 1 | 4011209741614 | 0.192 | KG | 152 | 152 | CP20 | CP20 | ROUND ACTUATOR KEY SWITCH, CES, I-O-II WITH 2 KEYS LATCHING ON THE LEFT MOMENT. CONTACT ON THE RIGHT WITH HOLDER, METAL, LOCK NO. STGH 10, O+I, !!! Phased-out product !!! SIRIUS ACT 3SU1 is successor Preferred successor type is >>3SU1050-5LN51-0AA0 + 3SU1550-0AA10-0AA0<< | - | 0 | 7
3SB3500-4RR51-Z | B01 | 3SB3500-4RR51-ZB01 | 1 | UN | 1 | 10 | C | D | N | N | 83014090 | 1 |  | 0.192 | KG | 150.48 | 150.48 | CP20 | CP20 | CES key-operated switch, 22 mm, round, metal, lock no. STGH10, 3 switch positions I-O-II, right momentary contact type, actuating angle 2x50 degrees, key removal O+I, without holder !!! Phased-out product !!! SIRIUS ACT 3SU1 is the successor The preferred successor type is <<3SU1050-5LN51-0AA0>> | - | 0 | 7
3SB3500-4SD01 |  | 3SB3500-4SD01 | 1 | UN | 1 | 10 | C | D | N | N | 83014090 | 1 | 4011209413283 | 0.194 | KG | 86.17 | 86.17 | CP20 | CP20 | 22MM METAL ROUND ACTUATOR: CES KEY-OPER.SWITCH WITH 2 KEYS RIGHT LATCH.,LE.MOMEN.CONT.TYPE 3 SWITCH POSITIONS I-O-II LOCK NO SSG 10, REMOVAL POS. O WITH HOLDER !!! Phased-out product !!! SIRIUS ACT 3SU1 is successor Preferred successor type is >>3SU1050-5BP01-0AA0 + | - | 0 | 7
3SB3500-4SD01-0VL0 |  | 3SB3500-4SD01-0VL0 | 1 | UN | 1 | 40 | X | D | N | N | 83014090 | 1 | 4011209681897 | 0.191 | KG | 152 | 152 | CP20 | CP20 | KEY-OPER.SWITCH CES, 22MM, ROUND, METAL, LOCK NO. VL5, W. 2 KEYS, 3 SWITCH POSITIONS I-O-II, SPRING RETURN TO THE LEFT, LATCHING TO THE RIGHT, ACTUATING ANGLE 2X50 DEG., KEY REM. POS. O, WITH HOLDER !!! Phased-out product !!! SIRIUS ACT 3SU1 is successor Preferred successor type is >>3SU1050-5BP01-0AA0 + 3SU1550-0AA10-0AA0<< | - | 0 | 9
3SB3500-4SD01-0VL0-Z | B01 | 3SB3500-4SD01-0VL0-ZB01 | 1 | UN | 1 | 40 | X | D | N | N | 83014090 | 1 |  | 0.191 | KG | 84.65 | 84.65 | CP20 | CP20 | CES key-operated switch, 22 mm, round, metal, lock no. VL5, 3 switch positions I-O-II, right latching, actuating angle 2x50 degrees, key removal O, without holder !!! Phased-out product !!! SIRIUS ACT 3SU1 is the successor The preferred successor type is <<3SU1050-5BP01-0AA0>> | - | 0 | 9
3SB3500-4SD01-Z | B01 | 3SB3500-4SD01-ZB01 | 1 | UN | 1 | 10 | C | D | N | N | 83014090 | 1 |  | 0.154 | KG | 150.48 | 150.48 | CP20 | CP20 | CES key-operated switch, 22 mm, round, metal, lock no. SSG10, 3 switch positions I-O-II, right latching, actuating angle 2x50 degrees, key removal O, without holder !!! Phased-out product !!! SIRIUS ACT 3SU1 is the successor The preferred successor type is <<3SU1050-5BP01-0AA0>> | - | 0 | 7
3SB3500-4SD01-Z | B01X90 | 3SB3500-4SD01-ZB01X90 | 1 | UN | 1 | 10 | C | D | N | N | 83014090 | 20 |  | 0.191 | KG | 84.65 | 84.65 | CP20 | CP20 | CES key-operated switch, 22 mm, round, metal, lock no. SSG10, 3 switch positions I-O-II, right latching, actuating angle 2x50 degrees, key removal O, with holder, Z=20-unit pack !!! Phased-out product !!! SIRIUS ACT 3SU1 is the successor The preferred successor type is <<3SU1050-5BP01-0AA0-ZX90>> | - | 0 | 7
3SB3500-4SD01-Z | X90 | 3SB3500-4SD01-ZX90 | 1 | UN | 1 | 10 | C | D | N | N | 83014090 | 20 | 4011209747173 | 0.191 | KG | 86.17 | 86.17 | CP20 | CP20 | CES key-operated switch, 22 mm, round, metal, lock no. SSG10, 3 switch positions I-O-II, right latching, actuating angle 2x50 degrees, key removal O, with holder, Z=20-unit pack !!! Phased-out product !!! SIRIUS ACT 3SU1 is the successor The preferred successor type is <<3SU1050-5BP01-0AA0-ZX90 + 3SU1550-0AA10-0AA0>> | - | 0 | 7
3SB3500-4SD31 |  | 3SB3500-4SD31 | 1 | UN | 1 | 10 | C | D | N | N | 83014090 | 1 | 4011209413306 | 0.189 | KG | 86.17 | 86.17 | CP20 | CP20 | 22MM METAL ROUND ACTUATOR: CES KEY-OPER.SWITCH WITH 2 KEYS RIGHT LATCH.,LE.MOMEN.CONT.TYPE 3 SWITCH POSITIONS I-O-II LOCK NO SSG 10, REMOVAL POS. II WITH HOLDER !!! Phased-out product !!! SIRIUS ACT 3SU1 is successor Preferred successor type is >>3SU1050-5BP31-0AA0 + | - | 0 | 7
3SB3500-4SD31-Z | B01 | 3SB3500-4SD31-ZB01 | 1 | UN | 1 | 10 | C | D | N | N | 83014090 | 1 |  | 0.21 | KG | 84.65 | 84.65 | CP20 | CP20 | CES key-operated switch, 22 mm, round, metal, lock no. SSG10, 3 switch positions I-O-II, right latching, actuating angle 2x50 degrees, key removal II, without holder !!! Phased-out product !!! SIRIUS ACT 3SU1 is the successor The preferred successor type is <<3SU1050-5BP31-0AA0>> | - | 0 | 7
3SB3500-4SD31-Z | B01X90 | 3SB3500-4SD31-ZB01X90 | 1 | UN | 1 | 10 | C | D | N | N | 83014090 | 20 |  | 0.21 | KG | 84.65 | 84.65 | CP20 | CP20 | CES key-operated switch, 22 mm, round, metal, lock no. SSG10, 3 switch positions I-O-II, right latching, actuating angle 2x50 degrees, key removal II, with holder, Z=20-unit pack !!! Phased-out product !!! SIRIUS ACT 3SU1 is the successor The preferred successor type is <<3SU1050-5BP31-0AA0-ZX90>> | - | 0 | 7
3SB3500-4SD31-Z | X90 | 3SB3500-4SD31-ZX90 | 1 | UN | 1 | 10 | C | D | N | N | 83014090 | 20 | 4011209747197 | 0.21 | KG | 86.17 | 86.17 | CP20 | CP20 | CES key-operated switch, 22 mm, round, metal, lock no. SSG10, 3 switch positions I-O-II, right latching, actuating angle 2x50 degrees, key removal II, with holder, Z=20-unit pack !!! Phased-out product !!! SIRIUS ACT 3SU1 is the successor The preferred successor type is <<3SU1050-5BP31-0AA0-ZX90 + 3SU1550-0AA10-0AA0>> | - | 0 | 7
3SB3500-4SD61 |  | 3SB3500-4SD61 | 1 | UN | 1 | 10 | C | D | N | N | 83014090 | 1 | 4011209413290 | 0.19 | KG | 86.17 | 86.17 | CP20 | CP20 | 22MM METAL ROUND ACTUATOR: CES KEY-OPER.SWITCH WITH 2 KEYS RIGHT LATCH.,LE.MOMEN.CONT.TYPE 3 SWITCH POSITIONS I-O-II LOCK NO SSG 10, REM. POS. O+II WITH HOLDER !!! Phased-out product !!! SIRIUS ACT 3SU1 is successor Preferred successor type is >>3SU1050-5BP61-0AA0 + | - | 0 | 7
3SB3500-4SD61-Z | B01 | 3SB3500-4SD61-ZB01 | 1 | UN | 1 | 10 | C | D | N | N | 83014090 | 1 | 4011209745308 | 0.153 | KG | 84.65 | 84.65 | CP20 | CP20 | CES key-operated switch, 22 mm, round, metal, lock no. SSG10, 3 switch positions I-O-II, right latching, actuating angle 2x50 degrees, key removal O+II, Z=without holder !!! Phased-out product !!! SIRIUS ACT 3SU1 is the successor The preferred successor type is <<3SU1050-5BP61-0AA0>> | - | 0 | 7
3SB3500-4SD61-Z | B01X90 | 3SB3500-4SD61-ZB01X90 | 1 | UN | 1 | 10 | C | D | N | N | 83014090 | 20 |  | 0.19 | KG | 84.65 | 84.65 | CP20 | CP20 | CES key-operated switch, 22 mm, round, metal, lock no. SSG10, 3 switch positions I-O-II, right latching, actuating angle 2x50 degrees, key removal O+II, with holder, Z=20-unit pack !!! Phased-out product !!! SIRIUS ACT 3SU1 is the successor The preferred successor type is <<3SU1050-5BP61-0AA0-ZX90>> | - | 0 | 7
3SB3500-4SD61-Z | X90 | 3SB3500-4SD61-ZX90 | 1 | UN | 1 | 10 | C | D | N | N | 83014090 | 20 | 4011209747180 | 0.19 | KG | 86.17 | 86.17 | CP20 | CP20 | CES key-operated switch, 22 mm, round, metal, lock no. SSG10, 3 switch positions I-O-II, right latching, actuating angle 2x50 degrees, key removal O+II, with holder, Z=20-unit pack !!! Phased-out product !!! SIRIUS ACT 3SU1 is the successor The preferred successor type is <<3SU1050-5BP61-0AA0-ZX90 + 3SU1550-0AA10-0AA0>> | - | 0 | 7
3SB3500-5AD01 |  | 3SB3500-5AD01 | 1 | UN | 1 | 10 | C | D | N | N | 83014090 | 1 | 4011209412927 | 0.18 | KG | 114.95 | 114.95 | CP20 | CP20 | 22MM METAL ROUND ACTUATOR: BKS KEY-OPER.SWITCH WITH 2 KEYS LATCHING 2 SWITCH POSITIONS O-I LOCK NO S1, REMOVAL POS. O WITH HOLDER NOTE: BKS LOCKS E1 - E27 SUPPLIED WITHOUT KEYS !!! Phased-out product !!! SIRIUS ACT 3SU1 is successor Preferred successor type is >>3SU1050-5PF01-0AA0 + |  | 0 | 7
3SB3500-5AD01-Z | B01 | 3SB3500-5AD01-ZB01 | 1 | UN | 1 | 10 | C | D | N | N | 83014090 | 1 |  | 0.18 | KG | 113.43 | 113.43 | CP20 | CP20 | BKS key-operated switch, 22 mm, round, metal, lock no. S1, 2 switch positions O-I, actuating angle 50 degrees, 12/14 hundred hours, key removal O, without holder NOTE: For the BKS locks E1 - E27 delivery without key !!! Phased-out product !!! SIRIUS ACT 3SU1 is the successor The preferred successor type is <<3SU1050-5PF01-0AA0>> | - | 0 | 7
3SB3500-5AD01-Z | B01X90 | 3SB3500-5AD01-ZB01X90 | 1 | UN | 1 | 10 | C | D | N | N | 83014090 | 20 |  | 0.22 | KG | 113.43 | 113.43 | CP20 | CP20 | BKS key-operated switch, 22 mm, round, metal, lock no. S1, 2 switch positions O-I, actuating angle 50 degrees, 12/14 hundred hours, key removal O, with holder, Z=20-unit pack NOTE: For the BKS locks E1 - E27 delivery without key !!! Phased-out product !!! SIRIUS ACT 3SU1 is the successor The preferred successor type is <<3SU1050-5PF01-0AA0-ZX90>> | - | 0 | 7
3SB3500-5AD01-Z | X90 | 3SB3500-5AD01-ZX90 | 1 | UN | 1 | 10 | C | D | N | N | 83014090 | 20 | 4011209747289 | 0.182 | KG | 114.95 | 114.95 | CP20 | CP20 | BKS key-operated switch, 22 mm, round, metal, lock no. S1, 2 switch positions O-I, actuating angle 50 degrees, 12/14 hundred hours, key removal O, with holder, Z=20-unit pack NOTE: For the BKS locks E1 - E27 delivery without key !!! Phased-out product !!! SIRIUS ACT 3SU1 is the successor The preferred successor type is <<3SU1050-5PF01-0AA0-ZX90 + 3SU1550-0AA10-0AA0>> | - | 0 | 7
3SB3500-5AD11 |  | 3SB3500-5AD11 | 1 | UN | 1 | 10 | C | D | N | N | 83014090 | 1 | 4011209412941 | 0.18 | KG | 114.95 | 114.95 | CP20 | CP20 | 22MM METAL ROUND ACTUATOR: BKS KEY-OPER.SWITCH WITH 2 KEYS LATCHING 2 SWITCH POSITIONS O-I LOCK NO S1, REMOVAL POS. O+I WITH HOLDER NOTE: BKS LOCKS E1 - E27 SUPPLIED WITHOUT KEYS !!! Phased-out product !!! SIRIUS ACT 3SU1 is successor Preferred successor type is >>3SU1050-5PF11-0AA0 + |  | 0 | 7
3SB3500-5AD11-Z | B01 | 3SB3500-5AD11-ZB01 | 1 | UN | 1 | 10 | C | D | N | N | 83014090 | 1 | 4011209745346 | 0.146 | KG | 113.43 | 113.43 | CP20 | CP20 | BKS key-operated switch, 22 mm, round, metal, lock no. S1, 2 switch positions O-I, actuating angle 50 degrees, 12/14 hundred hours, key removal O+I, Z=without holder NOTE: For the BKS locks E1 - E27 delivery without key !!! Phased-out product !!! SIRIUS ACT 3SU1 is the successor The preferred successor type is <<3SU1050-5PF11-0AA0>> | - | 0 | 7
3SB3500-5AD11-Z | B01X90 | 3SB3500-5AD11-ZB01X90 | 1 | UN | 1 | 10 | C | D | N | N | 83014090 | 20 |  | 0.2 | KG | 113.43 | 113.43 | CP20 | CP20 | BKS key-operated switch, 22 mm, round, metal, lock no. S1, 2 switch positions O-I, actuating angle 50 degrees, 12/14 hundred hours, key removal O+I, with holder, Z=20-unit pack NOTE: For the BKS locks E1 - E27 delivery without key !!! Phased-out product !!! SIRIUS ACT 3SU1 is the successor The preferred successor type is <<3SU1050-5PF11-0AA0-ZX90>> | - | 0 | 7
3SB3500-5AD11-Z | X90 | 3SB3500-5AD11-ZX90 | 1 | UN | 1 | 10 | C | D | N | N | 83014090 | 20 | 4011209747265 | 0.2 | KG | 114.95 | 114.95 | CP20 | CP20 | BKS key-operated switch, 22 mm, round, metal, lock no. S1, 2 switch positions O-I, actuating angle 50 degrees, 12/14 hundred hours, key removal O+I, with holder, Z=20-unit pack NOTE: For the BKS locks E1 - E27 delivery without key !!! Phased-out product !!! SIRIUS ACT 3SU1 is the successor The preferred successor type is <<3SU1050-5PF11-0AA0-ZX90 + 3SU1550-0AA10-0AA0>> | - | 0 | 7
3SB3500-5AD21 |  | 3SB3500-5AD21 | 1 | UN | 1 | 10 | C | D | N | N | 83014090 | 1 | 4011209412934 | 0.184 | KG | 114.95 | 114.95 | CP20 | CP20 | 22MM METAL ROUND ACTUATOR: BKS KEY-OPER.SWITCH WITH 2 KEYS LATCHING 2 SWITCH POSITIONS O-I LOCK NO S1, REMOVAL POS. I WITH HOLDER NOTE: BKS LOCKS E1 - E27 SUPPLIED WITHOUT KEYS !!! Phased-out product !!! SIRIUS ACT 3SU1 is successor Preferred successor type is >>3SU1050-5PF21-0AA0 + |  | 0 | 7
3SB3500-5AD21-Z | B01 | 3SB3500-5AD21-ZB01 | 1 | UN | 1 | 10 | C | D | N | N | 83014090 | 1 |  | 0.22 | KG | 113.43 | 113.43 | CP20 | CP20 | BKS key-operated switch, 22 mm, round, metal, lock no. S1, 2 switch positions O-I, actuating angle 50 degrees, 12/14 hundred hours, key removal I, without holder NOTE: For the BKS locks E1 - E27 delivery without key !!! Phased-out product !!! SIRIUS ACT 3SU1 is the successor The preferred successor type is <<3SU1050-5PF21-0AA0>> | - | 0 | 7
3SB3500-5AD21-Z | B01X90 | 3SB3500-5AD21-ZB01X90 | 1 | UN | 1 | 10 | C | D | N | N | 83014090 | 20 |  | 0.19 | KG | 113.43 | 113.43 | CP20 | CP20 | BKS key-operated switch, 22 mm, round, metal, lock no. S1, 2 switch positions O-I, actuating angle 50 degrees, 12/14 hundred hours, key removal I, with holder, Z=20-unit pack NOTE: For the BKS locks E1 - E27 delivery without key !!! Phased-out product !!! SIRIUS ACT 3SU1 is the successor The preferred successor type is <<3SU1050-5PF21-0AA0-ZX90>> | - | 0 | 7
3SB3500-5AD21-Z | X90 | 3SB3500-5AD21-ZX90 | 1 | UN | 1 | 10 | C | D | N | N | 83014090 | 20 | 4011209747272 | 0.186 | KG | 114.95 | 114.95 | CP20 | CP20 | BKS key-operated switch, 22 mm, round, metal, lock no. S1, 2 switch positions O-I, actuating angle 50 degrees, 12/14 hundred hours, key removal I, with holder, Z=20-unit pack NOTE: For the BKS locks E1 - E27 delivery without key !!! Phased-out product !!! SIRIUS ACT 3SU1 is the successor The preferred successor type is <<3SU1050-5PF21-0AA0-ZX90 + 3SU1550-0AA10-0AA0>> | - | 0 | 7
3SB3500-5AE01 |  | 3SB3500-5AE01 | 1 | UN | 1 | 10 | C | D | N | N | 83014090 | 1 | 4011209413108 | 0.168 | KG | 114.95 | 114.95 | CP20 | CP20 | 22MM METAL ROUND ACTUATOR: BKS KEY-OPER.SWITCH WITHOUT KEY LATCHING 2 SWITCH POSITIONS O-I LOCK NO E1 (VW), REM. POS. O+I WITH HOLDER NOTE: BKS LOCKS E1 - E27 SUPPLIED WITHOUT KEYS !!! Phased-out product !!! SIRIUS ACT 3SU1 is successor Preferred successor type is >>3SU1050-5QF11-0AA0 + | - | 0 | 7
3SB3500-5AE01-Z | B01 | 3SB3500-5AE01-ZB01 | 1 | UN | 1 | 10 | C | D | N | N | 83014090 | 1 |  | 0.172 | KG | 113.43 | 113.43 | CP20 | CP20 | BKS key-operated switch, 22 mm, round, metal, lock no. E1 (VW), 2 switch positions O-I, actuating angle 50 degrees, 12/14 hundred hours, key removal O+I, without holder NOTE: For the BKS locks E1 - E27 delivery without key !!! Phased-out product !!! SIRIUS ACT 3SU1 is the successor The preferred successor type is <<3SU1050-5QF11-0AA0>> | - | 0 | 7
3SB3500-5AE01-Z | B01X90 | 3SB3500-5AE01-ZB01X90 | 1 | UN | 1 | 10 | C | D | N | N | 83014090 | 20 |  | 0.169 | KG | 113.43 | 113.43 | CP20 | CP20 | BKS key-operated switch, 22 mm, round, metal, lock no. E1 (VW), 2 switch positions O-I, actuating angle 50 degrees, 12/14 hundred hours, key removal O+I, with holder, Z=20-unit pack NOTE: For the BKS locks E1 - E27 delivery without key !!! Phased-out product !!! SIRIUS ACT 3SU1 is the successor The preferred successor type is <<3SU1050-5QF11-0AA0-ZX90>> | - | 0 | 7
3SB3500-5AE01-Z | X90 | 3SB3500-5AE01-ZX90 | 1 | UN | 1 | 10 | C | D | N | N | 83014090 | 20 | 4011209747357 | 0.169 | KG | 114.95 | 114.95 | CP20 | CP20 | BKS key-operated switch, 22 mm, round, metal, lock no. E1 (VW), 2 switch positions O-I, actuating angle 50 degrees, 12/14 hundred hours, key removal O+I, with holder, Z=20-unit pack NOTE: For the BKS locks E1 - E27 delivery without key !!! Phased-out product !!! SIRIUS ACT 3SU1 is the successor The preferred successor type is <<3SU1050-5QF11-0AA0-ZX90 + 3SU1550-0AA10-0AA0>> | - | 0 | 7
3SB3500-5AE11 |  | 3SB3500-5AE11 | 1 | UN | 1 | 10 | C | D | N | N | 83014090 | 1 | 4011209413115 | 0.18 | KG | 114.95 | 114.95 | CP20 | CP20 | 22MM METAL ROUND ACTUATOR: BKS KEY-OPER.SWITCH WITHOUT KEY LATCHING 2 SWITCH POSITIONS O-I LOCK NO E1 (VW), REMOVAL POS. O WITH HOLDER NOTE: BKS LOCKS E1 - E27 SUPPLIED WITHOUT KEYS !!! Phased-out product !!! SIRIUS ACT 3SU1 is successor Preferred successor type is >>3SU1050-5QF01-0AA0 + | - | 0 | 7
3SB3500-5AE11-Z | B01 | 3SB3500-5AE11-ZB01 | 1 | UN | 1 | 10 | C | D | N | N | 83014090 | 1 |  | 0.18 | KG | 113.43 | 113.43 | CP20 | CP20 | BKS key-operated switch, 22 mm, round, metal, lock no. E1 (VW), 2 switch positions O-I, actuating angle 50 degrees, 12/14 hundred hours, key removal O, without holder NOTE: For the BKS locks E1 - E27 delivery without key !!! Phased-out product !!! SIRIUS ACT 3SU1 is the successor The preferred successor type is <<3SU1050-5QF01-0AA0>> | - | 0 | 7
3SB3500-5AE11-Z | B01X90 | 3SB3500-5AE11-ZB01X90 | 1 | UN | 1 | 10 | C | D | N | N | 83014090 | 20 |  | 0.176 | KG | 113.43 | 113.43 | CP20 | CP20 | BKS key-operated switch, 22 mm, round, metal, lock no. E1 (VW), 2 switch positions O-I, actuating angle 50 degrees, 12/14 hundred hours, key removal O, with holder, Z=20-unit pack NOTE: For the BKS locks E1 - E27 delivery without key !!! Phased-out product !!! SIRIUS ACT 3SU1 is the successor The preferred successor type is <<3SU1050-5QF01-0AA0-ZX90>> | - | 0 | 7
3SB3500-5AE11-Z | X90 | 3SB3500-5AE11-ZX90 | 1 | UN | 1 | 10 | C | D | N | N | 83014090 | 20 | 4011209747364 | 0.176 | KG | 114.95 | 114.95 | CP20 | CP20 | BKS key-operated switch, 22 mm, round, metal, lock no. E1 (VW), 2 switch positions O-I, actuating angle 50 degrees, 12/14 hundred hours, key removal O, with holder, Z=20-unit pack NOTE: For the BKS locks E1 - E27 delivery without key !!! Phased-out product !!! SIRIUS ACT 3SU1 is the successor The preferred successor type is <<3SU1050-5QF01-0AA0-ZX90 + 3SU1550-0AA10-0AA0>> | - | 0 | 7
3SB3500-5AE21 |  | 3SB3500-5AE21 | 1 | UN | 1 | 10 | C | D | N | N | 83014090 | 1 | 4011209413122 | 0.174 | KG | 114.95 | 114.95 | CP20 | CP20 | 22MM METAL ROUND ACTUATOR: BKS KEY-OPER.SWITCH WITHOUT KEY LATCHING 2 SWITCH POSITIONS O-I LOCK NO E2(VW),REMOVAL POS.O+I WITH HOLDER NOTE: BKS LOCKS E1 - E27 SUPPLIED WITHOUT KEYS !!! Phased-out product !!! SIRIUS ACT 3SU1 is successor Preferred successor type is >>3SU1050-5RF11-0AA0 + | - | 0 | 7
3SB3500-5AE21-Z | B01 | 3SB3500-5AE21-ZB01 | 1 | UN | 1 | 10 | C | D | N | N | 83014090 | 1 | 4011209745353 | 0.176 | KG | 113.43 | 113.43 | CP20 | CP20 | BKS key-operated switch, 22 mm, round, metal, lock no. E2 (VW), 2 switch positions O-I, actuating angle 50 degrees, 12/14 hundred hours, key removal O+I, Z=without holder NOTE: For the BKS locks E1 - E27 delivery without key !!! Phased-out product !!! SIRIUS ACT 3SU1 is the successor The preferred successor type is <<3SU1050-5RF11-0AA0>> | - | 0 | 7
3SB3500-5AE21-Z | B01X90 | 3SB3500-5AE21-ZB01X90 | 1 | UN | 1 | 10 | C | D | N | N | 83014090 | 20 |  | 0.176 | KG | 113.43 | 113.43 | CP20 | CP20 | BKS key-operated switch, 22 mm, round, metal, lock no. E2 (VW), 2 switch positions O-I, actuating angle 50 degrees, 12/14 hundred hours, key removal O+I, with holder, Z=20-unit pack NOTE: For the BKS locks E1 - E27 delivery without key !!! Phased-out product !!! SIRIUS ACT 3SU1 is the successor The preferred successor type is <<3SU1050-5RF11-0AA0-ZX90>> | - | 0 | 7
3SB3500-5AE21-Z | X90 | 3SB3500-5AE21-ZX90 | 1 | UN | 1 | 10 | C | D | N | N | 83014090 | 20 | 4011209747371 | 0.176 | KG | 114.95 | 114.95 | CP20 | CP20 | BKS key-operated switch, 22 mm, round, metal, lock no. E2 (VW), 2 switch positions O-I, actuating angle 50 degrees, 12/14 hundred hours, key removal O+I, with holder, Z=20-unit pack NOTE: For the BKS locks E1 - E27 delivery without key !!! Phased-out product !!! SIRIUS ACT 3SU1 is the successor The preferred successor type is <<3SU1050-5RF11-0AA0-ZX90 + 3SU1550-0AA10-0AA0>> | - | 0 | 7
3SB3500-5AE31 |  | 3SB3500-5AE31 | 1 | UN | 1 | 10 | C | D | N | N | 83014090 | 1 | 4011209413139 | 0.18 | KG | 114.95 | 114.95 | CP20 | CP20 | 22MM METAL ROUND ACTUATOR: BKS KEY-OPER.SWITCH WITHOUT KEY LATCHING 2 SWITCH POSITIONS O-I LOCK NO E2 (VW), REMOVAL POS. O WITH HOLDER NOTE: BKS LOCKS E1 - E27 SUPPLIED WITHOUT KEYS !!! Phased-out product !!! SIRIUS ACT 3SU1 is successor Preferred successor type is >>3SU1050-5RF01-0AA0 + | - | 0 | 7
3SB3500-5AE31-Z | B01 | 3SB3500-5AE31-ZB01 | 1 | UN | 1 | 10 | C | D | N | N | 83014090 | 1 | 4011209745360 | 0.135 | KG | 113.43 | 113.43 | CP20 | CP20 | BKS key-operated switch, 22 mm, round, metal, lock no. E2 (VW), 2 switch positions O-I, actuating angle 50 degrees, 12/14 hundred hours, key removal O, Z=without holder NOTE: For the BKS locks E1 - E27 delivery without key !!! Phased-out product !!! SIRIUS ACT 3SU1 is the successor The preferred successor type is <<3SU1050-5RF01-0AA0>> | - | 0 | 7
3SB3500-5AE31-Z | B01X90 | 3SB3500-5AE31-ZB01X90 | 1 | UN | 1 | 10 | C | D | N | N | 83014090 | 20 |  | 0.171 | KG | 113.43 | 113.43 | CP20 | CP20 | BKS key-operated switch, 22 mm, round, metal, lock no. E2 (VW), 2 switch positions O-I, actuating angle 50 degrees, 12/14 hundred hours, key removal O, with holder, Z=20-unit pack NOTE: For the BKS locks E1 - E27 delivery without key !!! Phased-out product !!! SIRIUS ACT 3SU1 is the successor The preferred successor type is <<3SU1050-5RF01-0AA0-ZX90>> | - | 0 | 7
3SB3500-5AE31-Z | X90 | 3SB3500-5AE31-ZX90 | 1 | UN | 1 | 10 | C | D | N | N | 83014090 | 20 | 4011209747388 | 0.125 | KG | 114.95 | 114.95 | CP20 | CP20 | BKS key-operated switch, 22 mm, round, metal, lock no. E2 (VW), 2 switch positions O-I, actuating angle 50 degrees, 12/14 hundred hours, key removal O, with holder, Z=20-unit pack NOTE: For the BKS locks E1 - E27 delivery without key !!! Phased-out product !!! SIRIUS ACT 3SU1 is the successor The preferred successor type is <<3SU1050-5RF01-0AA0-ZX90 + 3SU1550-0AA10-0AA0>> | - | 0 | 7
3SB3500-5AE41 |  | 3SB3500-5AE41 | 1 | UN | 1 | 10 | C | D | N | N | 83014090 | 1 | 4011209413146 | 0.172 | KG | 114.95 | 114.95 | CP20 | CP20 | 22MM METAL ROUND ACTUATOR: BKS KEY-OPER.SWITCH WITHOUT KEY LATCHING 2 SWITCH POSITIONS O-I LOCK NO E7 (VW), REM. POS. O+I WITH HOLDER NOTE: BKS LOCKS E1 - E27 SUPPLIED WITHOUT KEYS !!! Phased-out product !!! SIRIUS ACT 3SU1 is successor Preferred successor type is >>3SU1050-5SF11-0AA0 + | - | 0 | 7
3SB3500-5AE41-Z | B01 | 3SB3500-5AE41-ZB01 | 1 | UN | 1 | 10 | C | D | N | N | 83014090 | 1 |  | 0.133 | KG | 113.43 | 113.43 | CP20 | CP20 | BKS key-operated switch, 22 mm, round, metal, lock no. E7 (VW), 2 switch positions O-I, actuating angle 50 degrees, 12/14 hundred hours, key removal O+I, without holder NOTE: For the BKS locks E1 - E27 delivery without key !!! Phased-out product !!! SIRIUS ACT 3SU1 is the successor The preferred successor type is <<3SU1050-5SF11-0AA0>> | - | 0 | 7
3SB3500-5AE41-Z | B01X90 | 3SB3500-5AE41-ZB01X90 | 1 | UN | 1 | 10 | C | D | N | N | 85365080 | 20 |  | 0.22 | KG | 113.43 | 113.43 | CP20 | CP20 | BKS key-operated switch, 22 mm, round, metal, lock no. E7 (VW), 2 switch positions O-I, actuating angle 50 degrees, 12/14 hundred hours, key removal O+I, with holder, Z=20-unit pack NOTE: For the BKS locks E1 - E27 delivery without key !!! Phased-out product !!! SIRIUS ACT 3SU1 is the successor The preferred successor type is <<3SU1050-5SF11-0AA0-ZX90>> | - | 0 | 7
3SB3500-5AE41-Z | X90 | 3SB3500-5AE41-ZX90 | 1 | UN | 1 | 10 | C | D | N | N | 85365080 | 20 | 4011209747395 | 0.166 | KG | 114.95 | 114.95 | CP20 | CP20 | BKS key-operated switch, 22 mm, round, metal, lock no. E7 (VW), 2 switch positions O-I, actuating angle 50 degrees, 12/14 hundred hours, key removal O+I, with holder, Z=20-unit pack NOTE: For the BKS locks E1 - E27 delivery without key !!! Phased-out product !!! SIRIUS ACT 3SU1 is the successor The preferred successor type is <<3SU1050-5SF11-0AA0-ZX90 + 3SU1550-0AA10-0AA0>> | - | 0 | 7
3SB3500-5AE51 |  | 3SB3500-5AE51 | 1 | UN | 1 | 10 | C | D | N | N | 83014090 | 1 | 4011209413399 | 0.176 | KG | 114.95 | 114.95 | CP20 | CP20 | 22MM METAL ROUND ACTUATOR: BKS KEY-OPER.SWITCH WITHOUT KEY LATCHING 2 SWITCH POSITIONS O-I LOCK NO E7 (VW), REMOVAL POS. O WITH HOLDER NOTE: BKS LOCKS E1 - E27 SUPPLIED WITHOUT KEYS !!! Phased-out product !!! SIRIUS ACT 3SU1 is successor Preferred successor type is >>3SU1050-5SF01-0AA0 + | - | 0 | 7
3SB3500-5AE51-Z | B01 | 3SB3500-5AE51-ZB01 | 1 | UN | 1 | 10 | C | D | N | N | 83014090 | 1 | 4011209745377 | 0.135 | KG | 113.43 | 113.43 | CP20 | CP20 | BKS key-operated switch, 22 mm, round, metal, lock no. E7 (VW), 2 switch positions O-I, actuating angle 50 degrees, 12/14 hundred hours, key removal O, Z=without holder NOTE: For the BKS locks E1 - E27 delivery without key !!! Phased-out product !!! SIRIUS ACT 3SU1 is the successor The preferred successor type is <<3SU1050-5SF01-0AA0>> | - | 0 | 7
3SB3500-5AE51-Z | B01X90 | 3SB3500-5AE51-ZB01X90 | 1 | UN | 1 | 10 | C | D | N | N | 85365080 | 20 |  | 0.17 | KG | 113.43 | 113.43 | CP20 | CP20 | BKS key-operated switch, 22 mm, round, metal, lock no. E7 (VW), 2 switch positions O-I, actuating angle 50 degrees, 12/14 hundred hours, key removal O, with holder, Z=20-unit pack NOTE: For the BKS locks E1 - E27 delivery without key !!! Phased-out product !!! SIRIUS ACT 3SU1 is the successor The preferred successor type is <<3SU1050-5SF01-0AA0-ZX90>> | - | 0 | 7
3SB3500-5AE51-Z | X90 | 3SB3500-5AE51-ZX90 | 1 | UN | 1 | 10 | C | D | N | N | 85365080 | 20 | 4011209747401 | 0.17 | KG | 114.95 | 114.95 | CP20 | CP20 | BKS key-operated switch, 22 mm, round, metal, lock no. E7 (VW), 2 switch positions O-I, actuating angle 50 degrees, 12/14 hundred hours, key removal O, with holder, Z=20-unit pack NOTE: For the BKS locks E1 - E27 delivery without key !!! Phased-out product !!! SIRIUS ACT 3SU1 is the successor The preferred successor type is <<3SU1050-5SF01-0AA0-ZX90 + 3SU1550-0AA10-0AA0>> | - | 0 | 7
3SB3500-5AE61 |  | 3SB3500-5AE61 | 1 | UN | 1 | 10 | C | D | N | N | 83014090 | 1 | 4011209413405 | 0.168 | KG | 114.95 | 114.95 | CP20 | CP20 | 22MM METAL ROUND ACTUATOR: BKS KEY-OPER.SWITCH WITHOUT KEY LATCHING 2 SWITCH POSITIONS O-I LOCK NO E9 (VW), REM. POS. O+I WITH HOLDER NOTE: BKS LOCKS E1 - E27 SUPPLIED WITHOUT KEYS !!! Phased-out product !!! SIRIUS ACT 3SU1 is successor Preferred successor type is >>3SU1050-5TF11-0AA0 + | - | 0 | 7
3SB3500-5AE61-Z | B01 | 3SB3500-5AE61-ZB01 | 1 | UN | 1 | 10 | C | D | N | N | 83014090 | 1 |  | 0.173 | KG | 113.43 | 113.43 | CP20 | CP20 | BKS key-operated switch, 22 mm, round, metal, lock no. E9 (VW), 2 switch positions O-I, actuating angle 50 degrees, 12/14 hundred hours, key removal O+I, without holder NOTE: For the BKS locks E1 - E27 delivery without key !!! Phased-out product !!! SIRIUS ACT 3SU1 is the successor The preferred successor type is <<3SU1050-5TF11-0AA0>> | - | 0 | 7
3SB3500-5AE61-Z | B01X90 | 3SB3500-5AE61-ZB01X90 | 1 | UN | 1 | 10 | C | D | N | N | 85365080 | 20 |  | 0.169 | KG | 113.43 | 113.43 | CP20 | CP20 | BKS key-operated switch, 22 mm, round, metal, lock no. E9 (VW), 2 switch positions O-I, actuating angle 50 degrees, 12/14 hundred hours, key removal O+I, with holder, Z=20-unit pack NOTE: For the BKS locks E1 - E27 delivery without key !!! Phased-out product !!! SIRIUS ACT 3SU1 is the successor The preferred successor type is <<3SU1050-5TF11-0AA0-ZX90>> | - | 0 | 7
3SB3500-5AE61-Z | X90 | 3SB3500-5AE61-ZX90 | 1 | UN | 1 | 10 | C | D | N | N | 85365080 | 20 | 4011209747418 | 0.169 | KG | 114.95 | 114.95 | CP20 | CP20 | BKS key-operated switch, 22 mm, round, metal, lock no. E9 (VW), 2 switch positions O-I, actuating angle 50 degrees, 12/14 hundred hours, key removal O+I, with holder, Z=20-unit pack NOTE: For the BKS locks E1 - E27 delivery without key !!! Phased-out product !!! SIRIUS ACT 3SU1 is the successor The preferred successor type is <<3SU1050-5TF11-0AA0-ZX90 + 3SU1550-0AA10-0AA0>> | - | 0 | 7
3SB3500-5AE71 |  | 3SB3500-5AE71 | 1 | UN | 1 | 10 | C | D | N | N | 83014090 | 1 | 4011209413412 | 0.176 | KG | 114.95 | 114.95 | CP20 | CP20 | 22MM METAL ROUND ACTUATOR: BKS KEY-OPER.SWITCH WITHOUT KEY LATCHING 2 SWITCH POSITIONS O-I LOCK NO E9 (VW), REMOVAL POS. O WITH HOLDER NOTE: BKS LOCKS E1 - E27 SUPPLIED WITHOUT KEYS !!! Phased-out product !!! SIRIUS ACT 3SU1 is successor Preferred successor type is >>3SU1050-5TF01-0AA0 + | - | 0 | 7
3SB3500-5AE71-Z | B01 | 3SB3500-5AE71-ZB01 | 1 | UN | 1 | 10 | C | D | N | N | 83014090 | 1 |  | 0.176 | KG | 113.43 | 113.43 | CP20 | CP20 | BKS key-operated switch, 22 mm, round, metal, lock no. E9 (VW), 2 switch positions O-I, actuating angle 50 degrees, 12/14 hundred hours, key removal O, without holder NOTE: For the BKS locks E1 - E27 delivery without key !!! Phased-out product !!! SIRIUS ACT 3SU1 is the successor The preferred successor type is <<3SU1050-5TF01-0AA0>> | - | 0 | 7
3SB3500-5AE71-Z | B01X90 | 3SB3500-5AE71-ZB01X90 | 1 | UN | 1 | 10 | C | D | N | N | 85365080 | 20 |  | 0.174 | KG | 113.43 | 113.43 | CP20 | CP20 | BKS key-operated switch, 22 mm, round, metal, lock no. E9 (VW), 2 switch positions O-I, actuating angle 50 degrees, 12/14 hundred hours, key removal O, with holder, Z=20-unit pack NOTE: For the BKS locks E1 - E27 delivery without key !!! Phased-out product !!! SIRIUS ACT 3SU1 is the successor The preferred successor type is <<3SU1050-5TF01-0AA0-ZX90>> | - | 0 | 7
3SB3500-5AE71-Z | X90 | 3SB3500-5AE71-ZX90 | 1 | UN | 1 | 10 | C | D | N | N | 85365080 | 20 | 4011209747425 | 0.174 | KG | 114.95 | 114.95 | CP20 | CP20 | BKS key-operated switch, 22 mm, round, metal, lock no. E9 (VW), 2 switch positions O-I, actuating angle 50 degrees, 12/14 hundred hours, key removal O, with holder, Z=20-unit pack NOTE: For the BKS locks E1 - E27 delivery without key !!! Phased-out product !!! SIRIUS ACT 3SU1 is the successor The preferred successor type is <<3SU1050-5TF01-0AA0-ZX90 + 3SU1550-0AA10-0AA0>> | - | 0 | 7
3SB3500-5BD01 |  | 3SB3500-5BD01 | 1 | UN | 1 | 10 | C | D | N | N | 83014090 | 1 | 4011209412958 | 0.18 | KG | 114.95 | 114.95 | CP20 | CP20 | 22MM METAL ROUND ACTUATOR: BKS KEY-OPER.SWITCH WITH 2 KEYS MOMENTARY CONTACT TYPE 2 SWITCH POSITIONS O-I LOCK NO S1, REMOVAL POS. O WITH HOLDER NOTE: BKS LOCKS E1 - E27 SUPPLIED WITHOUT KEYS !!! Phased-out product !!! SIRIUS ACT 3SU1 is successor Preferred successor type is >>3SU1050-5PC01-0AA0 + 3SU1550-0AA10-0AA0<< |  | 0 | 7
3SB3500-5BD01-Z | B01 | 3SB3500-5BD01-ZB01 | 1 | UN | 1 | 10 | C | D | N | N | 83014090 | 1 |  | 0.189 | KG | 113.43 | 113.43 | CP20 | CP20 | BKS key-operated switch, 22 mm, round, metal, lock no. S1, 2 switch positions O-I, actuating angle 50 degrees, 12/14 hundred hours, key removal O, without holder NOTE: For the BKS locks E1 - E27 delivery without key !!! Phased-out product !!! SIRIUS ACT 3SU1 is the successor The preferred successor type is <<3SU1050-5PC01-0AA0>> | - | 0 | 7
3SB3500-5BD01-Z | B01X90 | 3SB3500-5BD01-ZB01X90 | 1 | UN | 1 | 10 | C | D | N | N | 83014090 | 20 |  | 0.179 | KG | 113.43 | 113.43 | CP20 | CP20 | BKS key-operated switch, 22 mm, round, metal, lock no. S1, 2 switch positions O-I, actuating angle 50 degrees, 12/14 hundred hours, key removal O, with holder, Z=20-unit pack NOTE: For the BKS locks E1 - E27 delivery without key !!! Phased-out product !!! SIRIUS ACT 3SU1 is the successor The preferred successor type is <<3SU1050-5PC01-0AA0-ZX90>> | - | 0 | 7
3SB3500-5BD01-Z | X90 | 3SB3500-5BD01-ZX90 | 1 | UN | 1 | 10 | C | D | N | N | 83014090 | 20 | 4011209747296 | 0.179 | KG | 114.95 | 114.95 | CP20 | CP20 | BKS key-operated switch, 22 mm, round, metal, lock no. S1, 2 switch positions O-I, actuating angle 50 degrees, 12/14 hundred hours, key removal O, with holder, Z=20-unit pack NOTE: For the BKS locks E1 - E27 delivery without key !!! Phased-out product !!! SIRIUS ACT 3SU1 is the successor The preferred successor type is <<3SU1050-5PC01-0AA0-ZX90 + 3SU1550-0AA10-0AA0>> | - | 0 | 7
3SB3500-5DD01 |  | 3SB3500-5DD01 | 1 | UN | 1 | 10 | C | D | N | N | 83014090 | 1 | 4011209412965 | 0.195 | KG | 109.25 | 109.25 | CP20 | CP20 | 22MM METAL ROUND ACTUATOR: BKS KEY-OPER.SWITCH WITH 2 KEYS LATCHING 3 SWITCH POSITIONS I-O-II LOCK NO S1, REMOVAL POS. O, WITH HOLDER NOTE: BKS LOCKS E1 - E27 SUPPLIED WITHOUT KEYS !!! Phased-out product !!! SIRIUS ACT 3SU1 is successor Preferred successor type is >>3SU1050-5PL01-0AA0 + |  | 0 | 7
3SB3500-5DD01-Z | B01 | 3SB3500-5DD01-ZB01 | 1 | UN | 1 | 10 | C | D | N | N | 83014090 | 1 |  | 0.187 | KG | 107.73 | 107.73 | CP20 | CP20 | BKS key-operated switch, 22 mm, round, metal, lock no. S1, 3 switch positions I-O-II, actuating angle 2x50 degrees, key removal O, without holder NOTE: For the BKS locks E1 - E27 delivery without key !!! Phased-out product !!! SIRIUS ACT 3SU1 is the successor The preferred successor type is <<3SU1050-5PL01-0AA0>> | - | 0 | 7
3SB3500-5DD11 |  | 3SB3500-5DD11 | 1 | UN | 1 | 10 | C | D | N | N | 83014090 | 1 | 4011209412972 | 0.185 | KG | 109.25 | 109.25 | CP20 | CP20 | 22MM METAL ROUND ACTUATOR: BKS KEY-OPER.SWITCH WITH 2 KEYS LATCHING 3 SWITCH POSITIONS I-O-II LOCK NO S1, REM. POS. I+O+II WITH HOLDER NOTE: BKS LOCKS E1 - E27 SUPPLIED WITHOUT KEYS !!! Phased-out product !!! SIRIUS ACT 3SU1 is successor Preferred successor type is >>3SU1050-5PL11-0AA0 + 3SU1550-0AA10-0AA0<< |  | 0 | 7
3SB3500-5DD11-Z | B01 | 3SB3500-5DD11-ZB01 | 1 | UN | 1 | 10 | C | D | N | N | 83014090 | 1 |  | 0.188 | KG | 107.73 | 107.73 | CP20 | CP20 | BKS key-operated switch, 22 mm, round, metal, lock no. S1, 3 switch positions I-O-II, actuating angle 2x50 degrees, key removal I+O+II, without holder NOTE: For the BKS locks E1 - E27 delivery without key !!! Phased-out product !!! SIRIUS ACT 3SU1 is the successor The preferred successor type is <<3SU1050-5PL11-0AA0>> | - | 0 | 7
3SB3500-5DD11-Z | B01X90 | 3SB3500-5DD11-ZB01X90 | 1 | UN | 1 | 10 | C | D | N | N | 83014090 | 20 |  | 0.183 | KG | 107.73 | 107.73 | CP20 | CP20 | BKS key-operated switch, 22 mm, round, metal, lock no. S1, 3 switch positions I-O-II, actuating angle 2x50 degrees, key removal I+O+II, with holder, Z=20-unit pack NOTE: For the BKS locks E1 - E27 delivery without key !!! Phased-out product !!! SIRIUS ACT 3SU1 is the successor The preferred successor type is <<3SU1050-5PL11-0AA0-ZX90>> | - | 0 | 7
3SB3500-5DD11-Z | X90 | 3SB3500-5DD11-ZX90 | 1 | UN | 1 | 10 | C | D | N | N | 83014090 | 20 | 4011209747319 | 0.183 | KG | 109.25 | 109.25 | CP20 | CP20 | BKS key-operated switch, 22 mm, round, metal, lock no. S1, 3 switch positions I-O-II, actuating angle 2x50 degrees, key removal I+O+II, with holder, Z=20-unit pack NOTE: For the BKS locks E1 - E27 delivery without key !!! Phased-out product !!! SIRIUS ACT 3SU1 is the successor The preferred successor type is <<3SU1050-5PL11-0AA0-ZX90 + 3SU1550-0AA10-0AA0>> | - | 0 | 7
3SB3500-5DD21 |  | 3SB3500-5DD21 | 1 | UN | 1 | 10 | C | D | N | N | 83014090 | 1 | 4011209412996 | 0.188 | KG | 109.25 | 109.25 | CP20 | CP20 | 22MM METAL ROUND ACTUATOR: BKS KEY-OPER.SWITCH WITH 2 KEYS LATCHING 3 SWITCH POSITIONS I-O-II LOCK NO S1, REMOVAL POS. I WITH HOLDER NOTE: BKS LOCKS E1 - E27 SUPPLIED WITHOUT KEYS !!! Phased-out product !!! SIRIUS ACT 3SU1 is successor Preferred successor type is >>3SU1050-5PL21-0AA0 + |  | 0 | 7
3SB3500-5DD21-Z | B01 | 3SB3500-5DD21-ZB01 | 1 | UN | 1 | 10 | C | D | N | N | 83014090 | 1 |  | 0.188 | KG | 107.73 | 107.73 | CP20 | CP20 | BKS key-operated switch, 22 mm, round, metal, lock no. S1, 3 switch positions I-O-II, actuating angle 2x50 degrees, key removal I, without holder NOTE: For the BKS locks E1 - E27 delivery without key !!! Phased-out product !!! SIRIUS ACT 3SU1 is the successor The preferred successor type is <<3SU1050-5PL21-0AA0>> | - | 0 | 7
3SB3500-5DD31 |  | 3SB3500-5DD31 | 1 | UN | 1 | 10 | C | D | N | N | 83014090 | 1 | 4011209413016 | 0.188 | KG | 109.25 | 109.25 | CP20 | CP20 | 22MM METAL ROUND ACTUATOR: BKS KEY-OPER.SWITCH WITH 2 KEYS LATCHING 3 SWITCH POSITIONS I-O-II LOCK NO S1, REMOVAL POS. II WITH HOLDER NOTE: BKS LOCKS E1 - E27 SUPPLIED WITHOUT KEYS !!! Phased-out product !!! SIRIUS ACT 3SU1 is successor Preferred successor type is >>3SU1050-5PL11-0AA0 + |  | 0 | 7
3SB3500-5DD31-Z | B01 | 3SB3500-5DD31-ZB01 | 1 | UN | 1 | 10 | C | D | N | N | 83014090 | 1 |  | 0.188 | KG | 107.73 | 107.73 | CP20 | CP20 | BKS key-operated switch, 22 mm, round, metal, lock no. S1, 3 switch positions I-O-II, actuating angle 2x50 degrees, key removal II, without holder NOTE: For the BKS locks E1 - E27 delivery without key !!! Phased-out product !!! SIRIUS ACT 3SU1 is the successor The preferred successor type is <<3SU1050-5PL11-0AA0>> | - | 0 | 7
3SB3500-5DD41 |  | 3SB3500-5DD41 | 1 | UN | 1 | 10 | C | D | N | N | 83014090 | 1 | 4011209412989 | 0.186 | KG | 109.25 | 109.25 | CP20 | CP20 | 22MM METAL ROUND ACTUATOR: BKS KEY-OPER.SWITCH WITH 2 KEYS LATCHING 3 SWITCH POSITIONS I-O-II LOCK NO S1, REMOVAL POS. I+II WITH HOLDER NOTE: BKS LOCKS E1 - E27 SUPPLIED WITHOUT KEYS !!! Phased-out product !!! SIRIUS ACT 3SU1 is successor Preferred successor type is >>3SU1050-5PL41-0AA0 + 3SU1550-0AA10-0AA0<< |  | 0 | 7
3SB3500-5DD41-Z | B01 | 3SB3500-5DD41-ZB01 | 1 | UN | 1 | 10 | C | D | N | N | 83014090 | 1 |  | 0.186 | KG | 107.73 | 107.73 | CP20 | CP20 | BKS key-operated switch, 22 mm, round, metal, lock no. S1, 3 switch positions I-O-II, actuating angle 2x50 degrees, key removal I+II, without holder NOTE: For the BKS locks E1 - E27 delivery without key !!! Phased-out product !!! SIRIUS ACT 3SU1 is the successor The preferred successor type is <<3SU1050-5PL41-0AA0>> | - | 0 | 7
3SB3500-5DD51 |  | 3SB3500-5DD51 | 1 | UN | 1 | 10 | C | D | N | N | 83014090 | 1 | 4011209413009 | 0.186 | KG | 109.25 | 109.25 | CP20 | CP20 | 22MM METAL ROUND ACTUATOR: BKS KEY-OPER.SWITCH WITH 2 KEYS LATCHING 3 SWITCH POSITIONS I-O-II LOCK NO S1, REMOVAL POS. I+O WITH HOLDER NOTE: BKS LOCKS E1 - E27 SUPPLIED WITHOUT KEYS !!! Phased-out product !!! SIRIUS ACT 3SU1 is successor Preferred successor type is >>3SU1050-5PL11-0AA0 + | - | 0 | 7
3SB3500-5DD51-Z | B01 | 3SB3500-5DD51-ZB01 | 1 | UN | 1 | 10 | C | D | N | N | 83014090 | 1 |  | 0.186 | KG | 107.73 | 107.73 | CP20 | CP20 | BKS key-operated switch, 22 mm, round, metal, lock no. S1, 3 switch positions I-O-II, actuating angle 2x50 degrees, key removal O+I, without holder NOTE: For the BKS locks E1 - E27 delivery without key !!! Phased-out product !!! SIRIUS ACT 3SU1 is the successor The preferred successor type is <<3SU1050-5PL11-0AA0>> | - | 0 | 7
3SB3500-5DD61 |  | 3SB3500-5DD61 | 1 | UN | 1 | 10 | C | D | N | N | 83014090 | 1 | 4011209413023 | 0.188 | KG | 109.25 | 109.25 | CP20 | CP20 | 22MM METAL ROUND ACTUATOR: BKS KEY-OPER.SWITCH WITH 2 KEYS LATCHING 3 SWITCH POSITIONS I-O-II LOCK NO S1, REMOVAL POS. O+II WITH HOLDER NOTE: BKS LOCKS E1 - E27 SUPPLIED WITHOUT KEYS !!! Phased-out product !!! SIRIUS ACT 3SU1 is successor Preferred successor type is >>3SU1050-5PL11-0AA0 + 3SU1550-0AA10-0AA0<< | - | 0 | 7
3SB3500-5DD61-Z | B01 | 3SB3500-5DD61-ZB01 | 1 | UN | 1 | 10 | C | D | N | N | 83014090 | 1 |  | 0.188 | KG | 107.73 | 107.73 | CP20 | CP20 | BKS key-operated switch, 22 mm, round, metal, lock no. S1, 3 switch positions I-O-II, actuating angle 2x50 degrees, key removal O+II, without holder NOTE: For the BKS locks E1 - E27 delivery without key !!! Phased-out product !!! SIRIUS ACT 3SU1 is the successor The preferred successor type is <<3SU1050-5PL11-0AA0>> | - | 0 | 7
3SB3500-5ED01 |  | 3SB3500-5ED01 | 1 | UN | 1 | 10 | C | D | N | N | 83014090 | 1 | 4011209413030 | 0.192 | KG | 109.25 | 109.25 | CP20 | CP20 | 22MM METAL ROUND ACTUATOR: BKS KEY-OPER.SWITCH WITH 2 KEYS MOMENTARY CONTACT TYPE 3 SWITCH POSITIONS I-O-II LOCK NO S1, REMOVAL POS. O WITH HOLDER NOTE: BKS LOCKS E1 - E27 SUPPLIED WITHOUT KEYS !!! Phased-out product !!! SIRIUS ACT 3SU1 is successor Preferred successor type is >>3SU1050-5PM01-0AA0 + 3SU1550-0AA10-0AA0<< |  | 0 | 7
3SB3500-5ED01-Z | B01 | 3SB3500-5ED01-ZB01 | 1 | UN | 1 | 10 | C | D | N | N | 83014090 | 1 |  | 0.16 | KG | 107.73 | 107.73 | CP20 | CP20 | BKS key-operated switch, 22 mm, round, metal, lock no. S1, 3 switch positions I-O-II, actuating angle 2x50 degrees, key removal O, without holder NOTE: For the BKS locks E1 - E27 delivery without key !!! Phased-out product !!! SIRIUS ACT 3SU1 is the successor The preferred successor type is <<3SU1050-5PM01-0AA0>> | - | 0 | 7
3SB3500-5ED01-Z | B01X90 | 3SB3500-5ED01-ZB01X90 | 1 | UN | 1 | 10 | C | D | N | N | 83014090 | 20 |  | 0.189 | KG | 107.73 | 107.73 | CP20 | CP20 | BKS key-operated switch, 22 mm, round, metal, lock no. S1, 3 switch positions I-O-II, actuating angle 2x50 degrees, key removal O, with holder, Z=20-unit pack NOTE: For the BKS locks E1 - E27 delivery without key !!! Phased-out product !!! SIRIUS ACT 3SU1 is the successor The preferred successor type is <<3SU1050-5PM01-0AA0-ZX90>> | - | 0 | 7
3SB3500-5ED01-Z | X90 | 3SB3500-5ED01-ZX90 | 1 | UN | 1 | 10 | C | D | N | N | 83014090 | 20 | 4011209747302 | 0.189 | KG | 109.25 | 109.25 | CP20 | CP20 | BKS key-operated switch, 22 mm, round, metal, lock no. S1, 3 switch positions I-O-II, actuating angle 2x50 degrees, key removal O, with holder, Z=20-unit pack NOTE: For the BKS locks E1 - E27 delivery without key !!! Phased-out product !!! SIRIUS ACT 3SU1 is the successor The preferred successor type is <<3SU1050-5PM01-0AA0-ZX90 + 3SU1550-0AA10-0AA0>> | - | 0 | 7
3SB3500-5FD01 |  | 3SB3500-5FD01 | 1 | UN | 1 | 10 | C | D | N | N | 83014090 | 1 | 4011209413078 | 0.19 | KG | 109.25 | 109.25 | CP20 | CP20 | 22MM METAL ROUND ACTUATOR: BKS KEY-OPER.SWITCH WITH 2 KEYS LEFT LATCH.,RI.MOMEN.CONT.TYPE 3 SWITCH POSITIONS I-O-II LOCK NO S1, REMOVAL POS. O WITH HOLDER NOTE: BKS LOCKS E1 - E27 SUPPLIED WITHOUT KEYS !!! Phased-out product !!! SIRIUS ACT 3SU1 is successor Preferred successor type is >>3SU1050-5PN01-0AA0 + 3SU1550-0AA10-0AA0<< | - | 0 | 7
3SB3500-5FD01-Z | B01 | 3SB3500-5FD01-ZB01 | 1 | UN | 1 | 10 | C | D | N | N | 83014090 | 1 |  | 0.19 | KG | 107.73 | 107.73 | CP20 | CP20 | BKS key-operated switch, 22 mm, round, metal, lock no. S1, 3 switch positions I-O-II, right momentary contact type, actuating angle 2x50 degrees, key removal O, without holder NOTE: For the BKS locks E1 - E27 delivery without key !!! Phased-out product !!! SIRIUS ACT 3SU1 is the successor The preferred successor type is <<3SU1050-5PN01-0AA0>> | - | 0 | 7
3SB3500-5FD01-Z | B01X90 | 3SB3500-5FD01-ZB01X90 | 1 | UN | 1 | 10 | C | D | N | N | 83014090 | 20 |  | 0.19 | KG | 107.73 | 107.73 | CP20 | CP20 | BKS key-operated switch, 22 mm, round, metal, lock no. S1, 3 switch positions I-O-II, right momentary contact type, actuating angle 2x50 degrees, key removal O, with holder, Z=20-unit pack NOTE: For the BKS locks E1 - E27 delivery without key !!! Phased-out product !!! SIRIUS ACT 3SU1 is the successor The preferred successor type is <<3SU1050-5PN01-0AA0-ZX90>> | - | 0 | 7
3SB3500-5FD01-Z | X90 | 3SB3500-5FD01-ZX90 | 1 | UN | 1 | 10 | C | D | N | N | 83014090 | 20 | 4011209747340 | 0.19 | KG | 109.25 | 109.25 | CP20 | CP20 | BKS key-operated switch, 22 mm, round, metal, lock no. S1, 3 switch positions I-O-II, right momentary contact type, actuating angle 2x50 degrees, key removal O, with holder, Z=20-unit pack NOTE: For the BKS locks E1 - E27 delivery without key !!! Phased-out product !!! SIRIUS ACT 3SU1 is the successor The preferred successor type is <<3SU1050-5PN01-0AA0-ZX90 + 3SU1550-0AA10-0AA0>> | - | 0 | 7
3SB3500-5FD21 |  | 3SB3500-5FD21 | 1 | UN | 1 | 10 | C | D | N | N | 83014090 | 1 | 4011209413092 | 0.18 | KG | 109.25 | 109.25 | CP20 | CP20 | 22MM METAL ROUND ACTUATOR: BKS KEY-OPER.SWITCH WITH 2 KEYS LEFT LATCH.,RI.MOMEN.CONT.TYPE 3 SWITCH POSITIONS I-O-II LOCK NO S1, REMOVAL POS. I WITH HOLDER NOTE: BKS LOCKS E1 - E27 SUPPLIED WITHOUT KEYS !!! Phased-out product !!! SIRIUS ACT 3SU1 is successor Preferred successor type is >>3SU1050-5PN21-0AA0 + 3SU1550-0AA10-0AA0<< | - | 0 | 7
3SB3500-5FD21-Z | B01 | 3SB3500-5FD21-ZB01 | 1 | UN | 1 | 10 | C | D | N | N | 83014090 | 1 |  | 0.19 | KG | 107.73 | 107.73 | CP20 | CP20 | BKS key-operated switch, 22 mm, round, metal, lock no. S1, 3 switch positions I-O-II, right momentary contact type, actuating angle 2x50 degrees, key removal I, without holder NOTE: For the BKS locks E1 - E27 delivery without key !!! Phased-out product !!! SIRIUS ACT 3SU1 is the successor The preferred successor type is <<3SU1050-5PN21-0AA0>> | - | 0 | 7
3SB3500-5FD21-Z | B01X90 | 3SB3500-5FD21-ZB01X90 | 1 | UN | 1 | 10 | C | D | N | N | 83014090 | 20 |  | 0.19 | KG | 107.73 | 107.73 | CP20 | CP20 | BKS key-operated switch, 22 mm, round, metal, lock no. S1, 3 switch positions I-O-II, right momentary contact type, actuating angle 2x50 degrees, key removal I, with holder, Z=20-unit pack NOTE: For the BKS locks E1 - E27 delivery without key !!! Phased-out product !!! SIRIUS ACT 3SU1 is the successor The preferred successor type is <<3SU1050-5PN21-0AA0-ZX90>> | - | 0 | 7
3SB3500-5FD21-Z | X90 | 3SB3500-5FD21-ZX90 | 1 | UN | 1 | 10 | C | D | N | N | 83014090 | 20 | 4011209747333 | 0.19 | KG | 109.25 | 109.25 | CP20 | CP20 | BKS key-operated switch, 22 mm, round, metal, lock no. S1, 3 switch positions I-O-II, right momentary contact type, actuating angle 2x50 degrees, key removal I, with holder, Z=20-unit pack NOTE: For the BKS locks E1 - E27 delivery without key !!! Phased-out product !!! SIRIUS ACT 3SU1 is the successor The preferred successor type is <<3SU1050-5PN21-0AA0-ZX90 + 3SU1550-0AA10-0AA0>> | - | 0 | 7
3SB3500-5FD51 |  | 3SB3500-5FD51 | 1 | UN | 1 | 10 | C | D | N | N | 83014090 | 1 | 4011209413085 | 0.187 | KG | 109.25 | 109.25 | CP20 | CP20 | 22MM METAL ROUND ACTUATOR: BKS KEY-OPER.SWITCH WITH 2 KEYS LEFT LATCH.,RI.MOMEN.CONT.TYPE 3 SWITCH POSITIONS I-O-II LOCK NO S1, REMOVAL POS. O+I WITH HOLDER NOTE: BKS LOCKS E1 - E27 SUPPLIED WITHOUT KEYS !!! Phased-out product !!! SIRIUS ACT 3SU1 is successor Preferred successor type is >>3SU1050-5PN51-0AA0 + 3SU1550-0AA10-0AA0<< | - | 0 | 7
3SB3500-5FD51-Z | B01 | 3SB3500-5FD51-ZB01 | 1 | UN | 1 | 10 | C | D | N | N | 83014090 | 1 |  | 0.187 | KG | 107.73 | 107.73 | CP20 | CP20 | BKS key-operated switch, 22 mm, round, metal, lock no. S1, 3 switch positions I-O-II, right momentary contact type, actuating angle 2x50 degrees, key removal O+I, without holder NOTE: For the BKS locks E1 - E27 delivery without key !!! Phased-out product !!! SIRIUS ACT 3SU1 is the successor The preferred successor type is <<3SU1050-5PN51-0AA0>> | - | 0 | 7
3SB3500-5GD01 |  | 3SB3500-5GD01 | 1 | UN | 1 | 10 | C | D | N | N | 83014090 | 1 | 4011209413047 | 0.19 | KG | 109.25 | 109.25 | CP20 | CP20 | 22MM METAL ROUND ACTUATOR: BKS KEY-OPER.SWITCH WITH 2 KEYS RIGHT LATCH.,LE.MOMEN.CONT.TYPE 3 SWITCH POSITIONS I-O-II LOCK NO S1, REMOVAL POS. O WITH HOLDER NOTE: BKS LOCKS E1 - E27 SUPPLIED WITHOUT KEYS !!! Phased-out product !!! SIRIUS ACT 3SU1 is successor Preferred successor type is >>3SU1050-5PP01-0AA0 + 3SU1550-0AA10-0AA0<< | - | 0 | 7
3SB3500-5GD01-Z | B01 | 3SB3500-5GD01-ZB01 | 1 | UN | 1 | 10 | C | D | N | N | 83014090 | 1 |  | 0.19 | KG | 107.73 | 107.73 | CP20 | CP20 | BKS key-operated switch, 22 mm, round, metal, lock no. S1, 3 switch positions I-O-II, right latching, actuating angle 2x50 degrees, key removal O, without holder NOTE: For the BKS locks E1 - E27 delivery without key !!! Phased-out product !!! SIRIUS ACT 3SU1 is the successor The preferred successor type is <<3SU1050-5PP01-0AA0>> | - | 0 | 7
3SB3500-5GD31 |  | 3SB3500-5GD31 | 1 | UN | 1 | 10 | C | D | N | N | 83014090 | 1 | 4011209413061 | 0.188 | KG | 109.25 | 109.25 | CP20 | CP20 | 22MM METAL ROUND ACTUATOR: BKS KEY-OPER.SWITCH WITH 2 KEYS RIGHT LATCH.,LE.MOMEN.CONT.TYPE 3 SWITCH POSITIONS I-O-II LOCK NO S1, REMOVAL POS. II WITH HOLDER NOTE: BKS LOCKS E1 - E27 SUPPLIED WITHOUT KEYS !!! Phased-out product !!! SIRIUS ACT 3SU1 is successor Preferred successor type is >>3SU1050-5PP01-0AA0 + 3SU1550-0AA10-0AA0<< | - | 0 | 7
3SB3500-5GD31-Z | B01 | 3SB3500-5GD31-ZB01 | 1 | UN | 1 | 10 | C | D | N | N | 83014090 | 1 |  | 0.188 | KG | 107.73 | 107.73 | CP20 | CP20 | BKS key-operated switch, 22 mm, round, metal, lock no. S1, 3 switch positions I-O-II, right latching, actuating angle 2x50 degrees, key removal II, without holder NOTE: For the BKS locks E1 - E27 delivery without key !!! Phased-out product !!! SIRIUS ACT 3SU1 is the successor The preferred successor type is <<3SU1050-5PP01-0AA0>> | - | 0 | 7
3SB3500-5GD31-Z | B01X90 | 3SB3500-5GD31-ZB01X90 | 1 | UN | 1 | 10 | C | D | N | N | 83014090 | 20 |  | 0.188 | KG | 107.73 | 107.73 | CP20 | CP20 | BKS key-operated switch, 22 mm, round, metal, lock no. S1, 3 switch positions I-O-II, right latching, actuating angle 2x50 degrees, key removal II, with holder, Z=20-unit pack NOTE: For the BKS locks E1 - E27 delivery without key !!! Phased-out product !!! SIRIUS ACT 3SU1 is the successor The preferred successor type is <<3SU1050-5PP01-0AA0-ZX90>> | - | 0 | 7
3SB3500-5GD31-Z | X90 | 3SB3500-5GD31-ZX90 | 1 | UN | 1 | 10 | C | D | N | N | 83014090 | 20 | 4011209747326 | 0.188 | KG | 109.25 | 109.25 | CP20 | CP20 | BKS key-operated switch, 22 mm, round, metal, lock no. S1, 3 switch positions I-O-II, right latching, actuating angle 2x50 degrees, key removal II, with holder, Z=20-unit pack NOTE: For the BKS locks E1 - E27 delivery without key !!! Phased-out product !!! SIRIUS ACT 3SU1 is the successor The preferred successor type is <<3SU1050-5PP01-0AA0-ZX90 + 3SU1550-0AA10-0AA0>> | - | 0 | 7
3SB3500-5GD61 |  | 3SB3500-5GD61 | 1 | UN | 1 | 10 | C | D | N | N | 83014090 | 1 | 4011209413054 | 0.188 | KG | 109.25 | 109.25 | CP20 | CP20 | 22MM METAL ROUND ACTUATOR: BKS KEY-OPER.SWITCH WITH 2 KEYS RIGHT LATCH.,LE.MOMEN.CONT.TYPE 3 SWITCH POSITIONS I-O-II LOCK NO S1, REMOVAL POS. O+II WITH HOLDER NOTE: BKS LOCKS E1 - E27 SUPPLIED WITHOUT KEYS !!! Phased-out product !!! SIRIUS ACT 3SU1 is successor Preferred successor type is >>3SU1050-5PP01-0AA0 + 3SU1550-0AA10-0AA0<< | - | 0 | 7
3SB3500-5GD61-Z | B01 | 3SB3500-5GD61-ZB01 | 1 | UN | 1 | 10 | C | D | N | N | 83014090 | 1 |  | 0.188 | KG | 107.73 | 107.73 | CP20 | CP20 | BKS key-operated switch, 22 mm, round, metal, lock no. S1, 3 switch positions I-O-II, right latching, actuating angle 2x50 degrees, key removal O+II, without holder NOTE: For the BKS locks E1 - E27 delivery without key !!! Phased-out product !!! SIRIUS ACT 3SU1 is the successor The preferred successor type is <<3SU1050-5PP01-0AA0>> | - | 0 | 7
3SB3500-5LD01 |  | 3SB3500-5LD01 | 1 | UN | 1 | 10 | C | D | N | N | 83014090 | 1 | 4011209412194 | 0.197 | KG | 128.25 | 128.25 | CP20 | CP20 | 22MM METAL ROUND ACTUATOR: IKON KEY-OPER.SWITCH W. 2 KEYS LATCHING 2 SWITCH POSITIONS O-I LOCK NO 360012K1,REMOVAL POS. O WITH HOLDER !!! Phased-out product !!! SIRIUS ACT 3SU1 is successor Preferred successor type is >>3SU1050-5XF01-0AA0 + 3SU1550-0AA10-0AA0<< |  | 0 | 7
3SB3500-5LD01-Z | B01 | 3SB3500-5LD01-ZB01 | 1 | UN | 1 | 10 | C | D | N | N | 83014090 | 1 | 4011209745384 | 0.159 | KG | 126.73 | 126.73 | CP20 | CP20 | IKON key-operated switch, 22 mm, round, metal, lock no. 360012K1, 2 switch positions O-I, actuating angle 50 degrees, 12/14 hundred hours, key removal O, Z=without holder !!! Phased-out product !!! SIRIUS ACT 3SU1 is the successor The preferred successor type is <<3SU1050-5XF01-0AA0>> | - | 0 | 7
3SB3500-5LD01-Z | B01X90 | 3SB3500-5LD01-ZB01X90 | 1 | UN | 1 | 10 | C | D | N | N | 85365080 | 20 |  | 0.196 | KG | 126.73 | 126.73 | CP20 | CP20 | IKON key-operated switch, 22 mm, round, metal, lock no. 360012K1, 2 switch positions O-I, actuating angle 50 degrees, 12/14 hundred hours, key removal O, with holder, Z=20-unit pack !!! Phased-out product !!! SIRIUS ACT 3SU1 is the successor The preferred successor type is <<3SU1050-5XF01-0AA0-ZX90>> | - | 0 | 7
3SB3500-5LD01-Z | X90 | 3SB3500-5LD01-ZX90 | 1 | UN | 1 | 10 | C | D | N | N | 85365080 | 20 | 4011209747449 | 0.196 | KG | 128.25 | 128.25 | CP20 | CP20 | IKON key-operated switch, 22 mm, round, metal, lock no. 360012K1, 2 switch positions O-I, actuating angle 50 degrees, 12/14 hundred hours, key removal O, with holder, Z=20-unit pack !!! Phased-out product !!! SIRIUS ACT 3SU1 is the successor The preferred successor type is <<3SU1050-5XF01-0AA0-ZX90 + 3SU1550-0AA10-0AA0>> | - | 0 | 7
3SB3500-5LD11 |  | 3SB3500-5LD11 | 1 | UN | 1 | 10 | C | D | N | N | 83014090 | 1 | 4011209412217 | 0.194 | KG | 128.25 | 128.25 | CP20 | CP20 | 22MM METAL ROUND ACTUATOR: IKON KEY-OPER.SWITCH W. 2 KEYS LATCHING 2 SWITCH POSITIONS O-I LOCK NO 360012K1,REMOV.POS. O+I WITH HOLDER !!! Phased-out product !!! SIRIUS ACT 3SU1 is successor Preferred successor type is >>3SU1050-5XF11-0AA0 + 3SU1550-0AA10-0AA0<< |  | 0 | 7
3SB3500-5LD11-Z | B01 | 3SB3500-5LD11-ZB01 | 1 | UN | 1 | 10 | C | D | N | N | 83014090 | 1 | 4011209745391 | 0.157 | KG | 126.73 | 126.73 | CP20 | CP20 | IKON key-operated switch, 22 mm, round, metal, lock no. 360012K1, 2 switch positions O-I, actuating angle 50 degrees, 12/14 hundred hours, key removal O+I, Z=without holder !!! Phased-out product !!! SIRIUS ACT 3SU1 is the successor The preferred successor type is <<3SU1050-5XF11-0AA0>> | - | 0 | 7
3SB3500-5LD11-Z | B01X90 | 3SB3500-5LD11-ZB01X90 | 1 | UN | 1 | 10 | C | D | N | N | 85365080 | 20 |  | 0.196 | KG | 126.73 | 126.73 | CP20 | CP20 | IKON key-operated switch, 22 mm, round, metal, lock no. 360012K1, 2 switch positions O-I, actuating angle 50 degrees, 12/14 hundred hours, key removal O+I, with holder, Z=20-unit pack !!! Phased-out product !!! SIRIUS ACT 3SU1 is the successor The preferred successor type is <<3SU1050-5XF11-0AA0-ZX90>> | - | 0 | 7
3SB3500-5LD11-Z | X90 | 3SB3500-5LD11-ZX90 | 1 | UN | 1 | 10 | C | D | N | N | 85365080 | 20 | 4011209747432 | 0.196 | KG | 128.25 | 128.25 | CP20 | CP20 | IKON key-operated switch, 22 mm, round, metal, lock no. 360012K1, 2 switch positions O-I, actuating angle 50 degrees, 12/14 hundred hours, key removal O+I, with holder, Z=20-unit pack !!! Phased-out product !!! SIRIUS ACT 3SU1 is the successor The preferred successor type is <<3SU1050-5XF11-0AA0-ZX90 + 3SU1550-0AA10-0AA0>> | - | 0 | 7
3SB3500-5MD01 |  | 3SB3500-5MD01 | 1 | UN | 1 | 10 | C | D | N | N | 83014090 | 1 | 4011209412224 | 0.2 | KG | 128.25 | 128.25 | CP20 | CP20 | 22MM METAL ROUND ACTUATOR: IKON KEY-OPER.SWITCH W. 2 KEYS MOMENTARY CONTACT TYPE 2 SWITCH POSITIONS O-I LOCK NO 360012K1,REMOVAL POS. O WITH HOLDER !!! Phased-out product !!! SIRIUS ACT 3SU1 is successor Preferred successor type is >>3SU1050-5XC01-0AA0 + |  | 0 | 7
3SB3500-5MD01-Z | B01 | 3SB3500-5MD01-ZB01 | 1 | UN | 1 | 10 | C | D | N | N | 83014090 | 1 |  | 0.2 | KG | 126.73 | 126.73 | CP20 | CP20 | IKON key-operated switch, 22 mm, round, metal, lock no. 360012K1, 2 switch positions O-I, actuating angle 50 degrees, 12/14 hundred hours, key removal O, without holder !!! Phased-out product !!! SIRIUS ACT 3SU1 is the successor The preferred successor type is <<3SU1050-5XC01-0AA0>> | - | 0 | 7
3SB3500-5MD01-Z | B01X90 | 3SB3500-5MD01-ZB01X90 | 1 | UN | 1 | 10 | C | D | N | N | 85365080 | 20 |  | 0.195 | KG | 126.73 | 126.73 | CP20 | CP20 | IKON key-operated switch, 22 mm, round, metal, lock no. 360012K1, 2 switch positions O-I, actuating angle 50 degrees, 12/14 hundred hours, key removal O, with holder, Z=20-unit pack !!! Phased-out product !!! SIRIUS ACT 3SU1 is the successor The preferred successor type is <<3SU1050-5XC01-0AA0-ZX90>> | - | 0 | 7
3SB3500-5MD01-Z | X90 | 3SB3500-5MD01-ZX90 | 1 | UN | 1 | 10 | C | D | N | N | 85365080 | 20 | 4011209747456 | 0.195 | KG | 128.25 | 128.25 | CP20 | CP20 | IKON key-operated switch, 22 mm, round, metal, lock no. 360012K1, 2 switch positions O-I, actuating angle 50 degrees, 12/14 hundred hours, key removal O, with holder, Z=20-unit pack !!! Phased-out product !!! SIRIUS ACT 3SU1 is the successor The preferred successor type is <<3SU1050-5XC01-0AA0-ZX90 + 3SU1550-0AA10-0AA0>> | - | 0 | 7
3SB3500-5ND01 |  | 3SB3500-5ND01 | 1 | UN | 1 | 10 | C | D | N | N | 83014090 | 1 | 4011209412231 | 0.198 | KG | 128.25 | 128.25 | CP20 | CP20 | 22MM METAL ROUND ACTUATOR: IKON KEY-OPER.SWITCH W. 2 KEYS LEFT MOMENTARY CONTACT TYPE 2 SWITCH POSITIONS I-O LOCK NO 360012K1,REMOVAL POS. O WITH HOLDER !!! Phased-out product !!! SIRIUS ACT 3SU1 is successor Preferred successor type is >>3SU1050-5XC01-0AA0 + | - | 0 | 7
3SB3500-5ND01-Z | B01 | 3SB3500-5ND01-ZB01 | 1 | UN | 1 | 10 | C | D | N | N | 83014090 | 1 |  | 0.198 | KG | 126.73 | 126.73 | CP20 | CP20 | IKON key-operated switch, 22 mm, round, metal, lock no. 360012K1, 2 switch positions O-I, actuating angle 50 degrees, 12/10 hundred hours, key removal O, without holder !!! Phased-out product !!! SIRIUS ACT 3SU1 is the successor The preferred successor type is <<3SU1050-5XC01-0AA0>> | - | 0 | 7
3SB3500-5PD01 |  | 3SB3500-5PD01 | 1 | UN | 1 | 10 | C | D | N | N | 83014090 | 1 | 4011209412286 | 0.21 | KG | 128.25 | 128.25 | CP20 | CP20 | 22MM METAL ROUND ACTUATOR: IKON KEY-OPER.SWITCH W. 2 KEYS LATCHING 3 SWITCH POSITIONS I-O-II LOCK NO 360012K1,REMOVAL POS. O WITH HOLDER !!! Phased-out product !!! SIRIUS ACT 3SU1 is successor Preferred successor type is >>3SU1050-5XL01-0AA0 + 3SU1550-0AA10-0AA0<< |  | 0 | 7
3SB3500-5PD01-Z | B01 | 3SB3500-5PD01-ZB01 | 1 | UN | 1 | 10 | C | D | N | N | 83014090 | 1 |  | 0.21 | KG | 126.73 | 126.73 | CP20 | CP20 | IKON key-operated switch, 22 mm, round, metal, lock no. 360012K1, 3 switch positions I-O-II, actuating angle 2x50 degrees, key removal O, without holder !!! Phased-out product !!! SIRIUS ACT 3SU1 is the successor The preferred successor type is <<3SU1050-5XL01-0AA0>> | - | 0 | 7
3SB3500-5PD01-Z | B01X90 | 3SB3500-5PD01-ZB01X90 | 1 | UN | 1 | 10 | C | D | N | N | 83014090 | 20 |  | 0.204 | KG | 126.73 | 126.73 | CP20 | CP20 | IKON key-operated switch, 22 mm, round, metal, lock no. 360012K1, 3 switch positions I-O-II, actuating angle 2x50 degrees, key removal O, with holder, Z=20-unit pack !!! Phased-out product !!! SIRIUS ACT 3SU1 is the successor The preferred successor type is <<3SU1050-5XL01-0AA0-ZX90>> | - | 0 | 7
3SB3500-5PD01-Z | X90 | 3SB3500-5PD01-ZX90 | 1 | UN | 1 | 10 | C | D | N | N | 83014090 | 20 | 4011209747463 | 0.204 | KG | 128.25 | 128.25 | CP20 | CP20 | IKON key-operated switch, 22 mm, round, metal, lock no. 360012K1, 3 switch positions I-O-II, actuating angle 2x50 degrees, key removal O, with holder, Z=20-unit pack !!! Phased-out product !!! SIRIUS ACT 3SU1 is the successor The preferred successor type is <<3SU1050-5XL01-0AA0-ZX90 + 3SU1550-0AA10-0AA0>> | - | 0 | 7
3SB3500-5PD11 |  | 3SB3500-5PD11 | 1 | UN | 1 | 10 | C | D | N | N | 83014090 | 1 | 4011209412293 | 0.2 | KG | 128.25 | 128.25 | CP20 | CP20 | 22MM METAL ROUND ACTUATOR: IKON KEY-OPER.SWITCH W. 2 KEYS LATCHING 3 SWITCH POSITIONS I-O-II LOCK NO360012K1,REM.POS.I+O+II WITH HOLDER !!! Phased-out product !!! SIRIUS ACT 3SU1 is successor Preferred successor type is >>3SU1050-5XL11-0AA0 + |  | 0 | 7
3SB3500-5PD11-Z | B01 | 3SB3500-5PD11-ZB01 | 1 | UN | 1 | 10 | C | D | N | N | 83014090 | 1 | 4011209745407 | 0.193 | KG | 126.73 | 126.73 | CP20 | CP20 | IKON key-operated switch, 22 mm, round, metal, lock no. 360012K1, 3 switch positions I-O-II, actuating angle 2x50 degrees, key removal I+O+II, Z=without holder !!! Phased-out product !!! SIRIUS ACT 3SU1 is the successor The preferred successor type is <<3SU1050-5XL11-0AA0>> | - | 0 | 7
3SB3500-5PD11-Z | B01X90 | 3SB3500-5PD11-ZB01X90 | 1 | UN | 1 | 10 | C | D | N | N | 83014090 | 20 |  | 0.193 | KG | 126.73 | 126.73 | CP20 | CP20 | IKON key-operated switch, 22 mm, round, metal, lock no. 360012K1, 3 switch positions I-O-II, actuating angle 2x50 degrees, key removal O, with holder, Z=20-unit pack !!! Phased-out product !!! SIRIUS ACT 3SU1 is the successor The preferred successor type is <<3SU1050-5XL11-0AA0-ZX90>> | - | 0 | 7
3SB3500-5PD11-Z | X90 | 3SB3500-5PD11-ZX90 | 1 | UN | 1 | 10 | C | D | N | N | 83014090 | 20 | 4011209747470 | 0.193 | KG | 128.25 | 128.25 | CP20 | CP20 | IKON key-operated switch, 22 mm, round, metal, lock no. 360012K1, 3 switch positions I-O-II, actuating angle 2x50 degrees, key removal O, with holder, Z=20-unit pack !!! Phased-out product !!! SIRIUS ACT 3SU1 is the successor The preferred successor type is <<3SU1050-5XL11-0AA0-ZX90 + 3SU1550-0AA10-0AA0>> | - | 0 | 7
3SB3500-5PD21 |  | 3SB3500-5PD21 | 1 | UN | 1 | 10 | C | D | N | N | 83014090 | 1 | 4011209440616 | 0.207 | KG | 128.25 | 128.25 | CP20 | CP20 | 22MM METAL ROUND ACTUATOR: IKON KEY-OPER.SWITCH W. 2 KEYS LATCHING 3 SWITCH POSITIONS I-O-II LOCK NO 360012K1,REMOVAL POS.I WITH HOLDER !!! Phased-out product !!! SIRIUS ACT 3SU1 is successor Preferred successor type is >>3SU1050-5XL11-0AA0 + 3SU1550-0AA10-0AA0<< | - | 0 | 7
3SB3500-5PD21-Z | B01 | 3SB3500-5PD21-ZB01 | 1 | UN | 1 | 10 | C | D | N | N | 83014090 | 1 |  | 0.203 | KG | 126.73 | 126.73 | CP20 | CP20 | IKON key-operated switch, 22 mm, round, metal, lock no. 360012K1, 3 switch positions I-O-II, actuating angle 2x50 degrees, key removal I, without holder !!! Phased-out product !!! SIRIUS ACT 3SU1 is the successor The preferred successor type is <<3SU1050-5XL11-0AA0>> | - | 0 | 7
3SB3500-5QD01 |  | 3SB3500-5QD01 | 1 | UN | 1 | 10 | C | D | N | N | 83014090 | 1 | 4011209412415 | 0.19 | KG | 128.25 | 128.25 | CP20 | CP20 | 22MM METAL ROUND ACTUATOR: IKON KEY-OPER.SWITCH W. 2 KEYS MOMENTARY CONTACT TYPE 3 SWITCH POSITIONS I-O-II LOCK NO 360012K1,REMOVAL POS. O WITH HOLDER !!! Phased-out product !!! SIRIUS ACT 3SU1 is successor Preferred successor type is >>3SU1050-5XM01-0AA0 + |  | 0 | 7
3SB3500-5QD01-Z | B01 | 3SB3500-5QD01-ZB01 | 1 | UN | 1 | 10 | C | D | N | N | 83014090 | 1 |  | 0.201 | KG | 126.73 | 126.73 | CP20 | CP20 | IKON key-operated switch, 22 mm, round, metal, lock no. 360012K1, 3 switch positions I-O-II, actuating angle 2x50 degrees, key removal O, without holder !!! Phased-out product !!! SIRIUS ACT 3SU1 is the successor The preferred successor type is <<3SU1050-5XM01-0AA0>> | - | 0 | 7
3SB3500-5QD01-Z | B01X90 | 3SB3500-5QD01-ZB01X90 | 1 | UN | 1 | 10 | C | D | N | N | 83014090 | 20 |  | 0.196 | KG | 126.73 | 126.73 | CP20 | CP20 | IKON key-operated switch, 22 mm, round, metal, lock no. 360012K1, 3 switch positions I-O-II, actuating angle 2x50 degrees, key removal O, key removal O, with holder, Z=20-unit pack !!! Phased-out product !!! SIRIUS ACT 3SU1 is the successor The preferred successor type is <<3SU1050-5XM01-0AA0-ZX90>> | - | 0 | 7
3SB3500-5QD01-Z | X90 | 3SB3500-5QD01-ZX90 | 1 | UN | 1 | 10 | C | D | N | N | 83014090 | 20 | 4011209747487 | 0.196 | KG | 128.25 | 128.25 | CP20 | CP20 | IKON key-operated switch, 22 mm, round, metal, lock no. 360012K1, 3 switch positions I-O-II, actuating angle 2x50 degrees, key removal O, key removal O, with holder, Z=20-unit pack !!! Phased-out product !!! SIRIUS ACT 3SU1 is the successor The preferred successor type is <<3SU1050-5XM01-0AA0-ZX90 + 3SU1550-0AA10-0AA0>> | - | 0 | 7
3SB3500-5RD51 |  | 3SB3500-5RD51 | 1 | UN | 1 | 10 | C | D | N | N | 83014090 | 1 | 4011209412484 | 0.197 | KG | 128.25 | 128.25 | CP20 | CP20 | 22MM METAL ROUND ACTUATOR: IKON KEY-OPER.SWITCH W. 2 KEYS LEFT LATCH.,RI.MOMEN.CONT.TYPE 3 SWITCH POSITIONS I-O-II LOCK NO 360012K1,REMOV.POS. O+I WITH HOLDER !!! Phased-out product !!! SIRIUS ACT 3SU1 is successor Preferred successor type is >>3SU1050-5PP01-0AA0 + | - | 0 | 7
3SB3500-5RD51-Z | B01 | 3SB3500-5RD51-ZB01 | 1 | UN | 1 | 10 | C | D | N | N | 83014090 | 1 |  | 0.197 | KG | 126.73 | 126.73 | CP20 | CP20 | IKON key-operated switch, 22 mm, round, metal, lock no. 360012K1, 3 switch positions I-O-II, right momentary contact type, actuating angle 2x50 degrees, key removal O+I, without holder !!! Phased-out product !!! SIRIUS ACT 3SU1 is the successor The preferred successor type is <<3SU1050-5PP01-0AA0>> | - | 0 | 7
3SB3500-5SD01 |  | 3SB3500-5SD01 | 1 | UN | 1 | 10 | C | D | N | N | 83014090 | 1 | 4011209412439 | 0.198 | KG | 128.25 | 128.25 | CP20 | CP20 | 22MM METAL ROUND ACTUATOR: IKON KEY-OPER.SWITCH W. 2 KEYS RIGHT LATCH.,LE.MOMEN.CONT.TYPE 3 SWITCH POSITIONS I-O-II LOCK NO 360012K1,REMOVAL POS. O WITH HOLDER !!! Phased-out product !!! SIRIUS ACT 3SU1 is successor Preferred successor type is >>3SU1050-5PP01-0AA0 + | - | 0 | 7
3SB3500-5SD01-Z | B01 | 3SB3500-5SD01-ZB01 | 1 | UN | 1 | 10 | C | D | N | N | 83014090 | 1 |  | 0.198 | KG | 126.73 | 126.73 | CP20 | CP20 | IKON key-operated switch, 22 mm, round, metal, lock no. 360012K1, 3 switch positions I-O-II, right latching, actuating angle 2x50 degrees, key removal O, without holder !!! Phased-out product !!! SIRIUS ACT 3SU1 is the successor The preferred successor type is <<3SU1050-5PP01-0AA0>> | - | 0 | 7
3SB3500-5SD31 |  | 3SB3500-5SD31 | 1 | UN | 1 | 10 | C | D | N | N | 83014090 | 1 | 4011209412460 | 0.198 | KG | 128.25 | 128.25 | CP20 | CP20 | 22MM METAL ROUND ACTUATOR: IKON KEY-OPER.SWITCH W. 2 KEYS RIGHT LATCH.,LE.MOMEN.CONT.TYPE 3 SWITCH POSITIONS I-O-II LOCK NO 360012K1,REMOV. POS. II WITH HOLDER !!! Phased-out product !!! SIRIUS ACT 3SU1 is successor Preferred successor type is >>3SU1050-5PP01-0AA0 + | - | 0 | 7
3SB3500-5SD31-Z | B01 | 3SB3500-5SD31-ZB01 | 1 | UN | 1 | 10 | C | D | N | N | 83014090 | 1 |  | 0.197 | KG | 126.73 | 126.73 | CP20 | CP20 | IKON key-operated switch, 22 mm, round, metal, lock no. 360012K1, 3 switch positions I-O-II, right latching, actuating angle 2x50 degrees, key removal II, without holder !!! Phased-out product !!! SIRIUS ACT 3SU1 is the successor The preferred successor type is <<3SU1050-5PP01-0AA0>> | - | 0 | 7
3SB3500-5SD61 |  | 3SB3500-5SD61 | 1 | UN | 1 | 10 | C | D | N | N | 83014090 | 1 | 4011209412446 | 0.06 | KG | 128.25 | 128.25 | CP20 | CP20 | 22MM METAL ROUND ACTUATOR: IKON KEY-OPER.SWITCH W. 2 KEYS RIGHT LATCH.,LE.MOMEN.CONT.TYPE 3 SWITCH POSITIONS I-O-II LOCK NO 360012K1,REMOV.POS.O+II WITH HOLDER !!! Phased-out product !!! SIRIUS ACT 3SU1 is successor Preferred successor type is >>3SU1050-5PP01-0AA0 + | - | 0 | 7
3SB3500-5SD61-Z | B01 | 3SB3500-5SD61-ZB01 | 1 | UN | 1 | 10 | C | D | N | N | 83014090 | 1 |  | 0.06 | KG | 126.73 | 126.73 | CP20 | CP20 | IKON key-operated switch, 22 mm, round, metal, lock no. 360012K1, 3 switch positions I-O-II, right latching, actuating angle 2x50 degrees, key removal O+II, without holder !!! Phased-out product !!! SIRIUS ACT 3SU1 is the successor The preferred successor type is <<3SU1050-5PP01-0AA0>> | - | 0 | 7
3SB3501-0AA01 |  | 3SB3501-0AA01 | 1 | UN | 1 | 10 | C | D | N | N | 85389099 | 1 | 4011209442702 | 0.069 | KG | 13.78 | 13.78 | CP20 | CP20 | Illuminated pushbutton, 22mm, round, metal, amber, pushbutton, flat, with holder for 3 elements, with holder !!! Phased-out product !!! SIRIUS ACT 3SU1 is successor Preferred successor type is >>3SU1051-0AB00-0AA0 + 3SU1550-0AA10-0AA0<< | - | 0 | 7
3SB3501-0AA01-Z | B01 | 3SB3501-0AA01-ZB01 | 1 | UN | 1 | 10 | C | D | N | N | 85389099 | 1 |  | 0.075 | KG | 12.26 | 12.26 | CP20 | CP20 | Illuminated pushbutton, 22 mm, round, metal, amber, with support for 3 elements, !!! Phased-out product !!! SIRIUS ACT 3SU1 is the successor The preferred successor type is <<3SU1051-0AB00-0AA0>> | - | 0 | 7
3SB3501-0AA21 |  | 3SB3501-0AA21 | 1 | UN | 1 | 2 | A | D | N | N | 85389099 | 1 | 4011209427051 | 0.069 | KG | 13.78 | 13.78 | CP20 | CP20 | Illuminated pushbutton, 22mm, round, metal, red, pushbutton, flat, with holder for 3 elements, with holder !!! Phased-out product !!! SIRIUS ACT 3SU1 is successor Preferred successor type is >>3SU1051-0AB20-0AA0 + 3SU1550-0AA10-0AA0<< |  | 0 | 7
3SB3501-0AA21-0PA0 |  | 3SB3501-0AA21-0PA0 | 1 | UN | 1 | 10 | C | D | N | N | 85389099 | 1 | 4011209628137 | 0.069 | KG | 13.78 | 13.78 | CP20 | CP20 | 22MM METAL ROUND ACTUATOR: ILLUMINATED PUSHBUTTON WITH FLAT BUTTON ILLUMINABLE INCL. HOLDER FOR 3 ELEMENTS WITH HOLDER RED, SOLVENT-RESISTANT NOT INSCRIBABLE WITH LASER !!! Phased-out product !!! SIRIUS ACT 3SU1 is successor Preferred successor type is >>3SU1051-0AB20-0AA0 + | - | 0 | 7
3SB3501-0AA21-0PA0-Z | B01 | 3SB3501-0AA21-0PA0-ZB01 | 1 | UN | 1 | 10 | C | D | N | N | 85389099 | 1 |  | 0.075 | KG | 38.57 | 38.57 | CP20 | CP20 | Illuminated pushbutton, 22 mm, round, metal, red, with support for 3 elements, solvent-resistant !!! Phased-out product !!! SIRIUS ACT 3SU1 is the successor The preferred successor type is <<3SU1051-0AB20-0AA0>> | - | 0 | 7
3SB3501-0AA21-0TA0 |  | 3SB3501-0AA21-0TA0 | 1 | UN | 1 | 10 | C | D | N | N | 85389099 | 1 | 4011209774285 | 0.072 | KG | 40.09 | 40.09 | CP20 | CP20 | 22MM METAL ROUND ACTUATOR: ILLUMINATED PUSHBUTTON WITH FLAT BUTTON POLYAMID ILLUMINABLE NOT INSCRIBABLE WITH LASER INCL. HOLDER FOR 3 ELEMENTS TEFLON-COATED FRONT RING, WITH HOLDER RED SOLVENT RESISTANT !!! Phased-out product !!! SIRIUS ACT 3SU1 is suc Preferred successor ty >>3SU1051-0AB20-0AA0 + 3SU1550-0AA10-0AA0<< | - | 0 | 9
3SB3501-0AA21-0TA0-Z | B01 | 3SB3501-0AA21-0TA0-ZB01 | 1 | UN | 1 | 10 | C | D | N | N | 85389099 | 1 |  | 0.072 | KG | 12.26 | 12.26 | CP20 | CP20 | Illuminated pushbutton, 22 mm, round, metal, red, with support for 3 elements, solvent-resistant, Teflon-coated front ring !!! Phased-out product !!! SIRIUS ACT 3SU1 is the successor The preferred successor type is <<3SU1051-0AB20-0AA0>> | - | 0 | 9
3SB3501-0AA21-Z | B01 | 3SB3501-0AA21-ZB01 | 1 | UN | 1 | 2 | A | D | N | N | 85389099 | 1 | 4011209745162 | 69 | G | 12.26 | 12.26 | CP20 | CP20 | Illuminated pushbutton, 22 mm, round, metal, red, with support for 3 elements, !!! Phased-out product !!! SIRIUS ACT 3SU1 is the successor The preferred successor type is <<3SU1051-0AB20-0AA0>> | - | 0 | 7
3SB3501-0AA31 |  | 3SB3501-0AA31 | 1 | UN | 1 | 10 | C | D | N | N | 85389099 | 1 | 4011209427068 | 0.069 | KG | 13.78 | 13.78 | CP20 | CP20 | Illuminated pushbutton, 22mm, round, metal, yellow, pushbutton, flat, with holder for 3 elements, with holder !!! Phased-out product !!! SIRIUS ACT 3SU1 is successor Preferred successor type is >>3SU1051-0AB30-0AA0 + 3SU1550-0AA10-0AA0<< |  | 0 | 7
3SB3501-0AA31-0PA0 |  | 3SB3501-0AA31-0PA0 | 1 | UN | 1 | 10 | C | D | N | N | 85389099 | 1 | 4011209628144 | 0.069 | KG | 13.78 | 13.78 | CP20 | CP20 | 22MM METAL ROUND ACTUATOR: ILLUMINATED PUSHBUTTON WITH FLAT BUTTON ILLUMINABLE INCL. HOLDER FOR 3 ELEMENTS WITH HOLDER YELLOW, SOLVENT-RESISTANT NOT INSCRIBABLE WITH LASER !!! Phased-out product !!! SIRIUS ACT 3SU1 is successor Preferred successor type is >>3SU1051-0AB30-0AA0 + 3SU1550-0AA10-0AA0<< | - | 0 | 7
3SB3501-0AA31-0PA0-Z | B01 | 3SB3501-0AA31-0PA0-ZB01 | 1 | UN | 1 | 10 | C | D | N | N | 85389099 | 1 |  | 0.075 | KG | 38.57 | 38.57 | CP20 | CP20 | Illuminated pushbutton, 22 mm, round, metal, yellow, with support for 3 elements, solvent-resistant !!! Phased-out product !!! SIRIUS ACT 3SU1 is the successor The preferred successor type is <<3SU1051-0AB30-0AA0>> | - | 0 | 7
3SB3501-0AA31-0TA0 |  | 3SB3501-0AA31-0TA0 | 1 | UN | 1 | 10 | C | D | N | N | 85389099 | 1 | 4011209774292 | 0.075 | KG | 40.09 | 40.09 | CP20 | CP20 | 22MM METAL ROUND ACTUATOR: ILLUMINATED PUSHBUTTON WITH FLAT BUTTON POLYAMID ILLUMINABLE NOT INSCRIBABLE WITH LASER TEFLON-COATED FRONT RING INCL. HOLDER FOR 3 ELEMENTS WITH HOLDER YELLOW SOLVENT RESISTANT !!! Phased-out product !!! SIRIUS ACT 3SU1 is suc Preferred successor ty >>3SU1051-0AB30-0AA0 + 3SU1550-0AA10-0AA0<< | - | 0 | 9
3SB3501-0AA31-0TA0-Z | B01 | 3SB3501-0AA31-0TA0-ZB01 | 1 | UN | 1 | 10 | C | D | N | N | 85389099 | 1 |  | 0.075 | KG | 12.26 | 12.26 | CP20 | CP20 | Illuminated pushbutton, 22 mm, round, metal, yellow, with support for 3 elements, solvent-resistant, Teflon-coated front ring !!! Phased-out product !!! SIRIUS ACT 3SU1 is the successor The preferred successor type is <<3SU1051-0AB30-0AA0>> | - | 0 | 9
3SB3501-0AA31-Z | B01 | 3SB3501-0AA31-ZB01 | 1 | UN | 1 | 10 | C | D | N | N | 85389099 | 1 | 4011209787452 | 69 | G | 12.26 | 12.26 | CP20 | CP20 | Illuminated pushbutton, 22 mm, round, metal, yellow, with support for 3 elements, !!! Phased-out product !!! SIRIUS ACT 3SU1 is the successor The preferred successor type is <<3SU1051-0AB30-0AA0>> | - | 0 | 7
3SB3501-0AA41 |  | 3SB3501-0AA41 | 1 | UN | 1 | 2 | A | D | N | N | 85389099 | 1 | 4011209427075 | 0.069 | KG | 13.78 | 13.78 | CP20 | CP20 | Illuminated pushbutton, 22mm, round, metal, green, pushbutton, flat, with holder for 3 elements, with holder !!! Phased-out product !!! SIRIUS ACT 3SU1 is successor Preferred successor type is >>3SU1051-0AB40-0AA0 + 3SU1550-0AA10-0AA0<< |  | 0 | 7
3SB3501-0AA41-0PA0 |  | 3SB3501-0AA41-0PA0 | 1 | UN | 1 | 10 | C | D | N | N | 85389099 | 1 | 4011209628151 | 0.069 | KG | 13.78 | 13.78 | CP20 | CP20 | 22MM METAL ROUND ACTUATOR: ILLUMINATED PUSHBUTTON WITH FLAT BUTTON ILLUMINABLE INCL. HOLDER FOR 3 ELEMENTS WITH HOLDER GREEN, SOLVENT-RESISTANT NOT INSCRIBABLE WITH LASER !!! Phased-out product !!! SIRIUS ACT 3SU1 is successor Preferred successor type is >>3SU1051-0AB40-0AA0 + | - | 0 | 7
3SB3501-0AA41-0PA0-Z | B01 | 3SB3501-0AA41-0PA0-ZB01 | 1 | UN | 1 | 10 | C | D | N | N | 85389099 | 1 |  | 0.069 | KG | 38.57 | 38.57 | CP20 | CP20 | Illuminated pushbutton, 22 mm, round, metal, green, with support for 3 elements, solvent-resistant !!! Phased-out product !!! SIRIUS ACT 3SU1 is the successor The preferred successor type is <<3SU1051-0AB40-0AA0>> | - | 0 | 7
3SB3501-0AA41-0TA0 |  | 3SB3501-0AA41-0TA0 | 1 | UN | 1 | 10 | C | D | N | N | 85389099 | 1 | 4011209774308 | 0.072 | KG | 40.09 | 40.09 | CP20 | CP20 | 22MM METAL ROUND ACTUATOR: ILLUMINATED PUSHBUTTON WITH FLAT BUTTON POLYAMID NOT INSCRIBABLE WITH LASER ILLUMINABLE TEFLON-COATED FRONT RING INCL. HOLDER FOR 3 ELEMENTS WITH HOLDER SOLVENT RESISTANT !!! Phased-out product !!! SIRIUS ACT 3SU1 is suc Preferred successor ty >>3SU1051-0AB40-0AA0 + 3SU1550-0AA10-0AA0<< | - | 0 | 9
3SB3501-0AA41-0TA0-Z | B01 | 3SB3501-0AA41-0TA0-ZB01 | 1 | UN | 1 | 10 | C | D | N | N | 85389099 | 1 |  | 0.072 | KG | 12.26 | 12.26 | CP20 | CP20 | Illuminated pushbutton, 22 mm, round, metal, green, with support for 3 elements, solvent-resistant, Teflon-coated front ring !!! Phased-out product !!! SIRIUS ACT 3SU1 is the successor The preferred successor type is <<3SU1051-0AB40-0AA0>> | - | 0 | 9
3SB3501-0AA41-Z | B01 | 3SB3501-0AA41-ZB01 | 1 | UN | 1 | 2 | A | D | N | N | 85389099 | 1 | 4011209787469 | 69 | G | 12.26 | 12.26 | CP20 | CP20 | Illuminated pushbutton, 22 mm, round, metal, green, with support for 3 elements, !!! Phased-out product !!! SIRIUS ACT 3SU1 is the successor The preferred successor type is <<3SU1051-0AB40-0AA0>> | - | 0 | 7
3SB3501-0AA51 |  | 3SB3501-0AA51 | 1 | UN | 1 | 10 | C | D | N | N | 85389099 | 1 | 4011209427082 | 0.069 | KG | 13.78 | 13.78 | CP20 | CP20 | Illuminated pushbutton, 22mm, round, metal, blue, pushbutton, flat, with holder for 3 elements, with holder !!! Phased-out product !!! SIRIUS ACT 3SU1 is successor Preferred successor type is >>3SU1051-0AB50-0AA0 + 3SU1550-0AA10-0AA0<< |  | 0 | 7
3SB3501-0AA51-0PA0 |  | 3SB3501-0AA51-0PA0 | 1 | UN | 1 | 10 | C | D | N | N | 85389099 | 1 | 4011209628335 | 0.069 | KG | 13.78 | 13.78 | CP20 | CP20 | 22MM METAL ROUND ACTUATOR: ILLUMINATED PUSHBUTTON WITH FLAT BUTTON ILLUMINABLE INCL. HOLDER FOR 3 ELEMENTS WITH HOLDER BLUE, SOLVENT-RESISTANT NOT INSCRIBABLE WITH LASER !!! Phased-out product !!! SIRIUS ACT 3SU1 is successor Preferred successor type is >>3SU1051-0AB50-0AA0 + | - | 0 | 7
3SB3501-0AA51-0PA0-Z | B01 | 3SB3501-0AA51-0PA0-ZB01 | 1 | UN | 1 | 10 | C | D | N | N | 85389099 | 1 |  | 0.075 | KG | 38.57 | 38.57 | CP20 | CP20 | Illuminated pushbutton, 22 mm, round, metal, blue, with support for 3 elements, solvent-resistant !!! Phased-out product !!! SIRIUS ACT 3SU1 is the successor The preferred successor type is <<3SU1051-0AB50-0AA0>> | - | 0 | 7
3SB3501-0AA51-0TA0 |  | 3SB3501-0AA51-0TA0 | 1 | UN | 1 | 10 | C | D | N | N | 85389099 | 1 | 4011209774315 | 0.075 | KG | 40.09 | 40.09 | CP20 | CP20 | 22MM METAL ROUND ACTUATOR: ILLUMINATED PUSHBUTTON WITH FLAT BUTTON POLYAMID NOT INSCRIBABLE WITH LASER TEFLON-COATED FRONT RING, ILLUMINABLE INCL. HOLDER FOR 3 ELEMENTS WITH HOLDER BLUE SOLVENT RESISTANT !!! Phased-out product !!! SIRIUS ACT 3SU1 is suc Preferred successor ty >>3SU1051-0AB50-0AA0 + 3SU1550-0AA10-0AA0<< | - | 0 | 9
3SB3501-0AA51-0TA0-Z | B01 | 3SB3501-0AA51-0TA0-ZB01 | 1 | UN | 1 | 10 | C | D | N | N | 85389099 | 1 |  | 0.075 | KG | 12.26 | 12.26 | CP20 | CP20 | Illuminated pushbutton, 22 mm, round, metal, blue, with support for 3 elements, solvent-resistant, Teflon-coated front ring !!! Phased-out product !!! SIRIUS ACT 3SU1 is the successor The preferred successor type is <<3SU1051-0AB50-0AA0>> | - | 0 | 9
3SB3501-0AA51-Z | B01 | 3SB3501-0AA51-ZB01 | 1 | UN | 1 | 10 | C | D | N | N | 85389099 | 1 | 4011209787476 | 69 | G | 12.26 | 12.26 | CP20 | CP20 | Illuminated pushbutton, 22 mm, round, metal, blue, with support for 3 elements, !!! Phased-out product !!! SIRIUS ACT 3SU1 is the successor The preferred successor type is <<3SU1051-0AB50-0AA0>> | - | 0 | 7
3SB3501-0AA61 |  | 3SB3501-0AA61 | 1 | UN | 1 | 10 | C | D | N | N | 85389099 | 1 | 4011209427099 | 0.069 | KG | 13.78 | 13.78 | CP20 | CP20 | Illuminated pushbutton, 22mm, round, metal, white, pushbutton, flat, with holder for 3 elements, with holder !!! Phased-out product !!! SIRIUS ACT 3SU1 is successor Preferred successor type is >>3SU1051-0AB60-0AA0 + 3SU1550-0AA10-0AA0<< |  | 0 | 7
3SB3501-0AA61-0PA0 |  | 3SB3501-0AA61-0PA0 | 1 | UN | 1 | 10 | C | D | N | N | 85389099 | 1 | 4011209628168 | 0.069 | KG | 13.78 | 13.78 | CP20 | CP20 | 22MM METAL ROUND ACTUATOR: ILLUMINATED PUSHBUTTON WITH FLAT BUTTON ILLUMINABLE INCL. HOLDER FOR 3 ELEMENTS WITH HOLDER WHITE, SOLVENT-RESISTANT NOT INSCRIBABLE WITH LASER !!! Phased-out product !!! SIRIUS ACT 3SU1 is successor Preferred successor type is >>3SU1051-0AB60-0AA0 + | - | 0 | 7
3SB3501-0AA61-0PA0-Z | B01 | 3SB3501-0AA61-0PA0-ZB01 | 1 | UN | 1 | 10 | C | D | N | N | 85389099 | 1 |  | 0.076 | KG | 38.57 | 38.57 | CP20 | CP20 | Illuminated pushbutton, 22 mm, round, metal, white, with support for 3 elements, solvent-resistant !!! Phased-out product !!! SIRIUS ACT 3SU1 is the successor The preferred successor type is <<3SU1051-0AB60-0AA0>> | - | 0 | 7
3SB3501-0AA61-0TA0 |  | 3SB3501-0AA61-0TA0 | 1 | UN | 1 | 10 | C | D | N | N | 85389099 | 1 | 4011209774322 | 0.073 | KG | 40.09 | 40.09 | CP20 | CP20 | 22 MM METAL ROUND ACTUATOR: ILLUMINATED PUSHBUTTON WITH FLAT BUTTON POLYAMID NOT INSCRIBABLE WITH LASER ILLUMINABLE TEFLON-COATED FRONT RING INCL. HOLDER FOR 3 ELEMENTS WITH HOLDER WHITE SOLVENT RESISTANT !!! Phased-out product !!! SIRIUS ACT 3SU1 is suc Preferred successor ty >>3SU1051-0AB60-0AA0 + 3SU1550-0AA10-0AA0<< | - | 0 | 9
3SB3501-0AA61-0TA0-Z | B01 | 3SB3501-0AA61-0TA0-ZB01 | 1 | UN | 1 | 10 | C | D | N | N | 85389099 | 1 |  | 0.073 | KG | 12.26 | 12.26 | CP20 | CP20 | Illuminated pushbutton, 22 mm, round, metal, white, with support for 3 elements, solvent-resistant, Teflon-coated front ring !!! Phased-out product !!! SIRIUS ACT 3SU1 is the successor The preferred successor type is <<3SU1051-0AB60-0AA0>> | - | 0 | 9
3SB3501-0AA61-Z | B01 | 3SB3501-0AA61-ZB01 | 1 | UN | 1 | 10 | C | D | N | N | 85389099 | 1 | 4011209531208 | 69 | G | 12.26 | 12.26 | CP20 | CP20 | Illuminated pushbutton, 22 mm, round, metal, white, with support for 3 elements, !!! Phased-out product !!! SIRIUS ACT 3SU1 is the successor The preferred successor type is <<3SU1051-0AB60-0AA0>> | - | 0 | 7
3SB3501-0AA71 |  | 3SB3501-0AA71 | 1 | UN | 1 | 2 | A | D | N | N | 85389099 | 1 | 4011209427105 | 0.069 | KG | 13.78 | 13.78 | CP20 | CP20 | Illuminated pushbutton, 22mm, round, metal, clear, pushbutton, flat, with holder for 3 elements, with holder !!! Phased-out product !!! SIRIUS ACT 3SU1 is successor Preferred successor type is >>3SU1051-0AB70-0AA0 + 3SU1550-0AA10-0AA0<< |  | 0 | 7
3SB3501-0AA71-0PA0 |  | 3SB3501-0AA71-0PA0 | 1 | UN | 1 | 10 | C | D | N | N | 85389099 | 1 | 4011209628175 | 0.069 | KG | 13.78 | 13.78 | CP20 | CP20 | 22MM METAL ROUND ACTUATOR: ILLUMINATED PUSHBUTTON WITH FLAT BUTTON ILLUMINABLE INCL. HOLDER FOR 3 ELEMENTS WITH HOLDER CLEAR, SOLVENT-RESISTANT NOT INSCRIBABLE WITH LASER !!! Phased-out product !!! SIRIUS ACT 3SU1 is successor Preferred successor type is >>3SU1051-0AB70-0AA0 + | - | 0 | 7
3SB3501-0AA71-0PA0-Z | B01 | 3SB3501-0AA71-0PA0-ZB01 | 1 | UN | 1 | 10 | C | D | N | N | 85389099 | 1 |  | 0.075 | KG | 12.26 | 12.26 | CP20 | CP20 | Illuminated pushbutton, 22 mm, round, metal, clear, with support for 3 elements, solvent-resistant !!! Phased-out product !!! SIRIUS ACT 3SU1 is the successor The preferred successor type is <<3SU1051-0AB70-0AA0>> | - | 0 | 7
3SB3501-0AA71-Z | B01 | 3SB3501-0AA71-ZB01 | 1 | UN | 1 | 10 | C | D | N | N | 85389099 | 1 | 4011209787483 | 69 | G | 12.26 | 12.26 | CP20 | CP20 | Illuminated pushbutton, 22 mm, round, metal, clear, with support for 3 elements, !!! Phased-out product !!! SIRIUS ACT 3SU1 is the successor The preferred successor type is <<3SU1051-0AB70-0AA0>> | - | 0 | 7
3SB3501-0BA01 |  | 3SB3501-0BA01 | 1 | UN | 1 | 20 | D | D | N | N | 85389099 | 1 | 4011209443129 | 0.07 | KG | 14.73 | 14.73 | CP20 | CP20 | Illuminated pushbutton, 22mm, round, metal, amber, pushbutton, raised, with holder for 3 elements, with holder !!! Phased-out product !!! SIRIUS ACT 3SU1 is successor Preferred successor type is >>3SU1051-0BB00-0AA0 + 3SU1550-0AA10-0AA0<< | - | 0 | 7
3SB3501-0BA01-Z | B01 | 3SB3501-0BA01-ZB01 | 1 | UN | 1 | 40 | X | D | N | N | 85389099 | 1 |  | 0.07 | KG | 13.21 | 13.21 | CP20 | CP20 | Illuminated pushbutton, 22 mm, round, metal, amber, with support for 3 elements, !!! Phased-out product !!! SIRIUS ACT 3SU1 is the successor The preferred successor type is <<3SU1051-0BB00-0AA0>> | - | 0 | 7
3SB3501-0BA21 |  | 3SB3501-0BA21 | 1 | UN | 1 | 10 | C | D | N | N | 85389099 | 1 | 4011209411043 | 0.07 | KG | 14.73 | 14.73 | CP20 | CP20 | Illuminated pushbutton, 22mm, round, metal, red, pushbutton, raised, with holder for 3 elements, with holder !!! Phased-out product !!! SIRIUS ACT 3SU1 is successor Preferred successor type is >>3SU1051-0BB20-0AA0 + 3SU1550-0AA10-0AA0<< |  | 0 | 7
3SB3501-0BA21-Z | B01 | 3SB3501-0BA21-ZB01 | 1 | UN | 1 | 10 | C | D | N | N | 85389099 | 1 | 4011209788343 | 70 | G | 13.21 | 13.21 | CP20 | CP20 | Illuminated pushbutton, 22 mm, round, metal, red, with support for 3 elements, !!! Phased-out product !!! SIRIUS ACT 3SU1 is the successor The preferred successor type is <<3SU1051-0BB20-0AA0>> | - | 0 | 7
3SB3501-0BA31 |  | 3SB3501-0BA31 | 1 | UN | 1 | 10 | C | D | N | N | 85389099 | 1 | 4011209411074 | 0.07 | KG | 14.73 | 14.73 | CP20 | CP20 | Illuminated pushbutton, 22mm, round, metal, yellow, pushbutton, raised, with holder for 3 elements, with holder !!! Phased-out product !!! SIRIUS ACT 3SU1 is successor Preferred successor type is >>3SU1051-0BB30-0AA0 + 3SU1550-0AA10-0AA0<< |  | 0 | 7
3SB3501-0BA31-Z | B01 | 3SB3501-0BA31-ZB01 | 1 | UN | 1 | 10 | C | D | N | N | 85389099 | 1 | 4011209788350 | 70 | G | 13.21 | 13.21 | CP20 | CP20 | Illuminated pushbutton, 22 mm, round, metal, yellow, with support for 3 elements, !!! Phased-out product !!! SIRIUS ACT 3SU1 is the successor The preferred successor type is <<3SU1051-0BB30-0AA0>> | - | 0 | 7
3SB3501-0BA41 |  | 3SB3501-0BA41 | 1 | UN | 1 | 10 | C | D | N | N | 85389099 | 1 | 4011209411081 | 0.07 | KG | 14.73 | 14.73 | CP20 | CP20 | Illuminated pushbutton, 22mm, round, metal, green, pushbutton, raised, with holder for 3 elements, with holder !!! Phased-out product !!! SIRIUS ACT 3SU1 is successor Preferred successor type is >>3SU1051-0BB40-0AA0 + 3SU1550-0AA10-0AA0<< |  | 0 | 7
3SB3501-0BA41-Z | B01 | 3SB3501-0BA41-ZB01 | 1 | UN | 1 | 10 | C | D | N | N | 85389099 | 1 | 4011209788367 | 70 | G | 13.21 | 13.21 | CP20 | CP20 | Illuminated pushbutton, 22 mm, round, metal, green, with support for 3 elements, !!! Phased-out product !!! SIRIUS ACT 3SU1 is the successor The preferred successor type is <<3SU1051-0BB40-0AA0>> | - | 0 | 7
3SB3501-0BA51 |  | 3SB3501-0BA51 | 1 | UN | 1 | 10 | C | D | N | N | 85389099 | 1 | 4011209411098 | 0.07 | KG | 14.73 | 14.73 | CP20 | CP20 | Illuminated pushbutton, 22mm, round, metal, blue, pushbutton, raised, with holder for 3 elements, with holder !!! Phased-out product !!! SIRIUS ACT 3SU1 is successor Preferred successor type is >>3SU1051-0BB50-0AA0 + 3SU1550-0AA10-0AA0<< |  | 0 | 7
3SB3501-0BA51-Z | B01 | 3SB3501-0BA51-ZB01 | 1 | UN | 1 | 10 | C | D | N | N | 85389099 | 1 | 4011209788374 | 70 | G | 13.21 | 13.21 | CP20 | CP20 | Illuminated pushbutton, 22 mm, round, metal, blue, with support for 3 elements, !!! Phased-out product !!! SIRIUS ACT 3SU1 is the successor The preferred successor type is <<3SU1051-0BB50-0AA0>> | - | 0 | 7
3SB3501-0BA61 |  | 3SB3501-0BA61 | 1 | UN | 1 | 10 | C | D | N | N | 85389099 | 1 | 4011209411104 | 0.07 | KG | 14.73 | 14.73 | CP20 | CP20 | Illuminated pushbutton, 22mm, round, metal, white, pushbutton, raised, with holder for 3 elements, with holder !!! Phased-out product !!! SIRIUS ACT 3SU1 is successor Preferred successor type is >>3SU1051-0BB60-0AA0 + 3SU1550-0AA10-0AA0<< | - | 0 | 7
3SB3501-0BA61-Z | B01 | 3SB3501-0BA61-ZB01 | 1 | UN | 1 | 10 | C | D | N | N | 85389099 | 1 | 4011209788381 | 0.077 | KG | 13.21 | 13.21 | CP20 | CP20 | Illuminated pushbutton, 22 mm, round, metal, white, with support for 3 elements, !!! Phased-out product !!! SIRIUS ACT 3SU1 is the successor The preferred successor type is <<3SU1051-0BB60-0AA0>> | - | 0 | 7
3SB3501-0BA71 |  | 3SB3501-0BA71 | 1 | UN | 1 | 10 | C | D | N | N | 85389099 | 1 | 4011209411111 | 0.07 | KG | 14.73 | 14.73 | CP20 | CP20 | Illuminated pushbutton, 22mm, round, metal, clear, pushbutton, raised, with holder for 3 elements, with holder !!! Phased-out product !!! SIRIUS ACT 3SU1 is successor Preferred successor type is >>3SU1051-0BB70-0AA0 + 3SU1550-0AA10-0AA0<< |  | 0 | 7
3SB3501-0BA71-Z | B01 | 3SB3501-0BA71-ZB01 | 1 | UN | 1 | 10 | C | D | N | N | 85389099 | 1 | 4011209788398 | 70 | G | 13.21 | 13.21 | CP20 | CP20 | Illuminated pushbutton, 22 mm, round, metal, clear, with support for 3 elements, !!! Phased-out product !!! SIRIUS ACT 3SU1 is the successor The preferred successor type is <<3SU1051-0BB70-0AA0>> | - | 0 | 7
3SB3501-0DA01 |  | 3SB3501-0DA01 | 1 | UN | 1 | 20 | D | D | N | N | 85389099 | 1 | 4011209443112 | 0.075 | KG | 21.19 | 21.19 | CP20 | CP20 | 22MM METAL ROUND ACTUATOR: ILLUMINATED PUSHBUTTON LATCHING, UNLOCKING BY PRESSING AGAIN WITH FLAT BUTTON ILLUMINABLE INCL. HOLDER FOR 3 ELEMENTS WITH HOLDER AMBER !!! Phased-out product !!! SIRIUS ACT 3SU1 is successor Preferred successor type is >>3SU1051-0AA30-0AA0 + | - | 0 | 7
3SB3501-0DA01-Z | B01 | 3SB3501-0DA01-ZB01 | 1 | UN | 1 | 40 | X | D | N | N | 85389099 | 1 |  | 0.075 | KG | 19.67 | 19.67 | CP20 | CP20 | Illuminated pushbutton switch, 22 mm, round, metal, amber, latching, with support for 3 elements, without holder !!! Phased-out product !!! SIRIUS ACT 3SU1 is the successor The preferred successor type is <<3SU1051-0AA30-0AA0>> | - | 0 | 7
3SB3501-0DA21 |  | 3SB3501-0DA21 | 1 | UN | 1 | 10 | C | D | N | N | 85389099 | 1 | 4011209441484 | 0.075 | KG | 21.19 | 21.19 | CP20 | CP20 | 22MM METAL ROUND ACTUATOR: ILLUMINATED PUSHBUTTON LATCHING, UNLOCKING BY PRESSING AGAIN WITH FLAT BUTTON ILLUMINABLE INCL. HOLDER FOR 3 ELEMENTS WITH HOLDER RED !!! Phased-out product !!! SIRIUS ACT 3SU1 is successor Preferred successor type is >>3SU1051-0AA20-0AA0 + | - | 0 | 7
3SB3501-0DA21-Z | B01 | 3SB3501-0DA21-ZB01 | 1 | UN | 1 | 20 | D | D | N | N | 85389099 | 1 | 4011209788282 | 74.5 | G | 19.67 | 19.67 | CP20 | CP20 | Illuminated pushbutton switch, 22 mm, round, metal, red, latching, with support for 3 elements, without holder !!! Phased-out product !!! SIRIUS ACT 3SU1 is the successor The preferred successor type is <<3SU1051-0AA20-0AA0>> | - | 0 | 7
3SB3501-0DA31 |  | 3SB3501-0DA31 | 1 | UN | 1 | 10 | C | D | N | N | 85389099 | 1 | 4011209441477 | 0.075 | KG | 21.19 | 21.19 | CP20 | CP20 | 22MM METAL ROUND ACTUATOR: ILLUMINATED PUSHBUTTON LATCHING, UNLOCKING BY PRESSING AGAIN WITH FLAT BUTTON ILLUMINABLE INCL. HOLDER FOR 3 ELEMENTS WITH HOLDER YELLOW !!! Phased-out product !!! SIRIUS ACT 3SU1 is successor Preferred successor type is >>3SU1051-0AA30-0AA0 + | - | 0 | 7
3SB3501-0DA31-Z | B01 | 3SB3501-0DA31-ZB01 | 1 | UN | 1 | 10 | C | D | N | N | 85389099 | 1 | 4011209788299 | 74.5 | G | 19.67 | 19.67 | CP20 | CP20 | Illuminated pushbutton switch, 22 mm, round, metal, yellow, latching, with support for 3 elements, without holder !!! Phased-out product !!! SIRIUS ACT 3SU1 is the successor The preferred successor type is <<3SU1051-0AA30-0AA0>> | - | 0 | 7
3SB3501-0DA41 |  | 3SB3501-0DA41 | 1 | UN | 1 | 10 | C | D | N | N | 85389099 | 1 | 4011209441460 | 0.075 | KG | 21.19 | 21.19 | CP20 | CP20 | 22MM METAL ROUND ACTUATOR: ILLUMINATED PUSHBUTTON LATCHING, UNLOCKING BY PRESSING AGAIN WITH FLAT BUTTON ILLUMINABLE INCL. HOLDER FOR 3 ELEMENTS WITH HOLDER GREEN !!! Phased-out product !!! SIRIUS ACT 3SU1 is successor Preferred successor type is >>3SU1051-0AA40-0AA0 + | - | 0 | 7
3SB3501-0DA41-Z | B01 | 3SB3501-0DA41-ZB01 | 1 | UN | 1 | 10 | C | D | N | N | 85389099 | 1 | 4011209788305 | 74.5 | G | 19.67 | 19.67 | CP20 | CP20 | Illuminated pushbutton switch, 22 mm, round, metal, green, latching, with support for 3 elements, without holder !!! Phased-out product !!! SIRIUS ACT 3SU1 is the successor The preferred successor type is <<3SU1051-0AA40-0AA0>> | - | 0 | 7
3SB3501-0DA51 |  | 3SB3501-0DA51 | 1 | UN | 1 | 10 | C | D | N | N | 85389099 | 1 | 4011209441453 | 0.075 | KG | 21.19 | 21.19 | CP20 | CP20 | 22MM METAL ROUND ACTUATOR: ILLUMINATED PUSHBUTTON LATCHING, UNLOCKING BY PRESSING AGAIN WITH FLAT BUTTON ILLUMINABLE INCL. HOLDER FOR 3 ELEMENTS WITH HOLDER BLUE !!! Phased-out product !!! SIRIUS ACT 3SU1 is successor Preferred successor type is >>3SU1051-0AA50-0AA0 + | - | 0 | 7
3SB3501-0DA51-Z | B01 | 3SB3501-0DA51-ZB01 | 1 | UN | 1 | 10 | C | D | N | N | 85389099 | 1 | 4011209788312 | 74.5 | G | 19.67 | 19.67 | CP20 | CP20 | Illuminated pushbutton switch, 22 mm, round, metal, blue, latching, with support for 3 elements, without holder !!! Phased-out product !!! SIRIUS ACT 3SU1 is the successor The preferred successor type is <<3SU1051-0AA50-0AA0>> | - | 0 | 7
3SB3501-0DA61 |  | 3SB3501-0DA61 | 1 | UN | 1 | 10 | C | D | N | N | 85389099 | 1 | 4011209441446 | 0.075 | KG | 21.19 | 21.19 | CP20 | CP20 | 22MM METAL ROUND ACTUATOR: ILLUMINATED PUSHBUTTON LATCHING, UNLOCKING BY PRESSING AGAIN WITH FLAT BUTTON ILLUMINABLE INCL. HOLDER FOR 3 ELEMENTS WITH HOLDER WHITE !!! Phased-out product !!! SIRIUS ACT 3SU1 is successor Preferred successor type is >>3SU1051-0AA60-0AA0 + | - | 0 | 7
3SB3501-0DA61-Z | B01 | 3SB3501-0DA61-ZB01 | 1 | UN | 1 | 10 | C | D | N | N | 85389099 | 1 | 4011209788329 | 74.5 | G | 19.67 | 19.67 | CP20 | CP20 | Illuminated pushbutton switch, 22 mm, round, metal, white, latching, with support for 3 elements, without holder !!! Phased-out product !!! SIRIUS ACT 3SU1 is the successor The preferred successor type is <<3SU1051-0AA60-0AA0>> | - | 0 | 7
3SB3501-0DA71 |  | 3SB3501-0DA71 | 1 | UN | 1 | 10 | C | D | N | N | 85389099 | 1 | 4011209441439 | 0.075 | KG | 21.19 | 21.19 | CP20 | CP20 | 22MM METAL ROUND ACTUATOR: ILLUMINATED PUSHBUTTON LATCHING, UNLOCKING BY PRESSING AGAIN WITH FLAT BUTTON ILLUMINABLE INCL. HOLDER FOR 3 ELEMENTS WITH HOLDER CLEAR !!! Phased-out product !!! SIRIUS ACT 3SU1 is successor Preferred successor type is >>3SU1051-0AA70-0AA0 + | - | 0 | 7
3SB3501-0DA71-Z | B01 | 3SB3501-0DA71-ZB01 | 1 | UN | 1 | 20 | D | D | N | N | 85389099 | 1 | 4011209788336 | 74.5 | G | 19.67 | 19.67 | CP20 | CP20 | Illuminated pushbutton switch, 22 mm, round, metal, clear, latching, with support for 3 elements, without holder !!! Phased-out product !!! SIRIUS ACT 3SU1 is the successor The preferred successor type is <<3SU1051-0AA70-0AA0>> | - | 0 | 7
3SB3501-1CA01 |  | 3SB3501-1CA01 | 1 | UN | 1 | 20 | D | D | N | N | 85389099 | 1 | 4011209450653 | 0.082 | KG | 35.91 | 35.91 | CP20 | CP20 | 22MM METAL ROUND ACTUATOR: PUSH-PULL BUTTON 40MM LATCHING W.PULL-TO-UNLOCK MECH. ILLUMINABLE INCL. HOLDER FOR 3 ELEMENTS WITH HOLDER AMBER !!! Phased-out product !!! SIRIUS ACT 3SU1 is successor Preferred successor type is >>3SU1051-1BA00-0AA0 + 3SU1550-0AA10-0AA0<< | - | 0 | 7
3SB3501-1CA01-Z | B01 | 3SB3501-1CA01-ZB01 | 1 | UN | 1 | 20 | D | D | N | N | 85389099 | 1 |  | 0.075 | KG | 34.39 | 34.39 | CP20 | CP20 | Push-pull switch, illuminable 22 mm, round, metal, amber, latching, with support for 3 elements, without holder !!! Phased-out product !!! SIRIUS ACT 3SU1 is the successor The preferred successor type is <<3SU1051-1BA00-0AA0>> | - | 0 | 7
3SB3501-1CA01-Z | X90 | 3SB3501-1CA01-ZX90 | 1 | UN | 1 | 20 | D | D | N | N | 85389099 | 20 |  | 0.082 | KG | 35.91 | 35.91 | CP20 | CP20 | Push-pull switch, illuminable 22 mm, round, metal, amber, latching, with support for 3 elements, with holder Multi-unit pack Packing quantity = 20 units !!! Phased-out product !!! SIRIUS ACT 3SU1 is the successor The preferred successor type is <<3SU1051-1BA00-0AA0-ZX90 + 3SU1550-0AA10-0AA0>> | - | 0 | 7
3SB3501-1CA21 |  | 3SB3501-1CA21 | 1 | UN | 1 | 10 | C | D | N | N | 85389099 | 1 | 4011209411722 | 0.082 | KG | 35.91 | 35.91 | CP20 | CP20 | 22MM METAL ROUND ACTUATOR: PUSH-PULL BUTTON 40MM LATCHING W.PULL-TO-UNLOCK MECH. ILLUMINABLE INCL. HOLDER FOR 3 ELEMENTS WITH HOLDER RED !!! Phased-out product !!! SIRIUS ACT 3SU1 is successor Preferred successor type is >>3SU1051-1BA20-0AA0 + 3SU1550-0AA10-0AA0<< | - | 0 | 7
3SB3501-1CA21-Z | B01 | 3SB3501-1CA21-ZB01 | 1 | UN | 1 | 10 | C | D | N | N | 85389099 | 1 |  | 0.084 | KG | 34.39 | 34.39 | CP20 | CP20 | Push-pull switch, illuminable 22 mm, round, metal, red, latching, with support for 3 elements, without holder !!! Phased-out product !!! SIRIUS ACT 3SU1 is the successor The preferred successor type is <<3SU1051-1BA20-0AA0>> | - | 0 | 7
3SB3501-1CA21-Z | B01X90 | 3SB3501-1CA21-ZB01X90 | 1 | UN | 1 | 20 | D | D | N | N | 85389099 | 20 |  | 0.082 | KG | 34.39 | 34.39 | CP20 | CP20 | Push-pull switch, illuminable 22 mm, round, metal, red, latching, with support for 3 elements, with holder, Z=20-unit pack !!! Phased-out product !!! SIRIUS ACT 3SU1 is the successor The preferred successor type is <<3SU1051-1BA20-0AA0-ZX90>> | - | 0 | 7
3SB3501-1CA21-Z | X90 | 3SB3501-1CA21-ZX90 | 1 | UN | 1 | 20 | D | D | N | N | 85389099 | 20 | 4011209746084 | 82 | G | 35.91 | 35.91 | CP20 | CP20 | Push-pull switch, illuminable 22 mm, round, metal, red, latching, with support for 3 elements, with holder, Z=20-unit pack !!! Phased-out product !!! SIRIUS ACT 3SU1 is the successor The preferred successor type is <<3SU1051-1BA20-0AA0-ZX90 + 3SU1550-0AA10-0AA0>> | - | 0 | 7
3SB3501-1CA31 |  | 3SB3501-1CA31 | 1 | UN | 1 | 10 | C | D | N | N | 85389099 | 1 | 4011209411739 | 0.082 | KG | 35.91 | 35.91 | CP20 | CP20 | 22MM METAL ROUND ACTUATOR: PUSH-PULL BUTTON 40MM LATCHING W.PULL-TO-UNLOCK MECH. ILLUMINABLE INCL. HOLDER FOR 3 ELEMENTS WITH HOLDER YELLOW !!! Phased-out product !!! SIRIUS ACT 3SU1 is successor Preferred successor type is >>3SU1051-1BA30-0AA0 + 3SU1550-0AA10-0AA0<< | - | 0 | 7
3SB3501-1CA31-Z | B01 | 3SB3501-1CA31-ZB01 | 1 | UN | 1 | 10 | C | D | N | N | 85389099 | 1 | 4011209787698 | 82 | G | 34.39 | 34.39 | CP20 | CP20 | Push-pull switch, illuminable 22 mm, round, metal, yellow, latching, with support for 3 elements, without holder !!! Phased-out product !!! SIRIUS ACT 3SU1 is the successor The preferred successor type is <<3SU1051-1BA30-0AA0>> | - | 0 | 7
3SB3501-1CA31-Z | B01X90 | 3SB3501-1CA31-ZB01X90 | 1 | UN | 1 | 10 | C | D | N | N | 85389099 | 20 |  | 82 | G | 34.39 | 34.39 | CP20 | CP20 | Push-pull switch, illuminable 22 mm, round, metal, yellow, latching, with support for 3 elements, with holder, Z=20-unit pack !!! Phased-out product !!! SIRIUS ACT 3SU1 is the successor The preferred successor type is <<3SU1051-1BA30-0AA0-ZX90>> | - | 0 | 7
3SB3501-1CA31-Z | X90 | 3SB3501-1CA31-ZX90 | 1 | UN | 1 | 20 | D | D | N | N | 85389099 | 20 | 4011209746091 | 82 | G | 35.91 | 35.91 | CP20 | CP20 | Push-pull switch, illuminable 22 mm, round, metal, yellow, latching, with support for 3 elements, with holder, Z=20-unit pack !!! Phased-out product !!! SIRIUS ACT 3SU1 is the successor The preferred successor type is <<3SU1051-1BA30-0AA0-ZX90 + 3SU1550-0AA10-0AA0>> | - | 0 | 7
3SB3501-1CA41 |  | 3SB3501-1CA41 | 1 | UN | 1 | 10 | C | D | N | N | 85389099 | 1 | 4011209411746 | 0.082 | KG | 35.91 | 35.91 | CP20 | CP20 | 22MM METAL ROUND ACTUATOR: PUSH-PULL BUTTON 40MM LATCHING W.PULL-TO-UNLOCK MECH. ILLUMINABLE INCL. HOLDER FOR 3 ELEMENTS WITH HOLDER GREEN !!! Phased-out product !!! SIRIUS ACT 3SU1 is successor Preferred successor type is >>3SU1051-1BA40-0AA0 + 3SU1550-0AA10-0AA0<< | - | 0 | 7
3SB3501-1CA41-Z | B01 | 3SB3501-1CA41-ZB01 | 1 | UN | 1 | 10 | C | D | N | N | 85389099 | 1 |  | 0.082 | KG | 34.39 | 34.39 | CP20 | CP20 | Push-pull switch, illuminable 22 mm, round, metal, green, latching, with support for 3 elements, without holder !!! Phased-out product !!! SIRIUS ACT 3SU1 is the successor The preferred successor type is <<3SU1051-1BA40-0AA0>> | - | 0 | 7
3SB3501-1CA41-Z | B01X90 | 3SB3501-1CA41-ZB01X90 | 1 | UN | 1 | 10 | C | D | N | N | 85389099 | 20 |  | 82 | G | 34.39 | 34.39 | CP20 | CP20 | Push-pull switch, illuminable 22 mm, round, metal, green, latching, with support for 3 elements, with holder, Z=20-unit pack !!! Phased-out product !!! SIRIUS ACT 3SU1 is the successor The preferred successor type is <<3SU1051-1BA40-0AA0-ZX90>> | - | 0 | 7
3SB3501-1CA41-Z | X90 | 3SB3501-1CA41-ZX90 | 1 | UN | 1 | 20 | D | D | N | N | 85389099 | 20 | 4011209746107 | 82 | G | 35.91 | 35.91 | CP20 | CP20 | Push-pull switch, illuminable 22 mm, round, metal, green, latching, with support for 3 elements, with holder, Z=20-unit pack !!! Phased-out product !!! SIRIUS ACT 3SU1 is the successor The preferred successor type is <<3SU1051-1BA40-0AA0-ZX90 + 3SU1550-0AA10-0AA0>> | - | 0 | 7
3SB3501-1CA51 |  | 3SB3501-1CA51 | 1 | UN | 1 | 10 | C | D | N | N | 85389099 | 1 | 4011209411753 | 0.082 | KG | 35.91 | 35.91 | CP20 | CP20 | 22MM METAL ROUND ACTUATOR: PUSH-PULL BUTTON 40MM LATCHING W.PULL-TO-UNLOCK MECH. ILLUMINABLE INCL. HOLDER FOR 3 ELEMENTS WITH HOLDER BLUE !!! Phased-out product !!! SIRIUS ACT 3SU1 is successor Preferred successor type is >>3SU1051-1BA50-0AA0 + 3SU1550-0AA10-0AA0<< | - | 0 | 7
3SB3501-1CA51-Z | B01 | 3SB3501-1CA51-ZB01 | 1 | UN | 1 | 10 | C | D | N | N | 85389099 | 1 |  | 0.082 | KG | 34.39 | 34.39 | CP20 | CP20 | Push-pull switch, illuminable 22 mm, round, metal, blue, latching, with support for 3 elements, without holder !!! Phased-out product !!! SIRIUS ACT 3SU1 is the successor The preferred successor type is <<3SU1051-1BA50-0AA0>> | - | 0 | 7
3SB3501-1CA51-Z | B01X90 | 3SB3501-1CA51-ZB01X90 | 1 | UN | 1 | 10 | C | D | N | N | 85389099 | 20 |  | 82 | G | 34.39 | 34.39 | CP20 | CP20 | Push-pull switch, illuminable 22 mm, round, metal, blue, latching, with support for 3 elements, with holder, Z=20-unit pack !!! Phased-out product !!! SIRIUS ACT 3SU1 is the successor The preferred successor type is <<3SU1051-1BA50-0AA0-ZX90>> | - | 0 | 7
3SB3501-1CA51-Z | X90 | 3SB3501-1CA51-ZX90 | 1 | UN | 1 | 20 | D | D | N | N | 85389099 | 20 | 4011209746114 | 82 | G | 35.91 | 35.91 | CP20 | CP20 | Push-pull switch, illuminable 22 mm, round, metal, blue, latching, with support for 3 elements, with holder, Z=20-unit pack !!! Phased-out product !!! SIRIUS ACT 3SU1 is the successor The preferred successor type is <<3SU1051-1BA50-0AA0-ZX90 + 3SU1550-0AA10-0AA0>> | - | 0 | 7
3SB3501-1CA71 |  | 3SB3501-1CA71 | 1 | UN | 1 | 10 | C | D | N | N | 85389099 | 1 | 4011209411760 | 0.082 | KG | 35.91 | 35.91 | CP20 | CP20 | 22MM METAL ROUND ACTUATOR: PUSH-PULL BUTTON 40MM LATCHING W.PULL-TO-UNLOCK MECH. ILLUMINABLE INCL. HOLDER FOR 3 ELEMENTS WITH HOLDER CLEAR !!! Phased-out product !!! SIRIUS ACT 3SU1 is successor Preferred successor type is >>3SU1051-1BA70-0AA0 + 3SU1550-0AA10-0AA0<< | - | 0 | 7
3SB3501-1CA71-Z | B01 | 3SB3501-1CA71-ZB01 | 1 | UN | 1 | 10 | C | D | N | N | 85389099 | 1 |  | 0.084 | KG | 34.39 | 34.39 | CP20 | CP20 | Push-pull switch, illuminable 22 mm, round, metal, clear, latching, with support for 3 elements, without holder !!! Phased-out product !!! SIRIUS ACT 3SU1 is the successor The preferred successor type is <<3SU1051-1BA70-0AA0>> | - | 0 | 7
3SB3501-1CA71-Z | B01X90 | 3SB3501-1CA71-ZB01X90 | 1 | UN | 1 | 10 | C | D | N | N | 85389099 | 20 |  | 82 | G | 34.39 | 34.39 | CP20 | CP20 | Push-pull switch, illuminable 22 mm, round, metal, clear, latching, with support for 3 elements, with holder, Z=20-unit pack !!! Phased-out product !!! SIRIUS ACT 3SU1 is the successor The preferred successor type is <<3SU1051-1BA70-0AA0-ZX90>> | - | 0 | 7
3SB3501-1CA71-Z | X90 | 3SB3501-1CA71-ZX90 | 1 | UN | 1 | 20 | D | D | N | N | 85389099 | 20 | 4011209746121 | 82 | G | 35.91 | 35.91 | CP20 | CP20 | Push-pull switch, illuminable 22 mm, round, metal, clear, latching, with support for 3 elements, with holder, Z=20-unit pack !!! Phased-out product !!! SIRIUS ACT 3SU1 is the successor The preferred successor type is <<3SU1051-1BA70-0AA0-ZX90 + 3SU1550-0AA10-0AA0>> | - | 0 | 7
3SB3501-1DA01 |  | 3SB3501-1DA01 | 1 | UN | 1 | 10 | C | D | N | N | 85389099 | 1 | 4011209450660 | 0.077 | KG | 20.62 | 20.62 | CP20 | CP20 | 22MM METAL ROUND ACTUATOR: ILLUM. MUSHROOM PUSHBUTTON 30MM MOMENTARY CONTACT TYPE ILLUMINABLE INCL. HOLDER FOR 3 ELEMENTS WITH HOLDER AMBER !!! Phased-out product !!! SIRIUS ACT 3SU1 is successor Preferred successor type is >>3SU1051-1AD30-0AA0 + 3SU1550-0AA10-0AA0<< | - | 0 | 7
3SB3501-1DA01-Z | B01 | 3SB3501-1DA01-ZB01 | 1 | UN | 1 | 10 | C | D | N | N | 85389099 | 1 |  | 0.077 | KG | 19.1 | 19.1 | CP20 | CP20 | Illuminated mushroom pushbutton, 22 mm, round, metal, amber, momentary contact type, without holder !!! Phased-out product !!! SIRIUS ACT 3SU1 is the successor The preferred successor type is <<3SU1051-1AD30-0AA0>> | - | 0 | 7
3SB3501-1DA01-Z | X90 | 3SB3501-1DA01-ZX90 | 1 | UN | 1 | 10 | C | D | N | N | 85389099 | 20 |  | 0.077 | KG | 20.62 | 20.62 | CP20 | CP20 | Illuminated mushroom pushbutton, 22 mm, round, metal, amber, momentary contact type, with holder Multi-unit pack Packing quantity = 20 units !!! Phased-out product !!! SIRIUS ACT 3SU1 is the successor The preferred successor type is <<3SU1051-1AD30-0AA0-ZX90 + 3SU1550-0AA10-0AA0>> | - | 0 | 7
3SB3501-1DA31 |  | 3SB3501-1DA31 | 1 | UN | 1 | 10 | C | D | N | N | 85389099 | 1 | 4011209412033 | 0.077 | KG | 20.62 | 20.62 | CP20 | CP20 | 22MM METAL ROUND ACTUATOR: ILLUM. MUSHROOM PUSHBUTTON 30MM MOMENTARY CONTACT TYPE ILLUMINABLE INCL. HOLDER FOR 3 ELEMENTS WITH HOLDER YELLOW !!! Phased-out product !!! SIRIUS ACT 3SU1 is successor Preferred successor type is >>3SU1051-1AD30-0AA0 + 3SU1550-0AA10-0AA0<< |  | 0 | 7
3SB3501-1DA31-Z | B01 | 3SB3501-1DA31-ZB01 | 1 | UN | 1 | 10 | C | D | N | N | 85389099 | 1 | 4011209787735 | 77 | G | 19.1 | 19.1 | CP20 | CP20 | Illuminated mushroom pushbutton, 22 mm, round, metal, yellow, momentary contact type, without holder !!! Phased-out product !!! SIRIUS ACT 3SU1 is the successor The preferred successor type is <<3SU1051-1AD30-0AA0>> | - | 0 | 7
3SB3501-1DA31-Z | B01X90 | 3SB3501-1DA31-ZB01X90 | 1 | UN | 1 | 10 | C | D | N | N | 85389099 | 20 |  | 77 | G | 19.1 | 19.1 | CP20 | CP20 | Illuminated mushroom pushbutton, 22 mm, round, metal, yellow, momentary contact type, with holder, Z=20-unit pack !!! Phased-out product !!! SIRIUS ACT 3SU1 is the successor The preferred successor type is <<3SU1051-1AD30-0AA0-ZX90>> | - | 0 | 7
3SB3501-1DA31-Z | X90 | 3SB3501-1DA31-ZX90 | 1 | UN | 1 | 20 | D | D | N | N | 85389099 | 20 | 4011209746343 | 77 | G | 20.62 | 20.62 | CP20 | CP20 | Illuminated mushroom pushbutton, 22 mm, round, metal, yellow, momentary contact type, with holder, Z=20-unit pack !!! Phased-out product !!! SIRIUS ACT 3SU1 is the successor The preferred successor type is <<3SU1051-1AD30-0AA0-ZX90 + 3SU1550-0AA10-0AA0>> | - | 0 | 7
3SB3501-1DA41 |  | 3SB3501-1DA41 | 1 | UN | 1 | 10 | C | D | N | N | 85389099 | 1 | 4011209412040 | 0.077 | KG | 20.62 | 20.62 | CP20 | CP20 | 22MM METAL ROUND ACTUATOR: ILLUM. MUSHROOM PUSHBUTTON 30MM MOMENTARY CONTACT TYPE ILLUMINABLE INCL. HOLDER FOR 3 ELEMENTS WITH HOLDER GREEN !!! Phased-out product !!! SIRIUS ACT 3SU1 is successor Preferred successor type is >>3SU1051-1AD40-0AA0 + 3SU1550-0AA10-0AA0<< |  | 0 | 7
3SB3501-1DA41-Z | B01 | 3SB3501-1DA41-ZB01 | 1 | UN | 1 | 10 | C | D | N | N | 85389099 | 1 | 4011209787742 | 77 | G | 19.1 | 19.1 | CP20 | CP20 | Illuminated mushroom pushbutton, 22 mm, round, metal, green, momentary contact type, without holder !!! Phased-out product !!! SIRIUS ACT 3SU1 is the successor The preferred successor type is <<3SU1051-1AD40-0AA0>> | - | 0 | 7
3SB3501-1DA41-Z | B01X90 | 3SB3501-1DA41-ZB01X90 | 1 | UN | 1 | 10 | C | D | N | N | 85389099 | 20 |  | 77 | G | 19.1 | 19.1 | CP20 | CP20 | Illuminated mushroom pushbutton, 22 mm, round, metal, green, momentary contact type, with holder, Z=20-unit pack !!! Phased-out product !!! SIRIUS ACT 3SU1 is the successor The preferred successor type is <<3SU1051-1AD40-0AA0-ZX90>> | - | 0 | 7
3SB3501-1DA41-Z | X90 | 3SB3501-1DA41-ZX90 | 1 | UN | 1 | 20 | D | D | N | N | 85389099 | 20 | 4011209788473 | 77 | G | 20.62 | 20.62 | CP20 | CP20 | Illuminated mushroom pushbutton, 22 mm, round, metal, green, momentary contact type, with holder, Z=20-unit pack !!! Phased-out product !!! SIRIUS ACT 3SU1 is the successor The preferred successor type is <<3SU1051-1AD40-0AA0-ZX90 + 3SU1550-0AA10-0AA0>> | - | 0 | 7
3SB3501-1DA61 |  | 3SB3501-1DA61 | 1 | UN | 1 | 10 | C | D | N | N | 85389099 | 1 | 4011209412057 | 0.077 | KG | 20.62 | 20.62 | CP20 | CP20 | 22MM METAL ROUND ACTUATOR: ILLUM. MUSHROOM PUSHBUTTON 30MM MOMENTARY CONTACT TYPE ILLUMINABLE INCL. HOLDER FOR 3 ELEMENTS WITH HOLDER WHITE !!! Phased-out product !!! SIRIUS ACT 3SU1 is successor Preferred successor type is >>3SU1051-1AD60-0AA0 + 3SU1550-0AA10-0AA0<< |  | 0 | 7
3SB3501-1DA61-Z | B01 | 3SB3501-1DA61-ZB01 | 1 | UN | 1 | 10 | C | D | N | N | 85389099 | 1 | 4011209787759 | 77 | G | 19.1 | 19.1 | CP20 | CP20 | Illuminated mushroom pushbutton, 22 mm, round, metal, white, momentary contact type, without holder !!! Phased-out product !!! SIRIUS ACT 3SU1 is the successor The preferred successor type is <<3SU1051-1AD60-0AA0>> | - | 0 | 7
3SB3501-1DA61-Z | B01X90 | 3SB3501-1DA61-ZB01X90 | 1 | UN | 1 | 10 | C | D | N | N | 85389099 | 20 |  | 77 | G | 19.1 | 19.1 | CP20 | CP20 | Illuminated mushroom pushbutton, 22 mm, round, metal, white, momentary contact type, with holder, Z=20-unit pack !!! Phased-out product !!! SIRIUS ACT 3SU1 is the successor The preferred successor type is <<3SU1051-1AD60-0AA0-ZX90>> | - | 0 | 7
3SB3501-1DA61-Z | X90 | 3SB3501-1DA61-ZX90 | 1 | UN | 1 | 20 | D | D | N | N | 85389099 | 20 | 4011209746350 | 77 | G | 20.62 | 20.62 | CP20 | CP20 | Illuminated mushroom pushbutton, 22 mm, round, metal, white, momentary contact type, with holder, Z=20-unit pack !!! Phased-out product !!! SIRIUS ACT 3SU1 is the successor The preferred successor type is <<3SU1051-1AD60-0AA0-ZX90 + 3SU1550-0AA10-0AA0>> | - | 0 | 7
3SB3501-1EA01 |  | 3SB3501-1EA01 | 1 | UN | 1 | 10 | C | D | N | N | 85389099 | 1 | 4011209450684 | 0.078 | KG | 35.91 | 35.91 | CP20 | CP20 | 22MM METAL ROUND ACTUATOR: PUSH-PULL BUTTON 30MM LATCHING W.PULL-TO-UNLOCK MECH. ILLUMINABLE WITH HOLDER AMBER !!! Phased-out product !!! SIRIUS ACT 3SU1 is successor Preferred successor type is >>3SU1051-1AA00-0AA0 + 3SU1550-0AA10-0AA0<< | - | 0 | 7
3SB3501-1EA01-Z | B01 | 3SB3501-1EA01-ZB01 | 1 | UN | 1 | 10 | C | D | N | N | 85389099 | 1 |  | 0.078 | KG | 34.39 | 34.39 | CP20 | CP20 | Push-pull switch, illuminable 22 mm, round, metal, amber, latching, with support for 3 elements, without holder !!! Phased-out product !!! SIRIUS ACT 3SU1 is the successor The preferred successor type is <<3SU1051-1AA00-0AA0>> | - | 0 | 7
3SB3501-1EA01-Z | X90 | 3SB3501-1EA01-ZX90 | 1 | UN | 1 | 10 | C | D | N | N | 85389099 | 20 |  | 0.078 | KG | 35.91 | 35.91 | CP20 | CP20 | Push-pull switch, illuminable 22 mm, round, metal, amber, latching, with support for 3 elements, with holder Multi-unit pack Packing quantity = 20 units !!! Phased-out product !!! SIRIUS ACT 3SU1 is the successor The preferred successor type is <<3SU1051-1AA00-0AA0-ZX90 + 3SU1550-0AA10-0AA0>> | - | 0 | 7
3SB3501-1EA21 |  | 3SB3501-1EA21 | 1 | UN | 1 | 10 | C | D | N | N | 85389099 | 1 | 4011209411814 | 0.078 | KG | 35.91 | 35.91 | CP20 | CP20 | 22MM METAL ROUND ACTUATOR: PUSH-PULL BUTTON 30MM LATCHING W.PULL-TO-UNLOCK MECH. ILLUMINABLE WITH HOLDER RED !!! Phased-out product !!! SIRIUS ACT 3SU1 is successor Preferred successor type is >>3SU1051-1AA20-0AA0 + 3SU1550-0AA10-0AA0<< | - | 0 | 7
3SB3501-1EA21-Z | B01 | 3SB3501-1EA21-ZB01 | 1 | UN | 1 | 20 | D | D | N | N | 85389099 | 1 |  | 0.082 | KG | 34.39 | 34.39 | CP20 | CP20 | Push-pull switch, illuminable 22 mm, round, metal, red, latching, with support for 3 elements, without holder !!! Phased-out product !!! SIRIUS ACT 3SU1 is the successor The preferred successor type is <<3SU1051-1AA20-0AA0>> | - | 0 | 7
3SB3501-1EA21-Z | B01X90 | 3SB3501-1EA21-ZB01X90 | 1 | UN | 1 | 10 | C | D | N | N | 85389099 | 20 |  | 77.5 | G | 34.39 | 34.39 | CP20 | CP20 | Push-pull switch, illuminable 22 mm, round, metal, red, latching, with support for 3 elements, with holder, Z=20-unit pack !!! Phased-out product !!! SIRIUS ACT 3SU1 is the successor The preferred successor type is <<3SU1051-1AA20-0AA0-ZX90>> | - | 0 | 7
3SB3501-1EA21-Z | X90 | 3SB3501-1EA21-ZX90 | 1 | UN | 1 | 20 | D | D | N | N | 85389099 | 20 | 4011209746152 | 77.5 | G | 35.91 | 35.91 | CP20 | CP20 | Push-pull switch, illuminable 22 mm, round, metal, red, latching, with support for 3 elements, with holder, Z=20-unit pack !!! Phased-out product !!! SIRIUS ACT 3SU1 is the successor The preferred successor type is <<3SU1051-1AA20-0AA0-ZX90 + 3SU1550-0AA10-0AA0>> | - | 0 | 7
3SB3501-1EA31 |  | 3SB3501-1EA31 | 1 | UN | 1 | 10 | C | D | N | N | 85389099 | 1 | 4011209411821 | 0.078 | KG | 35.91 | 35.91 | CP20 | CP20 | 22MM METAL ROUND ACTUATOR: PUSH-PULL BUTTON 30MM LATCHING W.PULL-TO-UNLOCK MECH. ILLUMINABLE WITH HOLDER YELLOW !!! Phased-out product !!! SIRIUS ACT 3SU1 is successor Preferred successor type is >>3SU1051-1AA30-0AA0 + 3SU1550-0AA10-0AA0<< | - | 0 | 7
3SB3501-1EA31-Z | B01 | 3SB3501-1EA31-ZB01 | 1 | UN | 1 | 10 | C | D | N | N | 85389099 | 1 | 4011209787704 | 77.5 | G | 34.39 | 34.39 | CP20 | CP20 | Push-pull switch, illuminable 22 mm, round, metal, yellow, latching, with support for 3 elements, without holder !!! Phased-out product !!! SIRIUS ACT 3SU1 is the successor The preferred successor type is <<3SU1051-1AA30-0AA0>> | - | 0 | 7
3SB3501-1EA31-Z | B01X90 | 3SB3501-1EA31-ZB01X90 | 1 | UN | 1 | 10 | C | D | N | N | 85389099 | 20 |  | 77.5 | G | 34.39 | 34.39 | CP20 | CP20 | Push-pull switch, illuminable 22 mm, round, metal, yellow, latching, with support for 3 elements, with holder, Z=20-unit pack !!! Phased-out product !!! SIRIUS ACT 3SU1 is the successor The preferred successor type is <<3SU1051-1AA30-0AA0-ZX90>> | - | 0 | 7
3SB3501-1EA31-Z | X90 | 3SB3501-1EA31-ZX90 | 1 | UN | 1 | 20 | D | D | N | N | 85389099 | 20 | 4011209746169 | 77.5 | G | 35.91 | 35.91 | CP20 | CP20 | Push-pull switch, illuminable 22 mm, round, metal, yellow, latching, with support for 3 elements, with holder, Z=20-unit pack !!! Phased-out product !!! SIRIUS ACT 3SU1 is the successor The preferred successor type is <<3SU1051-1AA30-0AA0-ZX90 + 3SU1550-0AA10-0AA0>> | - | 0 | 7
3SB3501-1EA41 |  | 3SB3501-1EA41 | 1 | UN | 1 | 10 | C | D | N | N | 85389099 | 1 | 4011209411838 | 0.078 | KG | 35.91 | 35.91 | CP20 | CP20 | 22MM METAL ROUND ACTUATOR: PUSH-PULL BUTTON 30MM LATCHING W.PULL-TO-UNLOCK MECH. ILLUMINABLE WITH HOLDER GREEN !!! Phased-out product !!! SIRIUS ACT 3SU1 is successor Preferred successor type is >>3SU1051-1AA40-0AA0 + 3SU1550-0AA10-0AA0<< | - | 0 | 7
3SB3501-1EA41-Z | B01 | 3SB3501-1EA41-ZB01 | 1 | UN | 1 | 10 | C | D | N | N | 85389099 | 1 |  | 0.078 | KG | 34.39 | 34.39 | CP20 | CP20 | Push-pull switch, illuminable 22 mm, round, metal, green, latching, with support for 3 elements, without holder !!! Phased-out product !!! SIRIUS ACT 3SU1 is the successor The preferred successor type is <<3SU1051-1AA40-0AA0>> | - | 0 | 7
3SB3501-1EA41-Z | B01X90 | 3SB3501-1EA41-ZB01X90 | 1 | UN | 1 | 10 | C | D | N | N | 85389099 | 20 |  | 77.5 | G | 34.39 | 34.39 | CP20 | CP20 | Push-pull switch, illuminable 22 mm, round, metal, green, latching, with support for 3 elements, with holder, Z=20-unit pack !!! Phased-out product !!! SIRIUS ACT 3SU1 is the successor The preferred successor type is <<3SU1051-1AA40-0AA0-ZX90>> | - | 0 | 7
3SB3501-1EA41-Z | X90 | 3SB3501-1EA41-ZX90 | 1 | UN | 1 | 20 | D | D | N | N | 85389099 | 20 | 4011209746176 | 77.5 | G | 35.91 | 35.91 | CP20 | CP20 | Push-pull switch, illuminable 22 mm, round, metal, green, latching, with support for 3 elements, with holder, Z=20-unit pack !!! Phased-out product !!! SIRIUS ACT 3SU1 is the successor The preferred successor type is <<3SU1051-1AA40-0AA0-ZX90 + 3SU1550-0AA10-0AA0>> | - | 0 | 7
3SB3501-1EA51 |  | 3SB3501-1EA51 | 1 | UN | 1 | 10 | C | D | N | N | 85389099 | 1 | 4011209411845 | 0.078 | KG | 35.91 | 35.91 | CP20 | CP20 | 22MM METAL ROUND ACTUATOR: PUSH-PULL BUTTON 30MM LATCHING W.PULL-TO-UNLOCK MECH. ILLUMINABLE WITH HOLDER BLUE !!! Phased-out product !!! SIRIUS ACT 3SU1 is successor Preferred successor type is >>3SU1051-1AA50-0AA0 + 3SU1550-0AA10-0AA0<< | - | 0 | 7
3SB3501-1EA51-Z | B01 | 3SB3501-1EA51-ZB01 | 1 | UN | 1 | 10 | C | D | N | N | 85389099 | 1 |  | 0.07 | KG | 34.39 | 34.39 | CP20 | CP20 | Push-pull switch, illuminable 22 mm, round, metal, blue, latching, with support for 3 elements, without holder !!! Phased-out product !!! SIRIUS ACT 3SU1 is the successor The preferred successor type is <<3SU1051-1AA50-0AA0>> | - | 0 | 7
3SB3501-1EA51-Z | B01X90 | 3SB3501-1EA51-ZB01X90 | 1 | UN | 1 | 10 | C | D | N | N | 85389099 | 20 |  | 77.5 | G | 34.39 | 34.39 | CP20 | CP20 | Push-pull switch, illuminable 22 mm, round, metal, blue, latching, with support for 3 elements, with holder, Z=20-unit pack !!! Phased-out product !!! SIRIUS ACT 3SU1 is the successor The preferred successor type is <<3SU1051-1AA50-0AA0-ZX90>> | - | 0 | 7
3SB3501-1EA51-Z | X90 | 3SB3501-1EA51-ZX90 | 1 | UN | 1 | 20 | D | D | N | N | 85389099 | 20 | 4011209746183 | 77.5 | G | 35.91 | 35.91 | CP20 | CP20 | Push-pull switch, illuminable 22 mm, round, metal, blue, latching, with support for 3 elements, with holder, Z=20-unit pack !!! Phased-out product !!! SIRIUS ACT 3SU1 is the successor The preferred successor type is <<3SU1051-1AA50-0AA0-ZX90 + 3SU1550-0AA10-0AA0>> | - | 0 | 7
3SB3501-1EA71 |  | 3SB3501-1EA71 | 1 | UN | 1 | 10 | C | D | N | N | 85389099 | 1 | 4011209411852 | 0.078 | KG | 35.91 | 35.91 | CP20 | CP20 | 22MM METAL ROUND ACTUATOR: PUSH-PULL BUTTON 30MM LATCHING W.PULL-TO-UNLOCK MECH. ILLUMINABLE WITH HOLDER CLEAR !!! Phased-out product !!! SIRIUS ACT 3SU1 is successor Preferred successor type is >>3SU1051-1AA70-0AA0 + 3SU1550-0AA10-0AA0<< | - | 0 | 7
3SB3501-1EA71-Z | B01 | 3SB3501-1EA71-ZB01 | 1 | UN | 1 | 10 | C | D | N | N | 85389099 | 1 |  | 0.078 | KG | 34.39 | 34.39 | CP20 | CP20 | Push-pull switch, illuminable 22 mm, round, metal, clear, latching, with support for 3 elements, without holder !!! Phased-out product !!! SIRIUS ACT 3SU1 is the successor The preferred successor type is <<3SU1051-1AA70-0AA0>> | - | 0 | 7
3SB3501-1EA71-Z | B01X90 | 3SB3501-1EA71-ZB01X90 | 1 | UN | 1 | 10 | C | D | N | N | 85389099 | 20 |  | 77.5 | G | 34.39 | 34.39 | CP20 | CP20 | Push-pull switch, illuminable 22 mm, round, metal, clear, latching, with support for 3 elements, with holder, Z=20-unit pack !!! Phased-out product !!! SIRIUS ACT 3SU1 is the successor The preferred successor type is <<3SU1051-1AA70-0AA0-ZX90>> | - | 0 | 7
3SB3501-1EA71-Z | X90 | 3SB3501-1EA71-ZX90 | 1 | UN | 1 | 20 | D | D | N | N | 85389099 | 20 | 4011209746190 | 77.5 | G | 35.91 | 35.91 | CP20 | CP20 | Push-pull switch, illuminable 22 mm, round, metal, clear, latching, with support for 3 elements, with holder, Z=20-unit pack !!! Phased-out product !!! SIRIUS ACT 3SU1 is the successor The preferred successor type is <<3SU1051-1AA70-0AA0-ZX90 + 3SU1550-0AA10-0AA0>> | - | 0 | 7
3SB3501-1GA01 |  | 3SB3501-1GA01 | 1 | UN | 1 | 10 | C | D | N | N | 85389099 | 1 | 4011209450677 | 0.082 | KG | 20.62 | 20.62 | CP20 | CP20 | ILLUM. MUSHROOM PUSHBUTTON, 22 MM ROUND, METAL, AMBER, 40 MM, MOMENTARY CONTACT TYPE, INCL. SUPPORT FOR 3 ELEMENTS, WITH HOLDER !!! Phased-out product !!! SIRIUS ACT 3SU1 is successor Preferred successor type is >>3SU1051-1BD00-0AA0 + 3SU1550-0AA10-0AA0<< | - | 0 | 7
3SB3501-1GA01-Z | B01 | 3SB3501-1GA01-ZB01 | 1 | UN | 1 | 10 | C | D | N | N | 85389099 | 1 |  | 0.082 | KG | 19.1 | 19.1 | CP20 | CP20 | Illuminated mushroom pushbutton, 22 mm, round, metal, amber, momentary contact type, without holder !!! Phased-out product !!! SIRIUS ACT 3SU1 is the successor The preferred successor type is <<3SU1051-1BD00-0AA0>> | - | 0 | 7
3SB3501-1GA01-Z | X90 | 3SB3501-1GA01-ZX90 | 1 | UN | 1 | 10 | C | D | N | N | 85389099 | 20 |  | 0.082 | KG | 20.62 | 20.62 | CP20 | CP20 | Illuminated mushroom pushbutton, 22 mm, round, metal, amber, momentary contact type, with holder Multi-unit pack Packing quantity = 20 units !!! Phased-out product !!! SIRIUS ACT 3SU1 is the successor The preferred successor type is <<3SU1051-1BD00-0AA0-ZX90 + 3SU1550-0AA10-0AA0>> | - | 0 | 7
3SB3501-1GA31 |  | 3SB3501-1GA31 | 1 | UN | 1 | 10 | C | D | N | N | 85389099 | 1 | 4011209411951 | 0.082 | KG | 20.62 | 20.62 | CP20 | CP20 | ILLUM. MUSHROOM PUSHBUTTON, 22 MM ROUND, METAL, YELLOW, 40 MM, MOMENTARY CONTACT TYPE, INCL. SUPPORT FOR 3 ELEMENTS, WITH HOLDER !!! Phased-out product !!! SIRIUS ACT 3SU1 is successor Preferred successor type is >>3SU1051-1BD30-0AA0 + 3SU1550-0AA10-0AA0<< |  | 0 | 7
3SB3501-1GA31-Z | B01 | 3SB3501-1GA31-ZB01 | 1 | UN | 1 | 10 | C | D | N | N | 85389099 | 1 | 4011209787728 | 81.5 | G | 19.1 | 19.1 | CP20 | CP20 | Illuminated mushroom pushbutton, 22 mm, round, metal, yellow, momentary contact type, without holder !!! Phased-out product !!! SIRIUS ACT 3SU1 is the successor The preferred successor type is <<3SU1051-1BD30-0AA0>> | - | 0 | 7
3SB3501-1GA31-Z | B01X90 | 3SB3501-1GA31-ZB01X90 | 1 | UN | 1 | 10 | C | D | N | N | 85389099 | 20 |  | 81.5 | G | 19.1 | 19.1 | CP20 | CP20 | Illuminated mushroom pushbutton, 22 mm, round, metal, yellow, momentary contact type, with holder, Z=20-unit pack !!! Phased-out product !!! SIRIUS ACT 3SU1 is the successor The preferred successor type is <<3SU1051-1BD30-0AA0-ZX90>> | - | 0 | 7
3SB3501-1GA31-Z | X90 | 3SB3501-1GA31-ZX90 | 1 | UN | 1 | 20 | D | D | N | N | 85389099 | 20 | 4011209746275 | 81.5 | G | 20.62 | 20.62 | CP20 | CP20 | Illuminated mushroom pushbutton, 22 mm, round, metal, yellow, momentary contact type, with holder, Z=20-unit pack !!! Phased-out product !!! SIRIUS ACT 3SU1 is the successor The preferred successor type is <<3SU1051-1BD30-0AA0-ZX90 + 3SU1550-0AA10-0AA0>> | - | 0 | 7
3SB3501-1GA41 |  | 3SB3501-1GA41 | 1 | UN | 1 | 10 | C | D | N | N | 85389099 | 1 | 4011209411968 | 0.082 | KG | 20.62 | 20.62 | CP20 | CP20 | ILLUM. MUSHROOM PUSHBUTTON, 22 MM ROUND, METAL, GREEN, 40 MM, MOMENTARY CONTACT TYPE, INCL. SUPPORT FOR 3 ELEMENTS, WITH HOLDER !!! Phased-out product !!! SIRIUS ACT 3SU1 is successor Preferred successor type is >>3SU1051-1BD40-0AA0 + 3SU1550-0AA10-0AA0<< |  | 0 | 7
3SB3501-1GA41-Z | B01 | 3SB3501-1GA41-ZB01 | 1 | UN | 1 | 10 | C | D | N | N | 85389099 | 1 |  | 0.085 | KG | 19.1 | 19.1 | CP20 | CP20 | Illuminated mushroom pushbutton, 22 mm, round, metal, green, momentary contact type, without holder !!! Phased-out product !!! SIRIUS ACT 3SU1 is the successor The preferred successor type is <<3SU1051-1BD40-0AA0>> | - | 0 | 7
3SB3501-1GA41-Z | B01X90 | 3SB3501-1GA41-ZB01X90 | 1 | UN | 1 | 10 | C | D | N | N | 85389099 | 20 |  | 81.5 | G | 19.1 | 19.1 | CP20 | CP20 | Illuminated mushroom pushbutton, 22 mm, round, metal, green, momentary contact type, with holder, Z=20-unit pack !!! Phased-out product !!! SIRIUS ACT 3SU1 is the successor The preferred successor type is <<3SU1051-1BD40-0AA0-ZX90>> | - | 0 | 7
3SB3501-1GA41-Z | X90 | 3SB3501-1GA41-ZX90 | 1 | UN | 1 | 20 | D | D | N | N | 85389099 | 20 | 4011209746282 | 81.5 | G | 20.62 | 20.62 | CP20 | CP20 | Illuminated mushroom pushbutton, 22 mm, round, metal, green, momentary contact type, with holder, Z=20-unit pack !!! Phased-out product !!! SIRIUS ACT 3SU1 is the successor The preferred successor type is <<3SU1051-1BD40-0AA0-ZX90 + 3SU1550-0AA10-0AA0>> | - | 0 | 7
3SB3501-1GA61 |  | 3SB3501-1GA61 | 1 | UN | 1 | 10 | C | D | N | N | 85389099 | 1 | 4011209411975 | 0.082 | KG | 20.62 | 20.62 | CP20 | CP20 | ILLUM. MUSHROOM PUSHBUTTON, 22 MM ROUND, METAL, WHITE, 40 MM, MOMENTARY CONTACT TYPE, INCL. SUPPORT FOR 3 ELEMENTS, WITH HOLDER !!! Phased-out product !!! SIRIUS ACT 3SU1 is successor Preferred successor type is >>3SU1051-1BD60-0AA0 + 3SU1550-0AA10-0AA0<< |  | 0 | 7
3SB3501-1GA61-Z | B01 | 3SB3501-1GA61-ZB01 | 1 | UN | 1 | 10 | C | D | N | N | 85389099 | 1 | 4011209898998 | 0.085 | KG | 19.1 | 19.1 | CP20 | CP20 | Illuminated mushroom pushbutton, 22 mm, round, metal, white, momentary contact type, without holder !!! Phased-out product !!! SIRIUS ACT 3SU1 is the successor The preferred successor type is <<3SU1051-1BD60-0AA0>> | - | 0 | 7
3SB3501-1GA61-Z | B01X90 | 3SB3501-1GA61-ZB01X90 | 1 | UN | 1 | 20 | D | D | N | N | 85389099 | 20 |  | 0.082 | KG | 19.1 | 19.1 | CP20 | CP20 | Illuminated mushroom pushbutton, 22 mm, round, metal, white, momentary contact type, with holder, Z=20-unit pack !!! Phased-out product !!! SIRIUS ACT 3SU1 is the successor The preferred successor type is <<3SU1051-1BD60-0AA0-ZX90>> | - | 0 | 7
3SB3501-1GA61-Z | X90 | 3SB3501-1GA61-ZX90 | 1 | UN | 1 | 20 | D | D | N | N | 85389099 | 20 | 4011209746299 | 81.5 | G | 20.62 | 20.62 | CP20 | CP20 | Illuminated mushroom pushbutton, 22 mm, round, metal, white, momentary contact type, with holder, Z=20-unit pack !!! Phased-out product !!! SIRIUS ACT 3SU1 is the successor The preferred successor type is <<3SU1051-1BD60-0AA0-ZX90 + 3SU1550-0AA10-0AA0>> | - | 0 | 7
3SB3501-1GA71 |  | 3SB3501-1GA71 | 1 | UN | 1 | 10 | C | D | N | N | 85389099 | 1 | 4011209411982 | 0.082 | KG | 20.62 | 20.62 | CP20 | CP20 | ILLUM. MUSHROOM PUSHBUTTON, 22 MM ROUND, METAL, CLEAR, 40 MM, MOMENTARY CONTACT TYPE, INCL. SUPPORT FOR 3 ELEMENTS, WITH HOLDER !!! Phased-out product !!! SIRIUS ACT 3SU1 is successor Preferred successor type is >>3SU1051-1BD60-0AA0 + 3SU1550-0AA10-0AA0<< | - | 0 | 7
3SB3501-1GA71-Z | B01 | 3SB3501-1GA71-ZB01 | 1 | UN | 1 | 10 | C | D | N | N | 85389099 | 1 |  | 0.082 | KG | 19.1 | 19.1 | CP20 | CP20 | Illuminated mushroom pushbutton, 22 mm, round, metal, clear, momentary contact type, without holder !!! Phased-out product !!! SIRIUS ACT 3SU1 is the successor The preferred successor type is <<3SU1051-1BD60-0AA0>> | - | 0 | 7
3SB3501-1GA71-Z | X90 | 3SB3501-1GA71-ZX90 | 1 | UN | 1 | 10 | C | D | N | N | 85389099 | 20 |  | 0.082 | KG | 20.62 | 20.62 | CP20 | CP20 | Illuminated mushroom pushbutton, 22 mm, round, metal, clear, momentary contact type, with holder Multi-unit pack Packing quantity = 20 units !!! Phased-out product !!! SIRIUS ACT 3SU1 is the successor The preferred successor type is <<3SU1051-1BD60-0AA0-ZX90 + 3SU1550-0AA10-0AA0>> | - | 0 | 7
3SB3501-1QA01 |  | 3SB3501-1QA01 | 1 | UN | 1 | 10 | C | D | N | N | 85389099 | 1 | 4011209450691 | 0.088 | KG | 20.62 | 20.62 | CP20 | CP20 | ILLUM. MUSHROOM PUSHBUTTON, 22 MM ROUND, METAL, AMBER, 60 MM, MOMENTARY CONTACT TYPE, INCL. SUPPORT FOR 3 ELEMENTS, WITH HOLDER !!! Phased-out product !!! SIRIUS ACT 3SU1 is successor Preferred successor type is >>3SU1051-1CD00-0AA0 + 3SU1550-0AA10-0AA0<< | - | 0 | 7
3SB3501-1QA01-Z | B01 | 3SB3501-1QA01-ZB01 | 1 | UN | 1 | 10 | C | D | N | N | 85389099 | 1 |  | 0.088 | KG | 19.1 | 19.1 | CP20 | CP20 | Illuminated mushroom pushbutton, 22 mm, round, metal, amber, momentary contact type, without holder !!! Phased-out product !!! SIRIUS ACT 3SU1 is the successor The preferred successor type is <<3SU1051-1CD00-0AA0>> | - | 0 | 7
3SB3501-1QA01-Z | X90 | 3SB3501-1QA01-ZX90 | 1 | UN | 1 | 10 | C | D | N | N | 85389099 | 20 |  | 0.088 | KG | 20.62 | 20.62 | CP20 | CP20 | Illuminated mushroom pushbutton, 22 mm, round, metal, amber, momentary contact type, with holder Multi-unit pack Packing quantity = 20 units !!! Phased-out product !!! SIRIUS ACT 3SU1 is the successor The preferred successor type is <<3SU1051-1CD00-0AA0-ZX90 + 3SU1550-0AA10-0AA0>> | - | 0 | 7
3SB3501-1QA31 |  | 3SB3501-1QA31 | 1 | UN | 1 | 10 | C | D | EAR99 | N | 85389099 | 1 | 4011209412101 | 0.088 | KG | 20.62 | 20.62 | CP20 | CP20 | ILLUM. MUSHROOM PUSHBUTTON, 22 MM ROUND, METAL, YELLOW, 60 MM, MOMENTARY CONTACT TYPE, INCL. SUPPORT FOR 3 ELEMENTS, WITH HOLDER !!! Phased-out product !!! SIRIUS ACT 3SU1 is successor Preferred successor type is >>3SU1051-1CD30-0AA0 + 3SU1550-0AA10-0AA0<< |  | 0 | 7
3SB3501-1QA31-Z | B01 | 3SB3501-1QA31-ZB01 | 1 | UN | 1 | 20 | D | D | EAR99 | N | 85389099 | 1 | 4011209787766 | 87.5 | G | 19.1 | 19.1 | CP20 | CP20 | Illuminated mushroom pushbutton, 22 mm, round, metal, yellow, momentary contact type, without holder !!! Phased-out product !!! SIRIUS ACT 3SU1 is the successor The preferred successor type is <<3SU1051-1CD30-0AA0>> | - | 0 | 7
3SB3501-1QA31-Z | B01X90 | 3SB3501-1QA31-ZB01X90 | 1 | UN | 1 | 10 | C | D | EAR99 | N | 85389099 | 20 |  | 87.5 | G | 19.1 | 19.1 | CP20 | CP20 | Illuminated mushroom pushbutton, 22 mm, round, metal, yellow, momentary contact type, with holder, Z=20-unit pack !!! Phased-out product !!! SIRIUS ACT 3SU1 is the successor The preferred successor type is <<3SU1051-1CD30-0AA0-ZX90>> | - | 0 | 7
3SB3501-1QA31-Z | X90 | 3SB3501-1QA31-ZX90 | 1 | UN | 1 | 20 | D | D | EAR99 | N | 85389099 | 20 | 4011209746404 | 87.5 | G | 20.62 | 20.62 | CP20 | CP20 | Illuminated mushroom pushbutton, 22 mm, round, metal, yellow, momentary contact type, with holder, Z=20-unit pack !!! Phased-out product !!! SIRIUS ACT 3SU1 is the successor The preferred successor type is <<3SU1051-1CD30-0AA0-ZX90 + 3SU1550-0AA10-0AA0>> | - | 0 | 7
3SB3501-1QA41 |  | 3SB3501-1QA41 | 1 | UN | 1 | 10 | C | D | EAR99 | N | 85389099 | 1 | 4011209412118 | 0.088 | KG | 20.62 | 20.62 | CP20 | CP20 | ILLUM. MUSHROOM PUSHBUTTON, 22 MM ROUND, METAL, GREEN, 60 MM, MOMENTARY CONTACT TYPE, INCL. SUPPORT FOR 3 ELEMENTS, WITH HOLDER !!! Phased-out product !!! SIRIUS ACT 3SU1 is successor Preferred successor type is >>3SU1051-1CD40-0AA0 + 3SU1550-0AA10-0AA0<< |  | 0 | 7
3SB3501-1QA41-Z | B01 | 3SB3501-1QA41-ZB01 | 1 | UN | 1 | 10 | C | D | N | N | 85389099 | 1 |  | 0.091 | KG | 19.1 | 19.1 | CP20 | CP20 | Illuminated mushroom pushbutton, 22 mm, round, metal, green, momentary contact type, without holder !!! Phased-out product !!! SIRIUS ACT 3SU1 is the successor The preferred successor type is <<3SU1051-1CD40-0AA0>> | - | 0 | 7
3SB3501-1QA41-Z | B01X90 | 3SB3501-1QA41-ZB01X90 | 1 | UN | 1 | 10 | C | D | EAR99 | N | 85389099 | 20 |  | 87.5 | G | 19.1 | 19.1 | CP20 | CP20 | Illuminated mushroom pushbutton, 22 mm, round, metal, green, momentary contact type, with holder, Z=20-unit pack !!! Phased-out product !!! SIRIUS ACT 3SU1 is the successor The preferred successor type is <<3SU1051-1CD40-0AA0-ZX90>> | - | 0 | 7
3SB3501-1QA41-Z | X90 | 3SB3501-1QA41-ZX90 | 1 | UN | 1 | 20 | D | D | EAR99 | N | 85389099 | 20 | 4011209746411 | 87.5 | G | 20.62 | 20.62 | CP20 | CP20 | Illuminated mushroom pushbutton, 22 mm, round, metal, green, momentary contact type, with holder, Z=20-unit pack !!! Phased-out product !!! SIRIUS ACT 3SU1 is the successor The preferred successor type is <<3SU1051-1CD40-0AA0-ZX90 + 3SU1550-0AA10-0AA0>> | - | 0 | 7
3SB3501-1QA61 |  | 3SB3501-1QA61 | 1 | UN | 1 | 10 | C | D | EAR99 | N | 85389099 | 1 | 4011209412125 | 0.088 | KG | 20.62 | 20.62 | CP20 | CP20 | ILLUM. MUSHROOM PUSHBUTTON, 22 MM ROUND, METAL, WHITE, 60 MM, MOMENTARY CONTACT TYPE, INCL. SUPPORT FOR 3 ELEMENTS, WITH HOLDER !!! Phased-out product !!! SIRIUS ACT 3SU1 is successor Preferred successor type is >>3SU1051-1CD60-0AA0 + 3SU1550-0AA10-0AA0<< |  | 0 | 7
3SB3501-1QA61-Z | B01 | 3SB3501-1QA61-ZB01 | 1 | UN | 1 | 10 | C | D | EAR99 | N | 85389099 | 1 |  | 0.088 | KG | 19.1 | 19.1 | CP20 | CP20 | Illuminated mushroom pushbutton, 22 mm, round, metal, white, momentary contact type, without holder !!! Phased-out product !!! SIRIUS ACT 3SU1 is the successor The preferred successor type is <<3SU1051-1CD60-0AA0>> | - | 0 | 7
3SB3501-1QA61-Z | B01X90 | 3SB3501-1QA61-ZB01X90 | 1 | UN | 1 | 10 | C | D | EAR99 | N | 85389099 | 20 |  | 87.5 | G | 19.1 | 19.1 | CP20 | CP20 | Illuminated mushroom pushbutton, 22 mm, round, metal, white, momentary contact type, with holder, Z=20-unit pack !!! Phased-out product !!! SIRIUS ACT 3SU1 is the successor The preferred successor type is <<3SU1051-1CD60-0AA0-ZX90>> | - | 0 | 7
3SB3501-1QA61-Z | X90 | 3SB3501-1QA61-ZX90 | 1 | UN | 1 | 20 | D | D | EAR99 | N | 85389099 | 20 | 4011209746428 | 87.5 | G | 20.62 | 20.62 | CP20 | CP20 | Illuminated mushroom pushbutton, 22 mm, round, metal, white, momentary contact type, with holder, Z=20-unit pack !!! Phased-out product !!! SIRIUS ACT 3SU1 is the successor The preferred successor type is <<3SU1051-1CD60-0AA0-ZX90 + 3SU1550-0AA10-0AA0>> | - | 0 | 7
3SB3501-1RA01 |  | 3SB3501-1RA01 | 1 | UN | 1 | 20 | D | D | N | N | 85389099 | 1 | 4011209450707 | 0.088 | KG | 35.91 | 35.91 | CP20 | CP20 | 22MM METAL ROUND ACTUATOR: PUSH-PULL BUTTON 60MM LATCHING W.PULL-TO-UNLOCK MECH. ILLUMINABLE INCL. HOLDER FOR 3 ELEMENTS WITH HOLDER AMBER !!! Phased-out product !!! SIRIUS ACT 3SU1 is successor Preferred successor type is >>3SU1051-1CA30-0AA0 + 3SU1550-0AA10-0AA0<< | - | 0 | 7
3SB3501-1RA01-Z | B01 | 3SB3501-1RA01-ZB01 | 1 | UN | 1 | 20 | D | D | N | N | 85389099 | 1 |  | 0.088 | KG | 34.39 | 34.39 | CP20 | CP20 | Push-pull switch, illuminable 22 mm, round, metal, amber, latching, with support for 3 elements, without holder !!! Phased-out product !!! SIRIUS ACT 3SU1 is the successor The preferred successor type is <<3SU1051-1CA30-0AA0>> | - | 0 | 7
3SB3501-1RA01-Z | X90 | 3SB3501-1RA01-ZX90 | 1 | UN | 1 | 20 | D | D | N | N | 85389099 | 20 |  | 0.088 | KG | 35.91 | 35.91 | CP20 | CP20 | Push-pull switch, illuminable 22 mm, round, metal, amber, latching, with support for 3 elements, with holder Multi-unit pack Packing quantity = 20 units !!! Phased-out product !!! SIRIUS ACT 3SU1 is the successor The preferred successor type is <<3SU1051-1CA30-0AA0-ZX90 + 3SU1550-0AA10-0AA0>> | - | 0 | 7
3SB3501-1RA21 |  | 3SB3501-1RA21 | 1 | UN | 1 | 10 | C | D | EAR99 | N | 85389099 | 1 | 4011209411883 | 0.088 | KG | 35.91 | 35.91 | CP20 | CP20 | 22MM METAL ROUND ACTUATOR: PUSH-PULL BUTTON 60MM LATCHING W.PULL-TO-UNLOCK MECH. ILLUMINABLE INCL. HOLDER FOR 3 ELEMENTS WITH HOLDER RED !!! Phased-out product !!! SIRIUS ACT 3SU1 is successor Preferred successor type is >>3SU1051-1CA20-0AA0 + 3SU1550-0AA10-0AA0<< | - | 0 | 7
3SB3501-1RA21-Z | B01 | 3SB3501-1RA21-ZB01 | 1 | UN | 1 | 20 | D | D | EAR99 | N | 85389099 | 1 | 4011209787711 | 88 | G | 34.39 | 34.39 | CP20 | CP20 | Push-pull switch, illuminable 22 mm, round, metal, red, latching, with support for 3 elements, without holder !!! Phased-out product !!! SIRIUS ACT 3SU1 is the successor The preferred successor type is <<3SU1051-1CA20-0AA0>> | - | 0 | 7
3SB3501-1RA21-Z | B01X90 | 3SB3501-1RA21-ZB01X90 | 1 | UN | 1 | 10 | C | D | EAR99 | N | 85389099 | 20 |  | 88 | G | 34.39 | 34.39 | CP20 | CP20 | Push-pull switch, illuminable 22 mm, round, metal, red, latching, with support for 3 elements, with holder, Z=20-unit pack !!! Phased-out product !!! SIRIUS ACT 3SU1 is the successor The preferred successor type is <<3SU1051-1CA20-0AA0-ZX90>> | - | 0 | 7
3SB3501-1RA21-Z | X90 | 3SB3501-1RA21-ZX90 | 1 | UN | 1 | 20 | D | D | EAR99 | N | 85389099 | 20 | 4011209746220 | 88 | G | 35.91 | 35.91 | CP20 | CP20 | Push-pull switch, illuminable 22 mm, round, metal, red, latching, with support for 3 elements, with holder, Z=20-unit pack !!! Phased-out product !!! SIRIUS ACT 3SU1 is the successor The preferred successor type is <<3SU1051-1CA20-0AA0-ZX90 + 3SU1550-0AA10-0AA0>> | - | 0 | 7
3SB3501-1RA31 |  | 3SB3501-1RA31 | 1 | UN | 1 | 10 | C | D | EAR99 | N | 85389099 | 1 | 4011209411890 | 0.088 | KG | 35.91 | 35.91 | CP20 | CP20 | 22MM METAL ROUND ACTUATOR: PUSH-PULL BUTTON 60MM LATCHING W.PULL-TO-UNLOCK MECH. ILLUMINABLE INCL. HOLDER FOR 3 ELEMENTS WITH HOLDER YELLOW !!! Phased-out product !!! SIRIUS ACT 3SU1 is successor Preferred successor type is >>3SU1051-1CA30-0AA0 + 3SU1550-0AA10-0AA0<< | - | 0 | 7
3SB3501-1RA31-Z | B01 | 3SB3501-1RA31-ZB01 | 1 | UN | 1 | 20 | D | D | N | N | 85389099 | 1 |  | 0.089 | KG | 34.39 | 34.39 | CP20 | CP20 | Push-pull switch, illuminable 22 mm, round, metal, yellow, latching, with support for 3 elements, without holder !!! Phased-out product !!! SIRIUS ACT 3SU1 is the successor The preferred successor type is <<3SU1051-1CA30-0AA0>> | - | 0 | 7
3SB3501-1RA31-Z | B01X90 | 3SB3501-1RA31-ZB01X90 | 1 | UN | 1 | 10 | C | D | EAR99 | N | 85389099 | 20 |  | 88 | G | 34.39 | 34.39 | CP20 | CP20 | Push-pull switch, illuminable 22 mm, round, metal, yellow, latching, with support for 3 elements, with holder, Z=20-unit pack !!! Phased-out product !!! SIRIUS ACT 3SU1 is the successor The preferred successor type is <<3SU1051-1CA30-0AA0-ZX90>> | - | 0 | 7
3SB3501-1RA31-Z | X90 | 3SB3501-1RA31-ZX90 | 1 | UN | 1 | 20 | D | D | EAR99 | N | 85389099 | 20 | 4011209746237 | 88 | G | 35.91 | 35.91 | CP20 | CP20 | Push-pull switch, illuminable 22 mm, round, metal, yellow, latching, with support for 3 elements, with holder, Z=20-unit pack !!! Phased-out product !!! SIRIUS ACT 3SU1 is the successor The preferred successor type is <<3SU1051-1CA30-0AA0-ZX90 + 3SU1550-0AA10-0AA0>> | - | 0 | 7
3SB3501-1RA41 |  | 3SB3501-1RA41 | 1 | UN | 1 | 20 | D | D | EAR99 | N | 85389099 | 1 | 4011209411906 | 0.088 | KG | 35.91 | 35.91 | CP20 | CP20 | 22MM METAL ROUND ACTUATOR: PUSH-PULL BUTTON 60MM LATCHING W.PULL-TO-UNLOCK MECH. ILLUMINABLE INCL. HOLDER FOR 3 ELEMENTS WITH HOLDER GREEN !!! Phased-out product !!! SIRIUS ACT 3SU1 is successor Preferred successor type is >>3SU1051-1CA40-0AA0 + 3SU1550-0AA10-0AA0<< | - | 0 | 7
3SB3501-1RA41-Z | B01 | 3SB3501-1RA41-ZB01 | 1 | UN | 1 | 20 | D | D | N | N | 85389099 | 1 |  | 0.09 | KG | 34.39 | 34.39 | CP20 | CP20 | Push-pull switch, illuminable 22 mm, round, metal, green, latching, with support for 3 elements, without holder !!! Phased-out product !!! SIRIUS ACT 3SU1 is the successor The preferred successor type is <<3SU1051-1CA40-0AA0>> | - | 0 | 7
3SB3501-1RA41-Z | X90 | 3SB3501-1RA41-ZX90 | 1 | UN | 1 | 20 | D | D | EAR99 | N | 85389099 | 20 |  | 0.088 | KG | 35.91 | 35.91 | CP20 | CP20 | Push-pull switch, illuminable 22 mm, round, metal, green, latching, with support for 3 elements, with holder Multi-unit pack Packing quantity = 20 units !!! Phased-out product !!! SIRIUS ACT 3SU1 is the successor The preferred successor type is <<3SU1051-1CA40-0AA0-ZX90 + 3SU1550-0AA10-0AA0>> | - | 0 | 7
3SB3501-1RA51 |  | 3SB3501-1RA51 | 1 | UN | 1 | 20 | D | D | N | N | 85389099 | 1 | 4011209411913 | 0.088 | KG | 35.91 | 35.91 | CP20 | CP20 | 22MM METAL ROUND ACTUATOR: PUSH-PULL BUTTON 60MM LATCHING W.PULL-TO-UNLOCK MECH. ILLUMINABLE INCL. HOLDER FOR 3 ELEMENTS WITH HOLDER BLUE !!! Phased-out product !!! SIRIUS ACT 3SU1 is successor Preferred successor type is >>3SU1051-1CA50-0AA0 + 3SU1550-0AA10-0AA0<< | - | 0 | 7
3SB3501-1RA51-Z | B01 | 3SB3501-1RA51-ZB01 | 1 | UN | 1 | 20 | D | D | N | N | 85389099 | 1 |  | 0.088 | KG | 34.39 | 34.39 | CP20 | CP20 | Push-pull switch, illuminable 22 mm, round, metal, blue, latching, with support for 3 elements, without holder !!! Phased-out product !!! SIRIUS ACT 3SU1 is the successor The preferred successor type is <<3SU1051-1CA50-0AA0>> | - | 0 | 7
3SB3501-1RA51-Z | B01X90 | 3SB3501-1RA51-ZB01X90 | 1 | UN | 1 | 10 | C | D | N | N | 85389099 | 20 |  | 88 | G | 34.39 | 34.39 | CP20 | CP20 | Push-pull switch, illuminable 22 mm, round, metal, blue, latching, with support for 3 elements, with holder, Z=20-unit pack !!! Phased-out product !!! SIRIUS ACT 3SU1 is the successor The preferred successor type is <<3SU1051-1CA50-0AA0-ZX90>> | - | 0 | 7
3SB3501-1RA51-Z | X90 | 3SB3501-1RA51-ZX90 | 1 | UN | 1 | 20 | D | D | N | N | 85389099 | 20 | 4011209746244 | 88 | G | 35.91 | 35.91 | CP20 | CP20 | Push-pull switch, illuminable 22 mm, round, metal, blue, latching, with support for 3 elements, with holder, Z=20-unit pack !!! Phased-out product !!! SIRIUS ACT 3SU1 is the successor The preferred successor type is <<3SU1051-1CA50-0AA0-ZX90 + 3SU1550-0AA10-0AA0>> | - | 0 | 7
3SB3501-1RA71 |  | 3SB3501-1RA71 | 1 | UN | 1 | 30 | D | D | N | N | 85389099 | 1 | 4011209411920 | 0.088 | KG | 35.91 | 35.91 | CP20 | CP20 | 22MM METAL ROUND ACTUATOR: PUSH-PULL BUTTON 60MM LATCHING W.PULL-TO-UNLOCK MECH. ILLUMINABLE INCL. HOLDER FOR 3 ELEMENTS WITH HOLDER CLEAR !!! Phased-out product !!! SIRIUS ACT 3SU1 is successor Preferred successor type is >>3SU1051-1CA70-0AA0 + 3SU1550-0AA10-0AA0<< | - | 0 | 7
3SB3501-1RA71-Z | B01 | 3SB3501-1RA71-ZB01 | 1 | UN | 1 | 40 | X | D | N | N | 85389099 | 1 |  | 0.088 | KG | 34.39 | 34.39 | CP20 | CP20 | Push-pull switch, illuminable 22 mm, round, metal, clear, latching, with support for 3 elements, without holder !!! Phased-out product !!! SIRIUS ACT 3SU1 is the successor The preferred successor type is <<3SU1051-1CA70-0AA0>> | - | 0 | 7
3SB3501-1RA71-Z | X90 | 3SB3501-1RA71-ZX90 | 1 | UN | 1 | 40 | X | D | N | N | 85389099 | 20 |  | 0.088 | KG | 35.91 | 35.91 | CP20 | CP20 | Push-pull switch, illuminable 22 mm, round, metal, clear, latching, with support for 3 elements, with holder Multi-unit pack Packing quantity = 20 units !!! Phased-out product !!! SIRIUS ACT 3SU1 is the successor The preferred successor type is <<3SU1051-1CA70-0AA0-ZX90 + 3SU1550-0AA10-0AA0>> | - | 0 | 7
3SB3501-2DA01 |  | 3SB3501-2DA01 | 1 | UN | 1 | 20 | D | D | N | N | 85389099 | 1 | 4011209443044 | 0.076 | KG | 21.85 | 21.85 | CP20 | CP20 | 22MM METAL ROUND ACTUATOR: SELECTOR SWITCH LATCHING 3 SWITCH POSITIONS I-O-II ILLUMINATED WITH HOLDER AMBER !!! Phased-out product !!! SIRIUS ACT 3SU1 is successor Preferred successor type is >>3SU1052-2BL30-0AA0 + 3SU1550-0AA10-0AA0<< | - | 0 | 7
3SB3501-2DA01-Z | B01 | 3SB3501-2DA01-ZB01 | 1 | UN | 1 | 40 | X | D | N | N | 85389099 | 1 |  | 0.076 | KG | 20.33 | 20.33 | CP20 | CP20 | Illuminated selector switch, 22 mm, round, metal, amber, 3 switch positions I-O-II, actuating angle 2x50 degrees, with support for 3 elements, without holder !!! Phased-out product !!! SIRIUS ACT 3SU1 is the successor The preferred successor type is <<3SU1052-2BL30-0AA0>> | - | 0 | 7
3SB3501-2DA21 |  | 3SB3501-2DA21 | 1 | UN | 1 | 10 | C | D | N | N | 85389099 | 1 | 4011209410602 | 0.076 | KG | 21.85 | 21.85 | CP20 | CP20 | 22MM METAL ROUND ACTUATOR: SELECTOR SWITCH LATCHING 3 SWITCH POSITIONS I-O-II ILLUMINATED WITH HOLDER RED !!! Phased-out product !!! SIRIUS ACT 3SU1 is successor Preferred successor type is >>3SU1052-2BL20-0AA0 + 3SU1550-0AA10-0AA0<< |  | 0 | 7
3SB3501-2DA21-0PA0 |  | 3SB3501-2DA21-0PA0 | 1 | UN | 1 | 20 | D | D | N | N | 85389099 | 1 | 4011209822467 | 0.079 | KG | 21.85 | 21.85 | CP20 | CP20 | 22MM METAL ROUND ACTUATOR: SELECTOR SWITCH LATCHING 3 SWITCH POSITIONS I-O-II ILLUMINATED WITH HOLDER RED, SOLVENT-RESISTANT NOT INSCRIBABLE WITH LASER !!! Phased-out product !!! SIRIUS ACT 3SU1 is successor Preferred successor type is >>3SU1052-2BL20-0AA0 + | - | 0 | 7
3SB3501-2DA21-0PA0-Z | B01 | 3SB3501-2DA21-0PA0-ZB01 | 1 | UN | 1 | 10 | C | D | N | N | 85389099 | 1 |  | 0.079 | KG | 20.33 | 20.33 | CP20 | CP20 | Illuminated selector switch, 22 mm, round, metal, red, 3 switch positions I-O-II, actuating angle 2x50 degrees, with support for 3 elements, with holder, solvent-resistant !!! Phased-out product !!! SIRIUS ACT 3SU1 is the successor The preferred successor type is <<3SU1052-2BL20-0AA0>> | - | 0 | 7
3SB3501-2DA21-Z | B01 | 3SB3501-2DA21-ZB01 | 1 | UN | 1 | 20 | D | D | N | N | 85389099 | 1 |  | 0.079 | KG | 20.33 | 20.33 | CP20 | CP20 | Illuminated selector switch, 22 mm, round, metal, red, 3 switch positions I-O-II, actuating angle 2x50 degrees, with support for 3 elements, without holder !!! Phased-out product !!! SIRIUS ACT 3SU1 is the successor The preferred successor type is <<3SU1052-2BL20-0AA0>> | - | 0 | 7
3SB3501-2DA31 |  | 3SB3501-2DA31 | 1 | UN | 1 | 10 | C | D | N | N | 85389099 | 1 | 4011209410619 | 0.076 | KG | 21.85 | 21.85 | CP20 | CP20 | 22MM METAL ROUND ACTUATOR: SELECTOR SWITCH LATCHING 3 SWITCH POSITIONS I-O-II ILLUMINATED WITH HOLDER YELLOW !!! Phased-out product !!! SIRIUS ACT 3SU1 is successor Preferred successor type is >>3SU1052-2BL30-0AA0 + 3SU1550-0AA10-0AA0<< |  | 0 | 7
3SB3501-2DA31-Z | B01 | 3SB3501-2DA31-ZB01 | 1 | UN | 1 | 20 | D | D | N | N | 85389099 | 1 | 4011209788084 | 76 | G | 20.33 | 20.33 | CP20 | CP20 | Illuminated selector switch, 22 mm, round, metal, yellow, 3 switch positions I-O-II, actuating angle 2x50 degrees, with support for 3 elements, without holder !!! Phased-out product !!! SIRIUS ACT 3SU1 is the successor The preferred successor type is <<3SU1052-2BL30-0AA0>> | - | 0 | 7
3SB3501-2DA41 |  | 3SB3501-2DA41 | 1 | UN | 1 | 10 | C | D | N | N | 85389099 | 1 | 4011209410626 | 0.076 | KG | 21.85 | 21.85 | CP20 | CP20 | 22MM METAL ROUND ACTUATOR: SELECTOR SWITCH LATCHING 3 SWITCH POSITIONS I-O-II ILLUMINATED WITH HOLDER GREEN !!! Phased-out product !!! SIRIUS ACT 3SU1 is successor Preferred successor type is >>3SU1052-2BL40-0AA0 + 3SU1550-0AA10-0AA0<< |  | 0 | 7
3SB3501-2DA41-0PA0 |  | 3SB3501-2DA41-0PA0 | 1 | UN | 1 | 20 | D | D | N | N | 85389099 | 1 | 4011209793149 | 0.079 | KG | 21.85 | 21.85 | CP20 | CP20 | 22MM METAL ROUND ACTUATOR: SELECTOR SWITCH LATCHING 3 SWITCH POSITIONS I-O-II ILLUMINATED WITH HOLDER GREEN, SOLVENT-RESISTANT NOT INSCRIBABLE WITH LASER !!! Phased-out product !!! SIRIUS ACT 3SU1 is successor Preferred successor type is >>3SU1052-2BL40-0AA0 + | - | 0 | 7
3SB3501-2DA41-0PA0-Z | B01 | 3SB3501-2DA41-0PA0-ZB01 | 1 | UN | 1 | 20 | D | D | N | N | 85389099 | 1 |  | 0.079 | KG | 20.33 | 20.33 | CP20 | CP20 | Illuminated selector switch, 22 mm, round, metal, green, 3 switch positions I-O-II, actuating angle 2x50 degrees, with support for 3 elements, with holder, solvent-resistant !!! Phased-out product !!! SIRIUS ACT 3SU1 is the successor The preferred successor type is <<3SU1052-2BL40-0AA0>> | - | 0 | 7
3SB3501-2DA41-Z | B01 | 3SB3501-2DA41-ZB01 | 1 | UN | 1 | 10 | C | D | N | N | 85389099 | 1 | 4011209788091 | 76 | G | 20.33 | 20.33 | CP20 | CP20 | Illuminated selector switch, 22 mm, round, metal, green, 3 switch positions I-O-II, actuating angle 2x50 degrees, with support for 3 elements, without holder !!! Phased-out product !!! SIRIUS ACT 3SU1 is the successor The preferred successor type is <<3SU1052-2BL40-0AA0>> | - | 0 | 7
3SB3501-2DA51 |  | 3SB3501-2DA51 | 1 | UN | 1 | 10 | C | D | N | N | 85389099 | 1 | 4011209410633 | 0.076 | KG | 21.85 | 21.85 | CP20 | CP20 | 22MM METAL ROUND ACTUATOR: SELECTOR SWITCH LATCHING 3 SWITCH POSITIONS I-O-II ILLUMINATED WITH HOLDER BLUE !!! Phased-out product !!! SIRIUS ACT 3SU1 is successor Preferred successor type is >>3SU1052-2BL60-0AA0 + 3SU1550-0AA10-0AA0<< |  | 0 | 7
3SB3501-2DA51-0PA0 |  | 3SB3501-2DA51-0PA0 | 1 | UN | 1 | 20 | D | D | N | N | 85389099 | 1 | 4011209822474 | 0.078 | KG | 21.85 | 21.85 | CP20 | CP20 | 22MM METAL ROUND ACTUATOR: SELECTOR SWITCH LATCHING 3 SWITCH POSITIONS I-O-II ILLUMINATED WITH HOLDER BLUE, SOLVENT-RESISTANT NOT INSCRIBABLE WITH LASER !!! Phased-out product !!! SIRIUS ACT 3SU1 is successor Preferred successor type is >>3SU1052-2BL60-0AA0 + | - | 0 | 7
3SB3501-2DA51-0PA0-Z | B01 | 3SB3501-2DA51-0PA0-ZB01 | 1 | UN | 1 | 10 | C | D | N | N | 85389099 | 1 |  | 0.078 | KG | 20.33 | 20.33 | CP20 | CP20 | Illuminated selector switch, 22 mm, round, metal, blue, 3 switch positions I-O-II, actuating angle 2x50 degrees, with support for 3 elements, with holder, solvent-resistant !!! Phased-out product !!! SIRIUS ACT 3SU1 is the successor The preferred successor type is <<3SU1052-2BL60-0AA0>> | - | 0 | 7
3SB3501-2DA51-Z | B01 | 3SB3501-2DA51-ZB01 | 1 | UN | 1 | 20 | D | D | N | N | 85389099 | 1 | 4011209788107 | 76 | G | 20.33 | 20.33 | CP20 | CP20 | Illuminated selector switch, 22 mm, round, metal, blue, 3 switch positions I-O-II, actuating angle 2x50 degrees, with support for 3 elements, without holder !!! Phased-out product !!! SIRIUS ACT 3SU1 is the successor The preferred successor type is <<3SU1052-2BL60-0AA0>> | - | 0 | 7
3SB3501-2DA71 |  | 3SB3501-2DA71 | 1 | UN | 1 | 10 | C | D | N | N | 85389099 | 1 | 4011209410640 | 0.076 | KG | 21.85 | 21.85 | CP20 | CP20 | 22MM METAL ROUND ACTUATOR: SELECTOR SWITCH LATCHING 3 SWITCH POSITIONS I-O-II ILLUMINATED WITH HOLDER CLEAR !!! Phased-out product !!! SIRIUS ACT 3SU1 is successor Preferred successor type is >>3SU1052-2BL60-0AA0 + 3SU1550-0AA10-0AA0<< |  | 0 | 7
3SB3501-2DA71-0PA0 |  | 3SB3501-2DA71-0PA0 | 1 | UN | 1 | 20 | D | D | N | N | 85389099 | 1 | 4011209793156 | 0.079 | KG | 21.85 | 21.85 | CP20 | CP20 | 22MM METAL ROUND ACTUATOR: SELECTOR SWITCH LATCHING 3 SWITCH POSITIONS I-O-II ILLUMINATED WITH HOLDER CLEAR, SOLVENT-RESISTANT NOT INSCRIBABLE WITH LASER !!! Phased-out product !!! SIRIUS ACT 3SU1 is successor Preferred successor type is >>3SU1052-2BL60-0AA0 + | - | 0 | 7
3SB3501-2DA71-0PA0-Z | B01 | 3SB3501-2DA71-0PA0-ZB01 | 1 | UN | 1 | 40 | X | D | N | N | 85389099 | 1 |  | 0.079 | KG | 20.33 | 20.33 | CP20 | CP20 | Illuminated selector switch, 22 mm, round, metal, clear, 3 switch positions I-O-II, actuating angle 2x50 degrees, with support for 3 elements, with holder, solvent-resistant !!! Phased-out product !!! SIRIUS ACT 3SU1 is the successor The preferred successor type is <<3SU1052-2BL60-0AA0>> | - | 0 | 7
3SB3501-2DA71-Z | B01 | 3SB3501-2DA71-ZB01 | 1 | UN | 1 | 10 | C | D | N | N | 85389099 | 1 | 4011209788114 | 76 | G | 20.33 | 20.33 | CP20 | CP20 | Illuminated selector switch, 22 mm, round, metal, clear, 3 switch positions I-O-II, actuating angle 2x50 degrees, with support for 3 elements, without holder !!! Phased-out product !!! SIRIUS ACT 3SU1 is the successor The preferred successor type is <<3SU1052-2BL60-0AA0>> | - | 0 | 7
3SB3501-2EA01 |  | 3SB3501-2EA01 | 1 | UN | 1 | 20 | D | D | N | N | 85389099 | 1 | 4011209443051 | 0.076 | KG | 21.85 | 21.85 | CP20 | CP20 | 22MM METAL ROUND ACTUATOR: SELECTOR SWITCH MOMENTARY CONTACT TYPE 3 SWITCH POSITIONS I-O-II ILLUMINATED WITH HOLDER AMBER !!! Phased-out product !!! SIRIUS ACT 3SU1 is successor Preferred successor type is >>3SU1052-2BM00-0AA0 + 3SU1550-0AA10-0AA0<< | - | 0 | 7
3SB3501-2EA01-Z | B01 | 3SB3501-2EA01-ZB01 | 1 | UN | 1 | 20 | D | D | N | N | 85389099 | 1 |  | 0.076 | KG | 20.33 | 20.33 | CP20 | CP20 | Illuminated selector switch, 22 mm, round, metal, amber, 3 switch positions I-O-II, actuating angle 2x50 degrees, with support for 3 elements, without holder !!! Phased-out product !!! SIRIUS ACT 3SU1 is the successor The preferred successor type is <<3SU1052-2BM00-0AA0>> | - | 0 | 7
3SB3501-2EA21 |  | 3SB3501-2EA21 | 1 | UN | 1 | 10 | C | D | N | N | 85389099 | 1 | 4011209410657 | 0.076 | KG | 21.85 | 21.85 | CP20 | CP20 | 22MM METAL ROUND ACTUATOR: SELECTOR SWITCH MOMENTARY CONTACT TYPE 3 SWITCH POSITIONS I-O-II ILLUMINATED WITH HOLDER RED !!! Phased-out product !!! SIRIUS ACT 3SU1 is successor Preferred successor type is >>3SU1052-2BM20-0AA0 + 3SU1550-0AA10-0AA0<< |  | 0 | 7
3SB3501-2EA21-0PA0 |  | 3SB3501-2EA21-0PA0 | 1 | UN | 1 | 20 | D | D | N | N | 85389099 | 1 | 4011209790445 | 0.079 | KG | 21.85 | 21.85 | CP20 | CP20 | 22MM METAL ROUND ACTUATOR: SELECTOR SWITCH MOMENTARY CONTACT TYPE 3 SWITCH POSITIONS I-O-II ILLUMINATED WITH HOLDER RED, SOLVENT-RESISTANT NOT INSCRIBABLE WITH LASER !!! Phased-out product !!! SIRIUS ACT 3SU1 is successor Preferred successor type is >>3SU1052-2BM20-0AA0 + | - | 0 | 7
3SB3501-2EA21-0PA0-Z | B01 | 3SB3501-2EA21-0PA0-ZB01 | 1 | UN | 1 | 20 | D | D | N | N | 85389099 | 1 |  | 0.079 | KG | 20.33 | 20.33 | CP20 | CP20 | Illuminated selector switch, 22 mm, round, metal, red, 3 switch positions I-O-II, actuating angle 2x50 degrees, with support for 3 elements, with holder, solvent-resistant !!! Phased-out product !!! SIRIUS ACT 3SU1 is the successor The preferred successor type is <<3SU1052-2BM20-0AA0>> | - | 0 | 7
3SB3501-2EA21-Z | B01 | 3SB3501-2EA21-ZB01 | 1 | UN | 1 | 10 | C | D | N | N | 85389099 | 1 | 4011209788121 | 76 | G | 20.33 | 20.33 | CP20 | CP20 | Illuminated selector switch, 22 mm, round, metal, red, 3 switch positions I-O-II, actuating angle 2x50 degrees, with support for 3 elements, without holder !!! Phased-out product !!! SIRIUS ACT 3SU1 is the successor The preferred successor type is <<3SU1052-2BM20-0AA0>> | - | 0 | 7
3SB3501-2EA31 |  | 3SB3501-2EA31 | 1 | UN | 1 | 10 | C | D | N | N | 85389099 | 1 | 4011209410664 | 0.076 | KG | 21.85 | 21.85 | CP20 | CP20 | 22MM METAL ROUND ACTUATOR: SELECTOR SWITCH MOMENTARY CONTACT TYPE 3 SWITCH POSITIONS I-O-II ILLUMINATED WITH HOLDER YELLOW !!! Phased-out product !!! SIRIUS ACT 3SU1 is successor Preferred successor type is >>3SU1052-2BM30-0AA0 + 3SU1550-0AA10-0AA0<< |  | 0 | 7
3SB3501-2EA31-Z | B01 | 3SB3501-2EA31-ZB01 | 1 | UN | 1 | 10 | C | D | N | N | 85389099 | 1 | 4011209788138 | 76 | G | 20.33 | 20.33 | CP20 | CP20 | Illuminated selector switch, 22 mm, round, metal, yellow, 3 switch positions I-O-II, actuating angle 2x50 degrees, with support for 3 elements, without holder !!! Phased-out product !!! SIRIUS ACT 3SU1 is the successor The preferred successor type is <<3SU1052-2BM30-0AA0>> | - | 0 | 7
3SB3501-2EA41 |  | 3SB3501-2EA41 | 1 | UN | 1 | 10 | C | D | N | N | 85389099 | 1 | 4011209410671 | 0.076 | KG | 21.85 | 21.85 | CP20 | CP20 | 22MM METAL ROUND ACTUATOR: SELECTOR SWITCH MOMENTARY CONTACT TYPE 3 SWITCH POSITIONS I-O-II ILLUMINATED WITH HOLDER GREEN !!! Phased-out product !!! SIRIUS ACT 3SU1 is successor Preferred successor type is >>3SU1052-2BM40-0AA0 + 3SU1550-0AA10-0AA0<< |  | 0 | 7
3SB3501-2EA41-0PA0 |  | 3SB3501-2EA41-0PA0 | 1 | UN | 1 | 20 | D | D | N | N | 85389099 | 1 | 4011209822498 | 0.08 | KG | 21.85 | 21.85 | CP20 | CP20 | 22MM METAL ROUND ACTUATOR: SELECTOR SWITCH MOMENTARY CONTACT TYPE 3 SWITCH POSITIONS I-O-II ILLUMINATED WITH HOLDER GREEN, SOLVENT-RESISTANT NOT INSCRIBABLE WITH LASER !!! Phased-out product !!! SIRIUS ACT 3SU1 is successor Preferred successor type is >>3SU1052-2BM40-0AA0 + | - | 0 | 7
3SB3501-2EA41-0PA0-Z | B01 | 3SB3501-2EA41-0PA0-ZB01 | 1 | UN | 1 | 10 | C | D | N | N | 85389099 | 1 |  | 0.08 | KG | 20.33 | 20.33 | CP20 | CP20 | Illuminated selector switch, 22 mm, round, metal, green, 3 switch positions I-O-II, actuating angle 2x50 degrees, with support for 3 elements, with holder, solvent-resistant !!! Phased-out product !!! SIRIUS ACT 3SU1 is the successor The preferred successor type is <<3SU1052-2BM40-0AA0>> | - | 0 | 7
3SB3501-2EA41-Z | B01 | 3SB3501-2EA41-ZB01 | 1 | UN | 1 | 10 | C | D | N | N | 85389099 | 1 | 4011209788145 | 76 | G | 20.33 | 20.33 | CP20 | CP20 | Illuminated selector switch, 22 mm, round, metal, green, 3 switch positions I-O-II, actuating angle 2x50 degrees, with support for 3 elements, without holder !!! Phased-out product !!! SIRIUS ACT 3SU1 is the successor The preferred successor type is <<3SU1052-2BM40-0AA0>> | - | 0 | 7
3SB3501-2EA51 |  | 3SB3501-2EA51 | 1 | UN | 1 | 10 | C | D | N | N | 85389099 | 1 | 4011209410688 | 0.076 | KG | 21.85 | 21.85 | CP20 | CP20 | 22MM METAL ROUND ACTUATOR: SELECTOR SWITCH MOMENTARY CONTACT TYPE 3 SWITCH POSITIONS I-O-II ILLUMINATED WITH HOLDER BLUE !!! Phased-out product !!! SIRIUS ACT 3SU1 is successor Preferred successor type is >>3SU1052-2BM50-0AA0 + 3SU1550-0AA10-0AA0<< |  | 0 | 7
3SB3501-2EA51-0PA0 |  | 3SB3501-2EA51-0PA0 | 1 | UN | 1 | 20 | D | D | N | N | 85389099 | 1 | 4011209800090 | 0.079 | KG | 21.85 | 21.85 | CP20 | CP20 | 22MM METAL ROUND ACTUATOR: SELECTOR SWITCH MOMENTARY CONTACT TYPE 3 SWITCH POSITIONS I-O-II ILLUMINATED WITH HOLDER BLUE, SOLVENT-RESISTANT NOT INSCRIBABLE WITH LASER !!! Phased-out product !!! SIRIUS ACT 3SU1 is successor Preferred successor type is >>3SU1052-2BM50-0AA0 + | - | 0 | 7
3SB3501-2EA51-0PA0-Z | B01 | 3SB3501-2EA51-0PA0-ZB01 | 1 | UN | 1 | 10 | C | D | N | N | 85389099 | 1 |  | 0.079 | KG | 20.33 | 20.33 | CP20 | CP20 | Illuminated selector switch, 22 mm, round, metal, blue, 3 switch positions I-O-II, actuating angle 2x50 degrees, with support for 3 elements, with holder, solvent-resistant !!! Phased-out product !!! SIRIUS ACT 3SU1 is the successor The preferred successor type is <<3SU1052-2BM50-0AA0>> | - | 0 | 7
3SB3501-2EA51-Z | B01 | 3SB3501-2EA51-ZB01 | 1 | UN | 1 | 10 | C | D | N | N | 85389099 | 1 | 4011209788152 | 76 | G | 20.33 | 20.33 | CP20 | CP20 | Illuminated selector switch, 22 mm, round, metal, blue, 3 switch positions I-O-II, actuating angle 2x50 degrees, with support for 3 elements, without holder !!! Phased-out product !!! SIRIUS ACT 3SU1 is the successor The preferred successor type is <<3SU1052-2BM50-0AA0>> | - | 0 | 7
3SB3501-2EA71 |  | 3SB3501-2EA71 | 1 | UN | 1 | 10 | C | D | N | N | 85389099 | 1 | 4011209410695 | 0.076 | KG | 21.85 | 21.85 | CP20 | CP20 | 22MM METAL ROUND ACTUATOR: SELECTOR SWITCH MOMENTARY CONTACT TYPE 3 SWITCH POSITIONS I-O-II ILLUMINATED WITH HOLDER CLEAR !!! Phased-out product !!! SIRIUS ACT 3SU1 is successor Preferred successor type is >>3SU1052-2BM60-0AA0 + 3SU1550-0AA10-0AA0<< |  | 0 | 7
3SB3501-2EA71-0PA0 |  | 3SB3501-2EA71-0PA0 | 1 | UN | 1 | 10 | C | D | N | N | 85389099 | 1 | 4011209673625 | 0.076 | KG | 21.85 | 21.85 | CP20 | CP20 | 22MM METAL ROUND ACTUATOR: SELECTOR SWITCH MOMENTARY CONTACT TYPE 3 SWITCH POSITIONS I-O-II ILLUMINATED WITH HOLDER CLEAR, SOLVENT-RESISTANT NOT INSCRIBABLE WITH LASER !!! Phased-out product !!! SIRIUS ACT 3SU1 is successor Preferred successor type is >>3SU1052-2BM60-0AA0 + | - | 0 | 7
3SB3501-2EA71-0PA0-Z | B01 | 3SB3501-2EA71-0PA0-ZB01 | 1 | UN | 1 | 30 | D | D | N | N | 85389099 | 1 |  | 0.076 | KG | 20.33 | 20.33 | CP20 | CP20 | Illuminated selector switch, 22 mm, round, metal, clear, 3 switch positions I-O-II, actuating angle 2x50 degrees, with support for 3 elements, with holder, solvent-resistant !!! Phased-out product !!! SIRIUS ACT 3SU1 is the successor The preferred successor type is <<3SU1052-2BM60-0AA0>> | - | 0 | 7
3SB3501-2EA71-Z | B01 | 3SB3501-2EA71-ZB01 | 1 | UN | 1 | 10 | C | D | N | N | 85389099 | 1 | 4011209788169 | 76 | G | 20.33 | 20.33 | CP20 | CP20 | Illuminated selector switch, 22 mm, round, metal, clear, 3 switch positions I-O-II, actuating angle 2x50 degrees, with support for 3 elements, without holder !!! Phased-out product !!! SIRIUS ACT 3SU1 is the successor The preferred successor type is <<3SU1052-2BM60-0AA0>> | - | 0 | 7
3SB3501-2FA01 |  | 3SB3501-2FA01 | 1 | UN | 1 | 20 | D | D | N | N | 85389099 | 1 | 4011209443082 | 0.076 | KG | 21.85 | 21.85 | CP20 | CP20 | 22MM METAL ROUND ACTUATOR: SELECTOR SWITCH LEFT LATCH.,RI.MOMEN.CONT.TYPE 3 SWITCH POSITIONS I-O-II ILLUMINATED WITH HOLDER AMBER !!! Phased-out product !!! SIRIUS ACT 3SU1 is successor | - | 0 | 7
3SB3501-2FA01-Z | B01 | 3SB3501-2FA01-ZB01 | 1 | UN | 1 | 40 | X | D | N | N | 85389099 | 1 |  | 0.076 | KG | 20.33 | 20.33 | CP20 | CP20 | Illuminated selector switch, 22 mm, round, metal, amber, 3 switch positions I-O-II, right momentary contact type, actuating angle 2x50 degrees, with support for 3 elements, without holder !!! Phased-out product !!! SIRIUS ACT 3SU1 is the successor | - | 0 | 7
3SB3501-2FA21 |  | 3SB3501-2FA21 | 1 | UN | 1 | 20 | D | D | N | N | 85389099 | 1 | 4011209410800 | 0.076 | KG | 21.85 | 21.85 | CP20 | CP20 | 22MM METAL ROUND ACTUATOR: SELECTOR SWITCH LEFT LATCH.,RI.MOMEN.CONT.TYPE 3 SWITCH POSITIONS I-O-II ILLUMINATED WITH HOLDER RED !!! Phased-out product !!! SIRIUS ACT 3SU1 is successor Preferred successor type is >>3SU1052-2BN20-0AA0 + 3SU1550-0AA10-0AA0<< | - | 0 | 7
3SB3501-2FA21-Z | B01 | 3SB3501-2FA21-ZB01 | 1 | UN | 1 | 30 | D | D | N | N | 85389099 | 1 | 4011209788237 | 76 | G | 20.33 | 20.33 | CP20 | CP20 | Illuminated selector switch, 22 mm, round, metal, red, 3 switch positions I-O-II, right momentary contact type, actuating angle 2x50 degrees, with support for 3 elements, without holder !!! Phased-out product !!! SIRIUS ACT 3SU1 is the successor The preferred successor type is <<3SU1052-2BN20-0AA0>> | - | 0 | 7
3SB3501-2FA31 |  | 3SB3501-2FA31 | 1 | UN | 1 | 20 | D | D | N | N | 85389099 | 1 | 4011209410817 | 0.076 | KG | 21.85 | 21.85 | CP20 | CP20 | 22MM METAL ROUND ACTUATOR: SELECTOR SWITCH LEFT LATCH.,RI.MOMEN.CONT.TYPE 3 SWITCH POSITIONS I-O-II ILLUMINATED WITH HOLDER YELLOW !!! Phased-out product !!! SIRIUS ACT 3SU1 is successor | - | 0 | 7
3SB3501-2FA31-Z | B01 | 3SB3501-2FA31-ZB01 | 1 | UN | 1 | 30 | D | D | N | N | 85389099 | 1 | 4011209788244 | 76 | G | 20.33 | 20.33 | CP20 | CP20 | Illuminated selector switch, 22 mm, round, metal, yellow, 3 switch positions I-O-II, right momentary contact type, actuating angle 2x50 degrees, with support for 3 elements, without holder !!! Phased-out product !!! SIRIUS ACT 3SU1 is the successor | - | 0 | 7
3SB3501-2FA41 |  | 3SB3501-2FA41 | 1 | UN | 1 | 10 | C | D | N | N | 85389099 | 1 | 4011209410824 | 0.076 | KG | 21.85 | 21.85 | CP20 | CP20 | 22MM METAL ROUND ACTUATOR: SELECTOR SWITCH LEFT LATCH.,RI.MOMEN.CONT.TYPE 3 SWITCH POSITIONS I-O-II ILLUMINATED WITH HOLDER GREEN !!! Phased-out product !!! SIRIUS ACT 3SU1 is successor Preferred successor type is >>3SU1052-2BN40-0AA0 + 3SU1550-0AA10-0AA0<< | - | 0 | 7
3SB3501-2FA41-Z | B01 | 3SB3501-2FA41-ZB01 | 1 | UN | 1 | 20 | D | D | N | N | 85389099 | 1 | 4011209788251 | 76 | G | 20.33 | 20.33 | CP20 | CP20 | Illuminated selector switch, 22 mm, round, metal, green, 3 switch positions I-O-II, right momentary contact type, actuating angle 2x50 degrees, with support for 3 elements, without holder !!! Phased-out product !!! SIRIUS ACT 3SU1 is the successor The preferred successor type is <<3SU1052-2BN40-0AA0>> | - | 0 | 7
3SB3501-2FA51 |  | 3SB3501-2FA51 | 1 | UN | 1 | 20 | D | D | N | N | 85389099 | 1 | 4011209410831 | 0.076 | KG | 21.85 | 21.85 | CP20 | CP20 | 22MM METAL ROUND ACTUATOR: SELECTOR SWITCH LEFT LATCH.,RI.MOMEN.CONT.TYPE 3 SWITCH POSITIONS I-O-II ILLUMINATED WITH HOLDER BLUE !!! Phased-out product !!! SIRIUS ACT 3SU1 is successor | - | 0 | 7
3SB3501-2FA51-Z | B01 | 3SB3501-2FA51-ZB01 | 1 | UN | 1 | 30 | D | D | N | N | 85389099 | 1 | 4011209788268 | 76 | G | 20.33 | 20.33 | CP20 | CP20 | Illuminated selector switch, 22 mm, round, metal, blue, 3 switch positions I-O-II, right momentary contact type, actuating angle 2x50 degrees, with support for 3 elements, without holder !!! Phased-out product !!! SIRIUS ACT 3SU1 is the successor | - | 0 | 7
3SB3501-2FA71 |  | 3SB3501-2FA71 | 1 | UN | 1 | 10 | C | D | N | N | 85389099 | 1 | 4011209410848 | 0.076 | KG | 21.85 | 21.85 | CP20 | CP20 | 22MM METAL ROUND ACTUATOR: SELECTOR SWITCH LEFT LATCH.,RI.MOMEN.CONT.TYPE 3 SWITCH POSITIONS I-O-II ILLUMINATED WITH HOLDER CLEAR !!! Phased-out product !!! SIRIUS ACT 3SU1 is successor | - | 0 | 7
3SB3501-2FA71-0PA0 |  | 3SB3501-2FA71-0PA0 | 1 | UN | 1 | 10 | C | D | N | N | 85389099 | 1 | 4011209841666 | 0.076 | KG | 21.85 | 21.85 | CP20 | CP20 | 22MM METAL ROUND ACTUATOR: SELECTOR SWITCH LEFT LATCH.,RI.MOMEN.CONT.TYPE 3 SWITCH POSITIONS I-O-II ILLUMINATED WITH HOLDER CLEAR !!! Phased-out product !!! SIRIUS ACT 3SU1 is successor | - | 0 | 7
3SB3501-2FA71-Z | B01 | 3SB3501-2FA71-ZB01 | 1 | UN | 1 | 10 | C | D | N | N | 85389099 | 1 | 4011209788275 | 76 | G | 20.33 | 20.33 | CP20 | CP20 | Illuminated selector switch, 22 mm, round, metal, clear, 3 switch positions I-O-II, right momentary contact type, actuating angle 2x50 degrees, with support for 3 elements, without holder !!! Phased-out product !!! SIRIUS ACT 3SU1 is the successor | - | 0 | 7
3SB3501-2GA01 |  | 3SB3501-2GA01 | 1 | UN | 1 | 20 | D | D | N | N | 85389099 | 1 | 4011209443075 | 0.076 | KG | 21.95 | 21.95 | CP20 | CP20 | 22MM METAL ROUND ACTUATOR: SELECTOR SWITCH RIGHT LATCH.,LE.MOMEN.CONT.TYPE 3 SWITCH POSITIONS I-O-II ILLUMINATED WITH HOLDER AMBER !!! Phased-out product !!! SIRIUS ACT 3SU1 is successor | - | 0 | 7
3SB3501-2GA01-Z | B01 | 3SB3501-2GA01-ZB01 | 1 | UN | 1 | 40 | X | D | N | N | 85389099 | 1 |  | 0.076 | KG | 20.43 | 20.43 | CP20 | CP20 | Illuminated selector switch, 22 mm, round, metal, amber, 3 switch positions I-O-II, right latching, actuating angle 2x50 degrees, with support for 3 elements, without holder !!! Phased-out product !!! SIRIUS ACT 3SU1 is the successor | - | 0 | 7
3SB3501-2GA21 |  | 3SB3501-2GA21 | 1 | UN | 1 | 20 | D | D | N | N | 85389099 | 1 | 4011209410756 | 0.076 | KG | 21.95 | 21.95 | CP20 | CP20 | Illuminated selector switch, 22 mm, round, metal, red, selector switch, short, 3 switch positions I-O-II, momentary contact on the left, latching on the right, Actuating angle 2x50 degrees, with holder for 3 elements, with holder !!! Phased-out product !!! Successor is SIRIUS ACT 3SU1 Preferred successor type is >>3SU1052-2BP20-0AA0 + 3SU15000AA100AA0 << | - | 0 | 7
3SB3501-2GA21-Z | B01 | 3SB3501-2GA21-ZB01 | 1 | UN | 1 | 30 | D | D | N | N | 85389099 | 1 | 4011209788183 | 76 | G | 20.43 | 20.43 | CP20 | CP20 | Illuminated selector switch, 22 mm, round, Metal, Red, 3 switch positions I-O-II, Latching on the right, Actuating angle 2x50 degrees, With holder for 3 elements, without holder !!! Phased-out product !!! Successor is SIRIUS ACT 3SU1 Preferred successor type is >>3SU1052-2BP20-0AA0 + 3SU15000AA100AA0 << | - | 0 | 7
3SB3501-2GA31 |  | 3SB3501-2GA31 | 1 | UN | 1 | 20 | D | D | N | N | 85389099 | 1 | 4011209410763 | 0.076 | KG | 21.95 | 21.95 | CP20 | CP20 | 22MM METAL ROUND ACTUATOR: SELECTOR SWITCH RIGHT LATCH.,LE.MOMEN.CONT.TYPE 3 SWITCH POSITIONS I-O-II ILLUMINATED WITH HOLDER YELLOW !!! Phased-out product !!! SIRIUS ACT 3SU1 is successor | - | 0 | 7
3SB3501-2GA31-Z | B01 | 3SB3501-2GA31-ZB01 | 1 | UN | 1 | 30 | D | D | N | N | 85389099 | 1 | 4011209788190 | 76 | G | 20.43 | 20.43 | CP20 | CP20 | Illuminated selector switch, 22 mm, round, metal, yellow, 3 switch positions I-O-II, right latching, actuating angle 2x50 degrees, with support for 3 elements, without holder !!! Phased-out product !!! SIRIUS ACT 3SU1 is the successor | - | 0 | 7
3SB3501-2GA41 |  | 3SB3501-2GA41 | 1 | UN | 1 | 10 | C | D | N | N | 85389099 | 1 | 4011209410770 | 0.076 | KG | 21.95 | 21.95 | CP20 | CP20 | 22MM METAL ROUND ACTUATOR: SELECTOR SWITCH RIGHT LATCH.,LE.MOMEN.CONT.TYPE 3 SWITCH POSITIONS I-O-II ILLUMINATED WITH HOLDER GREEN !!! Phased-out product !!! SIRIUS ACT 3SU1 is successor | - | 0 | 7
3SB3501-2GA41-Z | B01 | 3SB3501-2GA41-ZB01 | 1 | UN | 1 | 20 | D | D | N | N | 85389099 | 1 | 4011209788206 | 76 | G | 20.43 | 20.43 | CP20 | CP20 | Illuminated selector switch, 22 mm, round, metal, green, 3 switch positions I-O-II, right latching, actuating angle 2x50 degrees, with support for 3 elements, without holder !!! Phased-out product !!! SIRIUS ACT 3SU1 is the successor | - | 0 | 7
3SB3501-2GA51 |  | 3SB3501-2GA51 | 1 | UN | 1 | 20 | D | D | N | N | 85389099 | 1 | 4011209410787 | 0.076 | KG | 21.95 | 21.95 | CP20 | CP20 | 22MM METAL ROUND ACTUATOR: SELECTOR SWITCH RIGHT LATCH.,LE.MOMEN.CONT.TYPE 3 SWITCH POSITIONS I-O-II ILLUMINATED WITH HOLDER BLUE !!! Phased-out product !!! SIRIUS ACT 3SU1 is successor | - | 0 | 7
3SB3501-2GA51-Z | B01 | 3SB3501-2GA51-ZB01 | 1 | UN | 1 | 30 | D | D | N | N | 85389099 | 1 | 4011209788213 | 76 | G | 20.43 | 20.43 | CP20 | CP20 | Illuminated selector switch, 22 mm, round, metal, blue, 3 switch positions I-O-II, right latching, actuating angle 2x50 degrees, with support for 3 elements, without holder !!! Phased-out product !!! SIRIUS ACT 3SU1 is the successor | - | 0 | 7
3SB3501-2GA71 |  | 3SB3501-2GA71 | 1 | UN | 1 | 20 | D | D | N | N | 85389099 | 1 | 4011209410794 | 0.076 | KG | 21.95 | 21.95 | CP20 | CP20 | 22MM METAL ROUND ACTUATOR: SELECTOR SWITCH RIGHT LATCH.,LE.MOMEN.CONT.TYPE 3 SWITCH POSITIONS I-O-II ILLUMINATED WITH HOLDER CLEAR !!! Phased-out product !!! SIRIUS ACT 3SU1 is successor Preferred successor type is >>3SU1052-2CP60-0AA0 + 3SU1550-0AA10-0AA0<< | - | 0 | 7
3SB3501-2GA71-0PA0 |  | 3SB3501-2GA71-0PA0 | 1 | UN | 1 | 20 | D | D | N | N | 85389099 | 1 | 4011209690868 | 0.076 | KG | 21.95 | 21.95 | CP20 | CP20 | 22MM METAL ROUND ACTUATOR: SELECTOR SWITCH RIGHT LATCH.,LE.MOMEN.CONT.TYPE 3 SWITCH POSITIONS I-O-II ILLUMINATED WITH HOLDER CLEAR, SOLVENT-RESISTANT NOT INSCRIBABLE WITH LASER !!! Phased-out product !!! SIRIUS ACT 3SU1 is successor | - | 0 | 7
3SB3501-2GA71-0PA0-Z | B01 | 3SB3501-2GA71-0PA0-ZB01 | 1 | UN | 1 | 40 | X | D | N | N | 85389099 | 1 |  | 0.076 | KG | 20.43 | 20.43 | CP20 | CP20 | Illuminated selector switch, 22 mm, round, metal, clear, 3 switch positions I-O-II, right latching, actuating angle 2x50 degrees, with support for 3 elements, with holder, solvent-resistant !!! Phased-out product !!! SIRIUS ACT 3SU1 is the successor | - | 0 | 7
3SB3501-2GA71-Z | B01 | 3SB3501-2GA71-ZB01 | 1 | UN | 1 | 20 | D | D | N | N | 85389099 | 1 | 4011209788220 | 76 | G | 20.43 | 20.43 | CP20 | CP20 | Illuminated selector switch, 22 mm, round, metal, clear, 3 switch positions I-O-II, right latching, actuating angle 2x50 degrees, with support for 3 elements, without holder !!! Phased-out product !!! SIRIUS ACT 3SU1 is the successor The preferred successor type is <<3SU1052-2CP60-0AA0>> | - | 0 | 7
3SB3501-2HA01 |  | 3SB3501-2HA01 | 1 | UN | 1 | 20 | D | D | N | N | 85389099 | 1 | 4011209553590 | 76 | G | 21.85 | 21.85 | CP20 | CP20 | 22MM METAL ROUND ACTUATOR: SELECTOR SWITCH LATCHING 2 SWITCH POSITIONS O-I ILLUMINATED WITH HOLDER AMBER !!! Phased-out product !!! SIRIUS ACT 3SU1 is successor Preferred successor type is >>3SU1052-2BF00-0AA0 + 3SU1550-0AA10-0AA0<< | - | 0 | 7
3SB3501-2HA01-Z | B01 | 3SB3501-2HA01-ZB01 | 1 | UN | 1 | 20 | D | D | N | N | 85389099 | 1 |  | 76 | G | 20.33 | 20.33 | CP20 | CP20 | Illuminated selector switch, 22 mm, round, metal, amber, 2 switch positions O-I, actuating angle 90 degrees, 10/14 hundred hours with support for 3 elements, without holder !!! Phased-out product !!! SIRIUS ACT 3SU1 is the successor The preferred successor type is <<3SU1052-2BF00-0AA0>> | - | 0 | 7
3SB3501-2HA21 |  | 3SB3501-2HA21 | 1 | UN | 1 | 20 | D | D | N | N | 85389099 | 1 | 4011209553545 | 76 | G | 21.85 | 21.85 | CP20 | CP20 | 22MM METAL ROUND ACTUATOR: SELECTOR SWITCH LATCHING 2 SWITCH POSITIONS O-I ILLUMINATED WITH HOLDER RED !!! Phased-out product !!! SIRIUS ACT 3SU1 is successor Preferred successor type is >>3SU1052-2BF20-0AA0 + 3SU1550-0AA10-0AA0<< | - | 0 | 7
3SB3501-2HA21-Z | B01 | 3SB3501-2HA21-ZB01 | 1 | UN | 1 | 20 | D | D | N | N | 85389099 | 1 |  | 76 | G | 20.33 | 20.33 | CP20 | CP20 | Illuminated selector switch, 22 mm, round, metal, red, 2 switch positions O-I, actuating angle 90 degrees, 10/14 hundred hours with support for 3 elements, without holder !!! Phased-out product !!! SIRIUS ACT 3SU1 is the successor The preferred successor type is <<3SU1052-2BF20-0AA0>> | - | 0 | 7
3SB3501-2HA31 |  | 3SB3501-2HA31 | 1 | UN | 1 | 20 | D | D | N | N | 85389099 | 1 | 4011209553552 | 76 | G | 21.85 | 21.85 | CP20 | CP20 | 22MM METAL ROUND ACTUATOR: SELECTOR SWITCH LATCHING 2 SWITCH POSITIONS O-I ILLUMINATED WITH HOLDER YELLOW !!! Phased-out product !!! SIRIUS ACT 3SU1 is successor Preferred successor type is >>3SU1052-2BF00-0AA0 + 3SU1550-0AA10-0AA0<< | - | 0 | 7
3SB3501-2HA31-Z | B01 | 3SB3501-2HA31-ZB01 | 1 | UN | 1 | 20 | D | D | N | N | 85389099 | 1 |  | 76 | G | 20.33 | 20.33 | CP20 | CP20 | Illuminated selector switch, 22 mm, round, metal, yellow, 2 switch positions O-I, actuating angle 90 degrees, 10/14 hundred hours with support for 3 elements, without holder !!! Phased-out product !!! SIRIUS ACT 3SU1 is the successor The preferred successor type is <<3SU1052-2BF00-0AA0>> | - | 0 | 7
3SB3501-2HA41 |  | 3SB3501-2HA41 | 1 | UN | 1 | 20 | D | D | N | N | 85389099 | 1 | 4011209553569 | 76 | G | 21.85 | 21.85 | CP20 | CP20 | 22MM METAL ROUND ACTUATOR: SELECTOR SWITCH LATCHING 2 SWITCH POSITIONS O-I ILLUMINATED WITH HOLDER GREEN !!! Phased-out product !!! SIRIUS ACT 3SU1 is successor Preferred successor type is >>3SU1052-2BF40-0AA0 + 3SU1550-0AA10-0AA0<< | - | 0 | 7
3SB3501-2HA41-Z | B01 | 3SB3501-2HA41-ZB01 | 1 | UN | 1 | 20 | D | D | N | N | 85389099 | 1 |  | 76 | G | 20.33 | 20.33 | CP20 | CP20 | Illuminated selector switch, 22 mm, round, metal, green, 2 switch positions O-I, actuating angle 90 degrees, 10/14 hundred hours with support for 3 elements, without holder !!! Phased-out product !!! SIRIUS ACT 3SU1 is the successor The preferred successor type is <<3SU1052-2BF40-0AA0>> | - | 0 | 7
3SB3501-2HA51 |  | 3SB3501-2HA51 | 1 | UN | 1 | 20 | D | D | N | N | 85389099 | 1 | 4011209553576 | 76 | G | 21.85 | 21.85 | CP20 | CP20 | 22MM METAL ROUND ACTUATOR: SELECTOR SWITCH LATCHING 2 SWITCH POSITIONS O-I ILLUMINATED WITH HOLDER BLUE !!! Phased-out product !!! SIRIUS ACT 3SU1 is successor Preferred successor type is >>3SU1052-2BF60-0AA0 + 3SU1550-0AA10-0AA0<< | - | 0 | 7
3SB3501-2HA51-Z | B01 | 3SB3501-2HA51-ZB01 | 1 | UN | 1 | 20 | D | D | N | N | 85389099 | 1 |  | 76 | G | 20.33 | 20.33 | CP20 | CP20 | Illuminated selector switch, 22 mm, round, metal, blue, 2 switch positions O-I, actuating angle 90 degrees, 10/14 hundred hours with support for 3 elements, without holder !!! Phased-out product !!! SIRIUS ACT 3SU1 is the successor The preferred successor type is <<3SU1052-2BF60-0AA0>> | - | 0 | 7
3SB3501-2HA71 |  | 3SB3501-2HA71 | 1 | UN | 1 | 10 | C | D | N | N | 85389099 | 1 | 4011209553583 | 0.076 | KG | 21.85 | 21.85 | CP20 | CP20 | 22MM METAL ROUND ACTUATOR: SELECTOR SWITCH LATCHING 2 SWITCH POSITIONS O-I ILLUMINATED WITH HOLDER CLEAR !!! Phased-out product !!! SIRIUS ACT 3SU1 is successor Preferred successor type is >>3SU1052-2BF60-0AA0 + 3SU1550-0AA10-0AA0<< | - | 0 | 7
3SB3501-2HA71-Z | B01 | 3SB3501-2HA71-ZB01 | 1 | UN | 1 | 10 | C | D | N | N | 85389099 | 1 |  | 0.077 | KG | 20.33 | 20.33 | CP20 | CP20 | Illuminated selector switch, 22 mm, round, metal, clear, 2 switch positions O-I, actuating angle 90 degrees, 10/14 hundred hours with support for 3 elements, without holder !!! Phased-out product !!! SIRIUS ACT 3SU1 is the successor The preferred successor type is <<3SU1052-2BF60-0AA0>> | - | 0 | 7
3SB3501-2KA01 |  | 3SB3501-2KA01 | 1 | UN | 1 | 20 | D | D | N | N | 85389099 | 1 | 4011209443020 | 0.076 | KG | 21.85 | 21.85 | CP20 | CP20 | 22MM METAL ROUND ACTUATOR: SELECTOR SWITCH LATCHING 2 SWITCH POSITIONS O-I ILLUMINATED WITH HOLDER AMBER !!! Phased-out product !!! SIRIUS ACT 3SU1 is successor Preferred successor type is >>3SU1052-2BF00-0AA0 + 3SU1550-0AA10-0AA0<< | - | 0 | 7
3SB3501-2KA01-Z | B01 | 3SB3501-2KA01-ZB01 | 1 | UN | 1 | 40 | X | D | N | N | 85389099 | 1 |  | 0.076 | KG | 20.33 | 20.33 | CP20 | CP20 | Illuminated selector switch, 22 mm, round, metal, amber, 2 switch positions O-I, actuating angle 50 degrees, 11/13 hundred hours, with support for 3 elements, without holder !!! Phased-out product !!! SIRIUS ACT 3SU1 is the successor The preferred successor type is <<3SU1052-2BF00-0AA0>> | - | 0 | 7
3SB3501-2KA21 |  | 3SB3501-2KA21 | 1 | UN | 1 | 10 | C | D | N | N | 85389099 | 1 | 4011209410459 | 0.076 | KG | 21.85 | 21.85 | CP20 | CP20 | 22MM METAL ROUND ACTUATOR: SELECTOR SWITCH LATCHING 2 SWITCH POSITIONS O-I ILLUMINATED WITH HOLDER RED !!! Phased-out product !!! SIRIUS ACT 3SU1 is successor Preferred successor type is >>3SU1052-2BF20-0AA0 + 3SU1550-0AA10-0AA0<< |  | 0 | 7
3SB3501-2KA21-0PA0 |  | 3SB3501-2KA21-0PA0 | 1 | UN | 1 | 20 | D | D | N | N | 85389099 | 1 | 4011209680289 | 76 | G | 21.85 | 21.85 | CP20 | CP20 | 22MM METAL ROUND ACTUATOR: SELECTOR SWITCH LATCHING 2 SWITCH POSITIONS O-I ILLUMINATED WITH HOLDER RED, SOLVENT-RESISTANT NOT INSCRIBABLE WITH LASER !!! Phased-out product !!! SIRIUS ACT 3SU1 is successor Preferred successor type is >>3SU1052-2BF20-0AA0 + | - | 0 | 7
3SB3501-2KA21-0PA0-Z | B01 | 3SB3501-2KA21-0PA0-ZB01 | 1 | UN | 1 | 40 | X | D | N | N | 85389099 | 1 |  | 76 | G | 20.33 | 20.33 | CP20 | CP20 | Illuminated selector switch, 22 mm, round, metal, red, 2 switch positions O-I, actuating angle 50 degrees, 11/13 hundred hours, with support for 3 elements, with holder, solvent-resistant !!! Phased-out product !!! SIRIUS ACT 3SU1 is the successor The preferred successor type is <<3SU1052-2BF20-0AA0>> | - | 0 | 7
3SB3501-2KA21-Z | B01 | 3SB3501-2KA21-ZB01 | 1 | UN | 1 | 10 | C | D | N | N | 85389099 | 1 | 4011209787995 | 76 | G | 20.33 | 20.33 | CP20 | CP20 | Illuminated selector switch, 22 mm, round, metal, red, 2 switch positions O-I, actuating angle 50 degrees, 11/13 hundred hours, with support for 3 elements, without holder !!! Phased-out product !!! SIRIUS ACT 3SU1 is the successor The preferred successor type is <<3SU1052-2BF20-0AA0>> | - | 0 | 7
3SB3501-2KA31 |  | 3SB3501-2KA31 | 1 | UN | 1 | 10 | C | D | N | N | 85389099 | 1 | 4011209410466 | 0.076 | KG | 21.85 | 21.85 | CP20 | CP20 | 22MM METAL ROUND ACTUATOR: SELECTOR SWITCH LATCHING 2 SWITCH POSITIONS O-I ILLUMINATED WITH HOLDER YELLOW !!! Phased-out product !!! SIRIUS ACT 3SU1 is successor Preferred successor type is >>3SU1052-2BF60-0AA0 + 3SU1550-0AA10-0AA0<< |  | 0 | 7
3SB3501-2KA31-Z | B01 | 3SB3501-2KA31-ZB01 | 1 | UN | 1 | 20 | D | D | N | N | 85389099 | 1 | 4011209788008 | 76 | G | 20.33 | 20.33 | CP20 | CP20 | Illuminated selector switch, 22 mm, round, metal, yellow, 2 switch positions O-I, actuating angle 50 degrees, 11/13 hundred hours, with support for 3 elements, without holder !!! Phased-out product !!! SIRIUS ACT 3SU1 is the successor The preferred successor type is <<3SU1052-2BF60-0AA0>> | - | 0 | 7
3SB3501-2KA41 |  | 3SB3501-2KA41 | 1 | UN | 1 | 10 | C | D | N | N | 85389099 | 1 | 4011209410473 | 0.076 | KG | 21.85 | 21.85 | CP20 | CP20 | 22MM METAL ROUND ACTUATOR: SELECTOR SWITCH LATCHING 2 SWITCH POSITIONS O-I ILLUMINATED WITH HOLDER GREEN !!! Phased-out product !!! SIRIUS ACT 3SU1 is successor Preferred successor type is >>3SU1052-2BF40-0AA0 + 3SU1550-0AA10-0AA0<< |  | 0 | 7
3SB3501-2KA41-0PA0 |  | 3SB3501-2KA41-0PA0 | 1 | UN | 1 | 20 | D | D | N | N | 85389099 | 1 | 4011209761599 | 0.082 | KG | 21.85 | 21.85 | CP20 | CP20 | 22MM METAL ROUND ACTUATOR: SELECTOR SWITCH LATCHING 2 SWITCH POSITIONS O-I ILLUMINATED WITH HOLDER GREEN, SOLVENT-RESISTANT NOT INSCRIBABLE WITH LASER !!! Phased-out product !!! SIRIUS ACT 3SU1 is successor Preferred successor type is >>3SU1052-2BF40-0AA0 + | - | 0 | 7
3SB3501-2KA41-0PA0-Z | B01 | 3SB3501-2KA41-0PA0-ZB01 | 1 | UN | 1 | 30 | D | D | N | N | 85389099 | 1 |  | 0.082 | KG | 20.33 | 20.33 | CP20 | CP20 | Illuminated selector switch, 22 mm, round, metal, green, 2 switch positions O-I, actuating angle 50 degrees, 11/13 hundred hours, with support for 3 elements, with holder, solvent-resistant !!! Phased-out product !!! SIRIUS ACT 3SU1 is the successor The preferred successor type is <<3SU1052-2BF40-0AA0>> | - | 0 | 7
3SB3501-2KA41-Z | B01 | 3SB3501-2KA41-ZB01 | 1 | UN | 1 | 10 | C | D | N | N | 85389099 | 1 | 4011209788015 | 76 | G | 20.33 | 20.33 | CP20 | CP20 | Illuminated selector switch, 22 mm, round, metal, green, 2 switch positions O-I, actuating angle 50 degrees, 11/13 hundred hours, with support for 3 elements, without holder !!! Phased-out product !!! SIRIUS ACT 3SU1 is the successor The preferred successor type is <<3SU1052-2BF40-0AA0>> | - | 0 | 7
3SB3501-2KA51 |  | 3SB3501-2KA51 | 1 | UN | 1 | 10 | C | D | N | N | 85389099 | 1 | 4011209410596 | 0.076 | KG | 21.85 | 21.85 | CP20 | CP20 | 22MM METAL ROUND ACTUATOR: SELECTOR SWITCH LATCHING 2 SWITCH POSITIONS O-I ILLUMINATED WITH HOLDER BLUE !!! Phased-out product !!! SIRIUS ACT 3SU1 is successor Preferred successor type is >>3SU1052-2BF60-0AA0 + 3SU1550-0AA10-0AA0<< |  | 0 | 7
3SB3501-2KA51-0PA0 |  | 3SB3501-2KA51-0PA0 | 1 | UN | 1 | 20 | D | D | N | N | 85389099 | 1 | 4011209719958 | 76 | KG | 21.85 | 21.85 | CP20 | CP20 | 22MM METAL ROUND ACTUATOR: SELECTOR SWITCH LATCHING 2 SWITCH POSITIONS O-I ILLUMINATED WITH HOLDER BLUE, SOLVENT-RESISTANT NOT INSCRIBABLE WITH LASER !!! Phased-out product !!! SIRIUS ACT 3SU1 is successor Preferred successor type is >>3SU1052-2BF60-0AA0 + | - | 0 | 7
3SB3501-2KA51-0PA0-Z | B01 | 3SB3501-2KA51-0PA0-ZB01 | 1 | UN | 1 | 40 | X | D | N | N | 85389099 | 1 |  | 76 | KG | 20.33 | 20.33 | CP20 | CP20 | Illuminated selector switch, 22 mm, round, metal, blue, 2 switch positions O-I, actuating angle 50 degrees, 11/13 hundred hours, with support for 3 elements, with holder, solvent-resistant !!! Phased-out product !!! SIRIUS ACT 3SU1 is the successor The preferred successor type is <<3SU1052-2BF60-0AA0>> | - | 0 | 7
3SB3501-2KA51-Z | B01 | 3SB3501-2KA51-ZB01 | 1 | UN | 1 | 10 | C | D | N | N | 85389099 | 1 | 4011209788022 | 76 | G | 20.33 | 20.33 | CP20 | CP20 | Illuminated selector switch, 22 mm, round, metal, blue, 2 switch positions O-I, actuating angle 50 degrees, 11/13 hundred hours, with support for 3 elements, without holder !!! Phased-out product !!! SIRIUS ACT 3SU1 is the successor The preferred successor type is <<3SU1052-2BF60-0AA0>> | - | 0 | 7
3SB3501-2KA71 |  | 3SB3501-2KA71 | 1 | UN | 1 | 10 | C | D | N | N | 85389099 | 1 | 4011209410480 | 0.076 | KG | 21.85 | 21.85 | CP20 | CP20 | 22MM METAL ROUND ACTUATOR: SELECTOR SWITCH LATCHING 2 SWITCH POSITIONS O-I ILLUMINATED WITH HOLDER CLEAR !!! Phased-out product !!! SIRIUS ACT 3SU1 is successor Preferred successor type is >>3SU1052-2BF60-0AA0 + 3SU1550-0AA10-0AA0<< |  | 0 | 7
3SB3501-2KA71-0PA0 |  | 3SB3501-2KA71-0PA0 | 1 | UN | 1 | 10 | C | D | N | N | 85389099 | 1 | 4011209673618 | 76 | G | 21.85 | 21.85 | CP20 | CP20 | 22MM METAL ROUND ACTUATOR: SELECTOR SWITCH LATCHING 2 SWITCH POSITIONS O-I ILLUMINATED WITH HOLDER CLEAR, SOLVENT-RESISTANT NOT INSCRIBABLE WITH LASER !!! Phased-out product !!! SIRIUS ACT 3SU1 is successor Preferred successor type is >>3SU1052-2BF60-0AA0 + | - | 0 | 7
3SB3501-2KA71-0PA0-Z | B01 | 3SB3501-2KA71-0PA0-ZB01 | 1 | UN | 1 | 20 | D | D | N | N | 85389099 | 1 |  | 76 | G | 20.33 | 20.33 | CP20 | CP20 | Illuminated selector switch, 22 mm, round, metal, clear, 2 switch positions O-I, actuating angle 50 degrees, 11/13 hundred hours, with support for 3 elements, with holder, solvent-resistant !!! Phased-out product !!! SIRIUS ACT 3SU1 is the successor The preferred successor type is <<3SU1052-2BF60-0AA0>> | - | 0 | 7
3SB3501-2KA71-Z | B01 | 3SB3501-2KA71-ZB01 | 1 | UN | 1 | 10 | C | D | N | N | 85389099 | 1 | 4011209788039 | 76 | G | 20.33 | 20.33 | CP20 | CP20 | Illuminated selector switch, 22 mm, round, metal, clear, 2 switch positions O-I, actuating angle 50 degrees, 11/13 hundred hours, with support for 3 elements, without holder !!! Phased-out product !!! SIRIUS ACT 3SU1 is the successor The preferred successor type is <<3SU1052-2BF60-0AA0>> | - | 0 | 7
3SB3501-2LA01 |  | 3SB3501-2LA01 | 1 | UN | 1 | 20 | D | D | N | N | 85389099 | 1 | 4011209443037 | 0.076 | KG | 21.85 | 21.85 | CP20 | CP20 | 22MM METAL ROUND ACTUATOR: SELECTOR SWITCH MOMENTARY CONTACT TYPE 2 SWITCH POSITIONS O-I ILLUMINATED WITH HOLDER AMBER !!! Phased-out product !!! SIRIUS ACT 3SU1 is successor Preferred successor type is >>3SU1052-2BC20-0AA0 + 3SU1550-0AA10-0AA0<< | - | 0 | 7
3SB3501-2LA01-Z | B01 | 3SB3501-2LA01-ZB01 | 1 | UN | 1 | 40 | X | D | N | N | 85389099 | 1 |  | 0.076 | KG | 20.33 | 20.33 | CP20 | CP20 | Illuminated selector switch, 22 mm, round, metal, amber, 2 switch positions O-I, actuating angle 50 degrees, 11/13 hundred hours, with support for 3 elements, without holder !!! Phased-out product !!! SIRIUS ACT 3SU1 is the successor The preferred successor type is <<3SU1052-2BC20-0AA0>> | - | 0 | 7
3SB3501-2LA21 |  | 3SB3501-2LA21 | 1 | UN | 1 | 10 | C | D | N | N | 85389099 | 1 | 4011209410497 | 0.076 | KG | 21.85 | 21.85 | CP20 | CP20 | 22MM METAL ROUND ACTUATOR: SELECTOR SWITCH MOMENTARY CONTACT TYPE 2 SWITCH POSITIONS O-I ILLUMINATED WITH HOLDER RED !!! Phased-out product !!! SIRIUS ACT 3SU1 is successor Preferred successor type is >>3SU1052-2BC20-0AA0 + 3SU1550-0AA10-0AA0<< |  | 0 | 7
3SB3501-2LA21-0PA0 |  | 3SB3501-2LA21-0PA0 | 1 | UN | 1 | 20 | D | D | N | N | 85389099 | 1 | 4011209779730 | 0.08 | KG | 21.85 | 21.85 | CP20 | CP20 | 22MM METAL ROUND ACTUATOR: SELECTOR SWITCH MOMENTARY CONTACT TYPE 2 SWITCH POSITIONS O-I ILLUMINATED WITH HOLDER RED, SOLVENT-RESISTANT NOT INSCRIBABLE WITH LASER !!! Phased-out product !!! SIRIUS ACT 3SU1 is successor Preferred successor type is >>3SU1052-2BC20-0AA0 + | - | 0 | 7
3SB3501-2LA21-0PA0-Z | B01 | 3SB3501-2LA21-0PA0-ZB01 | 1 | UN | 1 | 40 | X | D | N | N | 85389099 | 1 |  | 0.08 | KG | 20.33 | 20.33 | CP20 | CP20 | Illuminated selector switch, 22 mm, round, metal, red, 2 switch positions O-I, actuating angle 50 degrees, 11/13 hundred hours, with support for 3 elements, with holder, solvent-resistant !!! Phased-out product !!! SIRIUS ACT 3SU1 is the successor The preferred successor type is <<3SU1052-2BC20-0AA0>> | - | 0 | 7
3SB3501-2LA21-Z | B01 | 3SB3501-2LA21-ZB01 | 1 | UN | 1 | 20 | D | D | N | N | 85389099 | 1 |  | 0.08 | KG | 20.33 | 20.33 | CP20 | CP20 | Illuminated selector switch, 22 mm, round, metal, red, 2 switch positions O-I, actuating angle 50 degrees, 11/13 hundred hours, with support for 3 elements, without holder !!! Phased-out product !!! SIRIUS ACT 3SU1 is the successor The preferred successor type is <<3SU1052-2BC20-0AA0>> | - | 0 | 7
3SB3501-2LA31 |  | 3SB3501-2LA31 | 1 | UN | 1 | 10 | C | D | N | N | 85389099 | 1 | 4011209410503 | 0.076 | KG | 21.85 | 21.85 | CP20 | CP20 | 22MM METAL ROUND ACTUATOR: SELECTOR SWITCH MOMENTARY CONTACT TYPE 2 SWITCH POSITIONS O-I ILLUMINATED WITH HOLDER YELLOW !!! Phased-out product !!! SIRIUS ACT 3SU1 is successor Preferred successor type is >>3SU1052-2BC30-0AA0 + 3SU1550-0AA10-0AA0<< |  | 0 | 7
3SB3501-2LA31-Z | B01 | 3SB3501-2LA31-ZB01 | 1 | UN | 1 | 20 | D | D | N | N | 85389099 | 1 | 4011209788046 | 76 | G | 20.33 | 20.33 | CP20 | CP20 | Illuminated selector switch, 22 mm, round, metal, yellow, 2 switch positions O-I, actuating angle 50 degrees, 11/13 hundred hours, with support for 3 elements, without holder !!! Phased-out product !!! SIRIUS ACT 3SU1 is the successor The preferred successor type is <<3SU1052-2BC30-0AA0>> | - | 0 | 7
3SB3501-2LA41 |  | 3SB3501-2LA41 | 1 | UN | 1 | 10 | C | D | N | N | 85389099 | 1 | 4011209410510 | 0.076 | KG | 21.85 | 21.85 | CP20 | CP20 | 22MM METAL ROUND ACTUATOR: SELECTOR SWITCH MOMENTARY CONTACT TYPE 2 SWITCH POSITIONS O-I ILLUMINATED WITH HOLDER GREEN !!! Phased-out product !!! SIRIUS ACT 3SU1 is successor Preferred successor type is >>3SU1052-2BC40-0AA0 + 3SU1550-0AA10-0AA0<< |  | 0 | 7
3SB3501-2LA41-0PA0 |  | 3SB3501-2LA41-0PA0 | 1 | UN | 1 | 20 | D | D | N | N | 85389099 | 1 | 4011209680296 | 76 | G | 21.85 | 21.85 | CP20 | CP20 | 22MM METAL ROUND ACTUATOR: SELECTOR SWITCH MOMENTARY CONTACT TYPE 2 SWITCH POSITIONS O-I ILLUMINATED WITH HOLDER GREEN, SOLVENT-RESISTANT NOT INSCRIBABLE WITH LASER !!! Phased-out product !!! SIRIUS ACT 3SU1 is successor Preferred successor type is >>3SU1052-2BC40-0AA0 + | - | 0 | 7
3SB3501-2LA41-0PA0-Z | B01 | 3SB3501-2LA41-0PA0-ZB01 | 1 | UN | 1 | 40 | X | D | N | N | 85389099 | 1 |  | 76 | G | 20.33 | 20.33 | CP20 | CP20 | Illuminated selector switch, 22 mm, round, metal, green, 2 switch positions O-I, actuating angle 50 degrees, 11/13 hundred hours, with support for 3 elements, with holder, solvent-resistant !!! Phased-out product !!! SIRIUS ACT 3SU1 is the successor The preferred successor type is <<3SU1052-2BC40-0AA0>> | - | 0 | 7
3SB3501-2LA41-Z | B01 | 3SB3501-2LA41-ZB01 | 1 | UN | 1 | 10 | C | D | N | N | 85389099 | 1 | 4011209788053 | 76 | G | 20.33 | 20.33 | CP20 | CP20 | Illuminated selector switch, 22 mm, round, metal, green, 2 switch positions O-I, actuating angle 50 degrees, 11/13 hundred hours, with support for 3 elements, without holder !!! Phased-out product !!! SIRIUS ACT 3SU1 is the successor The preferred successor type is <<3SU1052-2BC40-0AA0>> | - | 0 | 7
3SB3501-2LA51 |  | 3SB3501-2LA51 | 1 | UN | 1 | 10 | C | D | N | N | 85389099 | 1 | 4011209410527 | 0.076 | KG | 21.85 | 21.85 | CP20 | CP20 | 22MM METAL ROUND ACTUATOR: SELECTOR SWITCH MOMENTARY CONTACT TYPE 2 SWITCH POSITIONS O-I ILLUMINATED WITH HOLDER BLUE !!! Phased-out product !!! SIRIUS ACT 3SU1 is successor Preferred successor type is >>3SU1052-2BC50-0AA0 + 3SU1550-0AA10-0AA0<< |  | 0 | 7
3SB3501-2LA51-0PA0 |  | 3SB3501-2LA51-0PA0 | 1 | UN | 1 | 20 | D | D | N | N | 85389099 | 1 | 4011209779747 | 0.077 | KG | 21.85 | 21.85 | CP20 | CP20 | 22MM METAL ROUND ACTUATOR: SELECTOR SWITCH MOMENTARY CONTACT TYPE 2 SWITCH POSITIONS O-I ILLUMINATED WITH HOLDER BLUE, SOLVENT-RESISTANT NOT INSCRIBABLE WITH LASER !!! Phased-out product !!! SIRIUS ACT 3SU1 is successor Preferred successor type is >>3SU1052-2BC50-0AA0 + | - | 0 | 7
3SB3501-2LA51-0PA0-Z | B01 | 3SB3501-2LA51-0PA0-ZB01 | 1 | UN | 1 | 40 | X | D | N | N | 85389099 | 1 |  | 0.077 | KG | 20.33 | 20.33 | CP20 | CP20 | Illuminated selector switch, 22 mm, round, metal, blue, 2 switch positions O-I, actuating angle 50 degrees, 11/13 hundred hours, with support for 3 elements, with holder, solvent-resistant !!! Phased-out product !!! SIRIUS ACT 3SU1 is the successor The preferred successor type is <<3SU1052-2BC50-0AA0>> | - | 0 | 7
3SB3501-2LA51-Z | B01 | 3SB3501-2LA51-ZB01 | 1 | UN | 1 | 10 | C | D | N | N | 85389099 | 1 | 4011209788060 | 76 | G | 20.33 | 20.33 | CP20 | CP20 | Illuminated selector switch, 22 mm, round, metal, blue, 2 switch positions O-I, actuating angle 50 degrees, 11/13 hundred hours, with support for 3 elements, without holder !!! Phased-out product !!! SIRIUS ACT 3SU1 is the successor The preferred successor type is <<3SU1052-2BC50-0AA0>> | - | 0 | 7
3SB3501-2LA71 |  | 3SB3501-2LA71 | 1 | UN | 1 | 10 | C | D | N | N | 85389099 | 1 | 4011209410534 | 0.076 | KG | 21.85 | 21.85 | CP20 | CP20 | 22MM METAL ROUND ACTUATOR: SELECTOR SWITCH MOMENTARY CONTACT TYPE 2 SWITCH POSITIONS O-I ILLUMINATED WITH HOLDER CLEAR !!! Phased-out product !!! SIRIUS ACT 3SU1 is successor Preferred successor type is >>3SU1052-2BC60-0AA0 + 3SU1550-0AA10-0AA0<< |  | 0 | 7
3SB3501-2LA71-0PA0 |  | 3SB3501-2LA71-0PA0 | 1 | UN | 1 | 10 | C | D | N | N | 85389099 | 1 | 4011209766921 | 0.078 | KG | 21.85 | 21.85 | CP20 | CP20 | 22MM METAL ROUND ACTUATOR: SELECTOR SWITCH MOMENTARY CONTACT TYPE 2 SWITCH POSITIONS O-I ILLUMINATED WITH HOLDER CLEAR, SOLVENT-RESISTANT NOT INSCRIBABLE WITH LASER !!! Phased-out product !!! SIRIUS ACT 3SU1 is successor Preferred successor type is >>3SU1052-2BC60-0AA0 + | - | 0 | 7
3SB3501-2LA71-0PA0-Z | B01 | 3SB3501-2LA71-0PA0-ZB01 | 1 | UN | 1 | 10 | C | D | N | N | 85389099 | 1 |  | 0.078 | KG | 20.33 | 20.33 | CP20 | CP20 | Illuminated selector switch, 22 mm, round, metal, clear, 2 switch positions O-I, actuating angle 50 degrees, 11/13 hundred hours, with support for 3 elements, with holder, solvent-resistant !!! Phased-out product !!! SIRIUS ACT 3SU1 is the successor The preferred successor type is <<3SU1052-2BC60-0AA0>> | - | 0 | 7
3SB3501-2LA71-Z | B01 | 3SB3501-2LA71-ZB01 | 1 | UN | 1 | 10 | C | D | N | N | 85389099 | 1 | 4011209788077 | 76 | G | 20.33 | 20.33 | CP20 | CP20 | Illuminated selector switch, 22 mm, round, metal, clear, 2 switch positions O-I, actuating angle 50 degrees, 11/13 hundred hours, with support for 3 elements, without holder !!! Phased-out product !!! SIRIUS ACT 3SU1 is the successor The preferred successor type is <<3SU1052-2BC60-0AA0>> | - | 0 | 7
3SB3501-2PA01 |  | 3SB3501-2PA01 | 1 | UN | 1 | 40 | X | D | EAR99 | N | 85389099 | 1 | 4011209439078 | 0.104 | KG | 28.6 | 28.6 | CP20 | CP20 | 22MM METAL ROUND ACTUATOR: SELECTOR SWITCH HEAVY DUTY LATCHING 2 SWITCH POSITIONS O-I ILLUMINABLE WITH HOLDER AMBER !!! Phased-out product !!! SIRIUS ACT 3SU1 is successor Preferred successor type is >>3SU1052-2BF00-0AA0 + 3SU1550-0AA10-0AA0<< | - | 0 | 7
3SB3501-2PA21 |  | 3SB3501-2PA21 | 1 | UN | 1 | 40 | X | D | EAR99H | N | 85389099 | 1 | 4011209439023 | 0.103 | KG | 30.69 | 30.69 | CP20 | CP20 | 22MM METAL ROUND ACTUATOR: SELECTOR SWITCH HEAVY DUTY LATCHING 2 SWITCH POSITIONS O-I ILLUMINABLE WITH HOLDER RED !!! Phased-out product !!! SIRIUS ACT 3SU1 is successor Preferred successor type is >>3SU1052-2BF20-0AA0 + 3SU1550-0AA10-0AA0<< | - | 0 | 7
3SB3501-2PA31 |  | 3SB3501-2PA31 | 1 | UN | 1 | 40 | X | D | EAR99H | N | 85389099 | 1 | 4011209439030 | 0.103 | KG | 30.69 | 30.69 | CP20 | CP20 | 22MM METAL ROUND ACTUATOR: SELECTOR SWITCH HEAVY DUTY LATCHING 2 SWITCH POSITIONS O-I ILLUMINABLE WITH HOLDER YELLOW !!! Phased-out product !!! SIRIUS ACT 3SU1 is successor Preferred successor type is >>3SU1052-2BF00-0AA0 + 3SU1550-0AA10-0AA0<< | - | 0 | 7
3SB3501-2PA41 |  | 3SB3501-2PA41 | 1 | UN | 1 | 40 | X | D | EAR99H | N | 85389099 | 1 | 4011209439047 | 0.103 | KG | 30.69 | 30.69 | CP20 | CP20 | 22MM METAL ROUND ACTUATOR: SELECTOR SWITCH HEAVY DUTY LATCHING 2 SWITCH POSITIONS O-I ILLUMINABLE WITH HOLDER GREEN !!! Phased-out product !!! SIRIUS ACT 3SU1 is successor Preferred successor type is >>3SU1052-2BF40-0AA0 + 3SU1550-0AA10-0AA0<< | - | 0 | 7
3SB3501-2PA51 |  | 3SB3501-2PA51 | 1 | UN | 1 | 40 | X | D | EAR99H | N | 85389099 | 1 | 4011209439054 | 0.105 | KG | 30.69 | 30.69 | CP20 | CP20 | 22MM METAL ROUND ACTUATOR: SELECTOR SWITCH HEAVY DUTY LATCHING 2 SWITCH POSITIONS O-I ILLUMINABLE WITH HOLDER BLUE !!! Phased-out product !!! SIRIUS ACT 3SU1 is successor Preferred successor type is >>3SU1052-2BF60-0AA0 + 3SU1550-0AA10-0AA0<< | - | 0 | 7
3SB3501-2PA71 |  | 3SB3501-2PA71 | 1 | UN | 1 | 40 | X | D | EAR99H | N | 85389099 | 1 | 4011209439061 | 0.109 | KG | 30.69 | 30.69 | CP20 | CP20 | 22MM METAL ROUND ACTUATOR: SELECTOR SWITCH HEAVY DUTY LATCHING 2 SWITCH POSITIONS O-I ILLUMINABLE WITH HOLDER CLEAR !!! Phased-out product !!! SIRIUS ACT 3SU1 is successor Preferred successor type is >>3SU1052-2BF60-0AA0 + 3SU1550-0AA10-0AA0<< | - | 0 | 7
3SB3501-2QA01 |  | 3SB3501-2QA01 | 1 | UN | 1 | 40 | X | D | EAR99 | N | 85389099 | 1 | 4011209439085 | 0.104 | KG | 30.69 | 30.69 | CP20 | CP20 | 22MM METAL ROUND ACTUATOR: SELECTOR SWITCH HEAVY DUTY LATCHING 2 SWITCH POSITIONS O-I ILLUMINABLE WITH HOLDER AMBER !!! Phased-out product !!! SIRIUS ACT 3SU1 is successor Preferred successor type is >>3SU1052-2BF00-0AA0 + 3SU1550-0AA10-0AA0<< | - | 0 | 7
3SB3501-2QA21 |  | 3SB3501-2QA21 | 1 | UN | 1 | 40 | X | D | EAR99 | N | 85389099 | 1 | 4011209439092 | 0.101 | KG | 30.69 | 30.69 | CP20 | CP20 | 22MM METAL ROUND ACTUATOR: SELECTOR SWITCH HEAVY DUTY MOMENTARY CONTACT TYPE 2 SWITCH POSITIONS O-I ILLUMINABLE WITH HOLDER RED !!! Phased-out product !!! SIRIUS ACT 3SU1 is successor Preferred successor type is >>3SU1052-2BC20-0AA0 + 3SU1550-0AA10-0AA0<< | - | 0 | 7
3SB3501-2QA31 |  | 3SB3501-2QA31 | 1 | UN | 1 | 40 | X | D | EAR99 | N | 85389099 | 1 | 4011209439108 | 0.103 | KG | 30.69 | 30.69 | CP20 | CP20 | 22MM METAL ROUND ACTUATOR: SELECTOR SWITCH HEAVY DUTY MOMENTARY CONTACT TYPE 2 SWITCH POSITIONS O-I ILLUMINABLE WITH HOLDER YELLOW !!! Phased-out product !!! SIRIUS ACT 3SU1 is successor Preferred successor type is >>3SU1052-2BC30-0AA0 + 3SU1550-0AA10-0AA0<< | - | 0 | 7
3SB3501-2QA41 |  | 3SB3501-2QA41 | 1 | UN | 1 | 40 | X | D | EAR99 | N | 85389099 | 1 | 4011209439115 | 0.102 | KG | 30.69 | 30.69 | CP20 | CP20 | 22MM METAL ROUND ACTUATOR: SELECTOR SWITCH HEAVY DUTY MOMENTARY CONTACT TYPE 2 SWITCH POSITIONS O-I ILLUMINABLE WITH HOLDER GREEN !!! Phased-out product !!! SIRIUS ACT 3SU1 is successor Preferred successor type is >>3SU1052-2BC40-0AA0 + 3SU1550-0AA10-0AA0<< | - | 0 | 7
3SB3501-2QA51 |  | 3SB3501-2QA51 | 1 | UN | 1 | 40 | X | D | EAR99 | N | 85389099 | 1 | 4011209439122 | 0.105 | KG | 30.69 | 30.69 | CP20 | CP20 | 22MM METAL ROUND ACTUATOR: SELECTOR SWITCH HEAVY DUTY MOMENTARY CONTACT TYPE 2 SWITCH POSITIONS O-I ILLUMINABLE WITH HOLDER BLUE !!! Phased-out product !!! SIRIUS ACT 3SU1 is successor Preferred successor type is >>3SU1052-2BC50-0AA0 + 3SU1550-0AA10-0AA0<< | - | 0 | 7
3SB3501-2QA71 |  | 3SB3501-2QA71 | 1 | UN | 1 | 40 | X | D | EAR99 | N | 85389099 | 1 | 4011209439139 | 0.103 | KG | 30.69 | 30.69 | CP20 | CP20 | 22MM METAL ROUND ACTUATOR: SELECTOR SWITCH HEAVY DUTY MOMENTARY CONTACT TYPE 2 SWITCH POSITIONS O-I ILLUMINABLE WITH HOLDER CLEAR !!! Phased-out product !!! SIRIUS ACT 3SU1 is successor Preferred successor type is >>3SU1052-2BC60-0AA0 + 3SU1550-0AA10-0AA0<< | - | 0 | 7
3SB3501-2SA01 |  | 3SB3501-2SA01 | 1 | UN | 1 | 40 | X | D | EAR99 | N | 85389099 | 1 | 4011209439153 | 0.105 | KG | 30.69 | 30.69 | CP20 | CP20 | 22MM METAL ROUND ACTUATOR: SELECTOR SWITCH HEAVY DUTY LATCHING 3 SWITCH POSITIONS I-O-II ILLUMINABLE WITH HOLDER AMBER !!! Phased-out product !!! SIRIUS ACT 3SU1 is successor Preferred successor type is >>3SU1052-2BL30-0AA0 + 3SU1550-0AA10-0AA0<< | - | 0 | 7
3SB3501-2SA21 |  | 3SB3501-2SA21 | 1 | UN | 1 | 40 | X | D | EAR99 | N | 85389099 | 1 | 4011209439160 | 0.102 | KG | 30.69 | 30.69 | CP20 | CP20 | 22MM METAL ROUND ACTUATOR: SELECTOR SWITCH HEAVY DUTY LATCHING 3 SWITCH POSITIONS I-O-II ILLUMINABLE WITH HOLDER RED !!! Phased-out product !!! SIRIUS ACT 3SU1 is successor Preferred successor type is >>3SU1052-2BL20-0AA0 + 3SU1550-0AA10-0AA0<< | - | 0 | 7
3SB3501-2SA31 |  | 3SB3501-2SA31 | 1 | UN | 1 | 40 | X | D | EAR99 | N | 85389099 | 1 | 4011209439177 | 0.105 | KG | 30.69 | 30.69 | CP20 | CP20 | 22MM METAL ROUND ACTUATOR: SELECTOR SWITCH HEAVY DUTY LATCHING 3 SWITCH POSITIONS I-O-II ILLUMINABLE WITH HOLDER YELLOW !!! Phased-out product !!! SIRIUS ACT 3SU1 is successor Preferred successor type is >>3SU1052-2BL30-0AA0 + 3SU1550-0AA10-0AA0<< | - | 0 | 7
3SB3501-2SA41 |  | 3SB3501-2SA41 | 1 | UN | 1 | 40 | X | D | EAR99H | N | 85389099 | 1 | 4011209439184 | 0.105 | KG | 30.69 | 30.69 | CP20 | CP20 | 22MM METAL ROUND ACTUATOR: SELECTOR SWITCH HEAVY DUTY LATCHING 3 SWITCH POSITIONS I-O-II ILLUMINABLE WITH HOLDER GREEN !!! Phased-out product !!! SIRIUS ACT 3SU1 is successor Preferred successor type is >>3SU1052-2BL40-0AA0 + 3SU1550-0AA10-0AA0<< | - | 0 | 7
3SB3501-2SA51 |  | 3SB3501-2SA51 | 1 | UN | 1 | 40 | X | D | EAR99 | N | 85389099 | 1 | 4011209439191 | 0.103 | KG | 30.69 | 30.69 | CP20 | CP20 | 22MM METAL ROUND ACTUATOR: SELECTOR SWITCH HEAVY DUTY LATCHING 3 SWITCH POSITIONS I-O-II ILLUMINABLE WITH HOLDER BLUE !!! Phased-out product !!! SIRIUS ACT 3SU1 is successor Preferred successor type is >>3SU1052-2BL60-0AA0 + 3SU1550-0AA10-0AA0<< | - | 0 | 7
3SB3501-2SA71 |  | 3SB3501-2SA71 | 1 | UN | 1 | 40 | X | D | EAR99H | N | 85389099 | 1 | 4011209439146 | 0.105 | KG | 30.69 | 30.69 | CP20 | CP20 | 22MM METAL ROUND ACTUATOR: SELECTOR SWITCH HEAVY DUTY LATCHING 3 SWITCH POSITIONS I-O-II ILLUMINABLE WITH HOLDER CLEAR !!! Phased-out product !!! SIRIUS ACT 3SU1 is successor Preferred successor type is >>3SU1052-2BL60-0AA0 + 3SU1550-0AA10-0AA0<< | - | 0 | 7
3SB3501-2TA01 |  | 3SB3501-2TA01 | 1 | UN | 1 | 40 | X | D | EAR99H | N | 85389099 | 1 | 4011209439207 | 0.106 | KG | 30.69 | 30.69 | CP20 | CP20 | 22MM METAL ROUND ACTUATOR: SELECTOR SWITCH HEAVY DUTY MOMENTARY CONTACT TYPE 3 SWITCH POSITIONS I-O-II ILLUMINABLE WITH HOLDER AMBER !!! Phased-out product !!! SIRIUS ACT 3SU1 is successor Preferred successor type is >>3SU1052-2BM00-0AA0 + 3SU1550-0AA10-0AA0<< | - | 0 | 7
3SB3501-2TA21 |  | 3SB3501-2TA21 | 1 | UN | 1 | 40 | X | D | EAR99 | N | 85389099 | 1 | 4011209439214 | 0.103 | KG | 30.69 | 30.69 | CP20 | CP20 | 22MM METAL ROUND ACTUATOR: SELECTOR SWITCH HEAVY DUTY MOMENTARY CONTACT TYPE 3 SWITCH POSITIONS I-O-II ILLUMINABLE WITH HOLDER RED !!! Phased-out product !!! SIRIUS ACT 3SU1 is successor Preferred successor type is >>3SU1052-2BM20-0AA0 + 3SU1550-0AA10-0AA0<< | - | 0 | 7
3SB3501-2TA31 |  | 3SB3501-2TA31 | 1 | UN | 1 | 40 | X | D | EAR99 | N | 85389099 | 1 | 4011209439221 | 0.106 | KG | 30.69 | 30.69 | CP20 | CP20 | 22MM METAL ROUND ACTUATOR: SELECTOR SWITCH HEAVY DUTY MOMENTARY CONTACT TYPE 3 SWITCH POSITIONS I-O-II ILLUMINABLE WITH HOLDER YELLOW !!! Phased-out product !!! SIRIUS ACT 3SU1 is successor Preferred successor type is >>3SU1052-2BM30-0AA0 + 3SU1550-0AA10-0AA0<< | - | 0 | 7
3SB3501-2TA41 |  | 3SB3501-2TA41 | 1 | UN | 1 | 40 | X | D | EAR99H | N | 85389099 | 1 | 4011209439238 | 0.105 | KG | 30.69 | 30.69 | CP20 | CP20 | 22MM METAL ROUND ACTUATOR: SELECTOR SWITCH HEAVY DUTY MOMENTARY CONTACT TYPE 3 SWITCH POSITIONS I-O-II ILLUMINABLE WITH HOLDER GREEN !!! Phased-out product !!! SIRIUS ACT 3SU1 is successor Preferred successor type is >>3SU1052-2BM40-0AA0 + 3SU1550-0AA10-0AA0<< | - | 0 | 7
3SB3501-2TA51 |  | 3SB3501-2TA51 | 1 | UN | 1 | 40 | X | D | EAR99 | N | 85389099 | 1 | 4011209439245 | 0.108 | KG | 30.69 | 30.69 | CP20 | CP20 | 22MM METAL ROUND ACTUATOR: SELECTOR SWITCH HEAVY DUTY MOMENTARY CONTACT TYPE 3 SWITCH POSITIONS I-O-II ILLUMINABLE WITH HOLDER BLUE !!! Phased-out product !!! SIRIUS ACT 3SU1 is successor Preferred successor type is >>3SU1052-2BM50-0AA0 + 3SU1550-0AA10-0AA0<< | - | 0 | 7
3SB3501-2TA71 |  | 3SB3501-2TA71 | 1 | UN | 1 | 40 | X | D | EAR99H | N | 85389099 | 1 | 4011209439252 | 0.106 | KG | 30.69 | 30.69 | CP20 | CP20 | 22MM METAL ROUND ACTUATOR: SELECTOR SWITCH HEAVY DUTY MOMENTARY CONTACT TYPE 3 SWITCH POSITIONS I-O-II ILLUMINABLE WITH HOLDER CLEAR !!! Phased-out product !!! SIRIUS ACT 3SU1 is successor Preferred successor type is >>3SU1052-2BM60-0AA0 + 3SU1550-0AA10-0AA0<< | - | 0 | 7
3SB3501-2UA01 |  | 3SB3501-2UA01 | 1 | UN | 1 | 40 | X | D | EAR99 | N | 85389099 | 1 | 4011209439320 | 0.104 | KG | 23.56 | 23.56 | CP20 | CP20 | 22MM METAL ROUND ACTUATOR: SELECTOR SWITCH HEAVY DUTY LEFT LATCH.,RI.MOMEN.CONT.TYPE 3 SWITCH POSITIONS I-O-II ILLUMINABLE WITH HOLDER AMBER !!! Phased-out product !!! SIRIUS ACT 3SU1 is successor | - | 0 | 7
3SB3501-2UA21 |  | 3SB3501-2UA21 | 1 | UN | 1 | 40 | X | D | EAR99 | N | 85389099 | 1 | 4011209439337 | 0.1 | KG | 23.56 | 23.56 | CP20 | CP20 | 22MM METAL ROUND ACTUATOR: SELECTOR SWITCH HEAVY DUTY LEFT LATCH.,RI.MOMEN.CONT.TYPE 3 SWITCH POSITIONS I-O-II ILLUMINABLE WITH HOLDER RED !!! Phased-out product !!! SIRIUS ACT 3SU1 is successor Preferred successor type is >>3SU1052-2BN20-0AA0 + 3SU1550-0AA10-0AA0<< | - | 0 | 7
3SB3501-2UA31 |  | 3SB3501-2UA31 | 1 | UN | 1 | 40 | X | D | EAR99 | N | 85389099 | 1 | 4011209439344 | 0.103 | KG | 23.56 | 23.56 | CP20 | CP20 | 22MM METAL ROUND ACTUATOR: SELECTOR SWITCH HEAVY DUTY LEFT LATCH.,RI.MOMEN.CONT.TYPE 3 SWITCH POSITIONS I-O-II ILLUMINABLE WITH HOLDER YELLOW !!! Phased-out product !!! SIRIUS ACT 3SU1 is successor | - | 0 | 7
3SB3501-2UA41 |  | 3SB3501-2UA41 | 1 | UN | 1 | 40 | X | D | EAR99 | N | 85389099 | 1 | 4011209439351 | 0.102 | KG | 23.56 | 23.56 | CP20 | CP20 | 22MM METAL ROUND ACTUATOR: SELECTOR SWITCH HEAVY DUTY LEFT LATCH.,RI.MOMEN.CONT.TYPE 3 SWITCH POSITIONS I-O-II ILLUMINABLE WITH HOLDER GREEN !!! Phased-out product !!! SIRIUS ACT 3SU1 is successor Preferred successor type is >>3SU1052-2BN40-0AA0 + 3SU1550-0AA10-0AA0<< | - | 0 | 7
3SB3501-2UA51 |  | 3SB3501-2UA51 | 1 | UN | 1 | 40 | X | D | EAR99 | N | 85389099 | 1 | 4011209439368 | 0.101 | KG | 23.56 | 23.56 | CP20 | CP20 | 22MM METAL ROUND ACTUATOR: SELECTOR SWITCH HEAVY DUTY LEFT LATCH.,RI.MOMEN.CONT.TYPE 3 SWITCH POSITIONS I-O-II ILLUMINABLE WITH HOLDER BLUE !!! Phased-out product !!! SIRIUS ACT 3SU1 is successor | - | 0 | 7
3SB3501-2UA71 |  | 3SB3501-2UA71 | 1 | UN | 1 | 40 | X | D | EAR99H | N | 85389099 | 1 | 4011209439375 | 0.105 | KG | 23.56 | 23.56 | CP20 | CP20 | 22MM METAL ROUND ACTUATOR: SELECTOR SWITCH HEAVY DUTY LEFT LATCH.,RI.MOMEN.CONT.TYPE 3 SWITCH POSITIONS I-O-II ILLUMINABLE WITH HOLDER CLEAR !!! Phased-out product !!! SIRIUS ACT 3SU1 is successor | - | 0 | 7
3SB3501-2VA01 |  | 3SB3501-2VA01 | 1 | UN | 1 | 40 | X | D | EAR99 | N | 85389099 | 1 | 4011209439313 | 0.108 | KG | 23.56 | 23.56 | CP20 | CP20 | 22MM METAL ROUND ACTUATOR: SELECTOR SWITCH HEAVY DUTY 3 SWITCH POSITIONS I-O-II RIGHT LATCHING, LEFT MOMENTARY CONTACT TYPE ILLUMINABLE WITH HOLDER AMBER !!! Phased-out product !!! SIRIUS ACT 3SU1 is successor | - | 0 | 7
3SB3501-2VA21 |  | 3SB3501-2VA21 | 1 | UN | 1 | 40 | X | D | EAR99 | N | 85389099 | 1 | 4011209439306 | 0.106 | KG | 23.56 | 23.56 | CP20 | CP20 | 22MM METAL ROUND ACTUATOR: SELECTOR SWITCH HEAVY DUTY RIGHT LATCH.,LE.MOMEN.CONT.TYPE 3 SWITCH POSITIONS I-O-II ILLUMINABLE WITH HOLDER RED !!! Phased-out product !!! SIRIUS ACT 3SU1 is successor | - | 0 | 7
3SB3501-2VA31 |  | 3SB3501-2VA31 | 1 | UN | 1 | 40 | X | D | EAR99 | N | 85389099 | 1 | 4011209439290 | 0.102 | KG | 23.56 | 23.56 | CP20 | CP20 | 22MM METAL ROUND ACTUATOR: SELECTOR SWITCH HEAVY DUTY RIGHT LATCH.,LE.MOMEN.CONT.TYPE 3 SWITCH POSITIONS I-O-II ILLUMINABLE WITH HOLDER YELLOW !!! Phased-out product !!! SIRIUS ACT 3SU1 is successor | - | 0 | 7
3SB3501-2VA41 |  | 3SB3501-2VA41 | 1 | UN | 1 | 40 | X | D | EAR99 | N | 85389099 | 1 | 4011209439283 | 0.108 | KG | 23.56 | 23.56 | CP20 | CP20 | 22MM METAL ROUND ACTUATOR: SELECTOR SWITCH HEAVY DUTY RIGHT LATCH.,LE.MOMEN.CONT.TYPE 3 SWITCH POSITIONS I-O-II ILLUMINABLE WITH HOLDER GREEN !!! Phased-out product !!! SIRIUS ACT 3SU1 is successor | - | 0 | 7
3SB3501-2VA51 |  | 3SB3501-2VA51 | 1 | UN | 1 | 40 | X | D | EAR99 | N | 85389099 | 1 | 4011209439276 | 0.107 | KG | 23.56 | 23.56 | CP20 | CP20 | 22MM METAL ROUND ACTUATOR: SELECTOR SWITCH HEAVY DUTY RIGHT LATCH.,LE.MOMEN.CONT.TYPE 3 SWITCH POSITIONS I-O-II ILLUMINABLE WITH HOLDER BLUE !!! Phased-out product !!! SIRIUS ACT 3SU1 is successor | - | 0 | 7
3SB3501-2VA71 |  | 3SB3501-2VA71 | 1 | UN | 1 | 40 | X | D | EAR99 | N | 85389099 | 1 | 4011209439269 | 0.108 | KG | 23.56 | 23.56 | CP20 | CP20 | 22MM METAL ROUND ACTUATOR: SELECTOR SWITCH HEAVY DUTY RIGHT LATCH.,LE.MOMEN.CONT.TYPE 3 SWITCH POSITIONS I-O-II ILLUMINABLE WITH HOLDER CLEAR !!! Phased-out product !!! SIRIUS ACT 3SU1 is successor | - | 0 | 7
3SB3501-3PA21 |  | 3SB3501-3PA21 | 1 | UN | 1 | 40 | X | D | EAR99H | N | 85389099 | 1 | 4011209526778 | 0.104 | KG | 30.69 | 30.69 | CP20 | CP20 | 22MM METAL ROUND ACTUATOR: SELECTOR SWITCH LONG HANDLE LATCHING 2 SWITCH POSITIONS O-I ILLUMINABLE WITH HOLDER RED !!! Phased-out product !!! SIRIUS ACT 3SU1 is successor Preferred successor type is >>3SU1052-2CF20-0AA0 + 3SU1550-0AA10-0AA0<< | - | 0 | 7
3SB3501-3PA31 |  | 3SB3501-3PA31 | 1 | UN | 1 | 40 | X | D | EAR99 | N | 85389099 | 1 | 4011209526761 | 0.101 | KG | 30.69 | 30.69 | CP20 | CP20 | 22MM METAL ROUND ACTUATOR: SELECTOR SWITCH LONG HANDLE LATCHING 2 SWITCH POSITIONS O-I ILLUMINABLE WITH HOLDER YELLOW !!! Phased-out product !!! SIRIUS ACT 3SU1 is successor Preferred successor type is >>3SU1052-2CF30-0AA0 + 3SU1550-0AA10-0AA0<< | - | 0 | 7
3SB3501-3PA41 |  | 3SB3501-3PA41 | 1 | UN | 1 | 40 | X | D | EAR99H | N | 85389099 | 1 | 4011209526785 | 0.108 | KG | 30.69 | 30.69 | CP20 | CP20 | 22MM METAL ROUND ACTUATOR: SELECTOR SWITCH LONG HANDLE LATCHING 2 SWITCH POSITIONS O-I ILLUMINABLE WITH HOLDER GREEN !!! Phased-out product !!! SIRIUS ACT 3SU1 is successor Preferred successor type is >>3SU1052-2CF40-0AA0 + 3SU1550-0AA10-0AA0<< | - | 0 | 7
3SB3501-3PA51 |  | 3SB3501-3PA51 | 1 | UN | 1 | 40 | X | D | EAR99 | N | 85389099 | 1 | 4011209526792 | 0.104 | KG | 30.69 | 30.69 | CP20 | CP20 | 22MM METAL ROUND ACTUATOR: SELECTOR SWITCH LONG HANDLE LATCHING 2 SWITCH POSITIONS O-I ILLUMINABLE WITH HOLDER BLUE !!! Phased-out product !!! SIRIUS ACT 3SU1 is successor Preferred successor type is >>3SU1052-2CF50-0AA0 + 3SU1550-0AA10-0AA0<< | - | 0 | 7
3SB3501-3PA71 |  | 3SB3501-3PA71 | 1 | UN | 1 | 40 | X | D | EAR99H | N | 85389099 | 1 | 4011209526808 | 0.105 | KG | 30.69 | 30.69 | CP20 | CP20 | 22MM METAL ROUND ACTUATOR: SELECTOR SWITCH LONG HANDLE LATCHING 2 SWITCH POSITIONS O-I ILLUMINABLE WITH HOLDER CLEAR !!! Phased-out product !!! SIRIUS ACT 3SU1 is successor Preferred successor type is >>3SU1052-2CF60-0AA0 + 3SU1550-0AA10-0AA0<< | - | 0 | 7
3SB3501-3QA21 |  | 3SB3501-3QA21 | 1 | UN | 1 | 40 | X | D | EAR99 | N | 85389099 | 1 | 4011209526815 | 0.102 | KG | 30.69 | 30.69 | CP20 | CP20 | 22MM METAL ROUND ACTUATOR: SELECTOR SWITCH LONG HANDLE MOMENTARY CONTACT TYPE 2 SWITCH POSITIONS O-I ILLUMINABLE WITH HOLDER RED !!! Phased-out product !!! SIRIUS ACT 3SU1 is successor Preferred successor type is >>3SU1052-2CC60-0AA0 + 3SU1550-0AA10-0AA0<< | - | 0 | 7
3SB3501-3QA31 |  | 3SB3501-3QA31 | 1 | UN | 1 | 40 | X | D | EAR99 | N | 85389099 | 1 | 4011209526822 | 0.103 | KG | 30.69 | 30.69 | CP20 | CP20 | 22MM METAL ROUND ACTUATOR: SELECTOR SWITCH LONG HANDLE MOMENTARY CONTACT TYPE 2 SWITCH POSITIONS O-I ILLUMINABLE WITH HOLDER YELLOW !!! Phased-out product !!! SIRIUS ACT 3SU1 is successor Preferred successor type is >>3SU1052-2CC30-0AA0 + 3SU1550-0AA10-0AA0<< | - | 0 | 7
3SB3501-3QA41 |  | 3SB3501-3QA41 | 1 | UN | 1 | 40 | X | D | EAR99 | N | 85389099 | 1 | 4011209526839 | 0.107 | KG | 30.69 | 30.69 | CP20 | CP20 | 22MM METAL ROUND ACTUATOR: SELECTOR SWITCH LONG HANDLE MOMENTARY CONTACT TYPE 2 SWITCH POSITIONS O-I ILLUMINABLE WITH HOLDER GREEN !!! Phased-out product !!! SIRIUS ACT 3SU1 is successor Preferred successor type is >>3SU1052-2CC40-0AA0 + 3SU1550-0AA10-0AA0<< | - | 0 | 7
3SB3501-3QA51 |  | 3SB3501-3QA51 | 1 | UN | 1 | 40 | X | D | EAR99 | N | 85389099 | 1 | 4011209526846 | 0.103 | KG | 30.69 | 30.69 | CP20 | CP20 | 22MM METAL ROUND ACTUATOR: SELECTOR SWITCH LONG HANDLE MOMENTARY CONTACT TYPE 2 SWITCH POSITIONS O-I ILLUMINABLE WITH HOLDER BLUE !!! Phased-out product !!! SIRIUS ACT 3SU1 is successor Preferred successor type is >>3SU1052-2CC50-0AA0 + 3SU1550-0AA10-0AA0<< | - | 0 | 7
3SB3501-3QA71 |  | 3SB3501-3QA71 | 1 | UN | 1 | 40 | X | D | EAR99 | N | 85389099 | 1 | 4011209526853 | 0.103 | KG | 30.69 | 30.69 | CP20 | CP20 | 22MM METAL ROUND ACTUATOR: SELECTOR SWITCH LONG HANDLE MOMENTARY CONTACT TYPE 2 SWITCH POSITIONS O-I ILLUMINABLE WITH HOLDER CLEAR !!! Phased-out product !!! SIRIUS ACT 3SU1 is successor Preferred successor type is >>3SU1052-2CC60-0AA0 + 3SU1550-0AA10-0AA0<< | - | 0 | 7
3SB3501-3SA21 |  | 3SB3501-3SA21 | 1 | UN | 1 | 40 | X | D | EAR99 | N | 85389099 | 1 | 4011209526860 | 0.103 | KG | 30.69 | 30.69 | CP20 | CP20 | 22MM METAL ROUND ACTUATOR: SELECTOR SWITCH LONG HANDLE LATCHING 3 SWITCH POSITIONS I-O-II ILLUMINABLE WITH HOLDER RED !!! Phased-out product !!! SIRIUS ACT 3SU1 is successor Preferred successor type is >>3SU1052-2CL20-0AA0 + 3SU1550-0AA10-0AA0<< | - | 0 | 7
3SB3501-3SA31 |  | 3SB3501-3SA31 | 1 | UN | 1 | 40 | X | D | EAR99 | N | 85389099 | 1 | 4011209526877 | 0.103 | KG | 30.69 | 30.69 | CP20 | CP20 | 22MM METAL ROUND ACTUATOR: SELECTOR SWITCH LONG HANDLE LATCHING 3 SWITCH POSITIONS I-O-II ILLUMINABLE WITH HOLDER YELLOW !!! Phased-out product !!! SIRIUS ACT 3SU1 is successor Preferred successor type is >>3SU1052-2CL60-0AA0 + 3SU1550-0AA10-0AA0<< | - | 0 | 7
3SB3501-3SA41 |  | 3SB3501-3SA41 | 1 | UN | 1 | 40 | X | D | EAR99H | N | 85389099 | 1 | 4011209526884 | 0.103 | KG | 30.69 | 30.69 | CP20 | CP20 | 22MM METAL ROUND ACTUATOR: SELECTOR SWITCH LONG HANDLE LATCHING 3 SWITCH POSITIONS I-O-II ILLUMINABLE WITH HOLDER GREEN !!! Phased-out product !!! SIRIUS ACT 3SU1 is successor Preferred successor type is >>3SU1052-2CL40-0AA0 + 3SU1550-0AA10-0AA0<< | - | 0 | 7
3SB3501-3SA51 |  | 3SB3501-3SA51 | 1 | UN | 1 | 40 | X | D | EAR99 | N | 85389099 | 1 | 4011209526891 | 0.103 | KG | 30.69 | 30.69 | CP20 | CP20 | 22MM METAL ROUND ACTUATOR: SELECTOR SWITCH LONG HANDLE LATCHING 3 SWITCH POSITIONS I-O-II ILLUMINABLE WITH HOLDER BLUE !!! Phased-out product !!! SIRIUS ACT 3SU1 is successor Preferred successor type is >>3SU1052-2CL60-0AA0 + 3SU1550-0AA10-0AA0<< | - | 0 | 7
3SB3501-3SA71 |  | 3SB3501-3SA71 | 1 | UN | 1 | 40 | X | D | EAR99 | N | 85389099 | 1 | 4011209526907 | 0.103 | KG | 30.69 | 30.69 | CP20 | CP20 | 22MM METAL ROUND ACTUATOR: SELECTOR SWITCH LONG HANDLE LATCHING 3 SWITCH POSITIONS I-O-II ILLUMINABLE WITH HOLDER CLEAR !!! Phased-out product !!! SIRIUS ACT 3SU1 is successor Preferred successor type is >>3SU1052-2CL60-0AA0 + 3SU1550-0AA10-0AA0<< | - | 0 | 7
3SB3501-3TA21 |  | 3SB3501-3TA21 | 1 | UN | 1 | 40 | X | D | EAR99 | N | 85389099 | 1 | 4011209526914 | 0.105 | KG | 30.69 | 30.69 | CP20 | CP20 | 22MM METAL ROUND ACTUATOR: SELECTOR SWITCH LONG HANDLE MOMENTARY CONTACT TYPE 3 SWITCH POSITIONS I-O-II ILLUMINABLE WITH HOLDER RED !!! Phased-out product !!! SIRIUS ACT 3SU1 is successor Preferred successor type is >>3SU1052-2CM20-0AA0 + 3SU1550-0AA10-0AA0<< | - | 0 | 7
3SB3501-3TA31 |  | 3SB3501-3TA31 | 1 | UN | 1 | 40 | X | D | EAR99 | N | 85389099 | 1 | 4011209526921 | 0.103 | KG | 30.69 | 30.69 | CP20 | CP20 | 22MM METAL ROUND ACTUATOR: SELECTOR SWITCH LONG HANDLE MOMENTARY CONTACT TYPE 3 SWITCH POSITIONS I-O-II ILLUMINABLE WITH HOLDER YELLOW !!! Phased-out product !!! SIRIUS ACT 3SU1 is successor Preferred successor type is >>3SU1052-2CM60-0AA0 + 3SU1550-0AA10-0AA0<< | - | 0 | 7
3SB3501-3TA41 |  | 3SB3501-3TA41 | 1 | UN | 1 | 40 | X | D | EAR99 | N | 85389099 | 1 | 4011209526938 | 0.105 | KG | 30.69 | 30.69 | CP20 | CP20 | 22MM METAL ROUND ACTUATOR: SELECTOR SWITCH LONG HANDLE MOMENTARY CONTACT TYPE 3 SWITCH POSITIONS I-O-II ILLUMINABLE WITH HOLDER GREEN !!! Phased-out product !!! SIRIUS ACT 3SU1 is successor Preferred successor type is >>3SU1052-2CM40-0AA0 + 3SU1550-0AA10-0AA0<< | - | 0 | 7
3SB3501-3TA51 |  | 3SB3501-3TA51 | 1 | UN | 1 | 40 | X | D | EAR99 | N | 85389099 | 1 | 4011209526945 | 0.102 | KG | 30.69 | 30.69 | CP20 | CP20 | 22MM METAL ROUND ACTUATOR: SELECTOR SWITCH LONG HANDLE MOMENTARY CONTACT TYPE 3 SWITCH POSITIONS I-O-II ILLUMINABLE WITH HOLDER BLUE !!! Phased-out product !!! SIRIUS ACT 3SU1 is successor Preferred successor type is >>3SU1052-2CM60-0AA0 + 3SU1550-0AA10-0AA0<< | - | 0 | 7
3SB3501-3TA71 |  | 3SB3501-3TA71 | 1 | UN | 1 | 40 | X | D | EAR99H | N | 85389099 | 1 | 4011209526952 | 0.105 | KG | 30.69 | 30.69 | CP20 | CP20 | 22MM METAL ROUND ACTUATOR: SELECTOR SWITCH LONG HANDLE MOMENTARY CONTACT TYPE 3 SWITCH POSITIONS I-O-II ILLUMINABLE WITH HOLDER CLEAR !!! Phased-out product !!! SIRIUS ACT 3SU1 is successor Preferred successor type is >>3SU1052-2CM60-0AA0 + 3SU1550-0AA10-0AA0<< | - | 0 | 7
3SB3501-6AA00 |  | 3SB3501-6AA00 | 1 | UN | 1 | 10 | C | D | N | N | 85389099 | 1 | 4011209442917 | 0.06 | KG | 9.5 | 9.5 | CP20 | CP20 | Indicator light, 22mm, round, metal, amber, smooth lens, with holder !!! Phased-out product !!! SIRIUS ACT 3SU1 is successor Preferred successor type is >>3SU1051-6AA00-0AA0 + 3SU1550-0AA10-0AA0<< !!! Phased-out product !!! SIRIUS ACT 3SU1 is successor Preferred successor type is >>3SU1051-6AA00-0AA0 + 3SU1550-0AA10-0AA0<< | - | 0 | 7
3SB3501-6AA00-Z | B01 | 3SB3501-6AA00-ZB01 | 1 | UN | 1 | 20 | D | D | N | N | 85389099 | 1 |  | 0.063 | KG | 7.98 | 7.98 | CP20 | CP20 | Indicator light, 22 mm, round, metal, amber, without holder SIRIUS ACT 3SU1 is the successor The preferred successor type is <<3SU1051-6AA00-0AA0>> | - | 0 | 7
3SB3501-6AA20 |  | 3SB3501-6AA20 | 1 | UN | 1 | 10 | C | D | N | N | 85389099 | 1 | 4011209409811 | 0.06 | KG | 9.5 | 9.5 | CP20 | CP20 | Indicator light, 22mm, round, metal, red, smooth lens, with holder !!! Phased-out product !!! SIRIUS ACT 3SU1 is successor Preferred successor type is >>3SU1051-6AA20-0AA0 + 3SU1550-0AA10-0AA0<< !!! Phased-out product !!! SIRIUS ACT 3SU1 is successor Preferred successor type is >>3SU1051-6AA20-0AA0 + 3SU1550-0AA10-0AA0<< |  | 0 | 7
3SB3501-6AA20-0PA0 |  | 3SB3501-6AA20-0PA0 | 1 | UN | 1 | 10 | C | D | N | N | 85389099 | 1 | 4011209774889 | 0.058 | KG | 10.74 | 10.74 | CP20 | CP20 | Indicator light, 22mm, round, metal, red, smooth lens, with holder, solvent-resistant !!! Phased-out product !!! SIRIUS ACT 3SU1 is successor Preferred successor type is >>3SU1051-6AA20-0AA0 + 3SU1550-0AA10-0AA0<< !!! Phased-out product !!! SIRIUS ACT 3SU1 is suc Preferred successor ty >>3SU1051-6AA20-0AA0 + 3SU1550-0AA10-0AA0<< | - | 0 | 7
3SB3501-6AA20-0PA0-Z | B01 | 3SB3501-6AA20-0PA0-ZB01 | 1 | UN | 1 | 10 | C | D | N | N | 85389099 | 1 |  | 0.058 | KG | 7.98 | 7.98 | CP20 | CP20 | Indicator light, 22 mm, round, metal, red, without holder, !!! Phased-out product !!! SIRIUS ACT 3SU1 is the successor The preferred successor type is <<3SU1051-6AA20-0AA0>> | - | 0 | 7
3SB3501-6AA20-Z | B01 | 3SB3501-6AA20-ZB01 | 1 | UN | 1 | 10 | C | D | N | N | 85389099 | 1 | 4011209787582 | 60 | G | 9.22 | 9.22 | CP20 | CP20 | Indicator light, 22 mm, round, metal, red, without holder !!! Phased-out product !!! Successor is SIRIUS ACT 3SU1 Preferred successor type is <<3SU1051-6AA20-0AA0>> | - | 0 | 7
3SB3501-6AA20-Z | X90 | 3SB3501-6AA20-ZX90 | 1 | UN | 1 | 20 | D | D | N | N | 85389099 | 50 | 4011209745964 | 60 | G | 9.5 | 9.5 | CP20 | CP20 | Indicator light, 22 mm, round, metal, red, with holder, !!! Phased-out product !!! SIRIUS ACT 3SU1 is the successor The preferred successor type is <<3SU1051-6AA20-0AA0-ZX90 + 3SU1550-0AA10-0AA0>> | - | 0 | 7
3SB3501-6AA30 |  | 3SB3501-6AA30 | 1 | UN | 1 | 10 | C | D | N | N | 85389099 | 1 | 4011209409828 | 0.06 | KG | 9.5 | 9.5 | CP20 | CP20 | Indicator light, 22mm, round, metal, yellow, smooth lens, with holder !!! Phased-out product !!! SIRIUS ACT 3SU1 is successor Preferred successor type is >>3SU1051-6AA30-0AA0 + 3SU1550-0AA10-0AA0<< !!! Phased-out product !!! SIRIUS ACT 3SU1 is successor Preferred successor type is >>3SU1051-6AA30-0AA0 + 3SU1550-0AA10-0AA0<< |  | 0 | 7
3SB3501-6AA30-0PA0 |  | 3SB3501-6AA30-0PA0 | 1 | UN | 1 | 10 | C | D | N | N | 85389099 | 1 | 4011209779679 | 0.06 | KG | 10.74 | 10.74 | CP20 | CP20 | Indicator light, 22mm, round, metal, yellow, smooth lens, with holder, solvent-resistant !!! Phased-out product !!! SIRIUS ACT 3SU1 is successor Preferred successor type is >>3SU1051-6AA30-0AA0 + 3SU1550-0AA10-0AA0<< !!! Phased-out product !!! SIRIUS ACT 3SU1 is suc Preferred successor ty >>3SU1051-6AA30-0AA0 + 3SU1550-0AA10-0AA0<< | - | 0 | 7
3SB3501-6AA30-0PA0-Z | B01 | 3SB3501-6AA30-0PA0-ZB01 | 1 | UN | 1 | 10 | C | D | N | N | 85389099 | 1 |  | 0.058 | KG | 7.98 | 7.98 | CP20 | CP20 | Indicator light, 22 mm, round, metal, yellow, with holder, !!! Phased-out product !!! SIRIUS ACT 3SU1 is the successor The preferred successor type is <<3SU1051-6AA30-0AA0>> | - | 0 | 7
3SB3501-6AA30-Z | B01 | 3SB3501-6AA30-ZB01 | 1 | UN | 1 | 10 | C | D | N | N | 85389099 | 1 | 4011209787599 | 60 | G | 9.22 | 9.22 | CP20 | CP20 | Indicator light, 22 mm, round, metal, yellow, without holder !!! Phased-out product !!! Successor is SIRIUS ACT 3SU1 Preferred successor type is <<3SU1051-6AA30-0AA0>> | - | 0 | 7
3SB3501-6AA30-Z | X90 | 3SB3501-6AA30-ZX90 | 1 | UN | 1 | 20 | D | D | N | N | 85389099 | 50 | 4011209745971 | 60 | G | 9.5 | 9.5 | CP20 | CP20 | Indicator light, 22 mm, round, metal, yellow, with holder, !!! Phased-out product !!! SIRIUS ACT 3SU1 is the successor The preferred successor type is <<3SU1051-6AA30-0AA0-ZX90 + 3SU1550-0AA10-0AA0>> | - | 0 | 7
3SB3501-6AA40 |  | 3SB3501-6AA40 | 1 | UN | 1 | 10 | C | D | N | N | 85389099 | 1 | 4011209409835 | 0.06 | KG | 9.5 | 9.5 | CP20 | CP20 | Indicator light, 22mm, round, metal, green, smooth lens, with holder !!! Phased-out product !!! SIRIUS ACT 3SU1 is successor Preferred successor type is >>3SU1051-6AA40-0AA0 + 3SU1550-0AA10-0AA0<< !!! Phased-out product !!! SIRIUS ACT 3SU1 is successor Preferred successor type is >>3SU1051-6AA40-0AA0 + 3SU1550-0AA10-0AA0<< |  | 0 | 7
3SB3501-6AA40-0PA0 |  | 3SB3501-6AA40-0PA0 | 1 | UN | 1 | 10 | C | D | N | N | 85389099 | 1 | 4011209779686 | 0.06 | KG | 10.74 | 10.74 | CP20 | CP20 | Indicator light, 22mm, round, metal, green, smooth lens, with holder, solvent-resistant !!! Phased-out product !!! SIRIUS ACT 3SU1 is successor Preferred successor type is >>3SU1051-6AA40-0AA0 + 3SU1550-0AA10-0AA0<< !!! Phased-out product !!! SIRIUS ACT 3SU1 is suc Preferred successor ty >>3SU1051-6AA40-0AA0 + 3SU1550-0AA10-0AA0<< | - | 0 | 7
3SB3501-6AA40-0PA0-Z | B01 | 3SB3501-6AA40-0PA0-ZB01 | 1 | UN | 1 | 10 | C | D | N | N | 85389099 | 1 |  | 0.058 | KG | 7.98 | 7.98 | CP20 | CP20 | Indicator light, 22 mm, round, metal, green, without holder, !!! Phased-out product !!! SIRIUS ACT 3SU1 is the successor The preferred successor type is <<3SU1051-6AA40-0AA0>> | - | 0 | 7
3SB3501-6AA40-Z | B01 | 3SB3501-6AA40-ZB01 | 1 | UN | 1 | 10 | C | D | N | N | 85389099 | 1 | 4011209787605 | 60 | G | 9.22 | 9.22 | CP20 | CP20 | Indicator light, 22 mm, round, metal, green, without holder !!! Phased-out product !!! Successor is SIRIUS ACT 3SU1 Preferred successor type is <<3SU1051-6AA40-0AA0>> | - | 0 | 7
3SB3501-6AA40-Z | X90 | 3SB3501-6AA40-ZX90 | 1 | UN | 1 | 20 | D | D | N | N | 85389099 | 50 | 4011209745988 | 60 | G | 9.5 | 9.5 | CP20 | CP20 | Indicator light, 22 mm, round, metal, green, with holder, !!! Phased-out product !!! SIRIUS ACT 3SU1 is the successor The preferred successor type is <<3SU1051-6AA40-0AA0-ZX90 + 3SU1550-0AA10-0AA0>> | - | 0 | 7
3SB3501-6AA50 |  | 3SB3501-6AA50 | 1 | UN | 1 | 10 | C | D | N | N | 85389099 | 1 | 4011209409842 | 0.06 | KG | 9.5 | 9.5 | CP20 | CP20 | Indicator light, 22mm, round, metal, blue, smooth lens, with holder !!! Phased-out product !!! SIRIUS ACT 3SU1 is successor Preferred successor type is >>3SU1051-6AA50-0AA0 + 3SU1550-0AA10-0AA0<< !!! Phased-out product !!! SIRIUS ACT 3SU1 is successor Preferred successor type is >>3SU1051-6AA50-0AA0 + 3SU1550-0AA10-0AA0<< |  | 0 | 7
3SB3501-6AA50-0PA0 |  | 3SB3501-6AA50-0PA0 | 1 | UN | 1 | 10 | C | D | N | N | 85389099 | 1 | 4011209779693 | 0.06 | KG | 10.74 | 10.74 | CP20 | CP20 | Indicator light, 22mm, round, metal, blue, smooth lens, with holder, solvent-resistant !!! Phased-out product !!! SIRIUS ACT 3SU1 is successor Preferred successor type is >>3SU1051-6AA50-0AA0 + 3SU1550-0AA10-0AA0<< !!! Phased-out product !!! SIRIUS ACT 3SU1 is suc Preferred successor ty >>3SU1051-6AA50-0AA0 + 3SU1550-0AA10-0AA0<< | - | 0 | 7
3SB3501-6AA50-0PA0-Z | B01 | 3SB3501-6AA50-0PA0-ZB01 | 1 | UN | 1 | 10 | C | D | N | N | 85389099 | 1 |  | 0.058 | KG | 7.98 | 7.98 | CP20 | CP20 | Indicator light, 22 mm, round, metal, blue, with holder, !!! Phased-out product !!! SIRIUS ACT 3SU1 is the successor The preferred successor type is <<3SU1051-6AA50-0AA0>> | - | 0 | 7
3SB3501-6AA50-Z | B01 | 3SB3501-6AA50-ZB01 | 1 | UN | 1 | 10 | C | D | N | N | 85389099 | 1 | 4011209787612 | 60 | G | 9.22 | 9.22 | CP20 | CP20 | Indicator light, 22 mm, round, metal, blue, without holder !!! Phased-out product !!! Successor is SIRIUS ACT 3SU1 Preferred successor type is <<3SU1051-6AA50-0AA0>> | - | 0 | 7
3SB3501-6AA50-Z | X90 | 3SB3501-6AA50-ZX90 | 1 | UN | 1 | 20 | D | D | N | N | 85389099 | 50 | 4011209745995 | 60 | G | 9.5 | 9.5 | CP20 | CP20 | Indicator light, 22 mm, round, metal, BLUE, with holder, !!! Phased-out product !!! SIRIUS ACT 3SU1 is the successor The preferred successor type is <<3SU1051-6AA50-0AA0-ZX90 + 3SU1550-0AA10-0AA0>> | - | 0 | 7
3SB3501-6AA60 |  | 3SB3501-6AA60 | 1 | UN | 1 | 2 | A | D | N | N | 85389099 | 1 | 4011209409859 | 0.06 | KG | 9.5 | 9.5 | CP20 | CP20 | Indicator light, 22mm, round, metal, white, smooth lens, with holder !!! Phased-out product !!! SIRIUS ACT 3SU1 is successor Preferred successor type is >>3SU1051-6AA60-0AA0 + 3SU1550-0AA10-0AA0<< !!! Phased-out product !!! SIRIUS ACT 3SU1 is successor Preferred successor type is >>3SU1051-6AA60-0AA0 + 3SU1550-0AA10-0AA0<< |  | 0 | 7
3SB3501-6AA60-0PA0 |  | 3SB3501-6AA60-0PA0 | 1 | UN | 1 | 10 | C | D | N | N | 85389099 | 1 | 4011209774872 | 0.062 | KG | 10.74 | 10.74 | CP20 | CP20 | Indicator light, 22mm, round, metal, white, smooth lens, with holder, solvent-resistant !!! Phased-out product !!! SIRIUS ACT 3SU1 is successor Preferred successor type is >>3SU1051-6AA60-0AA0 + 3SU1550-0AA10-0AA0<< !!! Phased-out product !!! SIRIUS ACT 3SU1 is suc Preferred successor ty >>3SU1051-6AA60-0AA0 + 3SU1550-0AA10-0AA0<< | - | 0 | 7
3SB3501-6AA60-0PA0-Z | B01 | 3SB3501-6AA60-0PA0-ZB01 | 1 | UN | 1 | 10 | C | D | N | N | 85389099 | 1 |  | 0.058 | KG | 7.98 | 7.98 | CP20 | CP20 | Indicator light, 22 mm, round, metal, white, without holder, !!! Phased-out product !!! SIRIUS ACT 3SU1 is the successor The preferred successor type is <<3SU1051-6AA60-0AA0>> | - | 0 | 7
3SB3501-6AA60-Z | B01 | 3SB3501-6AA60-ZB01 | 1 | UN | 1 | 10 | C | D | N | N | 85389099 | 1 | 4011209787629 | 60 | G | 9.22 | 9.22 | CP20 | CP20 | Indicator light, 22 mm, round, metal, white, without holder !!! Phased-out product !!! Successor is SIRIUS ACT 3SU1 Preferred successor type is <<3SU1051-6AA60-0AA0>> | - | 0 | 7
3SB3501-6AA60-Z | X90 | 3SB3501-6AA60-ZX90 | 1 | UN | 1 | 20 | D | D | N | N | 85389099 | 50 | 4011209746008 | 60 | G | 9.5 | 9.5 | CP20 | CP20 | Indicator light, 22 mm, round, metal, white, with holder, !!! Phased-out product !!! SIRIUS ACT 3SU1 is the successor The preferred successor type is <<3SU1051-6AA60-0AA0-ZX90 + 3SU1550-0AA10-0AA0>> | - | 0 | 7
3SB3501-6AA70 |  | 3SB3501-6AA70 | 1 | UN | 1 | 10 | C | D | N | N | 85389099 | 1 | 4011209409866 | 0.06 | KG | 9.5 | 9.5 | CP20 | CP20 | Indicator light, 22mm, round, metal, clear, smooth lens, with holder !!! Phased-out product !!! SIRIUS ACT 3SU1 is successor Preferred successor type is >>3SU1051-6AA70-0AA0 + 3SU1550-0AA10-0AA0<< !!! Phased-out product !!! SIRIUS ACT 3SU1 is successor Preferred successor type is >>3SU1051-6AA70-0AA0 + 3SU1550-0AA10-0AA0<< |  | 0 | 7
3SB3501-6AA70-0PA0 |  | 3SB3501-6AA70-0PA0 | 1 | UN | 1 | 10 | C | D | N | N | 85389099 | 1 | 4011209779709 | 0.06 | KG | 10.74 | 10.74 | CP20 | CP20 | Indicator light, 22mm, round, metal, clear, smooth lens, with holder, solvent-resistant !!! Phased-out product !!! SIRIUS ACT 3SU1 is successor Preferred successor type is >>3SU1051-6AA70-0AA0 + 3SU1550-0AA10-0AA0<< !!! Phased-out product !!! SIRIUS ACT 3SU1 is suc Preferred successor ty >>3SU1051-6AA70-0AA0 + 3SU1550-0AA10-0AA0<< | - | 0 | 7
3SB3501-6AA70-0PA0-Z | B01 | 3SB3501-6AA70-0PA0-ZB01 | 1 | UN | 1 | 10 | C | D | N | N | 85389099 | 1 |  | 0.06 | KG | 7.98 | 7.98 | CP20 | CP20 | Indicator light, 22 mm, round, metal, clear, without holder, !!! Phased-out product !!! SIRIUS ACT 3SU1 is the successor The preferred successor type is <<3SU1051-6AA70-0AA0>> | - | 0 | 7
3SB3501-6AA70-Z | B01 | 3SB3501-6AA70-ZB01 | 1 | UN | 1 | 10 | C | D | N | N | 85389099 | 1 | 4011209787636 | 60 | G | 9.22 | 9.22 | CP20 | CP20 | Indicator light, 22 mm, round, metal, clear, without holder !!! Phased-out product !!! Successor is SIRIUS ACT 3SU1 Preferred successor type is <<3SU1051-6AA70-0AA0>> | - | 0 | 7
3SB3501-6AA70-Z | X90 | 3SB3501-6AA70-ZX90 | 1 | UN | 1 | 20 | D | D | N | N | 85389099 | 50 | 4011209746015 | 60 | G | 9.5 | 9.5 | CP20 | CP20 | Indicator light, 22 mm, round, metal, clear, with holder, !!! Phased-out product !!! SIRIUS ACT 3SU1 is the successor The preferred successor type is <<3SU1051-6AA70-0AA0-ZX90 + 3SU1550-0AA10-0AA0>> | - | 0 | 7
3SB3501-6BA00 |  | 3SB3501-6BA00 | 1 | UN | 1 | 10 | C | D | N | N | 85389099 | 1 | 4011209442979 | 0.06 | KG | 9.5 | 9.5 | CP20 | CP20 | Indicator light, 22mm, round, metal, amber, lens with concentric rings with holder !!! Phased-out product !!! SIRIUS ACT 3SU1 is successor Preferred successor type is >>3SU1051-6AA00-0AA0 + 3SU1550-0AA10-0AA0<< !!! Phased-out product !!! SIRIUS ACT 3SU1 is suc Preferred successor ty >>3SU1051-6AA00-0AA0 + 3SU1550-0AA10-0AA0<< | - | 0 | 7
3SB3501-6BA00-Z | B01 | 3SB3501-6BA00-ZB01 | 1 | UN | 1 | 20 | D | D | N | N | 85389099 | 1 |  | 0.06 | KG | 7.98 | 7.98 | CP20 | CP20 | Indicator light, 22 mm, round, metal, amber, without holder SIRIUS ACT 3SU1 is the successor The preferred successor type is <<3SU1051-6AA00-0AA0>> | - | 0 | 7
3SB3501-6BA20 |  | 3SB3501-6BA20 | 1 | UN | 1 | 2 | A | D | N | N | 85389099 | 1 | 4011209442955 | 0.06 | KG | 9.5 | 9.5 | CP20 | CP20 | Indicator light, 22mm, round, metal, red, lens with concentric rings with holder !!! Phased-out product !!! SIRIUS ACT 3SU1 is successor Preferred successor type is >>3SU1051-6AA20-0AA0 + 3SU1550-0AA10-0AA0<< !!! Phased-out product !!! SIRIUS ACT 3SU1 is suc Preferred successor ty >>3SU1051-6AA20-0AA0 + 3SU1550-0AA10-0AA0<< |  | 0 | 7
3SB3501-6BA20-Z | B01 | 3SB3501-6BA20-ZB01 | 1 | UN | 1 | 10 | C | D | N | N | 85389099 | 1 | 4011209519411 | 60 | G | 7.98 | 7.98 | CP20 | CP20 | Indicator light, 22 mm, round, metal, red, without holder !!! Phased-out product !!! Successor is SIRIUS ACT 3SU1 Preferred successor type is <<3SU1051-6AA20-0AA0>> | - | 0 | 7
3SB3501-6BA20-Z | X90 | 3SB3501-6BA20-ZX90 | 1 | UN | 1 | 20 | D | D | N | N | 85389099 | 50 | 4011209746022 | 60 | G | 9.5 | 9.5 | CP20 | CP20 | Indicator light, 22 mm, round, metal, red, with holder, !!! Phased-out product !!! SIRIUS ACT 3SU1 is the successor The preferred successor type is <<3SU1051-6AA20-0AA0-ZX90 + 3SU1550-0AA10-0AA0>> | - | 0 | 7
3SB3501-6BA30 |  | 3SB3501-6BA30 | 1 | UN | 1 | 10 | C | D | N | N | 85389099 | 1 | 4011209442962 | 0.06 | KG | 9.5 | 9.5 | CP20 | CP20 | Indicator light, 22mm, round, metal, yellow, lens with concentric rings with holder !!! Phased-out product !!! SIRIUS ACT 3SU1 is successor Preferred successor type is >>3SU1051-6AA30-0AA0 + 3SU1550-0AA10-0AA0<< !!! Phased-out product !!! SIRIUS ACT 3SU1 is suc Preferred successor ty >>3SU1051-6AA30-0AA0 + 3SU1550-0AA10-0AA0<< |  | 0 | 7
3SB3501-6BA30-Z | B01 | 3SB3501-6BA30-ZB01 | 1 | UN | 1 | 10 | C | D | N | N | 85389099 | 1 | 4011209787643 | 60 | G | 7.98 | 7.98 | CP20 | CP20 | Indicator light, 22 mm, round, metal, yellow, without holder !!! Phased-out product !!! Successor is SIRIUS ACT 3SU1 Preferred successor type is <<3SU1051-6AA30-0AA0>> | - | 0 | 7
3SB3501-6BA30-Z | X90 | 3SB3501-6BA30-ZX90 | 1 | UN | 1 | 20 | D | D | N | N | 85389099 | 50 | 4011209746039 | 60 | G | 9.5 | 9.5 | CP20 | CP20 | Indicator light, 22 mm, round, metal, yellow, with holder, !!! Phased-out product !!! SIRIUS ACT 3SU1 is the successor The preferred successor type is <<3SU1051-6AA30-0AA0-ZX90 + 3SU1550-0AA10-0AA0>> | - | 0 | 7
3SB3501-6BA40 |  | 3SB3501-6BA40 | 1 | UN | 1 | 2 | A | D | N | N | 85389099 | 1 | 4011209442986 | 0.06 | KG | 9.5 | 9.5 | CP20 | CP20 | Indicator light, 22mm, round, metal, green, lens with concentric rings with holder !!! Phased-out product !!! SIRIUS ACT 3SU1 is successor Preferred successor type is >>3SU1051-6AA40-0AA0 + 3SU1550-0AA10-0AA0<< !!! Phased-out product !!! SIRIUS ACT 3SU1 is suc Preferred successor ty >>3SU1051-6AA40-0AA0 + 3SU1550-0AA10-0AA0<< |  | 0 | 7
3SB3501-6BA40-Z | B01 | 3SB3501-6BA40-ZB01 | 1 | UN | 1 | 10 | C | D | N | N | 85389099 | 1 | 4011209787650 | 60 | G | 7.98 | 7.98 | CP20 | CP20 | Indicator light, 22 mm, round, metal, green, without holder !!! Phased-out product !!! Successor is SIRIUS ACT 3SU1 Preferred successor type is <<3SU1051-6AA40-0AA0>> | - | 0 | 7
3SB3501-6BA40-Z | X90 | 3SB3501-6BA40-ZX90 | 1 | UN | 1 | 20 | D | D | N | N | 85389099 | 50 | 4011209746046 | 60 | G | 9.5 | 9.5 | CP20 | CP20 | Indicator light, 22 mm, round, metal, green, with holder, !!! Phased-out product !!! SIRIUS ACT 3SU1 is the successor The preferred successor type is <<3SU1051-6AA40-0AA0-ZX90 + 3SU1550-0AA10-0AA0>> | - | 0 | 7
3SB3501-6BA50 |  | 3SB3501-6BA50 | 1 | UN | 1 | 10 | C | D | N | N | 85389099 | 1 | 4011209442993 | 0.06 | KG | 9.5 | 9.5 | CP20 | CP20 | Indicator light, 22mm, round, metal, blue, lens with concentric rings with holder !!! Phased-out product !!! SIRIUS ACT 3SU1 is successor Preferred successor type is >>3SU1051-6AA50-0AA0 + 3SU1550-0AA10-0AA0<< !!! Phased-out product !!! SIRIUS ACT 3SU1 is suc Preferred successor ty >>3SU1051-6AA50-0AA0 + 3SU1550-0AA10-0AA0<< |  | 0 | 7
3SB3501-6BA50-Z | B01 | 3SB3501-6BA50-ZB01 | 1 | UN | 1 | 10 | C | D | N | N | 85389099 | 1 | 4011209787667 | 60 | G | 7.98 | 7.98 | CP20 | CP20 | Indicator light, 22 mm, round, metal, blue, without holder !!! Phased-out product !!! Successor is SIRIUS ACT 3SU1 Preferred successor type is <<3SU1051-6AA50-0AA0>> | - | 0 | 7
3SB3501-6BA50-Z | X90 | 3SB3501-6BA50-ZX90 | 1 | UN | 1 | 20 | D | D | N | N | 85389099 | 50 | 4011209746053 | 60 | G | 9.5 | 9.5 | CP20 | CP20 | Indicator light, 22 mm, round, metal, BLUE, with holder, !!! Phased-out product !!! SIRIUS ACT 3SU1 is the successor The preferred successor type is <<3SU1051-6AA50-0AA0-ZX90 + 3SU1550-0AA10-0AA0>> | - | 0 | 7
3SB3501-6BA60 |  | 3SB3501-6BA60 | 1 | UN | 1 | 10 | C | D | N | N | 85389099 | 1 | 4011209443006 | 0.06 | KG | 9.5 | 9.5 | CP20 | CP20 | Indicator light, 22mm, round, metal, white, lens with concentric rings with holder !!! Phased-out product !!! SIRIUS ACT 3SU1 is successor Preferred successor type is >>3SU1051-6AA60-0AA0 + 3SU1550-0AA10-0AA0<< !!! Phased-out product !!! SIRIUS ACT 3SU1 is suc Preferred successor ty >>3SU1051-6AA60-0AA0 + 3SU1550-0AA10-0AA0<< |  | 0 | 7
3SB3501-6BA60-Z | B01 | 3SB3501-6BA60-ZB01 | 1 | UN | 1 | 10 | C | D | N | N | 85389099 | 1 | 4011209787674 | 60 | G | 7.98 | 7.98 | CP20 | CP20 | Indicator light, 22 mm, round, metal, white, without holder !!! Phased-out product !!! Successor is SIRIUS ACT 3SU1 Preferred successor type is <<3SU1051-6AA60-0AA0>> | - | 0 | 7
3SB3501-6BA60-Z | X90 | 3SB3501-6BA60-ZX90 | 1 | UN | 1 | 20 | D | D | N | N | 85389099 | 50 | 4011209746060 | 60 | G | 9.5 | 9.5 | CP20 | CP20 | Indicator light, 22 mm, round, metal, white, with holder, !!! Phased-out product !!! SIRIUS ACT 3SU1 is the successor The preferred successor type is <<3SU1051-6AA60-0AA0-ZX90 + 3SU1550-0AA10-0AA0>> | - | 0 | 7
3SB3501-6BA70 |  | 3SB3501-6BA70 | 1 | UN | 1 | 2 | A | D | N | N | 85389099 | 1 | 4011209443013 | 0.06 | KG | 9.5 | 9.5 | CP20 | CP20 | Indicator light, 22mm, round, metal, clear, lens with concentric rings with holder !!! Phased-out product !!! SIRIUS ACT 3SU1 is successor Preferred successor type is >>3SU1051-6AA70-0AA0 + 3SU1550-0AA10-0AA0<< !!! Phased-out product !!! SIRIUS ACT 3SU1 is suc Preferred successor ty >>3SU1051-6AA70-0AA0 + 3SU1550-0AA10-0AA0<< |  | 0 | 7
3SB3501-6BA70-Z | B01 | 3SB3501-6BA70-ZB01 | 1 | UN | 1 | 10 | C | D | N | N | 85389099 | 1 | 4011209787681 | 60 | G | 7.98 | 7.98 | CP20 | CP20 | Indicator light, 22 mm, round, metal, clear, without holder !!! Phased-out product !!! Successor is SIRIUS ACT 3SU1 Preferred successor type is <<3SU1051-6AA70-0AA0>> | - | 0 | 7
3SB3501-6BA70-Z | X90 | 3SB3501-6BA70-ZX90 | 1 | UN | 1 | 20 | D | D | N | N | 85389099 | 50 | 4011209746077 | 60 | G | 9.5 | 9.5 | CP20 | CP20 | Indicator light, 22 mm, round, metal, clear, with holder, !!! Phased-out product !!! SIRIUS ACT 3SU1 is the successor The preferred successor type is <<3SU1051-6AA70-0AA0-ZX90 + 3SU1550-0AA10-0AA0>> | - | 0 | 7
3SB3601-0AA11 |  | 3SB3601-0AA11 | 1 | UN | 1 | 10 | C | D | N | N | 85365080 | 1 | 4011209411326 | 0.092 | KG | 22.52 | 22.52 | CP20 | CP20 | 22MM METAL ROUND COMPLETE UNIT COMBINATION: PUSHBUTTON MOMENTARY CONTACT TYPE WITH FLAT BUTTON SCREW TERMINAL, 1NO+1NC WITH HOLDER BLACK SOLVENT RESISTANT !!! Phased-out product !!! SIRIUS ACT 3SU1 is successor Preferred successor type is >>3SU1150-0AB10-1FA0<< |  | 0 | 7
3SB3601-0AA11-0CC0 |  | 3SB3601-0AA11-0CC0 | 1 | UN | 1 | 10 | C | D | N | N | 85365080 | 1 | 4011209635838 | 0.095 | KG | 24.04 | 24.04 | CP20 | CP20 | 22MM METAL ROUND COMPLETE UNIT COMBINATION: PUSHBUTTON MOMENTARY CONTACT TYPE WITH FLAT BUTTON SPRING-LOADED TERMINAL, 1NO+1NC WITH HOLDER BLACK SOLVENT RESISTANT !!! Phased-out product !!! SIRIUS ACT 3SU1 is successor Preferred successor type is >>3SU1150-0AB10-3FA0<< | - | 0 | 7
3SB3601-0AA21 |  | 3SB3601-0AA21 | 1 | UN | 1 | 10 | C | D | N | N | 85365080 | 1 | 4011209411333 | 0.092 | KG | 22.52 | 22.52 | CP20 | CP20 | 22MM METAL ROUND COMPLETE UNIT COMBINATION: PUSHBUTTON MOMENTARY CONTACT TYPE WITH FLAT BUTTON SCREW TERMINAL, 1NO+1NC WITH HOLDER RED !!! Phased-out product !!! SIRIUS ACT 3SU1 is successor Preferred successor type is >>3SU1150-0AB20-1FA0<< |  | 0 | 7
3SB3601-0AA21-0CC0 |  | 3SB3601-0AA21-0CC0 | 1 | UN | 1 | 10 | C | D | N | N | 85365080 | 1 | 4011209635845 | 0.095 | KG | 24.04 | 24.04 | CP20 | CP20 | 22MM METAL ROUND COMPLETE UNIT COMBINATION: PUSHBUTTON MOMENTARY CONTACT TYPE WITH FLAT BUTTON SPRING-LOADED TERMINAL, 1NO+1NC WITH HOLDER RED !!! Phased-out product !!! SIRIUS ACT 3SU1 is successor Preferred successor type is >>3SU1150-0AB20-3FA0<< | - | 0 | 7
3SB3601-0AA21-0PA0 |  | 3SB3601-0AA21-0PA0 | 1 | UN | 1 | 20 | D | D | N | N | 85365080 | 1 | 4011209841703 | 0.1 | KG | 22.52 | 22.52 | CP20 | CP20 | 22MM METAL ROUND COMPLETE UNIT COMBINATION: PUSHBUTTON MOMENTARY CONTACT TYPE WITH FLAT BUTTON SCREW TERMINAL, 1NO+1NC WITH HOLDER RED !!! Phased-out product !!! SIRIUS ACT 3SU1 is successor Preferred successor type is >>3SU1150-0AB20-1FA0<< | - | 0 | 7
3SB3601-0AA31 |  | 3SB3601-0AA31 | 1 | UN | 1 | 10 | C | D | N | N | 85365080 | 1 | 4011209411340 | 0.092 | KG | 22.52 | 22.52 | CP20 | CP20 | 22MM METAL ROUND COMPLETE UNIT COMBINATION: PUSHBUTTON MOMENTARY CONTACT TYPE WITH FLAT BUTTON SCREW TERMINAL, 1NO+1NC WITH HOLDER YELLOW !!! Phased-out product !!! SIRIUS ACT 3SU1 is successor Preferred successor type is >>3SU1150-0AB30-1FA0<< |  | 0 | 7
3SB3601-0AA31-0CC0 |  | 3SB3601-0AA31-0CC0 | 1 | UN | 1 | 20 | D | D | N | N | 85365080 | 1 | 4011209635852 | 0.095 | KG | 24.04 | 24.04 | CP20 | CP20 | 22MM METAL ROUND COMPLETE UNIT COMBINATION: PUSHBUTTON MOMENTARY CONTACT TYPE WITH FLAT BUTTON SPRING-LOADED TERMINAL, 1NO+1NC WITH HOLDER YELLOW !!! Phased-out product !!! SIRIUS ACT 3SU1 is successor Preferred successor type is >>3SU1150-0AB30-3FA0<< | - | 0 | 7
3SB3601-0AA41 |  | 3SB3601-0AA41 | 1 | UN | 1 | 10 | C | D | N | N | 85365080 | 1 | 4011209411357 | 0.092 | KG | 22.52 | 22.52 | CP20 | CP20 | 22MM METAL ROUND COMPLETE UNIT COMBINATION: PUSHBUTTON MOMENTARY CONTACT TYPE WITH FLAT BUTTON SCREW TERMINAL, 1NO+1NC WITH HOLDER GREEN !!! Phased-out product !!! SIRIUS ACT 3SU1 is successor Preferred successor type is >>3SU1150-0AB40-1FA0<< |  | 0 | 7
3SB3601-0AA41-0CC0 |  | 3SB3601-0AA41-0CC0 | 1 | UN | 1 | 20 | D | D | N | N | 85365080 | 1 | 4011209635869 | 0.095 | KG | 24.04 | 24.04 | CP20 | CP20 | 22MM METAL ROUND COMPLETE UNIT COMBINATION: PUSHBUTTON MOMENTARY CONTACT TYPE WITH FLAT BUTTON SPRING-LOADED TERMINAL, 1NO+1NC WITH HOLDER GREEN !!! Phased-out product !!! SIRIUS ACT 3SU1 is successor Preferred successor type is >>3SU1150-0AB40-3FA0<< | - | 0 | 7
3SB3601-0AA41-0PA0 |  | 3SB3601-0AA41-0PA0 | 1 | UN | 1 | 20 | D | D | N | N | 85365080 | 1 | 4011209841710 | 0.1 | KG | 22.52 | 22.52 | CP20 | CP20 | 22MM METAL ROUND COMPLETE UNIT COMBINATION: PUSHBUTTON MOMENTARY CONTACT TYPE WITH FLAT BUTTON SCREW TERMINAL, 1NO+1NC WITH HOLDER GREEN !!! Phased-out product !!! SIRIUS ACT 3SU1 is successor Preferred successor type is >>3SU1150-0AB40-1FA0<< | - | 0 | 7
3SB3601-0AA51 |  | 3SB3601-0AA51 | 1 | UN | 1 | 10 | C | D | N | N | 85365080 | 1 | 4011209411364 | 0.092 | KG | 22.52 | 22.52 | CP20 | CP20 | 22MM METAL ROUND COMPLETE UNIT COMBINATION: PUSHBUTTON MOMENTARY CONTACT TYPE WITH FLAT BUTTON SCREW TERMINAL, 1NO+1NC WITH HOLDER BLUE !!! Phased-out product !!! SIRIUS ACT 3SU1 is successor Preferred successor type is >>3SU1150-0AB50-1FA0<< |  | 0 | 7
3SB3601-0AA51-0CC0 |  | 3SB3601-0AA51-0CC0 | 1 | UN | 1 | 10 | C | D | N | N | 85365080 | 1 | 4011209635876 | 0.095 | KG | 24.04 | 24.04 | CP20 | CP20 | 22MM METAL ROUND COMPLETE UNIT COMBINATION: PUSHBUTTON MOMENTARY CONTACT TYPE WITH FLAT BUTTON SPRING-LOADED TERMINAL, 1NO+1NC WITH HOLDER BLUE !!! Phased-out product !!! SIRIUS ACT 3SU1 is successor Preferred successor type is >>3SU1150-0AB50-3FA0<< | - | 0 | 7
3SB3601-0AA61 |  | 3SB3601-0AA61 | 1 | UN | 1 | 10 | C | D | N | N | 85365080 | 1 | 4011209411371 | 0.092 | KG | 22.52 | 22.52 | CP20 | CP20 | 22MM METAL ROUND COMPLETE UNIT COMBINATION: PUSHBUTTON MOMENTARY CONTACT TYPE WITH FLAT BUTTON SCREW TERMINAL, 1NO+1NC WITH HOLDER WHITE !!! Phased-out product !!! SIRIUS ACT 3SU1 is successor Preferred successor type is >>3SU1150-0AB60-1FA0<< |  | 0 | 7
3SB3601-0AA61-0CC0 |  | 3SB3601-0AA61-0CC0 | 1 | UN | 1 | 10 | C | D | N | N | 85365080 | 1 | 4011209635883 | 0.095 | KG | 24.04 | 24.04 | CP20 | CP20 | 22MM METAL ROUND COMPLETE UNIT COMBINATION: PUSHBUTTON MOMENTARY CONTACT TYPE WITH FLAT BUTTON SPRING-LOADED TERMINAL, 1NO+1NC WITH HOLDER WHITE !!! Phased-out product !!! SIRIUS ACT 3SU1 is successor Preferred successor type is >>3SU1150-0AB60-3FA0<< | - | 0 | 7
3SB3601-0AA61-0PA0 |  | 3SB3601-0AA61-0PA0 | 1 | UN | 1 | 20 | D | D | N | N | 85365080 | 1 | 4011209841727 | 0.097 | KG | 22.52 | 22.52 | CP20 | CP20 | 22MM METAL ROUND COMPLETE UNIT COMBINATION: PUSHBUTTON MOMENTARY CONTACT TYPE WITH FLAT BUTTON SCREW TERMINAL, 1NO+1NC WITH HOLDER WHITE !!! Phased-out product !!! SIRIUS ACT 3SU1 is successor Preferred successor type is >>3SU1150-0AB60-1FA0<< | - | 0 | 7
3SB3601-0AA71 |  | 3SB3601-0AA71 | 1 | UN | 1 | 10 | C | D | N | N | 85365080 | 1 | 4011209411388 | 0.092 | KG | 22.52 | 22.52 | CP20 | CP20 | 22MM METAL ROUND COMPLETE UNIT COMBINATION: PUSHBUTTON MOMENTARY CONTACT TYPE WITH FLAT BUTTON SCREW TERMINAL, 1NO+1NC WITH HOLDER CLEAR !!! Phased-out product !!! SIRIUS ACT 3SU1 is successor Preferred successor type is >>3SU1150-0AB70-1FA0<< | - | 0 | 7
3SB3601-1CA21 |  | 3SB3601-1CA21 | 1 | UN | 1 | 10 | C | D | N | N | 85365080 | 1 | 4011209420014 | 0.102 | KG | 43.04 | 43.04 | CP20 | CP20 | 22MM METAL ROUND COMPLETE UNIT COMBINATION: PUSH-PULL BUTTON 40MM LATCHING W.PULL-TO-UNLOCK MECH. SCREW TERMINAL, 1NO+1NC WITH HOLDER RED !!! Phased-out product !!! SIRIUS ACT 3SU1 is successor Preferred successor type is >>3SU1150-1BA20-1FA0<< | - | 0 | 7
3SB3601-1CA21-0CC0 |  | 3SB3601-1CA21-0CC0 | 1 | UN | 1 | 20 | D | D | N | N | 85365080 | 1 | 4011209635890 | 0.098 | KG | 44.37 | 44.37 | CP20 | CP20 | 22MM METAL ROUND COMPLETE UNIT COMBINATION: PUSH-PULL BUTTON 40MM LATCHING W.PULL-TO-UNLOCK MECH. SPRING-LOADED TERMINAL, 1NO+1NC WITH HOLDER RED !!! Phased-out product !!! SIRIUS ACT 3SU1 is successor Preferred successor type is >>3SU1150-1BA20-3FA0<< | - | 0 | 7
3SB3601-1CA21-0CC0-Z | X90 | 3SB3601-1CA21-0CC0-ZX90 | 1 | UN | 1 | 20 | D | D | N | N | 85365080 | 20 |  | 0.098 | KG | 44.37 | 44.37 | CP20 | CP20 | Push-pull switch, 22 mm, round, metal, red, latching, with holder, 1NO + 1NC, SPRING-TYPE TERMINAL Multi-unit pack Packing quantity = 20 units !!! Phased-out product !!! SIRIUS ACT 3SU1 is the successor The preferred successor type is <<3SU1150-1BA20-3FA0-ZX90>> | - | 0 | 7
3SB3601-1CA21-Z | X90 | 3SB3601-1CA21-ZX90 | 1 | UN | 1 | 20 | D | D | N | N | 85365080 | 20 |  | 0.107 | KG | 43.04 | 43.04 | CP20 | CP20 | Push-pull switch, 22 mm, round, metal, red, latching, with holder, 1NO + 1NC, SCREW TERMINAL Multi-unit pack Packing quantity = 20 units !!! Phased-out product !!! SIRIUS ACT 3SU1 is the successor The preferred successor type is <<3SU1150-1BA20-1FA0-ZX90>> | - | 0 | 7
3SB3601-1HA20 |  | 3SB3601-1HA20 | 1 | UN | 1 | 10 | C | D | N | N | 85365080 | 1 | 4011209411494 | 0.14 | KG | 45.22 | 45.22 | CP20 | CP20 | 22MM METAL ROUND COMPLETE UNIT COMBINATION: EMERGEN.-STOP MUSHR.PUSHB. 40MM LATCH.W. ROT.-TO-UNLATCH MECH. WITH YELLOW BACKING PLATE SCREW TERMINAL, 1NO+1NC WITH HOLDER RED INSCRIPTION: NOT-HALT !!! Phased-out product !!! SIRIUS ACT 3SU1 is successor Preferred successor type is >>3SU1150-1HB20-1FH0<< |  | 0 | 7
3SB3601-1HA20-0CC0 |  | 3SB3601-1HA20-0CC0 | 1 | UN | 1 | 10 | C | D | N | N | 85365080 | 1 | 4011209635906 | 0.137 | KG | 46.65 | 46.65 | CP20 | CP20 | 22MM METAL ROUND COMPLETE UNIT COMBINATION: EMERGEN.-STOP MUSHR.PUSHB. 40MM LATCH.W. ROT.-TO-UNLATCH MECH. WITH YELLOW BACKING PLATE SPRING-LOADED TERMINAL, 1NO+1NC WITH HOLDER RED INSCRIPTION: NOT-HALT !!! Phased-out product !!! SIRIUS ACT 3SU1 is suc Preferred successor ty >>3SU1150-1HB20-3FH0 << | - | 0 | 7
3SB3601-1HA20-0CC0-Z | X90 | 3SB3601-1HA20-0CC0-ZX90 | 1 | UN | 1 | 10 | C | D | N | N | 85365080 | 20 |  | 0.134 | KG | 46.65 | 46.65 | CP20 | CP20 | EMERGENCY STOP MUSHROOM PUSHBUTTON, 22 mm, round, metal, red, latching, with yellow backing plate, inscription: EMERGENCY STOP, with holder, 1NO + 1NC, SPRING-TYPE TERMINAL Multi-unit pack Packing quantity = 20 units !!! Phased-out product !!! SIRIUS ACT 3SU1 is the successor The preferred successor type is <<3SU1150-1HB20-3FH0-ZX90>> | - | 0 | 7
3SB3601-1HA20-Z | X90 | 3SB3601-1HA20-ZX90 | 1 | UN | 1 | 10 | C | D | N | N | 85365080 | 20 | 4011209691421 | 0.143 | KG | 45.22 | 45.22 | CP20 | CP20 | EMERGENCY STOP MUSHROOM PUSHBUTTON, 22 mm, round, metal, red, latching, with yellow backing plate, inscription: EMERGENCY STOP, with holder, 1NO + 1NC, screw terminal, Z=20-unit pack !!! Phased-out product !!! SIRIUS ACT 3SU1 is the successor The preferred successor type is <<3SU1150-1HB20-1FH0-ZX90>> | - | 0 | 7
3SB3601-1HA26 |  | 3SB3601-1HA26 | 1 | UN | 1 | 10 | C | D | N | N | 85389099 | 1 | 4011209851290 | 0.134 | KG | 52.54 | 52.54 | CP20 | CP20 | Emergency stop mushroom pushbutton, 22 mm, round, metal, red, 40 mm, latching, rotate-to-unlatch, mechan. switch position indicator, with yellow backing plate, inscription: EMERGENCY STOP, with holder, 1NO + 1NC, SCREW TERMINAL !!! Phased-out product !!! SIRIUS ACT 3SU1 is the successor The preferred successor type is >>3SU1051-1HB20-0AA0 + 3SU1900-0BC31-0AT0 + 3SU1550-0AA10-0AA0 + 3SU1400-1AA10-1FA0<< | - | 0 | 7
3SB3601-1HA26-0CC0 |  | 3SB3601-1HA26-0CC0 | 1 | UN | 1 | 10 | C | D | N | N | 85389099 | 1 | 4011209851320 | 0.137 | KG | 53.68 | 53.68 | CP20 | CP20 | Emergency stop mushroom pushbutton, 22 mm, round, metal, red, 40 mm, latching, rotate-to-unlatch, mechan. switch position indicator, with yellow backing plate, inscription: EMERGENCY STOP, with holder, 1NO + 1NC, SPRING-TYPE TERMINAL !!! Phased-out product !!! SIRIUS ACT 3SU1 is the successor The preferred successor type is >>3SU1051-1HB20-0AA0 + 3SU1400-1AA10-3FA0 + 3SU1550-0AA10-0AA0 + 3SU1900-0BC31-0AT0<< | - | 0 | 7
3SB3601-1HA26-0CC0-Z | X90 | 3SB3601-1HA26-0CC0-ZX90 | 1 | UN | 1 | 10 | C | D | N | N | 85389099 | 20 |  | 0.133 | KG | 53.68 | 53.68 | CP20 | CP20 | EMERGENCY STOP MUSHROOM PUSHBUTTON, 22 mm, round, metal, red, 40mm, latching, rotate-to-unlatch, mechan. switch position indicator, with yellow backing plate, inscription: EMERGENCY STOP, with holder, 1NO + 1NC, SPRING-TYPE TERMINAL Multi-unit pack Packing quantity = 20 units !!! Phased-out product !!! SIRIUS ACT 3SU1 is the successor The preferred successor type is <<3SU1051-1HB20-0AA0-ZX90 + 3SU1400-1AA10-3FA0 + 3SU1550-0AA10-0AA0 + 3SU1900-0BC31-0AT0>> | - | 0 | 7
3SB3601-1HA26-Z | X90 | 3SB3601-1HA26-ZX90 | 1 | UN | 1 | 10 | C | D | N | N | 85389099 | 20 |  | 0.134 | KG | 52.54 | 52.54 | CP20 | CP20 | EMERGENCY STOP MUSHROOM PUSHBUTTON, 22 mm, round, metal, red, 40mm, latching, rotate-to-unlatch, mechan. switch position indicator, with yellow backing plate, inscription: EMERGENCY STOP, with holder, 1NO + 1NC, SCREW TERMINAL Multi-unit pack Packing quantity = 20 units !!! Phased-out product !!! SIRIUS ACT 3SU1 is the successor The preferred successor type is <<3SU1051-1HB20-0AA0-ZX90 + 3SU1900-0BC31-0AT0 + 3SU1550-0AA10-0AA0 + 3SU1400-1AA10-1FA0>> | - | 0 | 7
3SB3601-1HP20 |  | 3SB3601-1HP20 | 1 | UN | 1 | 10 | C | D | N | N | 85365080 | 1 | 4011209544918 | 0.135 | KG | 45.22 | 45.22 | CP20 | CP20 | 22MM METAL ROUND COMPLETE UNIT COMBINATION: EMERGEN.-STOP MUSHR.PUSHB. 40MM LATCH.W. ROT.-TO-UNLATCH MECH. WITH YELLOW BACKING PLATE SCREW TERMINAL, 1NO+1NC WITH HOLDER RED INSCRIPTION: ARRET D'URGENCE !!! Phased-out product !!! SIRIUS ACT 3SU1 is suc Preferred successor ty >>3SU1150-1HB20-1FJ0 << | - | 0 | 7
3SB3601-1HP20-Z | X90 | 3SB3601-1HP20-ZX90 | 1 | UN | 1 | 10 | C | D | N | N | 85365080 | 20 |  | 0.135 | KG | 45.22 | 45.22 | CP20 | CP20 | EMERGENCY STOP MUSHROOM PUSHBUTTON, 22 mm, round, metal, red, latching, with yellow backing plate, inscription: ARRET D'URGENCE, with holder, 1NO + 1NC, SCREW TERMINAL Multi-unit pack Packing quantity = 20 units !!! Phased-out product !!! SIRIUS ACT 3SU1 is the successor The preferred successor type is <<3SU1150-1HB20-1FJ0-ZX90>> | - | 0 | 7
3SB3601-1HR20 |  | 3SB3601-1HR20 | 1 | UN | 1 | 10 | C | D | N | N | 85365080 | 1 | 4011209629721 | 0.123 | KG | 45.22 | 45.22 | CP20 | CP20 | 22MM METAL ROUND COMPLETE UNIT COMBINATION: EMERGEN.-STOP MUSHR.PUSHB. 40MM LATCH.W. ROT.-TO-UNLATCH MECH. WITH YELLOW BACKING PLATE SCREW TERMINAL, 1NO+1NC WITH HOLDER RED INSCRIPTION: EMERGENCY STOP !!! Phased-out product !!! SIRIUS ACT 3SU1 is successor Preferred successor type is >>3SU1150-1HB20-1FG0<< | - | 0 | 7
3SB3601-1HR20-Z | X90 | 3SB3601-1HR20-ZX90 | 1 | UN | 1 | 10 | C | D | N | N | 85365080 | 20 |  | 0.135 | KG | 45.22 | 45.22 | CP20 | CP20 | EMERGENCY STOP MUSHROOM PUSHBUTTON, 22 mm, round, metal, red, latching, with yellow backing plate, inscription: EMERGENCY STOP, with holder, 1NO + 1NC, SCREW TERMINAL Multi-unit pack Packing quantity = 20 units !!! Phased-out product !!! SIRIUS ACT 3SU1 is the successor The preferred successor type is <<3SU1150-1HB20-1FG0-ZX90>> | - | 0 | 7
3SB3601-1HR26 |  | 3SB3601-1HR26 | 1 | UN | 1 | 10 | C | D | N | N | 85389099 | 1 | 4011209851474 | 0.134 | KG | 52.54 | 52.54 | CP20 | CP20 | Emergency stop mushroom pushbutton, 22 mm, round, metal, red, 40 mm, latching, rotate-to-unlatch, mechan. switch position indicator, with yellow backing plate, inscription: EMERGENCY STOP, with holder, 1NO + 1NC, SCREW TERMINAL !!! Phased-out product !!! SIRIUS ACT 3SU1 is the successor The preferred successor type is >>3SU1051-1HB20-0AA0 + 3SU1550-0AA10-0AA0 + 3SU1900-0BC31-0DA0 + 3SU1400-1AA10-1FA0<< | - | 0 | 7
3SB3601-1HR26-Z | X90 | 3SB3601-1HR26-ZX90 | 1 | UN | 1 | 10 | C | D | N | N | 85389099 | 20 |  | 0.132 | KG | 52.54 | 52.54 | CP20 | CP20 | EMERGENCY STOP MUSHROOM PUSHBUTTON, 22 mm, round, metal, red, 40mm, latching, rotate-to-unlatch, mechan. switch position indicator, with yellow backing plate, inscription: EMERGENCY STOP, with holder, 1NO + 1NC, SCREW TERMINAL Multi-unit pack Packing quantity = 20 units !!! Phased-out product !!! SIRIUS ACT 3SU1 is the successor The preferred successor type is <<3SU1051-1HB20-0AA0-ZX90 + 3SU1550-0AA10-0AA0 + 3SU1900-0BC31-0DA0 + 3SU1400-1AA10-1FA0>> | - | 0 | 7
3SB3601-1TA20 |  | 3SB3601-1TA20 | 1 | UN | 1 | 10 | C | D | N | N | 85365080 | 1 | 4011209419841 | 0.134 | KG | 45.22 | 45.22 | CP20 | CP20 | 22MM METAL ROUND COMPLETE UNIT COMBINATION: EMERGEN.-STOP MUSHR.PUSHB. 40MM LATCHING W.PULL-TO-UNLOCK MECH. WITH YELLOW BACKING PLATE SCREW TERMINAL, 1NO+1NC WITH HOLDER RED SOLVENT RESISTANT INSCRIPTION: NOT-HALT !!! Phased-out product !!! SIRIUS ACT 3SU1 is suc Preferred successor ty >>3SU1150-1HA20-1FH0 << |  | 0 | 7
3SB3601-1TA20-0CC0 |  | 3SB3601-1TA20-0CC0 | 1 | UN | 1 | 10 | C | D | N | N | 85365080 | 1 | 4011209635913 | 0.136 | KG | 46.65 | 46.65 | CP20 | CP20 | 22MM METAL ROUND COMPLETE UNIT COMBINATION: EMERGEN.-STOP MUSHR.PUSHB. 40MM LATCHING W.PULL-TO-UNLOCK MECH. WITH YELLOW BACKING PLATE SPRING-LOADED TERMINAL, 1NO+1NC WITH HOLDER RED SOLVENT RESISTANT INSCRIPTION: NOT-HALT !!! Phased-out product !!! SIRIUS ACT 3SU1 is suc Preferred successor ty >>3SU1150-1HA20-3FH0 << | - | 0 | 7
3SB3601-1TA20-0CC0-Z | X90 | 3SB3601-1TA20-0CC0-ZX90 | 1 | UN | 1 | 10 | C | D | N | N | 85365080 | 20 |  | 0.136 | KG | 46.65 | 46.65 | CP20 | CP20 | EMERGENCY STOP MUSHROOM PUSHBUTTON, 22 mm, round, metal, red, latching, with yellow backing plate, inscription: EMERGENCY STOP, with holder, 1NO + 1NC, spring-type terminal, solvent-resistant Multi-unit pack Packing quantity = 20 units !!! Phased-out product !!! SIRIUS ACT 3SU1 is the successor The preferred successor type is <<3SU1150-1HA20-3FH0-ZX90>> | - | 0 | 7
3SB3601-1TA20-Z | X90 | 3SB3601-1TA20-ZX90 | 1 | UN | 1 | 10 | C | D | N | N | 85365080 | 20 |  | 0.134 | KG | 45.22 | 45.22 | CP20 | CP20 | EMERGENCY STOP MUSHROOM PUSHBUTTON, 22 mm, round, metal, red, latching, with yellow backing plate, inscription: EMERGENCY STOP, with holder, 1NO + 1NC, screw terminal, solvent-resistant Multi-unit pack Packing quantity = 20 units !!! Phased-out product !!! SIRIUS ACT 3SU1 is the successor The preferred successor type is <<3SU1150-1HA20-1FH0-ZX90>> | - | 0 | 7
3SB3601-1TP20 |  | 3SB3601-1TP20 | 1 | UN | 1 | 10 | C | D | N | N | 85365080 | 1 | 4011209563933 | 0.14 | KG | 45.22 | 45.22 | CP20 | CP20 | 22MM METAL ROUND COMPLETE UNIT COMBINATION: EMERGEN.-STOP MUSHR.PUSHB. 40MM LATCHING W.PULL-TO-UNLOCK MECH. WITH YELLOW BACKING PLATE SCREW TERMINAL, 1NO+1NC WITH HOLDER RED SOLVENT RESISTANT INSCRIPTION: ARRET D'URGENCE !!! Phased-out product !!! SIRIUS ACT 3SU1 is suc Preferred successor ty >>3SU1150-1HA20-1FJ0 << | - | 0 | 7
3SB3601-1TP20-Z | X90 | 3SB3601-1TP20-ZX90 | 1 | UN | 1 | 10 | C | D | N | N | 85365080 | 20 |  | 0.14 | KG | 45.22 | 45.22 | CP20 | CP20 | EMERGENCY STOP MUSHROOM PUSHBUTTON, 22 mm, round, metal, red, latching, with yellow backing plate, inscription: ARRET D'URGENCE, with holder, 1NO + 1NC, screw terminal, solvent-resistant Multi-unit pack Packing quantity = 20 units !!! Phased-out product !!! SIRIUS ACT 3SU1 is the successor The preferred successor type is <<3SU1150-1HA20-1FJ0-ZX90>> | - | 0 | 7
3SB3601-1TR20 |  | 3SB3601-1TR20 | 1 | UN | 1 | 10 | C | D | N | N | 85365080 | 1 | 4011209632547 | 0.138 | KG | 45.22 | 45.22 | CP20 | CP20 | 22MM METAL ROUND COMPLETE UNIT COMBINATION: EMERGEN.-STOP MUSHR.PUSHB. 40MM LATCHING W.PULL-TO-UNLOCK MECH. WITH YELLOW BACKING PLATE SCREW TERMINAL, 1NO+1NC WITH HOLDER RED SOLVENT RESISTANT INSCRIPTION: EMERGENCY STOP !!! Phased-out product !!! SIRIUS ACT 3SU1 is suc Preferred successor ty >>3SU1150-1HA20-1FG0 << | - | 0 | 7
3SB3601-1TR20-Z | X90 | 3SB3601-1TR20-ZX90 | 1 | UN | 1 | 10 | C | D | N | N | 85365080 | 20 |  | 0.138 | KG | 45.22 | 45.22 | CP20 | CP20 | EMERGENCY STOP MUSHROOM PUSHBUTTON, 22 mm, round, metal, red, latching, with yellow backing plate, inscription: EMERGENCY STOP, with holder, 1NO + 1NC, screw terminal, solvent-resistant Multi-unit pack Packing quantity = 20 units !!! Phased-out product !!! SIRIUS ACT 3SU1 is the successor The preferred successor type is <<3SU1150-1HA20-1FG0-ZX90>> | - | 0 | 7
3SB3601-2KA11 |  | 3SB3601-2KA11 | 1 | UN | 1 | 10 | C | D | N | N | 85365080 | 1 | 4011209410107 | 0.097 | KG | 31.35 | 31.35 | CP20 | CP20 | Selector switch, 22 mm, round, metal, black, selector switch, short, 2 switch positions O-I, latching, actuating angle 50 degrees, 11:00/13:00 hours with holder, 1 NO + 1 NC, screw terminal !!! Phased-out product !!! Successor is SIRIUS ACT 3SU1 Preferred successor type is >>3SU1052-2BF10-0AA0 + 3SU1550-1AA10-1FA0<< |  | 0 | 7
3SB3601-2KA11-0CC0 |  | 3SB3601-2KA11-0CC0 | 1 | UN | 1 | 10 | C | D | N | N | 85365080 | 1 | 4011209635920 | 0.101 | KG | 31.73 | 31.73 | CP20 | CP20 | 22MM METAL ROUND COMPLETE UNIT COMBINATION: SELECTOR SWITCH LATCHING 2 SWITCH POSITIONS O-I NON-ILLUMINATED SPRING-LOADED TERMINAL, 1NO+1NC WITH HOLDER BLACK !!! Phased-out product !!! SIRIUS ACT 3SU1 is successor Preferred successor type is >>3SU1150-2BF60-3MA0<< | - | 0 | 7
3SB3601-2KA11-0PA0 |  | 3SB3601-2KA11-0PA0 | 1 | UN | 1 | 20 | D | D | N | N | 85365080 | 1 | 4011209841741 | 0.102 | KG | 31.35 | 31.35 | CP20 | CP20 | 22MM METAL ROUND COMPLETE UNIT COMBINATION: SELECTOR SWITCH LATCHING 2 SWITCH POSITIONS O-I NON-ILLUMINATED SCREW TERMINAL, 1NO+1NC WITH HOLDER BLACK !!! Phased-out product !!! SIRIUS ACT 3SU1 is successor Preferred successor type is >>3SU1150-2BF60-1MA0<< | - | 0 | 7
3SB3601-2PA11 |  | 3SB3601-2PA11 | 1 | UN | 1 | 40 | X | D | EAR99H | N | 85365080 | 1 | 4011209439627 | 0.12 | KG | 39.9 | 39.9 | CP20 | CP20 | Selector switch, 22 mm, round, metal, black, toggle, short, heavy duty, 2 switch positions O-I, latching, actuating angle 50 degrees, 11:00/13:00 hours With holder, 1 NO + 1 NC Screw terminal !!! Phased-out product !!! Successor is SIRIUS ACT 3SU1 Preferred successor type is >>3SU10522BF100AA0, 3SU15500AA100AA0, 3SU14001AA101FA0<< | - | 0 | 7
3SB3601-4AD11 |  | 3SB3601-4AD11 | 1 | UN | 1 | 10 | C | D | N | N | 85365080 | 1 | 4011209411715 | 0.126 | KG | 55.1 | 55.1 | CP20 | CP20 | 22MM ROUND METAL COMPETE UNIT COMBINATION: RONIS LOCK WITH 2 KEYS MAINTAINED CONTACT 2 SWITCH POSITIONS O-I SCREW CONNECTION, 1NO+1NC LOCK NUMBER SB 30, REMOVE O+I WITH HOLDER POSSIBLE SPECIAL LOCKS FOR RONIS KEYSWITCHES: SB31, 455, 421 !!! Phased-out product !!! SIRIUS ACT 3SU1 is successor Preferred successor type is >>3SU1150-4BF11-1FA0<< | - | 0 | 7
3SB3601-4AD11-0CC0 |  | 3SB3601-4AD11-0CC0 | 1 | UN | 1 | 20 | D | D | N | N | 85365080 | 1 | 4011209670464 | 0.124 | KG | 56.24 | 56.24 | CP20 | CP20 | 22MM ROUND METAL COMPETE UNIT COMBINATION: RONIS LOCK WITH 2 KEYS MAINTAINED CONTACT 2 SWITCH POSITIONS O-I SPRING-LOADED TERMINAL, 1NO+1NC LOCK NUMBER SB 30, REMOVE O+I WITH HOLDER POSSIBLE SPECIAL LOCKS FOR RONIS KEYSWITCHES: SB31, 455, 421 !!! Phased-out product !!! SIRIUS ACT 3SU1 is successor Preferred successor type is >>3SU1150-4BF11-3FA0<< | - | 0 | 7
3SB3601-4AD11-0CC0-Z | X90 | 3SB3601-4AD11-0CC0-ZX90 | 1 | UN | 1 | 30 | D | D | N | N | 85365080 | 20 |  | 0.128 | KG | 56.24 | 56.24 | CP20 | CP20 | Ronis key-operated switch, 22 mm, round, metal, lock no. SB30, 2 switch positions O-I, actuating angle 50 degrees, 12/14 hundred hours, key removal O+I, with holder, 1NO + 1NC, spring-type terminal, possible special locks: 3SB31, 421, 455 Multi-unit pack Packing quantity = 20 units !!! Phased-out product !!! SIRIUS ACT 3SU1 is the successor The preferred successor type is <<3SU1150-4BF11-3FA0-ZX90>> | - | 0 | 7
3SB3601-4AD11-0CC0-Z | Y01 | 3SB3601-4AD11-0CC0-ZY01 | 1 | UN | 1 | 40 | X | D | N | N | 85365080 | 1 |  | 0.128 | KG | 83.7 | 83.7 | CP20 | CP20 | Ronis key-operated switch, 22 mm, round, metal, lock no. SB30, 2 switch positions O-I, actuating angle 50 degrees, 12/14 hundred hours, key removal O+I, with holder, 1NO + 1NC, spring-type terminal, possible special locks: 3SB31, 421, 455 Special lock !!! Phased-out product !!! SIRIUS ACT 3SU1 is the successor The preferred successor type is <<3SU1150-4BF11-3FA0-ZY01>> | - | 0 | 7
3SB3601-4AD11-Z | X90 | 3SB3601-4AD11-ZX90 | 1 | UN | 1 | 10 | C | D | N | N | 85365080 | 20 |  | 0.126 | KG | 55.1 | 55.1 | CP20 | CP20 | Ronis key-operated switch, 22 mm, round, metal, lock no. SB30, 2 switch positions O-I, actuating angle 50 degrees, 12/14 hundred hours, key removal O+I, with holder, 1NO + 1NC, screw terminal, possible special locks: 3SB31, 421, 455 Multi-unit pack Packing quantity = 20 units !!! Phased-out product !!! SIRIUS ACT 3SU1 is the successor The preferred successor type is <<3SU1150-4BF11-1FA0-ZX90>> | - | 0 | 7
3SB3601-4AD11-Z | Y01 | 3SB3601-4AD11-ZY01 | 1 | UN | 1 | 40 | X | D | N | N | 85365080 | 1 |  | 0.126 | KG | 84.84 | 84.84 | CP20 | CP20 | Ronis key-operated switch, 22 mm, round, metal, lock no. SB30, 2 switch positions O-I, actuating angle 50 degrees, 12/14 hundred hours, key removal O+I, with holder, 1NO + 1NC, screw terminal, possible special locks: 3SB31, 421, 455 Special lock !!! Phased-out product !!! SIRIUS ACT 3SU1 is the successor The preferred successor type is <<3SU1150-4BF11-1FA0-ZY01>> | - | 0 | 7
3SB3602-0AA11 |  | 3SB3602-0AA11 | 1 | UN | 1 | 2 | A | D | N | N | 85365080 | 1 | 4011209411234 | 0.085 | KG | 19.1 | 19.1 | CP20 | CP20 | 22MM METAL ROUND COMPLETE UNIT COMBINATION: PUSHBUTTON MOMENTARY CONTACT TYPE WITH FLAT BUTTON SCREW TERMINAL, 1NO WITH HOLDER BLACK SOLVENT RESISTANT !!! Phased-out product !!! SIRIUS ACT 3SU1 is successor Preferred successor type is >>3SU1150-0AB10-1BA0<< |  | 0 | 7
3SB3602-0AA11-0CC0 |  | 3SB3602-0AA11-0CC0 | 1 | UN | 1 | 10 | C | D | N | N | 85365080 | 1 | 4011209635944 | 0.097 | KG | 20.14 | 20.14 | CP20 | CP20 | 22MM METAL ROUND COMPLETE UNIT COMBINATION: PUSHBUTTON MOMENTARY CONTACT TYPE WITH FLAT BUTTON SPRING-LOADED TERMINAL, 1NO WITH HOLDER BLACK SOLVENT RESISTANT !!! Phased-out product !!! SIRIUS ACT 3SU1 is successor Preferred successor type is >>3SU1150-0AB10-3BA0<< | - | 0 | 7
3SB3602-0AA21 |  | 3SB3602-0AA21 | 1 | UN | 1 | 10 | C | D | N | N | 85365080 | 1 | 4011209411302 | 0.085 | KG | 19.1 | 19.1 | CP20 | CP20 | 22MM METAL ROUND COMPLETE UNIT COMBINATION: PUSHBUTTON MOMENTARY CONTACT TYPE WITH FLAT BUTTON SCREW TERMINAL, 1NO WITH HOLDER RED !!! Phased-out product !!! SIRIUS ACT 3SU1 is successor Preferred successor type is >>3SU1150-0AB20-1BA0<< | - | 0 | 7
3SB3602-0AA31 |  | 3SB3602-0AA31 | 1 | UN | 1 | 10 | C | D | N | N | 85365080 | 1 | 4011209411258 | 0.085 | KG | 19.1 | 19.1 | CP20 | CP20 | 22MM METAL ROUND COMPLETE UNIT COMBINATION: PUSHBUTTON MOMENTARY CONTACT TYPE WITH FLAT BUTTON SCREW TERMINAL, 1NO WITH HOLDER YELLOW !!! Phased-out product !!! SIRIUS ACT 3SU1 is successor Preferred successor type is >>3SU1150-0AB30-1BA0<< |  | 0 | 7
3SB3602-0AA31-0CC0 |  | 3SB3602-0AA31-0CC0 | 1 | UN | 1 | 20 | D | D | N | N | 85365080 | 1 | 4011209635951 | 0.097 | KG | 20.14 | 20.14 | CP20 | CP20 | 22MM METAL ROUND COMPLETE UNIT COMBINATION: PUSHBUTTON MOMENTARY CONTACT TYPE WITH FLAT BUTTON SPRING-LOADED TERMINAL, 1NO WITH HOLDER YELLOW !!! Phased-out product !!! SIRIUS ACT 3SU1 is successor Preferred successor type is >>3SU1150-0AB30-3BA0<< | - | 0 | 7
3SB3602-0AA31-0PA0 |  | 3SB3602-0AA31-0PA0 | 1 | UN | 1 | 20 | D | D | N | N | 85365080 | 1 | 4011209841680 | 0.092 | KG | 19.1 | 19.1 | CP20 | CP20 | 22MM METAL ROUND COMPLETE UNIT COMBINATION: PUSHBUTTON MOMENTARY CONTACT TYPE WITH FLAT BUTTON SCREW TERMINAL, 1NO WITH HOLDER YELLOW !!! Phased-out product !!! SIRIUS ACT 3SU1 is successor Preferred successor type is >>3SU1150-0AB30-1BA0<< | - | 0 | 7
3SB3602-0AA41 |  | 3SB3602-0AA41 | 1 | UN | 1 | 2 | A | D | N | N | 85365080 | 1 | 4011209411265 | 0.085 | KG | 19.1 | 19.1 | CP20 | CP20 | 22MM METAL ROUND COMPLETE UNIT COMBINATION: PUSHBUTTON MOMENTARY CONTACT TYPE WITH FLAT BUTTON SCREW TERMINAL, 1NO WITH HOLDER GREEN !!! Phased-out product !!! SIRIUS ACT 3SU1 is successor Preferred successor type is >>3SU1150-0AB40-1BA0<< |  | 0 | 7
3SB3602-0AA41-0CC0 |  | 3SB3602-0AA41-0CC0 | 1 | UN | 1 | 20 | D | D | N | N | 85365080 | 1 | 4011209635968 | 0.097 | KG | 20.14 | 20.14 | CP20 | CP20 | 22MM METAL ROUND COMPLETE UNIT COMBINATION: PUSHBUTTON MOMENTARY CONTACT TYPE WITH FLAT BUTTON SPRING-LOADED TERMINAL, 1NO WITH HOLDER GREEN !!! Phased-out product !!! SIRIUS ACT 3SU1 is successor Preferred successor type is >>3SU1150-0AB40-3BA0<< | - | 0 | 7
3SB3602-0AA51 |  | 3SB3602-0AA51 | 1 | UN | 1 | 10 | C | D | N | N | 85365080 | 1 | 4011209411272 | 0.085 | KG | 19.1 | 19.1 | CP20 | CP20 | 22MM METAL ROUND COMPLETE UNIT COMBINATION: PUSHBUTTON MOMENTARY CONTACT TYPE WITH FLAT BUTTON SCREW TERMINAL, 1NO WITH HOLDER BLUE !!! Phased-out product !!! SIRIUS ACT 3SU1 is successor Preferred successor type is >>3SU1150-0AB50-1BA0<< |  | 0 | 7
3SB3602-0AA51-0CC0 |  | 3SB3602-0AA51-0CC0 | 1 | UN | 1 | 20 | D | D | N | N | 85365080 | 1 | 4011209635975 | 0.097 | KG | 20.14 | 20.14 | CP20 | CP20 | 22MM METAL ROUND COMPLETE UNIT COMBINATION: PUSHBUTTON MOMENTARY CONTACT TYPE WITH FLAT BUTTON SPRING-LOADED TERMINAL, 1NO WITH HOLDER BLUE !!! Phased-out product !!! SIRIUS ACT 3SU1 is successor Preferred successor type is >>3SU1150-0AB50-3BA0<< | - | 0 | 7
3SB3602-0AA51-0PA0 |  | 3SB3602-0AA51-0PA0 | 1 | UN | 1 | 20 | D | D | N | N | 85365080 | 1 | 4011209841697 | 0.092 | KG | 19.1 | 19.1 | CP20 | CP20 | 22MM METAL ROUND COMPLETE UNIT COMBINATION: PUSHBUTTON MOMENTARY CONTACT TYPE WITH FLAT BUTTON SCREW TERMINAL, 1NO WITH HOLDER BLUE !!! Phased-out product !!! SIRIUS ACT 3SU1 is successor Preferred successor type is >>3SU1150-0AB50-1BA0<< | - | 0 | 7
3SB3602-0AA61 |  | 3SB3602-0AA61 | 1 | UN | 1 | 2 | A | D | N | N | 85365080 | 1 | 4011209411289 | 0.085 | KG | 19.1 | 19.1 | CP20 | CP20 | 22MM METAL ROUND COMPLETE UNIT COMBINATION: PUSHBUTTON MOMENTARY CONTACT TYPE WITH FLAT BUTTON SCREW TERMINAL, 1NO WITH HOLDER WHITE !!! Phased-out product !!! SIRIUS ACT 3SU1 is successor Preferred successor type is >>3SU1150-0AB60-1BA0<< |  | 0 | 7
3SB3602-0AA61-0CC0 |  | 3SB3602-0AA61-0CC0 | 1 | UN | 1 | 20 | D | D | N | N | 85365080 | 1 | 4011209635982 | 0.097 | KG | 20.14 | 20.14 | CP20 | CP20 | 22MM METAL ROUND COMPLETE UNIT COMBINATION: PUSHBUTTON MOMENTARY CONTACT TYPE WITH FLAT BUTTON SCREW TERMINAL, 1NO WITH HOLDER WHITE !!! Phased-out product !!! SIRIUS ACT 3SU1 is successor Preferred successor type is >>3SU1150-0AB60-3BA0<< | - | 0 | 7
3SB3602-0AA71 |  | 3SB3602-0AA71 | 1 | UN | 1 | 10 | C | D | N | N | 85365080 | 1 | 4011209411296 | 0.085 | KG | 19.1 | 19.1 | CP20 | CP20 | 22MM METAL ROUND COMPLETE UNIT COMBINATION: PUSHBUTTON MOMENTARY CONTACT TYPE WITH FLAT BUTTON SCREW TERMINAL, 1NO WITH HOLDER CLEAR !!! Phased-out product !!! SIRIUS ACT 3SU1 is successor Preferred successor type is >>3SU1150-0AB70-1BA0<< | - | 0 | 7
3SB3602-2KA11 |  | 3SB3602-2KA11 | 1 | UN | 1 | 2 | A | D | N | N | 85365080 | 1 | 4011209410091 | 0.09 | KG | 27.55 | 27.55 | CP20 | CP20 | 22MM METAL ROUND COMPLETE UNIT COMBINATION: SELECTOR SWITCH LATCHING 2 SWITCH POSITIONS O-I NON-ILLUMINATED SCREW TERMINAL, 1NO WITH HOLDER BLACK !!! Phased-out product !!! SIRIUS ACT 3SU1 is successor Preferred successor type is >>3SU1150-2BF60-1BA0<< |  | 0 | 7
3SB3602-2KA11-0CC0 |  | 3SB3602-2KA11-0CC0 | 1 | UN | 1 | 10 | C | D | N | N | 85365080 | 1 | 4011209635999 | 0.101 | KG | 27.93 | 27.93 | CP20 | CP20 | 22MM METAL ROUND COMPLETE UNIT COMBINATION: SELECTOR SWITCH LATCHING 2 SWITCH POSITIONS O-I NON-ILLUMINATED SPRING-LOADED TERMINAL, 1NO WITH HOLDER BLACK !!! Phased-out product !!! SIRIUS ACT 3SU1 is successor Preferred successor type is >>3SU1150-2BF60-3BA0<< | - | 0 | 7
3SB3602-2KA11-0PA0 |  | 3SB3602-2KA11-0PA0 | 1 | UN | 1 | 20 | D | D | N | N | 85365080 | 1 | 4011209841734 | 0.096 | KG | 27.55 | 27.55 | CP20 | CP20 | 22MM METAL ROUND COMPLETE UNIT COMBINATION: SELECTOR SWITCH LATCHING 2 SWITCH POSITIONS O-I NON-ILLUMINATED SCREW TERMINAL, 1NO WITH HOLDER BLACK !!! Phased-out product !!! SIRIUS ACT 3SU1 is successor Preferred successor type is >>3SU1150-2BF60-1BA0<< | - | 0 | 7
3SB3602-2PA11 |  | 3SB3602-2PA11 | 1 | UN | 1 | 40 | X | D | EAR99H | N | 85365080 | 1 | 4011209438989 | 0.114 | KG | 35.53 | 35.53 | CP20 | CP20 | 22MM METAL ROUND COMPLETE UNIT COMBINATION: SELECTOR SWITCH HEAVY DUTY LATCHING 2 SWITCH POSITIONS O-I NON-ILLUMINATED SCREW TERMINAL, 1NO WITH HOLDER BLACK SOLVENT-RESISTANT !!! Phased-out product !!! SIRIUS ACT 3SU1 is successor Preferred successor type is >>3SU1052-2BF60-0AA0 + 3SU1550-0AA10-0AA0 + 3SU1400-1AA10-1BA0<< | - | 0 | 7
3SB3602-4AD11 |  | 3SB3602-4AD11 | 1 | UN | 1 | 2 | A | D | N | N | 85365080 | 1 | 4011209411708 | 0.119 | KG | 50.54 | 50.54 | CP20 | CP20 | 22MM METAL ROUND COMPLETE UNIT COMBINATION: RONIS KEY-OPER.SWITCH W.2 KEYS LATCHING 2 SWITCH POSITIONS O-I SCREW TERMINAL, 1NO LOCK NO SB 30, REMOVAL POS. O+I WITH HOLDER !!! Phased-out product !!! SIRIUS ACT 3SU1 is successor Preferred successor ty >>3SU1150-4BF11-1BA0<< | - | 0 | 7
3SB3602-4AD11-0CC0 |  | 3SB3602-4AD11-0CC0 | 1 | UN | 1 | 20 | D | D | N | N | 85365080 | 1 | 4011209670440 | 0.108 | KG | 51.68 | 51.68 | CP20 | CP20 | 22MM METAL ROUND COMPLETE UNIT COMBINATION: RONIS KEY-OPER.SWITCH W.2 KEYS LATCHING 2 SWITCH POSITIONS O-I SPRING-LOADED TERMINAL, 1NO LOCK NO SB 30, REMOVAL POS. O+I WITH HOLDER !!! Phased-out product !!! SIRIUS ACT 3SU1 is successor Preferred successor type is >>3SU1150-4BF11-3BA0<< | - | 0 | 7
3SB3602-4AD11-0CC0-Z | X90 | 3SB3602-4AD11-0CC0-ZX90 | 1 | UN | 1 | 30 | D | D | N | N | 85365080 | 20 |  | 0.116 | KG | 51.68 | 51.68 | CP20 | CP20 | Ronis key-operated switch, 22 mm, round, metal, lock no. SB30, 2 switch positions O-I, actuating angle 50 degrees, 12/14 hundred hours, key removal O+I, with holder, 1 NO, spring-type terminal, possible special locks: 3SB31, 421, 455 Multi-unit pack Packing quantity = 20 units !!! Phased-out product !!! SIRIUS ACT 3SU1 is the successor The preferred successor type is <<3SU1150-4BF11-3BA0-ZX90>> | - | 0 | 7
3SB3602-4AD11-0CC0-Z | Y01 | 3SB3602-4AD11-0CC0-ZY01 | 1 | UN | 1 | 40 | X | D | N | N | 85365080 | 1 |  | 0.116 | KG | 79.14 | 79.14 | CP20 | CP20 | Ronis key-operated switch, 22 mm, round, metal, lock no. SB30, 2 switch positions O-I, actuating angle 50 degrees, 12/14 hundred hours, key removal O+I, with holder, 1 NO, spring-type terminal, possible special locks: 3SB31, 421, 455 Special lock !!! Phased-out product !!! SIRIUS ACT 3SU1 is the successor The preferred successor type is <<3SU1150-4BF11-3BA0-ZY01>> | - | 0 | 7
3SB3602-4AD11-Z | X90 | 3SB3602-4AD11-ZX90 | 1 | UN | 1 | 10 | C | D | N | N | 85365080 | 20 |  | 0.118 | KG | 50.54 | 50.54 | CP20 | CP20 | Ronis key-operated switch, 22 mm, round, metal, lock no. SB30, 2 switch positions O-I, actuating angle 50 degrees, 12/14 hundred hours, key removal O+I, with holder, 1 NO, screw terminal, possible special locks: 3SB31, 421, 455 Multi-unit pack Packing quantity = 20 units !!! Phased-out product !!! SIRIUS ACT 3SU1 is the successor The preferred successor type is <<3SU1150-4BF11-1BA0-ZX90>> | - | 0 | 7
3SB3602-4AD11-Z | Y01 | 3SB3602-4AD11-ZY01 | 1 | UN | 1 | 40 | X | D | N | N | 85365080 | 1 |  | 0.118 | KG | 80.28 | 80.28 | CP20 | CP20 | Ronis key-operated switch, 22 mm, round, metal, lock no. SB30, 2 switch positions O-I, actuating angle 50 degrees, 12/14 hundred hours, key removal O+I, with holder, 1 NO, screw terminal, possible special locks: 3SB31, 421, 455 Special lock !!! Phased-out product !!! SIRIUS ACT 3SU1 is the successor The preferred successor type is <<3SU1150-4BF11-1BA0-ZY01>> | - | 0 | 7
3SB3603-0AA11 |  | 3SB3603-0AA11 | 1 | UN | 1 | 10 | C | D | N | N | 85365080 | 1 | 4011209411319 | 0.085 | KG | 19.1 | 19.1 | CP20 | CP20 | 22MM METAL ROUND COMPLETE UNIT COMBINATION: PUSHBUTTON MOMENTARY CONTACT TYPE WITH FLAT BUTTON SCREW TERMINAL, 1NC WITH HOLDER BLACK SOLVENT RESISTANT !!! Phased-out product !!! SIRIUS ACT 3SU1 is successor Preferred successor type is >>3SU1150-0AB10-1CA0<< |  | 0 | 7
3SB3603-0AA11-0CC0 |  | 3SB3603-0AA11-0CC0 | 1 | UN | 1 | 10 | C | D | N | N | 85365080 | 1 | 4011209636101 | 0.097 | KG | 20.14 | 20.14 | CP20 | CP20 | 22MM METAL ROUND COMPLETE UNIT COMBINATION: PUSHBUTTON MOMENTARY CONTACT TYPE WITH FLAT BUTTON SPRING-LOADED TERMINAL, 1NC WITH HOLDER BLACK SOLVENT RESISTANT !!! Phased-out product !!! SIRIUS ACT 3SU1 is successor Preferred successor type is >>3SU1150-0AB10-3CA0<< | - | 0 | 7
3SB3603-0AA21 |  | 3SB3603-0AA21 | 1 | UN | 1 | 2 | A | D | N | N | 85365080 | 1 | 4011209411241 | 0.085 | KG | 19.1 | 19.1 | CP20 | CP20 | 22MM METAL ROUND COMPLETE UNIT COMBINATION: PUSHBUTTON MOMENTARY CONTACT TYPE WITH FLAT BUTTON SCREW TERMINAL, 1NC WITH HOLDER RED !!! Phased-out product !!! SIRIUS ACT 3SU1 is successor Preferred successor type is >>3SU1150-0AB20-1CA0<< |  | 0 | 7
3SB3603-0AA21-0CC0 |  | 3SB3603-0AA21-0CC0 | 1 | UN | 1 | 20 | D | D | N | N | 85365080 | 1 | 4011209636095 | 0.097 | KG | 20.14 | 20.14 | CP20 | CP20 | 22MM METAL ROUND COMPLETE UNIT COMBINATION: PUSHBUTTON MOMENTARY CONTACT TYPE WITH FLAT BUTTON SPRING-LOADED TERMINAL, 1NC WITH HOLDER RED !!! Phased-out product !!! SIRIUS ACT 3SU1 is successor Preferred successor type is >>3SU1150-0AB20-3CA0<< | - | 0 | 7
3SB3603-0AA21-0PA0 |  | 3SB3603-0AA21-0PA0 | 1 | UN | 1 | 20 | D | D | N | N | 85365080 | 1 | 4011209841673 | 0.092 | KG | 19.1 | 19.1 | CP20 | CP20 | 22MM METAL ROUND COMPLETE UNIT COMBINATION: PUSHBUTTON MOMENTARY CONTACT TYPE WITH FLAT BUTTON SCREW TERMINAL, 1NC WITH HOLDER RED !!! Phased-out product !!! SIRIUS ACT 3SU1 is successor Preferred successor type is >>3SU1150-0AB20-1CA0<< | - | 0 | 7
3SB3603-1CA21 |  | 3SB3603-1CA21 | 1 | UN | 1 | 10 | C | D | N | N | 85365080 | 1 | 4011209420007 | 0.096 | KG | 40.09 | 40.09 | CP20 | CP20 | 22MM METAL ROUND COMPLETE UNIT COMBINATION: PUSH-PULL BUTTON 40MM LATCHING W.PULL-TO-UNLOCK MECH. SCREW TERMINAL, 1NC WITH HOLDER RED !!! Phased-out product !!! SIRIUS ACT 3SU1 is successor Preferred successor type is >>3SU1150-1BA20-1CA0<< | - | 0 | 7
3SB3603-1CA21-0CC0 |  | 3SB3603-1CA21-0CC0 | 1 | UN | 1 | 10 | C | D | N | N | 85365080 | 1 | 4011209636118 | 0.1 | KG | 40.28 | 40.28 | CP20 | CP20 | 22MM METAL ROUND COMPLETE UNIT COMBINATION: PUSH-PULL BUTTON 40MM LATCHING W.PULL-TO-UNLOCK MECH. SPRING-LOADED TERMINAL, 1NC WITH HOLDER RED !!! Phased-out product !!! SIRIUS ACT 3SU1 is successor Preferred successor type is >>3SU1150-1BA20-3CA0<< | - | 0 | 7
3SB3603-1CA21-0CC0-Z | X90 | 3SB3603-1CA21-0CC0-ZX90 | 1 | UN | 1 | 10 | C | D | N | N | 85365080 | 20 |  | 0.1 | KG | 40.28 | 40.28 | CP20 | CP20 | Push-pull switch, 22 mm, round, metal, red, latching, with holder, 1 NC, SPRING-TYPE TERMINAL Multi-unit pack Packing quantity = 20 units !!! Phased-out product !!! SIRIUS ACT 3SU1 is the successor The preferred successor type is <<3SU1150-1BA20-3CA0-ZX90>> | - | 0 | 7
3SB3603-1CA21-Z | X90 | 3SB3603-1CA21-ZX90 | 1 | UN | 1 | 10 | C | D | N | N | 85365080 | 20 |  | 0.096 | KG | 40.09 | 40.09 | CP20 | CP20 | Push-pull switch, 22 mm, round, metal, red, latching, with holder, 1 NC, SCREW TERMINAL Multi-unit pack Packing quantity = 20 units !!! Phased-out product !!! SIRIUS ACT 3SU1 is the successor The preferred successor type is <<3SU1150-1BA20-1CA0-ZX90>> | - | 0 | 7
3SB3603-1HA20 |  | 3SB3603-1HA20 | 1 | UN | 1 | 2 | A | D | N | N | 85365080 | 1 | 4011209411487 | 0.128 | KG | 42.18 | 42.18 | CP20 | CP20 | 22MM METAL ROUND COMPLETE UNIT COMBINATION: EMERGEN.-STOP MUSHR.PUSHB. 40MM LATCH.W. ROT.-TO-UNLATCH MECH. WITH YELLOW BACKING PLATE SCREW TERMINAL, 1NC WITH HOLDER RED INSCRIPTION: NOT-HALT !!! Phased-out product !!! SIRIUS ACT 3SU1 is successor Preferred successor type is >>3SU1150-1HB20-1CH0<< |  | 0 | 7
3SB3603-1HA20-0CC0 |  | 3SB3603-1HA20-0CC0 | 1 | UN | 1 | 10 | C | D | N | N | 85365080 | 1 | 4011209636125 | 0.125 | KG | 42.47 | 42.47 | CP20 | CP20 | 22MM METAL ROUND COMPLETE UNIT COMBINATION: EMERGEN.-STOP MUSHR.PUSHB. 40MM LATCH.W. ROT.-TO-UNLATCH MECH. WITH YELLOW BACKING PLATE SPRING-LOADED TERMINAL, 1NC WITH HOLDER RED INSCRIPTION: NOT-HALT !!! Phased-out product !!! SIRIUS ACT 3SU1 is suc Preferred successor ty >>3SU1150-1HB20-3CH0 << | - | 0 | 7
3SB3603-1HA20-0CC0-Z | X90 | 3SB3603-1HA20-0CC0-ZX90 | 1 | UN | 1 | 10 | C | D | N | N | 85365080 | 20 |  | 0.125 | KG | 42.47 | 42.47 | CP20 | CP20 | EMERGENCY STOP MUSHROOM PUSHBUTTON, 22 mm, round, metal, red, latching, with yellow backing plate, inscription: EMERGENCY STOP, with holder, 1 NC, SPRING-TYPE TERMINAL Multi-unit pack Packing quantity = 20 units !!! Phased-out product !!! SIRIUS ACT 3SU1 is the successor The preferred successor type is <<3SU1150-1HB20-3CH0-ZX90>> | - | 0 | 7
3SB3603-1HA20-Z | X90 | 3SB3603-1HA20-ZX90 | 1 | UN | 1 | 10 | C | D | N | N | 85365080 | 20 | 4011209691414 | 0.12 | KG | 42.18 | 42.18 | CP20 | CP20 | EMERGENCY STOP MUSHROOM PUSHBUTTON, 22 mm, round, metal, red, latching, with yellow backing plate, inscription: EMERGENCY STOP, with holder, 1 NC, screw terminal, Z=20-unit pack !!! Phased-out product !!! SIRIUS ACT 3SU1 is the successor The preferred successor type is <<3SU1150-1HB20-1CH0-ZX90>> | - | 0 | 7
3SB3603-1HA26 |  | 3SB3603-1HA26 | 1 | UN | 1 | 10 | C | D | N | N | 85389099 | 1 | 4011209851344 | 0.131 | KG | 49.5 | 49.5 | CP20 | CP20 | Emergency stop mushroom pushbutton, 22 mm, round, metal, red, 40 mm, latching, rotate-to-unlatch, mechan. switch position indicator, with yellow backing plate, inscription: EMERGENCY STOP, with holder, 1 NC, SCREW TERMINAL !!! Phased-out product !!! SIRIUS ACT 3SU1 is the successor The preferred successor type is >>3SU1051-1HB20-0AA0 + 3SU1550-0AA10-0AA0 + 3SU1400-1AA10-1CA0 + 3SU1900-0BC31-0AT0<< | - | 0 | 7
3SB3603-1HA26-0CC0 |  | 3SB3603-1HA26-0CC0 | 1 | UN | 1 | 10 | C | D | N | N | 85389099 | 1 | 4011209851368 | 0.124 | KG | 49.69 | 49.69 | CP20 | CP20 | Emergency stop mushroom pushbutton, 22 mm, round, metal, red, 40 mm, latching, rotate-to-unlatch, mechan. switch position indicator, with yellow backing plate, inscription: EMERGENCY STOP, with holder, 1 NC, SPRING-TYPE TERMINAL !!! Phased-out product !!! SIRIUS ACT 3SU1 is the successor The preferred successor type is >>3SU1051-1HB20-0AA0 + 3SU1900-0BC31-0AT0 + 3SU1400-1AA10-3CA0 + 3SU1550-0AA10-0AA0<< | - | 0 | 7
3SB3603-1HA26-0CC0-Z | X90 | 3SB3603-1HA26-0CC0-ZX90 | 1 | UN | 1 | 10 | C | D | N | N | 85389099 | 20 |  | 0.124 | KG | 49.69 | 49.69 | CP20 | CP20 | EMERGENCY STOP MUSHROOM PUSHBUTTON, 22 mm, round, metal, red, 40mm, latching, rotate-to-unlatch, mechan. switch position indicator, with yellow backing plate, inscription: EMERGENCY STOP, with holder, 1 NC, SPRING-TYPE TERMINAL Multi-unit pack Packing quantity = 20 units !!! Phased-out product !!! SIRIUS ACT 3SU1 is the successor The preferred successor type is <<3SU1051-1HB20-0AA0-ZX90 + 3SU1900-0BC31-0AT0 + 3SU1400-1AA10-3CA0 + 3SU1550-0AA10-0AA0>> | - | 0 | 7
3SB3603-1HA26-Z | X90 | 3SB3603-1HA26-ZX90 | 1 | UN | 1 | 10 | C | D | N | N | 85389099 | 20 |  | 0.131 | KG | 49.5 | 49.5 | CP20 | CP20 | EMERGENCY STOP MUSHROOM PUSHBUTTON, 22 mm, round, metal, red, 40mm, latching, rotate-to-unlatch, mechan. switch position indicator, with yellow backing plate, inscription: EMERGENCY STOP, with holder, 1 NC, SCREW TERMINAL Multi-unit pack Packing quantity = 20 units !!! Phased-out product !!! SIRIUS ACT 3SU1 is the successor The preferred successor type is <<3SU1051-1HB20-0AA0-ZX90 + 3SU1550-0AA10-0AA0 + 3SU1400-1AA10-1CA0 + 3SU1900-0BC31-0AT0>> | - | 0 | 7
3SB3603-1HP20 |  | 3SB3603-1HP20 | 1 | UN | 1 | 10 | C | D | N | N | 85365080 | 1 | 4011209544901 | 0.13 | KG | 42.18 | 42.18 | CP20 | CP20 | 22MM METAL ROUND COMPLETE UNIT COMBINATION: EMERGEN.-STOP MUSHR.PUSHB. 40MM LATCH.W. ROT.-TO-UNLATCH MECH. WITH YELLOW BACKING PLATE SCREW TERMINAL, 1NC WITH HOLDER RED INSCRIPTION: ARRET D'URGENCE !!! Phased-out product !!! SIRIUS ACT 3SU1 is successor Preferred successor type is >>3SU1150-1HB20-1CJ0<< | - | 0 | 7
3SB3603-1HP20-Z | X90 | 3SB3603-1HP20-ZX90 | 1 | UN | 1 | 10 | C | D | N | N | 85365080 | 20 |  | 0.13 | KG | 42.18 | 42.18 | CP20 | CP20 | EMERGENCY STOP MUSHROOM PUSHBUTTON, 22 mm, round, metal, red, latching, with yellow backing plate, inscription: ARRET D'URGENCE, with holder, 1 NC, SCREW TERMINAL Multi-unit pack Packing quantity = 20 units !!! Phased-out product !!! SIRIUS ACT 3SU1 is the successor The preferred successor type is <<3SU1150-1HB20-1CJ0-ZX90>> | - | 0 | 7
3SB3603-1HR20 |  | 3SB3603-1HR20 | 1 | UN | 1 | 10 | C | D | N | N | 85365080 | 1 | 4011209610651 | 0.114 | KG | 42.18 | 42.18 | CP20 | CP20 | 22MM METAL ROUND COMPLETE UNIT COMBINATION: EMERGEN.-STOP MUSHR.PUSHB. 40MM LATCH.W. ROT.-TO-UNLATCH MECH. WITH YELLOW BACKING PLATE SCREW TERMINAL, 1NC WITH HOLDER RED INSCRIPTION: EMERGENCY STOP !!! Phased-out product !!! SIRIUS ACT 3SU1 is successor Preferred successor type is >>3SU1150-1HB20-1CG0<< | - | 0 | 7
3SB3603-1HR20-Z | X90 | 3SB3603-1HR20-ZX90 | 1 | UN | 1 | 10 | C | D | N | N | 85365080 | 20 |  | 0.128 | KG | 42.18 | 42.18 | CP20 | CP20 | EMERGENCY STOP MUSHROOM PUSHBUTTON, 22 mm, round, metal, red, latching, with yellow backing plate, inscription: EMERGENCY STOP, with holder, 1 NC, SCREW TERMINAL Multi-unit pack Packing quantity = 20 units !!! Phased-out product !!! SIRIUS ACT 3SU1 is the successor The preferred successor type is <<3SU1150-1HB20-1CG0-ZX90>> | - | 0 | 7
3SB3603-1HR26 |  | 3SB3603-1HR26 | 1 | UN | 1 | 10 | C | D | N | N | 85389099 | 1 | 4011209851467 | 0.125 | KG | 49.5 | 49.5 | CP20 | CP20 | Emergency stop mushroom pushbutton, 22 mm, round, metal, red, 40 mm, latching, rotate-to-unlatch, mechan. switch position indicator, with yellow backing plate, inscription: EMERGENCY STOP, with holder, 1 NC, SCREW TERMINAL !!! Phased-out product !!! SIRIUS ACT 3SU1 is the successor The preferred successor type is >>3SU1051-1HB20-0AA0 + 3SU1550-0AA10-0AA0 + 3SU1400-1AA10-3CA0 + 3SU1900-0BC31-0DA0<< | - | 0 | 7
3SB3603-1HR26-Z | X90 | 3SB3603-1HR26-ZX90 | 1 | UN | 1 | 10 | C | D | N | N | 85389099 | 20 |  | 0.125 | KG | 49.5 | 49.5 | CP20 | CP20 | EMERGENCY STOP MUSHROOM PUSHBUTTON, 22 mm, round, metal, red, 40mm, latching, rotate-to-unlatch, mechan. switch position indicator, with yellow backing plate, inscription: EMERGENCY STOP, with holder, 1 NC, SCREW TERMINAL Multi-unit pack Packing quantity = 20 units !!! Phased-out product !!! SIRIUS ACT 3SU1 is the successor The preferred successor type is <<3SU1051-1HB20-0AA0-ZX90 + 3SU1550-0AA10-0AA0 + 3SU1400-1AA10-3CA0 + 3SU1900-0BC31-0DA0>> | - | 0 | 7
3SB3603-1TA20 |  | 3SB3603-1TA20 | 1 | UN | 1 | 10 | C | D | N | N | 85365080 | 1 | 4011209419834 | 0.128 | KG | 42.18 | 42.18 | CP20 | CP20 | 22MM METAL ROUND COMPLETE UNIT COMBINATION: EMERGEN.-STOP MUSHR.PUSHB. 40MM LATCHING W.PULL-TO-UNLOCK MECH. WITH YELLOW BACKING PLATE SCREW TERMINAL, 1ONC WITH HOLDER RED SOLVENT RESISTANT INSCRIPTION: NOT-HALT !!! Phased-out product !!! SIRIUS ACT 3SU1 is suc Preferred successor ty >>3SU1150-1HA20-1CH0 << |  | 0 | 7
3SB3603-1TA20-0CC0 |  | 3SB3603-1TA20-0CC0 | 1 | UN | 1 | 10 | C | D | N | N | 85365080 | 1 | 4011209636132 | 0.12 | KG | 42.47 | 42.47 | CP20 | CP20 | 22MM METAL ROUND COMPLETE UNIT COMBINATION: EMERGEN.-STOP MUSHR.PUSHB. 40MM LATCHING W.PULL-TO-UNLOCK MECH. WITH YELLOW BACKING PLATE SPRING-LOADED TERMINAL, 1NC WITH HOLDER RED SOLVENT RESISTANT INSCRIPTION: NOT-HALT !!! Phased-out product !!! SIRIUS ACT 3SU1 is suc Preferred successor ty >>3SU1150-1HA20-3CH0 << | - | 0 | 7
3SB3603-1TA20-0CC0-Z | X90 | 3SB3603-1TA20-0CC0-ZX90 | 1 | UN | 1 | 10 | C | D | N | N | 85365080 | 20 |  | 0.16 | KG | 42.47 | 42.47 | CP20 | CP20 | EMERGENCY STOP MUSHROOM PUSHBUTTON, 22 mm, round, metal, red, latching, with yellow backing plate, inscription: EMERGENCY STOP, with holder, 1 NC, SPRING-TYPE TERMINAL Multi-unit pack Packing quantity = 20 units !!! Phased-out product !!! SIRIUS ACT 3SU1 is the successor The preferred successor type is <<3SU1150-1HA20-3CH0-ZX90>> | - | 0 | 7
3SB3603-1TA20-Z | X90 | 3SB3603-1TA20-ZX90 | 1 | UN | 1 | 10 | C | D | N | N | 85365080 | 20 |  | 0.128 | KG | 42.18 | 42.18 | CP20 | CP20 | EMERGENCY STOP MUSHROOM PUSHBUTTON, 22 mm, round, metal, red, latching, with yellow backing plate, inscription: EMERGENCY STOP, with holder, 1 NC, SCREW TERMINAL Multi-unit pack Packing quantity = 20 units !!! Phased-out product !!! SIRIUS ACT 3SU1 is the successor The preferred successor type is <<3SU1150-1HA20-1CH0-ZX90>> | - | 0 | 7
3SB3603-1TP20 |  | 3SB3603-1TP20 | 1 | UN | 1 | 10 | C | D | N | N | 85365080 | 1 | 4011209558496 | 0.13 | KG | 42.18 | 42.18 | CP20 | CP20 | 22MM METAL ROUND COMPLETE UNIT COMBINATION: EMERGEN.-STOP MUSHR.PUSHB. 40MM LATCHING W.PULL-TO-UNLOCK MECH. WITH YELLOW BACKING PLATE SCREW TERMINAL, 1NC WITH HOLDER RED SOLVENT RESISTANT INSCRIPTION: ARRET D'URGENCE !!! Phased-out product !!! SIRIUS ACT 3SU1 is suc Preferred successor ty >>3SU1050-1HA20-0AA0 + 3SU1550-0AA10-0AA0 + 3SU1400-1AA10-1CA0 + 3SU1900-0BC31-0GQ0<< | - | 0 | 7
3SB3603-1TP20-Z | X90 | 3SB3603-1TP20-ZX90 | 1 | UN | 1 | 10 | C | D | N | N | 85365080 | 20 |  | 0.13 | KG | 42.18 | 42.18 | CP20 | CP20 | EMERGENCY STOP MUSHROOM PUSHBUTTON, 22 mm, round, metal, red, 40 MM latching, with yellow backing plate, inscription: ARRET D'URGENCE, with holder, 1 NC, SCREW TERMINAL Multi-unit pack Packing quantity = 20 units !!! Phased-out product !!! SIRIUS ACT 3SU1 is the successor The preferred successor type is <<3SU1050-1HA20-0AA0-ZX90 + 3SU1550-0AA10-0AA0 + 3SU1400-1AA10-1CA0 + 3SU1900-0BC31-0GQ0>> | - | 0 | 7
3SB3603-1TR20 |  | 3SB3603-1TR20 | 1 | UN | 1 | 10 | C | D | N | N | 85365080 | 1 | 4011209682559 | 0.128 | KG | 42.18 | 42.18 | CP20 | CP20 | 22MM METAL ROUND COMPLETE UNIT COMBINATION: EMERGEN.-STOP MUSHR.PUSHB. 40MM LATCHING W.PULL-TO-UNLOCK MECH. WITH YELLOW BACKING PLATE SCREW TERMINAL, 1NC WITH HOLDER RED SOLVENT RESISTANT INSCRIPTION: EMERGENCY STOP !!! Phased-out product !!! SIRIUS ACT 3SU1 is suc Preferred successor ty >>3SU1150-1HA20-1CG0 << | - | 0 | 7
3SB3603-1TR20-Z | X90 | 3SB3603-1TR20-ZX90 | 1 | UN | 1 | 10 | C | D | N | N | 85365080 | 20 |  | 0.128 | KG | 42.18 | 42.18 | CP20 | CP20 | EMERGENCY STOP MUSHROOM PUSHBUTTON, 22 mm, round, metal, red, latching, with yellow backing plate, inscription: EMERGENCY STOP, with holder, 1 NC, SCREW TERMINAL Multi-unit pack Packing quantity = 20 units !!! Phased-out product !!! SIRIUS ACT 3SU1 is the successor The preferred successor type is <<3SU1150-1HA20-1CG0-ZX90>> | - | 0 | 7
3SB3604-6AA00 |  | 3SB3604-6AA00 | 1 | UN | 1 | 20 | D | D | N | N | 85366190 | 1 | 4011209442269 | 0.074 | KG | 17.01 | 17.01 | CP20 | CP20 | 22MM METAL ROUND COMPLETE UNIT COMBINATION: INDICATOR LIGHT WITH SMOOTH LENSE NON-ILLUMINATED WITH LAMP HOLDER BA 9S WITHOUT LAMP SCREW TERMINAL WITH HOLDER AMBER !!! Phased-out product !!! SIRIUS ACT 3SU1 is successor Preferred successor type is >>3SU1051-6AA00-0AA0 + | - | 0 | 7
3SB3604-6AA20 |  | 3SB3604-6AA20 | 1 | UN | 1 | 10 | C | D | N | N | 85366190 | 1 | 4011209409873 | 0.074 | KG | 17.01 | 17.01 | CP20 | CP20 | 22MM METAL ROUND COMPLETE UNIT COMBINATION: INDICATOR LIGHT WITH SMOOTH LENSE NON-ILLUMINATED WITH LAMP HOLDER BA 9S WITHOUT LAMP SCREW TERMINAL WITH HOLDER RED !!! Phased-out product !!! SIRIUS ACT 3SU1 is successor Preferred successor type is >>3SU1051-6AA20-0AA0 + | - | 0 | 7
3SB3604-6AA30 |  | 3SB3604-6AA30 | 1 | UN | 1 | 10 | C | D | N | N | 85366190 | 1 | 4011209409910 | 0.074 | KG | 17.01 | 17.01 | CP20 | CP20 | 22MM METAL ROUND COMPLETE UNIT COMBINATION: INDICATOR LIGHT WITH SMOOTH LENSE NON-ILLUMINATED WITH LAMP HOLDER BA 9S WITHOUT LAMP SCREW TERMINAL WITH HOLDER YELLOW !!! Phased-out product !!! SIRIUS ACT 3SU1 is successor Preferred successor type is >>3SU1051-6AA30-0AA0 + | - | 0 | 7
3SB3604-6AA40 |  | 3SB3604-6AA40 | 1 | UN | 1 | 10 | C | D | N | N | 85366190 | 1 | 4011209409927 | 0.074 | KG | 17.01 | 17.01 | CP20 | CP20 | 22MM METAL ROUND COMPLETE UNIT COMBINATION: INDICATOR LIGHT WITH SMOOTH LENSE NON-ILLUMINATED WITH LAMP HOLDER BA 9S WITHOUT LAMP SCREW TERMINAL WITH HOLDER GREEN !!! Phased-out product !!! SIRIUS ACT 3SU1 is successor Preferred successor type is >>3SU1051-6AA40-0AA0 + | - | 0 | 7
3SB3604-6AA50 |  | 3SB3604-6AA50 | 1 | UN | 1 | 10 | C | D | N | N | 85366190 | 1 | 4011209409934 | 0.074 | KG | 17.01 | 17.01 | CP20 | CP20 | 22MM METAL ROUND COMPLETE UNIT COMBINATION: INDICATOR LIGHT WITH SMOOTH LENSE NON-ILLUMINATED WITH LAMP HOLDER BA 9S WITHOUT LAMP SCREW TERMINAL WITH HOLDER BLUE !!! Phased-out product !!! SIRIUS ACT 3SU1 is successor Preferred successor type is >>3SU1051-6AA50-0AA0 + | - | 0 | 7
3SB3604-6AA60 |  | 3SB3604-6AA60 | 1 | UN | 1 | 10 | C | D | N | N | 85366190 | 1 | 4011209410077 | 0.074 | KG | 17.01 | 17.01 | CP20 | CP20 | 22MM METAL ROUND COMPLETE UNIT COMBINATION: INDICATOR LIGHT WITH SMOOTH LENSE NON-ILLUMINATED WITH LAMP HOLDER BA 9S WITHOUT LAMP SCREW TERMINAL WITH HOLDER WHITE !!! Phased-out product !!! SIRIUS ACT 3SU1 is successor Preferred successor type is >>3SU1051-6AA60-0AA0 + | - | 0 | 7
3SB3604-6AA70 |  | 3SB3604-6AA70 | 1 | UN | 1 | 20 | D | D | N | N | 85366190 | 1 | 4011209409941 | 0.074 | KG | 17.01 | 17.01 | CP20 | CP20 | 22MM METAL ROUND COMPLETE UNIT COMBINATION: INDICATOR LIGHT WITH SMOOTH LENSE NON-ILLUMINATED WITH LAMP HOLDER BA 9S WITHOUT LAMP SCREW TERMINAL WITH HOLDER CLEAR !!! Phased-out product !!! SIRIUS ACT 3SU1 is successor Preferred successor type is >>3SU1051-6AA70-0AA0 + | - | 0 | 7
3SB3604-6BA00 |  | 3SB3604-6BA00 | 1 | UN | 1 | 10 | C | D | N | N | 85366190 | 1 | 4011209450578 | 0.074 | KG | 17.01 | 17.01 | CP20 | CP20 | 22MM METAL ROUND COMPLETE UNIT COMBINATION: INDICATOR LIGHT WITH CONCENTRIC RINGS NON-ILLUMINATED WITH LAMP HOLDER BA 9S WITHOUT LAMP SCREW TERMINAL WITH HOLDER AMBER !!! Phased-out product !!! SIRIUS ACT 3SU1 is successor Preferred successor type is >>3SU1051-6AA00-0AA0 + | - | 0 | 7
3SB3604-6BA20 |  | 3SB3604-6BA20 | 1 | UN | 1 | 10 | C | D | N | N | 85366190 | 1 | 4011209446168 | 0.074 | KG | 17.01 | 17.01 | CP20 | CP20 | 22MM METAL ROUND COMPLETE UNIT COMBINATION: INDICATOR LIGHT WITH CONCENTRIC RINGS NON-ILLUMINATED WITH LAMP HOLDER BA 9S WITHOUT LAMP SCREW TERMINAL WITH HOLDER RED !!! Phased-out product !!! SIRIUS ACT 3SU1 is successor Preferred successor type is >>3SU1051-6AA20-0AA0 + |  | 0 | 7
3SB3604-6BA20-0CC0 |  | 3SB3604-6BA20-0CC0 | 1 | UN | 1 | 10 | C | D | N | N | 85366190 | 1 | 4011209636149 | 0.081 | KG | 17.67 | 17.67 | CP20 | CP20 | 22MM METAL ROUND COMPLETE UNIT COMBINATION: INDICATOR LIGHT WITH CONCENTRIC RINGS NON-ILLUMINATED WITH LAMP HOLDER BA 9S WITHOUT LAMP SPRING-LOADED TERMINAL WITH HOLDER RED !!! Phased-out product !!! SIRIUS ACT 3SU1 is successor Preferred successor type is >>3SU1051-6AA20-0AA0 + 3SU1550-0AA10-0AA0<< | - | 0 | 7
3SB3604-6BA30 |  | 3SB3604-6BA30 | 1 | UN | 1 | 10 | C | D | N | N | 85366190 | 1 | 4011209446458 | 0.074 | KG | 17.01 | 17.01 | CP20 | CP20 | 22MM METAL ROUND COMPLETE UNIT COMBINATION: INDICATOR LIGHT WITH CONCENTRIC RINGS NON-ILLUMINATED WITH LAMP HOLDER BA 9S WITHOUT LAMP SCREW TERMINAL WITH HOLDER YELLOW !!! Phased-out product !!! SIRIUS ACT 3SU1 is successor Preferred successor type is >>3SU1051-6AA30-0AA0 + |  | 0 | 7
3SB3604-6BA30-0CC0 |  | 3SB3604-6BA30-0CC0 | 1 | UN | 1 | 20 | D | D | N | N | 85366190 | 1 | 4011209636156 | 0.081 | KG | 17.67 | 17.67 | CP20 | CP20 | 22MM METAL ROUND COMPLETE UNIT COMBINATION: INDICATOR LIGHT WITH CONCENTRIC RINGS NON-ILLUMINATED WITH LAMP HOLDER BA 9S WITHOUT LAMP SPRING-LOADED TERMINAL WITH HOLDER YELLOW !!! Phased-out product !!! SIRIUS ACT 3SU1 is successor Preferred successor type is >>3SU1051-6AA30-0AA0 + 3SU1550-0AA10-0AA0<< | - | 0 | 7
3SB3604-6BA40 |  | 3SB3604-6BA40 | 1 | UN | 1 | 10 | C | D | N | N | 85366190 | 1 | 4011209446441 | 0.074 | KG | 17.01 | 17.01 | CP20 | CP20 | 22MM METAL ROUND COMPLETE UNIT COMBINATION: INDICATOR LIGHT WITH CONCENTRIC RINGS NON-ILLUMINATED WITH LAMP HOLDER BA 9S WITHOUT LAMP SCREW TERMINAL WITH HOLDER GREEN !!! Phased-out product !!! SIRIUS ACT 3SU1 is successor Preferred successor type is >>3SU1051-6AA40-0AA0 + |  | 0 | 7
3SB3604-6BA40-0CC0 |  | 3SB3604-6BA40-0CC0 | 1 | UN | 1 | 10 | C | D | N | N | 85366190 | 1 | 4011209636163 | 0.081 | KG | 17.67 | 17.67 | CP20 | CP20 | 22MM METAL ROUND COMPLETE UNIT COMBINATION: INDICATOR LIGHT WITH CONCENTRIC RINGS NON-ILLUMINATED WITH LAMP HOLDER BA 9S WITHOUT LAMP SPRING-LOADED TERMINAL WITH HOLDER GREEN !!! Phased-out product !!! SIRIUS ACT 3SU1 is successor Preferred successor type is >>3SU1051-6AA40-0AA0 + 3SU1550-0AA10-0AA0<< | - | 0 | 7
3SB3604-6BA50 |  | 3SB3604-6BA50 | 1 | UN | 1 | 10 | C | D | N | N | 85366190 | 1 | 4011209446434 | 0.074 | KG | 17.01 | 17.01 | CP20 | CP20 | 22MM METAL ROUND COMPLETE UNIT COMBINATION: INDICATOR LIGHT WITH CONCENTRIC RINGS NON-ILLUMINATED WITH LAMP HOLDER BA 9S WITHOUT LAMP SCREW TERMINAL WITH HOLDER BLUE !!! Phased-out product !!! SIRIUS ACT 3SU1 is successor Preferred successor type is >>3SU1051-6AA50-0AA0 + |  | 0 | 7
3SB3604-6BA50-0CC0 |  | 3SB3604-6BA50-0CC0 | 1 | UN | 1 | 20 | D | D | N | N | 85366190 | 1 | 4011209636170 | 0.081 | KG | 17.67 | 17.67 | CP20 | CP20 | 22MM METAL ROUND COMPLETE UNIT COMBINATION: INDICATOR LIGHT WITH CONCENTRIC RINGS NON-ILLUMINATED WITH LAMP HOLDER BA 9S WITHOUT LAMP SPRING-LOADED TERMINAL WITH HOLDER BLUE !!! Phased-out product !!! SIRIUS ACT 3SU1 is successor Preferred successor type is >>3SU1051-6AA50-0AA0 + 3SU1550-0AA10-0AA0<< | - | 0 | 7
3SB3604-6BA60 |  | 3SB3604-6BA60 | 1 | UN | 1 | 10 | C | D | N | N | 85366190 | 1 | 4011209446427 | 0.074 | KG | 17.01 | 17.01 | CP20 | CP20 | 22MM METAL ROUND COMPLETE UNIT COMBINATION: INDICATOR LIGHT WITH CONCENTRIC RINGS NON-ILLUMINATED WITH LAMP HOLDER BA 9S WITHOUT LAMP SCREW TERMINAL WITH HOLDER WHITE !!! Phased-out product !!! SIRIUS ACT 3SU1 is successor Preferred successor type is >>3SU1051-6AA60-0AA0 + |  | 0 | 7
3SB3604-6BA60-0CC0 |  | 3SB3604-6BA60-0CC0 | 1 | UN | 1 | 10 | C | D | N | N | 85366190 | 1 | 4011209636187 | 0.081 | KG | 17.67 | 17.67 | CP20 | CP20 | 22MM METAL ROUND COMPLETE UNIT COMBINATION: INDICATOR LIGHT WITH CONCENTRIC RINGS NON-ILLUMINATED WITH LAMP HOLDER BA 9S WITHOUT LAMP SPRING-LOADED TERMINAL WITH HOLDER WHITE !!! Phased-out product !!! SIRIUS ACT 3SU1 is successor Preferred successor type is >>3SU1051-6AA60-0AA0 + 3SU1550-0AA10-0AA0<< | - | 0 | 7
3SB3604-6BA70 |  | 3SB3604-6BA70 | 1 | UN | 1 | 10 | C | D | N | N | 85366190 | 1 | 4011209446410 | 0.074 | KG | 17.01 | 17.01 | CP20 | CP20 | 22MM METAL ROUND COMPLETE UNIT COMBINATION: INDICATOR LIGHT WITH CONCENTRIC RINGS NON-ILLUMINATED WITH LAMP HOLDER BA 9S WITHOUT LAMP SCREW TERMINAL WITH HOLDER CLEAR !!! Phased-out product !!! SIRIUS ACT 3SU1 is successor Preferred successor type is >>3SU1051-6AA70-0AA0 + |  | 0 | 7
3SB3604-6BA70-0CC0 |  | 3SB3604-6BA70-0CC0 | 1 | UN | 1 | 20 | D | D | N | N | 85366190 | 1 | 4011209636194 | 0.081 | KG | 17.67 | 17.67 | CP20 | CP20 | 22MM METAL ROUND COMPLETE UNIT COMBINATION: INDICATOR LIGHT WITH CONCENTRIC RINGS NON-ILLUMINATED WITH LAMP HOLDER BA 9S WITHOUT LAMP SPRING-LOADED TERMINAL WITH HOLDER CLEAR !!! Phased-out product !!! SIRIUS ACT 3SU1 is successor Preferred successor type is >>3SU1051-6AA70-0AA0 + 3SU1550-0AA10-0AA0<< | - | 0 | 7
3SB3605-0AA01 |  | 3SB3605-0AA01 | 1 | UN | 1 | 10 | C | D | N | N | 85365080 | 1 | 4011209442238 | 0.1 | KG | 32.3 | 32.3 | CP20 | CP20 | 22MM METAL ROUND COMPLETE UNIT COMBINATION: ILLUMINATED PUSHBUTTON MOMENTARY CONTACT TYPE WITH FLAT BUTTON NON-ILLUMINATED WITH LAMP HOLDER BA 9S WITHOUT LAMP SCREW TERMINAL, 1NO+1NC WITH HOLDER AMBER !!! Phased-out product !!! SIRIUS ACT 3SU1 is suc Preferred successor ty >>3SU1051-0AB00-0AA0 + 3SU1400-1AA10-1CA0 + 3SU1400-1AA10-1BA0 + 3SU1550-0AA10-0AA0<< | - | 0 | 7
3SB3605-0AA21 |  | 3SB3605-0AA21 | 1 | UN | 1 | 10 | C | D | N | N | 85365080 | 1 | 4011209426870 | 0.1 | KG | 32.3 | 32.3 | CP20 | CP20 | 22MM METAL ROUND COMPLETE UNIT COMBINATION: ILLUMINATED PUSHBUTTON MOMENTARY CONTACT TYPE WITH FLAT BUTTON NON-ILLUMINATED WITH LAMP HOLDER BA 9S WITHOUT LAMP SCREW TERMINAL, 1NO+1NC WITH HOLDER RED !!! Phased-out product !!! SIRIUS ACT 3SU1 is suc Preferred successor ty >>3SU1051-0AB20-0AA0 + 3SU1400-1AA10-1FA0 + 3SU1550-0AA10-0AA0<< |  | 0 | 7
3SB3605-0AA21-0CC0 |  | 3SB3605-0AA21-0CC0 | 1 | UN | 1 | 20 | D | D | N | N | 85365080 | 1 | 4011209636200 | 0.1 | KG | 34.49 | 34.49 | CP20 | CP20 | 22MM METAL ROUND COMPLETE UNIT COMBINATION: ILLUMINATED PUSHBUTTON MOMENTARY CONTACT TYPE WITH FLAT BUTTON NON-ILLUMINATED WITH LAMP HOLDER BA 9S WITHOUT LAMP SPRING-LOADED TERMINAL, 1NO+1NC WITH HOLDER RED !!! Phased-out product !!! SIRIUS ACT 3SU1 is suc Preferred successor ty >>3SU1051-0AB20-0AA0 + 3SU1400-1AA10-3FA0 + 3SU1550-0AA10-0AA0<< | - | 0 | 7
3SB3605-0AA31 |  | 3SB3605-0AA31 | 1 | UN | 1 | 10 | C | D | N | N | 85365080 | 1 | 4011209426887 | 0.1 | KG | 32.3 | 32.3 | CP20 | CP20 | 22MM METAL ROUND COMPLETE UNIT COMBINATION: ILLUMINATED PUSHBUTTON MOMENTARY CONTACT TYPE WITH FLAT BUTTON NON-ILLUMINATED WITH LAMP HOLDER BA 9S WITHOUT LAMP SCREW TERMINAL, 1NO+1NC WITH HOLDER YELLOW !!! Phased-out product !!! SIRIUS ACT 3SU1 is suc Preferred successor ty >>3SU1051-0AB30-0AA0 + 3SU1400-1AA10-1FA0 + 3SU1550-0AA10-0AA0<< |  | 0 | 7
3SB3605-0AA31-0CC0 |  | 3SB3605-0AA31-0CC0 | 1 | UN | 1 | 20 | D | D | N | N | 85365080 | 1 | 4011209636217 | 0.1 | KG | 34.49 | 34.49 | CP20 | CP20 | 22MM METAL ROUND COMPLETE UNIT COMBINATION: ILLUMINATED PUSHBUTTON MOMENTARY CONTACT TYPE WITH FLAT BUTTON NON-ILLUMINATED WITH LAMP HOLDER BA 9S WITHOUT LAMP SPRING-LOADED TERMINAL, 1NO+1NC WITH HOLDER YELLOW !!! Phased-out product !!! SIRIUS ACT 3SU1 is suc Preferred successor ty >>3SU1051-0AB30-0AA0 + 3SU1550-0AA10-0AA0 + 3SU1400-1AA10-3FA0<< | - | 0 | 7
3SB3605-0AA41 |  | 3SB3605-0AA41 | 1 | UN | 1 | 10 | C | D | N | N | 85365080 | 1 | 4011209426894 | 0.1 | KG | 32.3 | 32.3 | CP20 | CP20 | 22MM METAL ROUND COMPLETE UNIT COMBINATION: ILLUMINATED PUSHBUTTON MOMENTARY CONTACT TYPE WITH FLAT BUTTON NON-ILLUMINATED WITH LAMP HOLDER BA 9S WITHOUT LAMP SCREW TERMINAL, 1NO+1NC WITH HOLDER GREEN !!! Phased-out product !!! SIRIUS ACT 3SU1 is suc Preferred successor ty >>3SU1051-0AB40-0AA0 + 3SU1550-0AA10-0AA0 + 3SU1400-1AA10-1FA0<< |  | 0 | 7
3SB3605-0AA41-0CC0 |  | 3SB3605-0AA41-0CC0 | 1 | UN | 1 | 20 | D | D | N | N | 85365080 | 1 | 4011209636224 | 0.1 | KG | 34.49 | 34.49 | CP20 | CP20 | 22MM METAL ROUND COMPLETE UNIT COMBINATION: ILLUMINATED PUSHBUTTON MOMENTARY CONTACT TYPE WITH FLAT BUTTON NON-ILLUMINATED WITH LAMP HOLDER BA 9S WITHOUT LAMP SPRING-LOADED TERMINAL, 1NO+1NC WITH HOLDER GREEN !!! Phased-out product !!! SIRIUS ACT 3SU1 is suc Preferred successor ty >>3SU1051-0AB40-0AA0 + 3SU1400-1AA10-3FA0 + 3SU1550-0AA10-0AA0<< | - | 0 | 7
3SB3605-0AA51 |  | 3SB3605-0AA51 | 1 | UN | 1 | 10 | C | D | N | N | 85365080 | 1 | 4011209426900 | 0.1 | KG | 32.3 | 32.3 | CP20 | CP20 | 22MM METAL ROUND COMPLETE UNIT COMBINATION: ILLUMINATED PUSHBUTTON MOMENTARY CONTACT TYPE WITH FLAT BUTTON NON-ILLUMINATED WITH LAMP HOLDER BA 9S WITHOUT LAMP SCREW TERMINAL, 1NO+1NC WITH HOLDER BLUE !!! Phased-out product !!! SIRIUS ACT 3SU1 is suc Preferred successor ty >>3SU1051-0AB50-0AA0 + 3SU1400-1AA10-1FA0 + 3SU1550-0AA10-0AA0<< |  | 0 | 7
3SB3605-0AA51-0CC0 |  | 3SB3605-0AA51-0CC0 | 1 | UN | 1 | 20 | D | D | N | N | 85365080 | 1 | 4011209636231 | 0.1 | KG | 34.49 | 34.49 | CP20 | CP20 | 22MM METAL ROUND COMPLETE UNIT COMBINATION: ILLUMINATED PUSHBUTTON MOMENTARY CONTACT TYPE WITH FLAT BUTTON NON-ILLUMINATED WITH LAMP HOLDER BA 9S WITHOUT LAMP SPRING-LOADED TERMINAL, 1NO+1NC WITH HOLDER BLUE !!! Phased-out product !!! SIRIUS ACT 3SU1 is suc Preferred successor ty >>3SU1051-0AB50-0AA0 + 3SU1400-1AA10-3FA0 + 3SU1550-0AA10-0AA0<< | - | 0 | 7
3SB3605-0AA61 |  | 3SB3605-0AA61 | 1 | UN | 1 | 10 | C | D | N | N | 85365080 | 1 | 4011209426917 | 0.1 | KG | 32.3 | 32.3 | CP20 | CP20 | 22MM METAL ROUND COMPLETE UNIT COMBINATION: ILLUMINATED PUSHBUTTON MOMENTARY CONTACT TYPE WITH FLAT BUTTON NON-ILLUMINATED WITH LAMP HOLDER BA 9S WITHOUT LAMP SCREW TERMINAL, 1NO+1NC WITH HOLDER WHITE !!! Phased-out product !!! SIRIUS ACT 3SU1 is suc Preferred successor ty >>3SU1051-0AB60-0AA0 + 3SU1400-1AA10-1FA0 + 3SU1550-0AA10-0AA0<< |  | 0 | 7
3SB3605-0AA61-0CC0 |  | 3SB3605-0AA61-0CC0 | 1 | UN | 1 | 20 | D | D | N | N | 85365080 | 1 | 4011209636248 | 0.103 | KG | 34.49 | 34.49 | CP20 | CP20 | 22MM METAL ROUND COMPLETE UNIT COMBINATION: ILLUMINATED PUSHBUTTON MOMENTARY CONTACT TYPE WITH FLAT BUTTON NON-ILLUMINATED WITH LAMP HOLDER BA 9S WITHOUT LAMP SPRING-LOADED TERMINAL, 1NO+1NC WITH HOLDER WHITE !!! Phased-out product !!! SIRIUS ACT 3SU1 is suc Preferred successor ty >>3SU1051-0AB60-0AA0 + 3SU1400-1AA10-3FA0 + 3SU1550-0AA10-0AA0<< | - | 0 | 7
3SB3605-0AA71 |  | 3SB3605-0AA71 | 1 | UN | 1 | 10 | C | D | N | N | 85365080 | 1 | 4011209426924 | 0.1 | KG | 32.3 | 32.3 | CP20 | CP20 | 22MM METAL ROUND COMPLETE UNIT COMBINATION: ILLUMINATED PUSHBUTTON MOMENTARY CONTACT TYPE WITH FLAT BUTTON NON-ILLUMINATED WITH LAMP HOLDER BA 9S WITHOUT LAMP SCREW TERMINAL, 1NO+1NC WITH HOLDER CLEAR !!! Phased-out product !!! SIRIUS ACT 3SU1 is suc Preferred successor ty >>3SU1051-0AB70-0AA0 + 3SU1550-0AA10-0AA0 + 3SU1400-1AA10-1FA0<< |  | 0 | 7
3SB3605-0AA71-0CC0 |  | 3SB3605-0AA71-0CC0 | 1 | UN | 1 | 20 | D | D | N | N | 85365080 | 1 | 4011209636255 | 0.1 | KG | 34.49 | 34.49 | CP20 | CP20 | 22MM METAL ROUND COMPLETE UNIT COMBINATION: ILLUMINATED PUSHBUTTON MOMENTARY CONTACT TYPE WITH FLAT BUTTON NON-ILLUMINATED WITH LAMP HOLDER BA 9S WITHOUT LAMP SPRING-LOADED TERMINAL, 1NO+1NC WITH HOLDER CLEAR !!! Phased-out product !!! SIRIUS ACT 3SU1 is suc Preferred successor ty >>3SU1051-0AB70-0AA0 + 3SU1550-0AA10-0AA0 + 3SU1400-1AA10-3FA0<< | - | 0 | 7
3SB3606-0AA01 |  | 3SB3606-0AA01 | 1 | UN | 1 | 20 | D | D | N | N | 85365080 | 1 | 4011209442221 | 0.094 | KG | 29.93 | 29.93 | CP20 | CP20 | 22MM METAL ROUND COMPLETE UNIT COMBINATION: ILLUMINATED PUSHBUTTON MOMENTARY CONTACT TYPE WITH FLAT BUTTON NON-ILLUMINATED WITH LAMP HOLDER BA 9S WITHOUT LAMP SCREW TERMINAL, 1NO WITH HOLDER AMBER !!! Phased-out product !!! SIRIUS ACT 3SU1 is successor Preferred successor type is >>3SU1051-0AB00-0AA0 + 3SU1550-0AA10-0AA0 + 3SU1400-1AA10-1BA0<< | - | 0 | 7
3SB3606-0AA31 |  | 3SB3606-0AA31 | 1 | UN | 1 | 10 | C | D | N | N | 85365080 | 1 | 4011209426610 | 0.094 | KG | 29.93 | 29.93 | CP20 | CP20 | 22MM METAL ROUND COMPLETE UNIT COMBINATION: ILLUMINATED PUSHBUTTON MOMENTARY CONTACT TYPE WITH FLAT BUTTON NON-ILLUMINATED WITH LAMP HOLDER BA 9S WITHOUT LAMP SCREW TERMINAL, 1NO WITH HOLDER YELLOW !!! Phased-out product !!! SIRIUS ACT 3SU1 is suc Preferred successor ty >>3SU1051-0AB30-0AA0 + 3SU1550-0AA10-0AA0 + 3SU1400-1AA10-1BA0<< |  | 0 | 7
3SB3606-0AA31-0CC0 |  | 3SB3606-0AA31-0CC0 | 1 | UN | 1 | 10 | C | D | N | N | 85365080 | 1 | 4011209636262 | 0.101 | KG | 30.5 | 30.5 | CP20 | CP20 | 22MM METAL ROUND COMPLETE UNIT COMBINATION: ILLUMINATED PUSHBUTTON MOMENTARY CONTACT TYPE WITH FLAT BUTTON NON-ILLUMINATED WITH LAMP HOLDER BA 9S WITHOUT LAMP SPRING-LOADED TERMINAL, 1NO WITH HOLDER YELLOW !!! Phased-out product !!! SIRIUS ACT 3SU1 is suc Preferred successor ty >>3SU1051-0AB30-0AA0 + 3SU1400-1AA10-3BA0 + 3SU1550-0AA10-0AA0<< | - | 0 | 7
3SB3606-0AA41 |  | 3SB3606-0AA41 | 1 | UN | 1 | 10 | C | D | N | N | 85365080 | 1 | 4011209426627 | 0.094 | KG | 29.93 | 29.93 | CP20 | CP20 | 22MM METAL ROUND COMPLETE UNIT COMBINATION: ILLUMINATED PUSHBUTTON MOMENTARY CONTACT TYPE WITH FLAT BUTTON NON-ILLUMINATED WITH LAMP HOLDER BA 9S WITHOUT LAMP SCREW TERMINAL, 1NO WITH HOLDER GREEN !!! Phased-out product !!! SIRIUS ACT 3SU1 is successor Preferred successor type is >>3SU1051-0AB40-0AA0 + 3SU1550-0AA10-0AA0 + 3SU1400-1AA10-1BA0<< |  | 0 | 7
3SB3606-0AA41-0CC0 |  | 3SB3606-0AA41-0CC0 | 1 | UN | 1 | 20 | D | D | N | N | 85365080 | 1 | 4011209636279 | 0.101 | KG | 30.5 | 30.5 | CP20 | CP20 | 22MM METAL ROUND COMPLETE UNIT COMBINATION: ILLUMINATED PUSHBUTTON MOMENTARY CONTACT TYPE WITH FLAT BUTTON NON-ILLUMINATED WITH LAMP HOLDER BA 9S WITHOUT LAMP SPRING-LOADED TERMINAL, 1NO WITH HOLDER GREEN !!! Phased-out product !!! SIRIUS ACT 3SU1 is suc Preferred successor ty >>3SU1051-0AB40-0AA0 + 3SU1550-0AA10-0AA0 + 3SU1400-1AA10-3BA0<< | - | 0 | 7
3SB3606-0AA51 |  | 3SB3606-0AA51 | 1 | UN | 1 | 10 | C | D | N | N | 85365080 | 1 | 4011209426634 | 0.094 | KG | 29.93 | 29.93 | CP20 | CP20 | 22MM METAL ROUND COMPLETE UNIT COMBINATION: ILLUMINATED PUSHBUTTON MOMENTARY CONTACT TYPE WITH FLAT BUTTON NON-ILLUMINATED WITH LAMP HOLDER BA 9S WITHOUT LAMP SCREW TERMINAL, 1NO WITH HOLDER BLUE !!! Phased-out product !!! SIRIUS ACT 3SU1 is successor Preferred successor type is >>3SU1051-0AB50-0AA0 + 3SU1400-1AA10-1BA0 + 3SU1550-0AA10-0AA0<< |  | 0 | 7
3SB3606-0AA51-0CC0 |  | 3SB3606-0AA51-0CC0 | 1 | UN | 1 | 20 | D | D | N | N | 85365080 | 1 | 4011209636286 | 0.101 | KG | 30.5 | 30.5 | CP20 | CP20 | 22MM METAL ROUND COMPLETE UNIT COMBINATION: ILLUMINATED PUSHBUTTON MOMENTARY CONTACT TYPE WITH FLAT BUTTON NON-ILLUMINATED WITH LAMP HOLDER BA 9S WITHOUT LAMP SPRING-LOADED TERMINAL, 1NO WITH HOLDER BLUE !!! Phased-out product !!! SIRIUS ACT 3SU1 is suc Preferred successor ty >>3SU1051-0AB50-0AA0 + 3SU1400-1AA10-3BA0 + 3SU1550-0AA10-0AA0<< | - | 0 | 7
3SB3606-0AA61 |  | 3SB3606-0AA61 | 1 | UN | 1 | 10 | C | D | N | N | 85365080 | 1 | 4011209426641 | 0.094 | KG | 29.93 | 29.93 | CP20 | CP20 | 22MM METAL ROUND COMPLETE UNIT COMBINATION: ILLUMINATED PUSHBUTTON MOMENTARY CONTACT TYPE WITH FLAT BUTTON NON-ILLUMINATED WITH LAMP HOLDER BA 9S WITHOUT LAMP SCREW TERMINAL, 1NO WITH HOLDER WHITE !!! Phased-out product !!! SIRIUS ACT 3SU1 is successor Preferred successor type is >>3SU1051-0AB60-0AA0 + 3SU1550-0AA10-0AA0 + 3SU1400-1AA10-1BA0<< |  | 0 | 7
3SB3606-0AA61-0CC0 |  | 3SB3606-0AA61-0CC0 | 1 | UN | 1 | 10 | C | D | N | N | 85365080 | 1 | 4011209636699 | 0.101 | KG | 30.5 | 30.5 | CP20 | CP20 | 22MM METAL ROUND COMPLETE UNIT COMBINATION: ILLUMINATED PUSHBUTTON MOMENTARY CONTACT TYPE WITH FLAT BUTTON NON-ILLUMINATED WITH LAMP HOLDER BA 9S WITHOUT LAMP SPRING-LOADED TERMINAL, 1NO WITH HOLDER WHITE !!! Phased-out product !!! SIRIUS ACT 3SU1 is suc Preferred successor ty >>3SU1051-0AB60-0AA0 + 3SU1550-0AA10-0AA0 + 3SU1400-1AA10-3BA0<< | - | 0 | 7
3SB3606-0AA71 |  | 3SB3606-0AA71 | 1 | UN | 1 | 10 | C | D | N | N | 85365080 | 1 | 4011209426658 | 0.094 | KG | 29.93 | 29.93 | CP20 | CP20 | 22MM METAL ROUND COMPLETE UNIT COMBINATION: ILLUMINATED PUSHBUTTON MOMENTARY CONTACT TYPE WITH FLAT BUTTON NON-ILLUMINATED WITH LAMP HOLDER BA 9S WITHOUT LAMP SCREW TERMINAL, 1NO WITH HOLDER CLEAR !!! Phased-out product !!! SIRIUS ACT 3SU1 is successor Preferred successor type is >>3SU1051-0AB70-0AA0 + 3SU1400-1AA10-1BA0 + 3SU1550-0AA10-0AA0<< |  | 0 | 7
3SB3606-0AA71-0CC0 |  | 3SB3606-0AA71-0CC0 | 1 | UN | 1 | 20 | D | D | N | N | 85365080 | 1 | 4011209742055 | 0.101 | KG | 30.5 | 30.5 | CP20 | CP20 | 22MM METAL ROUND COMPLETE UNIT COMBINATION: ILLUMINATED PUSHBUTTON MOMENTARY CONTACT TYPE WITH FLAT BUTTON NON-ILLUMINATED WITH LAMP HOLDER BA 9S WITHOUT LAMP SPRING-LOADED TERMINAL, 1NO WITH HOLDER CLEAR !!! Phased-out product !!! SIRIUS ACT 3SU1 is suc Preferred successor ty >>3SU1051-0AB70-0AA0 + 3SU1550-0AA10-0AA0 + 3SU1400-1AA10-3BA0<< | - | 0 | 7
3SB3607-0AA21 |  | 3SB3607-0AA21 | 1 | UN | 1 | 10 | C | D | N | N | 85365080 | 1 | 4011209426603 | 0.094 | KG | 29.93 | 29.93 | CP20 | CP20 | 22MM METAL ROUND COMPLETE UNIT COMBINATION: ILLUMINATED PUSHBUTTON MOMENTARY CONTACT TYPE WITH FLAT BUTTON NON-ILLUMINATED WITH LAMP HOLDER BA 9S WITHOUT LAMP SCREW TERMINAL, 1NC WITH HOLDER RED !!! Phased-out product !!! SIRIUS ACT 3SU1 is successor Preferred successor type is >>3SU1051-0AB20-0AA0 + 3SU1400-1AA10-1BA0 + 3SU1550-0AA10-0AA0<< |  | 0 | 7
3SB3607-0AA21-0CC0 |  | 3SB3607-0AA21-0CC0 | 1 | UN | 1 | 20 | D | D | N | N | 85365080 | 1 | 4011209636293 | 102 | G | 30.5 | 30.5 | CP20 | CP20 | 22MM METAL ROUND COMPLETE UNIT COMBINATION: ILLUMINATED PUSHBUTTON MOMENTARY CONTACT TYPE WITH FLAT BUTTON NON-ILLUMINATED WITH LAMP HOLDER BA 9S WITHOUT LAMP SPRING-LOADED TERMINAL, 1NC WITH HOLDER RED !!! Phased-out product !!! SIRIUS ACT 3SU1 is suc Preferred successor ty >>3SU1051-0AB20-0AA0 + 3SU1550-0AA10-0AA0 + 3SU1400-1AA10-3BA0<< | - | 0 | 7
3SB3608-2DA11 |  | 3SB3608-2DA11 | 1 | UN | 1 | 2 | A | D | N | N | 85365080 | 1 | 4011209410589 | 0.113 | KG | 41.99 | 41.99 | CP20 | CP20 | 22MM METAL ROUND COMPLETE UNIT COMBINATION: SELECTOR SWITCH LATCHING 3 SWITCH POSITIONS I-O-II NON-ILLUMINATED SCREW TERMINAL, 2X1NO+1NC WITH HOLDER BLACK !!! Phased-out product !!! SIRIUS ACT 3SU1 is successor Preferred successor type is >>3SU1150-2BL60-1LA0<< |  | 0 | 7
3SB3608-2DA11-0CC0 |  | 3SB3608-2DA11-0CC0 | 1 | UN | 1 | 20 | D | D | N | N | 85365080 | 1 | 4011209636309 | 0.101 | KG | 44.37 | 44.37 | CP20 | CP20 | Selector switch, 22mm, round, metal, black, selector switch, short, 3 switch positions I-O-II, latching, actuating angle 2x50 degrees, with holder, 2 x 1 NO+1 NC, spring-type terminals !!! Phased-out product !!! Successor is SIRIUS ACT 3SU1 Preferred successor type is >>3SU1052-2BL1-0AA0 + 3SU1550-0AA10-0AA0 + 3SU1400-1AA10-3FA0 + 3SU1400-1AA10-3FA0<< | - | 0 | 7
3SB3608-2EA11 |  | 3SB3608-2EA11 | 1 | UN | 1 | 10 | C | D | N | N | 85365080 | 1 | 4011209410145 | 0.113 | KG | 41.99 | 41.99 | CP20 | CP20 | 22MM METAL ROUND COMPLETE UNIT COMBINATION: SELECTOR SWITCH MOMENTARY CONTACT TYPE 3 SWITCH POSITIONS I-O-II NON-ILLUMINATED SCREW TERMINAL, 2X1NO+1NC WITH HOLDER BLACK !!! Phased-out product !!! SIRIUS ACT 3SU1 is successor Preferred successor type is >>3SU1150-2BM60-1LA0<< |  | 0 | 7
3SB3608-2EA11-0CC0 |  | 3SB3608-2EA11-0CC0 | 1 | UN | 1 | 20 | D | D | N | N | 85365080 | 1 | 4011209636316 | 0.101 | KG | 44.37 | 44.37 | CP20 | CP20 | 22MM METAL ROUND COMPLETE UNIT COMBINATION: SELECTOR SWITCH MOMENTARY CONTACT TYPE 3 SWITCH POSITIONS I-O-II NON-ILLUMINATED SPRING-LOADED TERMIN.,2X1NO+1NC WITH HOLDER BLACK !!! Phased-out product !!! SIRIUS ACT 3SU1 is successor Preferred successor type is >>3SU1150-2BM60-3LA0<< | - | 0 | 7
3SB3608-2SA11 |  | 3SB3608-2SA11 | 1 | UN | 1 | 40 | X | D | EAR99H | N | 85365080 | 1 | 4011209450752 | 0.138 | KG | 51.68 | 51.68 | CP20 | CP20 | Selector switch, 22 mm, round, Metal, Black, Selector switch, short, heavy duty, 3 switch positions I-O-II, Latching, Actuating angle 2x50 degrees, With holder, 2 X 1NO+1NC, Screw terminal, Resistant to solvents !!! Phased-out product !!! Successor is SIRIUS ACT 3SU1 Preferred successor type is >>3SU1052-2BL10-0AA0 + 3SU1550-0AA10-0AA0 + 3SU1400-1AA10-1FA0<< | - | 0 | 7
3SB3608-2TA11 |  | 3SB3608-2TA11 | 1 | UN | 1 | 40 | X | D | EAR99H | N | 85365080 | 1 | 4011209450769 | 0.137 | KG | 51.68 | 51.68 | CP20 | CP20 | 22MM METAL ROUND COMPLETE UNIT COMBINATION: SELECTOR SWITCH HEAVY DUTY MOMENTARY CONTACT TYPE 3 SWITCH POSITIONS I-O-II NON-ILLUMINATED SCREW TERMINAL, 2X1NO+1NC WITH HOLDER BLACK SOLVENT-RESISTANT !!! Phased-out product !!! SIRIUS ACT 3SU1 is successor Preferred successor ty >>3SU1052-2BM60-0AA0 + 3SU1550-0AA10-0AA0 + 3SU1400-1AA10-1FA0<< | - | 0 | 7
3SB3610-2DA11 |  | 3SB3610-2DA11 | 1 | UN | 1 | 2 | A | D | N | N | 85365080 | 1 | 4011209437616 | 0.1 | KG | 36.01 | 36.01 | CP20 | CP20 | 22MM METAL ROUND COMPLETE UNIT COMBINATION: SELECTOR SWITCH LATCHING 3 SWITCH POSITIONS I-O-II NON-ILLUMINATED SCREW TERMINAL, 1NO, 1NO WITH HOLDER BLACK !!! Phased-out product !!! SIRIUS ACT 3SU1 is successor Preferred successor type is >>3SU1150-2BL60-1NA0<< |  | 0 | 7
3SB3610-2DA11-0CC0 |  | 3SB3610-2DA11-0CC0 | 1 | UN | 1 | 10 | C | D | N | N | 85365080 | 1 | 4011209636323 | 0.101 | KG | 36.29 | 36.29 | CP20 | CP20 | Selector switch, 22 mm, round, Metal, Black, Selector switch, short, 3 switch positions I-O-II, Latching, Actuating angle 2x50 degrees, With holder, 1NO, 1NO, Spring-type terminal !!! Phased-out product !!! Successor is SIRIUS ACT 3SU1 Preferred successor type is >>3SU1052-2BL10-0AA0 + 3SU1550-0AA10-0AA0 + 3SU1400-1AA10-1BA0<< | - | 0 | 7
3SB3610-2DA11-0PA0 |  | 3SB3610-2DA11-0PA0 | 1 | UN | 1 | 20 | D | D | N | N | 85365080 | 1 | 4011209841758 | 0.106 | KG | 36.01 | 36.01 | CP20 | CP20 | 22MM METAL ROUND COMPLETE UNIT COMBINATION: SELECTOR SWITCH LATCHING 3 SWITCH POSITIONS I-O-II NON-ILLUMINATED SCREW TERMINAL, 1NO, 1NO WITH HOLDER BLACK !!! Phased-out product !!! SIRIUS ACT 3SU1 is successor Preferred successor type is >>3SU1150-2BL60-1NA0<< | - | 0 | 7
3SB3610-2EA11 |  | 3SB3610-2EA11 | 1 | UN | 1 | 2 | A | D | N | N | 85365080 | 1 | 4011209410138 | 0.1 | KG | 36.01 | 36.01 | CP20 | CP20 | 22MM METAL ROUND COMPLETE UNIT COMBINATION: SELECTOR SWITCH MOMENTARY CONTACT TYPE 3 SWITCH POSITIONS I-O-II NON-ILLUMINATED SCREW TERMINAL, 1NO, 1NO WITH HOLDER BLACK !!! Phased-out product !!! SIRIUS ACT 3SU1 is successor Preferred successor type is >>3SU1150-2BM60-1NA0<< |  | 0 | 7
3SB3610-2EA11-0CC0 |  | 3SB3610-2EA11-0CC0 | 1 | UN | 1 | 20 | D | D | N | N | 85365080 | 1 | 4011209636330 | 0.101 | KG | 36.29 | 36.29 | CP20 | CP20 | 22MM METAL ROUND COMPLETE UNIT COMBINATION: SELECTOR SWITCH MOMENTARY CONTACT TYPE 3 SWITCH POSITIONS I-O-II NON-ILLUMINATED SPRING-LOADED TERMINAL,1NO, 1NO WITH HOLDER BLACK !!! Phased-out product !!! SIRIUS ACT 3SU1 is successor Preferred successor type is >>3SU1150-2BM60-3NA0<< | - | 0 | 7
3SB3610-2EA11-0PA0 |  | 3SB3610-2EA11-0PA0 | 1 | UN | 1 | 10 | C | D | N | N | 85365080 | 1 | 4011209841765 | 0.106 | KG | 36.01 | 36.01 | CP20 | CP20 | 22MM METAL ROUND COMPLETE UNIT COMBINATION: SELECTOR SWITCH MOMENTARY CONTACT TYPE 3 SWITCH POSITIONS I-O-II NON-ILLUMINATED SCREW TERMINAL, 1NO, 1NO WITH HOLDER BLACK !!! Phased-out product !!! SIRIUS ACT 3SU1 is successor Preferred successor type is >>3SU1150-2BM60-1NA0<< | - | 0 | 7
3SB3610-2EA11-0PA0-Z | X90 | 3SB3610-2EA11-0PA0-ZX90 | 1 | UN | 1 | 10 | C | D | N | N | 85365080 | 1 |  | 0.106 | KG | 36.01 | 36.01 | CP20 | CP20 | Selector switch, 22mm, round, metal, black, selector switch, short, 3 switch positions I-O-II, momentary contact, actuating angle 2x50 degrees, 1 NO, 1 NO, screw terminals, solvent-resistant !!! Phased-out product !!! Successor is SIRIUS ACT 3SU1 Preferred successor type is >>3SU11502BM601NA0-Z X90<< |  | 0 | 7
3SB3610-2SA11 |  | 3SB3610-2SA11 | 1 | UN | 1 | 40 | X | D | EAR99 | N | 85365080 | 1 | 4011209450738 | 0.12 | KG | 44.56 | 44.56 | CP20 | CP20 | Selector switch, 22 mm, round, Metal, Black, Selector switch, short, heavy duty, 3 switch positions I-O-II, Latching, Actuating angle 2x50 degrees, With holder, 1NO, 1NO, Screw terminal, Resistant to solvents !!! Phased-out product !!! Successor is SIRIUS ACT 3SU1 Preferred successor type is >>3SU1052-2BL10-0AA0 + 3SU1550-0AA10-0AA0 + 3SU1400-1AA10-1BA0<< | - | 0 | 7
3SB3610-2TA11 |  | 3SB3610-2TA11 | 1 | UN | 1 | 40 | X | D | EAR99H | N | 85365080 | 1 | 4011209450745 | 0.122 | KG | 44.56 | 44.56 | CP20 | CP20 | 22MM METAL ROUND COMPLETE UNIT COMBINATION: SELECTOR SWITCH HEAVY DUTY MOMENTARY CONTACT TYPE 3 SWITCH POSITIONS I-O-II NON-ILLUMINATED SCREW TERMINAL, 1NO, 1NO WITH HOLDER BLACK SOLVENT-RESISTANT !!! Phased-out product !!! SIRIUS ACT 3SU1 is successor Preferred successor ty >>3SU1052-2BM60-0AA0 + 3SU1550-0AA10-0AA0 + 3SU1400-1AA10-1BA0<< | - | 0 | 7
3SB3611-1HA20-0CC0 |  | 3SB3611-1HA20-0CC0 | 1 | UN | 1 | 10 | C | D | N | N | 85365080 | 1 | 4011209699687 | 0.137 | KG | 46.65 | 46.65 | CP20 | CP20 | 22MM METAL ROUND COMPLETE UNIT COMBINATION: EMERGEN.-STOP MUSHR.PUSHB. 40MM LATCH.W. ROT.-TO-UNLATCH MECH. WITH YELLOW BACKING PLATE SPRING-LOADED TERMINAL,1NC+1NC WITH HOLDER RED INSCRIPTION: NOT-HALT !!! Phased-out product !!! SIRIUS ACT 3SU1 is suc Preferred successor ty >>3SU1150-1HB20-3PH0 << | - | 0 | 7
3SB3611-1HA20-0CC0-Z | X90 | 3SB3611-1HA20-0CC0-ZX90 | 1 | UN | 1 | 10 | C | D | N | N | 85365080 | 20 |  | 0.137 | KG | 46.65 | 46.65 | CP20 | CP20 | EMERGENCY STOP MUSHROOM PUSHBUTTON, 22 mm, round, metal, red, latching, with yellow backing plate, inscription: EMERGENCY STOP, with holder, 1 NC, 1 NC, SPRING-TYPE TERMINAL Multi-unit pack Packing quantity = 20 units !!! Phased-out product !!! SIRIUS ACT 3SU1 is the successor The preferred successor type is <<3SU1150-1HB20-3PH0-ZX90>> | - | 0 | 7
3SB3611-1TA20-0CC0 |  | 3SB3611-1TA20-0CC0 | 1 | UN | 1 | 10 | C | D | N | N | 85365080 | 1 | 4011209684003 | 0.135 | KG | 46.65 | 46.65 | CP20 | CP20 | EM.-STOP MUSHR. PUSHBUTTON, 22MM, ROUND, METAL, RED, 40MM, LATCHING, PULL-TO-UNLATCH, WITH YELLOW BACKING PLATE, INSCRIPTION: NOT-HALT, WITH HOLDER, 1NC, 1NC, SPRING-TYPE TERMINAL, SOLVENT RESISTANT !!! Phased-out product !!! SIRIUS ACT 3SU1 is successor Preferred successor type is >>3SU1150-1HA20-3PH0<< | - | 0 | 7
3SB3611-1TA20-0CC0-Z | X90 | 3SB3611-1TA20-0CC0-ZX90 | 1 | UN | 1 | 10 | C | D | N | N | 85365080 | 20 |  | 0.13 | KG | 46.65 | 46.65 | CP20 | CP20 | EMERGENCY STOP MUSHROOM PUSHBUTTON, 22 mm, round, metal, red, latching, with yellow backing plate, inscription: EMERGENCY STOP, with holder, 1 NC, 1 NC, spring-type terminal, solvent-resistant Multi-unit pack Packing quantity = 20 units !!! Phased-out product !!! SIRIUS ACT 3SU1 is the successor The preferred successor type is <<3SU1150-1HA20-3PH0-ZX90>> | - | 0 | 7
3SB3612-6AA00 |  | 3SB3612-6AA00 | 1 | UN | 1 | 30 | D | D | N | N | 85366190 | 1 | 4011209442283 | 0.076 | KG | 30.31 | 30.31 | CP20 | CP20 | 22MM METAL ROUND COMPLETE UNIT COMBINATION: INDICATOR LIGHT WITH SMOOTH LENSE ILLUMINATED WITH LAMP HOLDER BA 9S WITH LAMP 130V AC/DC SCREW TERMINAL OPERATIONAL VOLTAGE 220/230V AC WITH HOLDER AMBER !!! Phased-out product !!! SIRIUS ACT 3SU1 is successor Preferred successor type is >>3SU1051-6AA00-0AA0 + 3SU1401-1BF00-1AA0 + 3SU1550-0AA10-0AA0<< | - | 0 | 7
3SB3612-6AA20 |  | 3SB3612-6AA20 | 1 | UN | 1 | 20 | D | D | N | N | 85366190 | 1 | 4011209409897 | 0.076 | KG | 30.31 | 30.31 | CP20 | CP20 | 22MM METAL ROUND COMPLETE UNIT COMBINATION: INDICATOR LIGHT WITH SMOOTH LENSE ILLUMINATED WITH LAMP HOLDER BA 9S WITH LAMP 130V AC/DC SCREW TERMINAL OPERATIONAL VOLTAGE 220/230V AC WITH HOLDER RED !!! Phased-out product !!! SIRIUS ACT 3SU1 is successor Preferred successor type is >>3SU1156-6AA20-1AA0<< | - | 0 | 7
3SB3612-6AA30 |  | 3SB3612-6AA30 | 1 | UN | 1 | 20 | D | D | N | N | 85366190 | 1 | 4011209409996 | 0.076 | KG | 30.31 | 30.31 | CP20 | CP20 | 22MM METAL ROUND COMPLETE UNIT COMBINATION: INDICATOR LIGHT WITH SMOOTH LENSE ILLUMINATED WITH LAMP HOLDER BA 9S WITH LAMP 130V AC/DC SCREW TERMINAL OPERATIONAL VOLTAGE 220/230V AC WITH HOLDER YELLOW !!! Phased-out product !!! SIRIUS ACT 3SU1 is successor Preferred successor type is >>3SU1156-6AA30-1AA0<< | - | 0 | 7
3SB3612-6AA40 |  | 3SB3612-6AA40 | 1 | UN | 1 | 20 | D | D | N | N | 85366190 | 1 | 4011209410008 | 0.076 | KG | 30.31 | 30.31 | CP20 | CP20 | 22MM METAL ROUND COMPLETE UNIT COMBINATION: INDICATOR LIGHT WITH SMOOTH LENSE ILLUMINATED WITH LAMP HOLDER BA 9S WITH LAMP 130V AC/DC SCREW TERMINAL OPERATIONAL VOLTAGE 220/230V AC WITH HOLDER GREEN !!! Phased-out product !!! SIRIUS ACT 3SU1 is successor Preferred successor type is >>3SU1156-6AA40-1AA0<< | - | 0 | 7
3SB3612-6AA50 |  | 3SB3612-6AA50 | 1 | UN | 1 | 30 | D | D | N | N | 85366190 | 1 | 4011209410015 | 0.076 | KG | 30.31 | 30.31 | CP20 | CP20 | 22MM METAL ROUND COMPLETE UNIT COMBINATION: INDICATOR LIGHT WITH SMOOTH LENSE ILLUMINATED WITH LAMP HOLDER BA 9S WITH LAMP 130V AC/DC SCREW TERMINAL OPERATIONAL VOLTAGE 220/230V AC WITH HOLDER BLUE !!! Phased-out product !!! SIRIUS ACT 3SU1 is successor Preferred successor type is >>3SU1156-6AA50-1AA0<< | - | 0 | 7
3SB3612-6AA60 |  | 3SB3612-6AA60 | 1 | UN | 1 | 20 | D | D | N | N | 85366190 | 1 | 4011209410022 | 0.076 | KG | 30.31 | 30.31 | CP20 | CP20 | 22MM METAL ROUND COMPLETE UNIT COMBINATION: INDICATOR LIGHT WITH SMOOTH LENSE ILLUMINATED WITH LAMP HOLDER BA 9S WITH LAMP 130V AC/DC SCREW TERMINAL OPERATIONAL VOLTAGE 220/230V AC WITH HOLDER WHITE !!! Phased-out product !!! SIRIUS ACT 3SU1 is successor Preferred successor type is >>3SU1156-6AA60-1AA0<< | - | 0 | 7
3SB3612-6AA70 |  | 3SB3612-6AA70 | 1 | UN | 1 | 30 | D | D | N | N | 85366190 | 1 | 4011209410039 | 0.076 | KG | 30.31 | 30.31 | CP20 | CP20 | 22MM METAL ROUND COMPLETE UNIT COMBINATION: INDICATOR LIGHT WITH SMOOTH LENSE ILLUMINATED WITH LAMP HOLDER BA 9S WITH LAMP 130V AC/DC SCREW TERMINAL OPERATIONAL VOLTAGE 220/230V AC WITH HOLDER CLEAR !!! Phased-out product !!! SIRIUS ACT 3SU1 is successor Preferred successor type is >>3SU1156-6AA70-1AA0<< | - | 0 | 7
3SB3612-6BA00 |  | 3SB3612-6BA00 | 1 | UN | 1 | 20 | D | D | N | N | 85366190 | 1 | 4011209450585 | 0.076 | KG | 30.31 | 30.31 | CP20 | CP20 | 22MM METAL ROUND COMPLETE UNIT COMBINATION: INDICATOR LIGHT WITH CONCENTRIC RINGS ILLUMINATED WITH LAMP HOLDER BA 9S WITH LAMP 130V AC/DC SCREW TERMINAL OPERATIONAL VOLTAGE 220/230V AC WITH HOLDER AMBER !!! Phased-out product !!! SIRIUS ACT 3SU1 is successor Preferred successor type is >>3SU1051-6AA00-0AA0 + 3SU1401-1BF00-1AA0 + 3SU1550-0AA10-0AA0<< | - | 0 | 7
3SB3612-6BA20 |  | 3SB3612-6BA20 | 1 | UN | 1 | 10 | C | D | N | N | 85366190 | 1 | 4011209446403 | 0.076 | KG | 30.31 | 30.31 | CP20 | CP20 | 22MM METAL ROUND COMPLETE UNIT COMBINATION: INDICATOR LIGHT WITH CONCENTRIC RINGS ILLUMINATED WITH LAMP HOLDER BA 9S WITH LAMP 130V AC/DC SCREW TERMINAL OPERATIONAL VOLTAGE 220/230V AC WITH HOLDER RED !!! Phased-out product !!! SIRIUS ACT 3SU1 is successor Preferred successor type is >>3SU1156-6AA20-1AA0<< | - | 0 | 7
3SB3612-6BA30 |  | 3SB3612-6BA30 | 1 | UN | 1 | 10 | C | D | N | N | 85366190 | 1 | 4011209446397 | 0.076 | KG | 30.31 | 30.31 | CP20 | CP20 | 22MM METAL ROUND COMPLETE UNIT COMBINATION: INDICATOR LIGHT WITH CONCENTRIC RINGS ILLUMINATED WITH LAMP HOLDER BA 9S WITH LAMP 130V AC/DC SCREW TERMINAL OPERATIONAL VOLTAGE 220/230V AC WITH HOLDER YELLOW !!! Phased-out product !!! SIRIUS ACT 3SU1 is successor Preferred successor type is >>3SU1156-6AA30-1AA0<< | - | 0 | 7
3SB3612-6BA40 |  | 3SB3612-6BA40 | 1 | UN | 1 | 10 | C | D | N | N | 85366190 | 1 | 4011209446380 | 0.076 | KG | 30.31 | 30.31 | CP20 | CP20 | 22MM METAL ROUND COMPLETE UNIT COMBINATION: INDICATOR LIGHT WITH CONCENTRIC RINGS ILLUMINATED WITH LAMP HOLDER BA 9S WITH LAMP 130V AC/DC SCREW TERMINAL OPERATIONAL VOLTAGE 220/230V AC WITH HOLDER GREEN !!! Phased-out product !!! SIRIUS ACT 3SU1 is successor Preferred successor type is >>3SU1156-6AA40-1AA0<< | - | 0 | 7
3SB3612-6BA50 |  | 3SB3612-6BA50 | 1 | UN | 1 | 10 | C | D | N | N | 85366190 | 1 | 4011209446373 | 0.076 | KG | 30.31 | 30.31 | CP20 | CP20 | 22MM METAL ROUND COMPLETE UNIT COMBINATION: INDICATOR LIGHT WITH CONCENTRIC RINGS ILLUMINATED WITH LAMP HOLDER BA 9S WITH LAMP 130V AC/DC SCREW TERMINAL OPERATIONAL VOLTAGE 220/230V AC WITH HOLDER BLUE !!! Phased-out product !!! SIRIUS ACT 3SU1 is successor Preferred successor type is >>3SU1156-6AA50-1AA0<< | - | 0 | 7
3SB3612-6BA60 |  | 3SB3612-6BA60 | 1 | UN | 1 | 10 | C | D | N | N | 85366190 | 1 | 4011209446366 | 0.076 | KG | 30.31 | 30.31 | CP20 | CP20 | 22MM METAL ROUND COMPLETE UNIT COMBINATION: INDICATOR LIGHT WITH CONCENTRIC RINGS ILLUMINATED WITH LAMP HOLDER BA 9S WITH LAMP 130V AC/DC SCREW TERMINAL OPERATIONAL VOLTAGE 220/230V AC WITH HOLDER WHITE !!! Phased-out product !!! SIRIUS ACT 3SU1 is successor Preferred successor type is >>3SU1156-6AA60-1AA0<< | - | 0 | 7
3SB3612-6BA70 |  | 3SB3612-6BA70 | 1 | UN | 1 | 10 | C | D | N | N | 85366190 | 1 | 4011209446359 | 0.076 | KG | 30.31 | 30.31 | CP20 | CP20 | 22MM METAL ROUND COMPLETE UNIT COMBINATION: INDICATOR LIGHT WITH CONCENTRIC RINGS ILLUMINATED WITH LAMP HOLDER BA 9S WITH LAMP 130V AC/DC SCREW TERMINAL OPERATIONAL VOLTAGE 220/230V AC WITH HOLDER CLEAR !!! Phased-out product !!! SIRIUS ACT 3SU1 is successor Preferred successor type is >>3SU1156-6AA70-1AA0<< | - | 0 | 7
3SB3613-0AA21 |  | 3SB3613-0AA21 | 1 | UN | 1 | 10 | C | D | N | N | 85365080 | 1 | 4011209426993 | 0.102 | KG | 45.89 | 45.89 | CP20 | CP20 | 22MM METAL ROUND COMPLETE UNIT COMBINATION: ILLUMINATED PUSHBUTTON MOMENTARY CONTACT TYPE WITH FLAT BUTTON ILLUMINATED WITH LAMP HOLDER BA 9S WITH LAMP 130V AC/DC SCREW TERMINAL, 1NO+1NC OPERATIONAL VOLTAGE 220/230V AC WITH HOLDER RED !!! Phased-out product !!! SIRIUS ACT 3SU1 is successor Preferred successor type is >>3SU1156-0AB20-1CA0 + 3SU1400-1AA10-1BA0<< | - | 0 | 7
3SB3613-0AA31 |  | 3SB3613-0AA31 | 1 | UN | 1 | 20 | D | D | N | N | 85365080 | 1 | 4011209427006 | 0.102 | KG | 45.89 | 45.89 | CP20 | CP20 | ILLUM. PUSHBUTTON, 22MM, ROUND, METAL, YELLOW, FLAT BUTTON, WITH HOLDER, 1NO+1NC, LAMP HOLDER BA 9S, WITH LAMP 130V AC/DC, OPERATIONAL VOLTAGE 230V AC, SCREW TERMINAL !!! Phased-out product !!! SIRIUS ACT 3SU1 is successor Preferred successor type is >>3SU1156-0AB30-1BA0 + | - | 0 | 7
3SB3613-0AA41 |  | 3SB3613-0AA41 | 1 | UN | 1 | 10 | C | D | N | N | 85365080 | 1 | 4011209427013 | 0.102 | KG | 45.89 | 45.89 | CP20 | CP20 | 22MM METAL ROUND COMPLETE UNIT COMBINATION: ILLUMINATED PUSHBUTTON MOMENTARY CONTACT TYPE WITH FLAT BUTTON ILLUMINATED WITH LAMP HOLDER BA 9S WITH LAMP 130V AC/DC SCREW TERMINAL, 1NO+1NC OPERATIONAL VOLTAGE 220/230V AC WITH HOLDER GREEN !!! Phased-out product !!! SIRIUS ACT 3SU1 is successor Preferred successor type is >>3SU1156-0AB40-1BA0 + 3SU1400-1AA10-1CA0<< | - | 0 | 7
3SB3613-0AA51 |  | 3SB3613-0AA51 | 1 | UN | 1 | 10 | C | D | N | N | 85365080 | 1 | 4011209427020 | 0.102 | KG | 45.89 | 45.89 | CP20 | CP20 | 22MM METAL ROUND COMPLETE UNIT COMBINATION: ILLUMINATED PUSHBUTTON MOMENTARY CONTACT TYPE WITH FLAT BUTTON ILLUMINATED WITH LAMP HOLDER BA 9S WITH LAMP 130V AC/DC SCREW TERMINAL, 1NO+1NC OPERATIONAL VOLTAGE 220/230V AC WITH HOLDER BLUE !!! Phased-out product !!! SIRIUS ACT 3SU1 is successor Preferred successor type is >>3SU1156-0AB50-1BA0 + 3SU1400-1AA10-1CA0<< | - | 0 | 7
3SB3613-0AA61 |  | 3SB3613-0AA61 | 1 | UN | 1 | 20 | D | D | N | N | 85365080 | 1 | 4011209427037 | 0.102 | KG | 45.89 | 45.89 | CP20 | CP20 | 22MM METAL ROUND COMPLETE UNIT COMBINATION: ILLUMINATED PUSHBUTTON MOMENTARY CONTACT TYPE WITH FLAT BUTTON ILLUMINATED WITH LAMP HOLDER BA 9S WITH LAMP 130V AC/DC SCREW TERMINAL, 1NO+1NC OPERATIONAL VOLTAGE 220/230V AC WITH HOLDER WHITE !!! Phased-out product !!! SIRIUS ACT 3SU1 is successor Preferred successor type is >>3SU1156-0AB60-1BA0 + 3SU1400-1AA10-1CA0<< | - | 0 | 7
3SB3613-0AA71 |  | 3SB3613-0AA71 | 1 | UN | 1 | 20 | D | D | N | N | 85365080 | 1 | 4011209427044 | 0.102 | KG | 45.89 | 45.89 | CP20 | CP20 | 22MM METAL ROUND COMPLETE UNIT COMBINATION: ILLUMINATED PUSHBUTTON MOMENTARY CONTACT TYPE WITH FLAT BUTTON ILLUMINATED WITH LAMP HOLDER BA 9S WITH LAMP 130V AC/DC SCREW TERMINAL, 1NO+1NC OPERATIONAL VOLTAGE 220/230V AC WITH HOLDER CLEAR !!! Phased-out product !!! SIRIUS ACT 3SU1 is successor Preferred successor type is >>3SU1156-0AB70-1BA0 + 3SU1400-1AA10-1CA0<< | - | 0 | 7
3SB3614-0AA01 |  | 3SB3614-0AA01 | 1 | UN | 1 | 30 | D | D | N | N | 85365080 | 1 | 4011209442207 | 0.096 | KG | 41.99 | 41.99 | CP20 | CP20 | 22MM METAL ROUND COMPLETE UNIT COMBINATION: ILLUMINATED PUSHBUTTON MOMENTARY CONTACT TYPE WITH FLAT BUTTON ILLUMINATED WITH LAMP HOLDER BA 9S WITH LAMP 130V AC/DC SCREW TERMINAL, 1NO OPERATIONAL VOLTAGE 220/230V AC WITH HOLDER AMBER !!! Phased-out product !!! SIRIUS ACT 3SU1 is successor Preferred successor type is >>3SU1156-0AB00-1BA0<< | - | 0 | 7
3SB3614-0AA31 |  | 3SB3614-0AA31 | 1 | UN | 1 | 30 | D | D | N | N | 85365080 | 1 | 4011209426795 | 0.096 | KG | 41.99 | 41.99 | CP20 | CP20 | 22MM METAL ROUND COMPLETE UNIT COMBINATION: ILLUMINATED PUSHBUTTON MOMENTARY CONTACT TYPE WITH FLAT BUTTON ILLUMINATED WITH LAMP HOLDER BA 9S WITH LAMP 130V AC/DC SCREW TERMINAL, 1NO OPERATIONAL VOLTAGE 220/230V AC WITH HOLDER YELLOW !!! Phased-out product !!! SIRIUS ACT 3SU1 is successor Preferred successor type is >>3SU1156-0AB30-1BA0<< | - | 0 | 7
3SB3614-0AA41 |  | 3SB3614-0AA41 | 1 | UN | 1 | 10 | C | D | N | N | 85365080 | 1 | 4011209426801 | 0.096 | KG | 41.99 | 41.99 | CP20 | CP20 | 22MM METAL ROUND COMPLETE UNIT COMBINATION: ILLUMINATED PUSHBUTTON MOMENTARY CONTACT TYPE WITH FLAT BUTTON ILLUMINATED WITH LAMP HOLDER BA 9S WITH LAMP 130V AC/DC SCREW TERMINAL, 1NO OPERATIONAL VOLTAGE 220/230V AC WITH HOLDER GREEN !!! Phased-out product !!! SIRIUS ACT 3SU1 is successor Preferred successor type is >>3SU1156-0AB40-1BA0<< | - | 0 | 7
3SB3614-0AA51 |  | 3SB3614-0AA51 | 1 | UN | 1 | 20 | D | D | N | N | 85365080 | 1 | 4011209426818 | 0.096 | KG | 41.99 | 41.99 | CP20 | CP20 | 22MM METAL ROUND COMPLETE UNIT COMBINATION: ILLUMINATED PUSHBUTTON MOMENTARY CONTACT TYPE WITH FLAT BUTTON ILLUMINATED WITH LAMP HOLDER BA 9S WITH LAMP 130V AC/DC SCREW TERMINAL, 1NO OPERATIONAL VOLTAGE 220/230V AC WITH HOLDER BLUE !!! Phased-out product !!! SIRIUS ACT 3SU1 is successor Preferred successor type is >>3SU1156-0AB50-1BA0<< | - | 0 | 7
3SB3614-0AA61 |  | 3SB3614-0AA61 | 1 | UN | 1 | 10 | C | D | N | N | 85365080 | 1 | 4011209426825 | 0.096 | KG | 41.99 | 41.99 | CP20 | CP20 | 22MM METAL ROUND COMPLETE UNIT COMBINATION: ILLUMINATED PUSHBUTTON MOMENTARY CONTACT TYPE WITH FLAT BUTTON ILLUMINATED WITH LAMP HOLDER BA 9S WITH LAMP 130V AC/DC SCREW TERMINAL, 1NO OPERATIONAL VOLTAGE 220/230V AC WITH HOLDER WHITE !!! Phased-out product !!! SIRIUS ACT 3SU1 is successor Preferred successor type is >>3SU1156-0AB60-1BA0<< | - | 0 | 7
3SB3614-0AA71 |  | 3SB3614-0AA71 | 1 | UN | 1 | 20 | D | D | N | N | 85365080 | 1 | 4011209426856 | 0.096 | KG | 41.99 | 41.99 | CP20 | CP20 | 22MM METAL ROUND COMPLETE UNIT COMBINATION: ILLUMINATED PUSHBUTTON MOMENTARY CONTACT TYPE WITH FLAT BUTTON ILLUMINATED WITH LAMP HOLDER BA 9S WITH LAMP 130V AC/DC SCREW TERMINAL, 1NO OPERATIONAL VOLTAGE 220/230V AC WITH HOLDER CLEAR !!! Phased-out product !!! SIRIUS ACT 3SU1 is successor Preferred successor type is >>3SU1156-0AB70-1BA0<< | - | 0 | 7
3SB3614-0AB11 |  | 3SB3614-0AB11 | 1 | UN | 1 | 30 | D | D | N | N | 85365080 | 1 | 4011209426788 | 0.096 | KG | 41.99 | 41.99 | CP20 | CP20 | 22MM METAL ROUND COMPLETE UNIT COMBINATION: ILLUMINATED PUSHBUTTON MOMENTARY CONTACT TYPE WITH FLAT BUTTON ILLUMINATED WITH LAMP HOLDER BA 9S WITH LAMP 130V AC/DC SCREW TERMINAL, 1NO OPERATIONAL VOLTAGE 220/230V AC WITH HOLDER WHITE INSCRIPTION WITH SYMBOL: I !!! Phased-out product SIRIUS ACT 3SU1 is s Preferred successor type is >>3SU1156-0AB60-1BA0-Z Y10<< | - | 0 | 7
3SB3616-0AA21 |  | 3SB3616-0AA21 | 1 | UN | 1 | 10 | C | D | N | N | 85365080 | 1 | 4011209426726 | 0.096 | KG | 41.99 | 41.99 | CP20 | CP20 | 22MM METAL ROUND COMPLETE UNIT COMBINATION: ILLUMINATED PUSHBUTTON MOMENTARY CONTACT TYPE WITH FLAT BUTTON ILLUMINATED WITH LAMP HOLDER BA 9S WITH LAMP 130V AC/DC SCREW TERMINAL, 1NC OPERATIONAL VOLTAGE 220/230V AC WITH HOLDER RED !!! Phased-out product !!! SIRIUS ACT 3SU1 is successor Preferred successor type is >>3SU1156-0AB20-1CA0<< | - | 0 | 7
3SB3617-6AA00 |  | 3SB3617-6AA00 | 1 | UN | 1 | 20 | D | D | N | N | 85366190 | 1 | 4011209442276 | 0.076 | KG | 21.66 | 21.66 | CP20 | CP20 | 22MM METAL ROUND COMPLETE UNIT COMBINATION: INDICATOR LIGHT WITH SMOOTH LENSE ILLUMINATED WITH LAMP HOLDER BA 9S WITH LAMP 24V AC/DC SCREW TERMINAL OPERATIONAL VOLTAGE 24V AC/DC WITH HOLDER AMBER !!! Phased-out product !!! SIRIUS ACT 3SU1 is successor Preferred successor type is >>3SU1152-6AA00-1AA0<< | - | 0 | 7
3SB3617-6AA20 |  | 3SB3617-6AA20 | 1 | UN | 1 | 10 | C | D | N | N | 85366190 | 1 | 4011209409880 | 0.076 | KG | 21.66 | 21.66 | CP20 | CP20 | 22MM METAL ROUND COMPLETE UNIT COMBINATION: INDICATOR LIGHT WITH SMOOTH LENSE ILLUMINATED WITH LAMP HOLDER BA 9S WITH LAMP 24V AC/DC SCREW TERMINAL OPERATIONAL VOLTAGE 24V AC/DC WITH HOLDER RED !!! Phased-out product !!! SIRIUS ACT 3SU1 is successor Preferred successor type is >>3SU1152-6AA20-1AA0<< | - | 0 | 7
3SB3617-6AA30 |  | 3SB3617-6AA30 | 1 | UN | 1 | 20 | D | D | N | N | 85366190 | 1 | 4011209409958 | 0.076 | KG | 21.66 | 21.66 | CP20 | CP20 | 22MM METAL ROUND COMPLETE UNIT COMBINATION: INDICATOR LIGHT WITH SMOOTH LENSE ILLUMINATED WITH LAMP HOLDER BA 9S WITH LAMP 24V AC/DC SCREW TERMINAL OPERATIONAL VOLTAGE 24V AC/DC WITH HOLDER YELLOW !!! Phased-out product !!! SIRIUS ACT 3SU1 is successor Preferred successor type is >>3SU1152-6AA30-1AA0<< | - | 0 | 7
3SB3617-6AA40 |  | 3SB3617-6AA40 | 1 | UN | 1 | 20 | D | D | N | N | 85366190 | 1 | 4011209410084 | 0.076 | KG | 21.66 | 21.66 | CP20 | CP20 | 22MM METAL ROUND COMPLETE UNIT COMBINATION: INDICATOR LIGHT WITH SMOOTH LENSE ILLUMINATED WITH LAMP HOLDER BA 9S WITH LAMP 24V AC/DC SCREW TERMINAL OPERATIONAL VOLTAGE 24V AC/DC WITH HOLDER GREEN !!! Phased-out product !!! SIRIUS ACT 3SU1 is successor Preferred successor type is >>3SU1152-6AA40-1AA0<< | - | 0 | 7
3SB3617-6AA50 |  | 3SB3617-6AA50 | 1 | UN | 1 | 20 | D | D | N | N | 85366190 | 1 | 4011209409965 | 0.076 | KG | 21.66 | 21.66 | CP20 | CP20 | 22MM METAL ROUND COMPLETE UNIT COMBINATION: INDICATOR LIGHT WITH SMOOTH LENSE ILLUMINATED WITH LAMP HOLDER BA 9S WITH LAMP 24V AC/DC SCREW TERMINAL OPERATIONAL VOLTAGE 24V AC/DC WITH HOLDER BLUE !!! Phased-out product !!! SIRIUS ACT 3SU1 is successor Preferred successor type is >>3SU1152-6AA50-1AA0<< | - | 0 | 7
3SB3617-6AA60 |  | 3SB3617-6AA60 | 1 | UN | 1 | 20 | D | D | N | N | 85366190 | 1 | 4011209409972 | 0.076 | KG | 21.66 | 21.66 | CP20 | CP20 | 22MM METAL ROUND COMPLETE UNIT COMBINATION: INDICATOR LIGHT WITH SMOOTH LENSE ILLUMINATED WITH LAMP HOLDER BA 9S WITH LAMP 24V AC/DC SCREW TERMINAL OPERATIONAL VOLTAGE 24V AC/DC WITH HOLDER WHITE !!! Phased-out product !!! SIRIUS ACT 3SU1 is successor Preferred successor type is >>3SU1152-6AA60-1AA0<< | - | 0 | 7
3SB3617-6AA70 |  | 3SB3617-6AA70 | 1 | UN | 1 | 20 | D | D | N | N | 85366190 | 1 | 4011209409989 | 0.076 | KG | 21.66 | 21.66 | CP20 | CP20 | 22MM METAL ROUND COMPLETE UNIT COMBINATION: INDICATOR LIGHT WITH SMOOTH LENSE ILLUMINATED WITH LAMP HOLDER BA 9S WITH LAMP 24V AC/DC SCREW TERMINAL OPERATIONAL VOLTAGE 24V AC/DC WITH HOLDER CLEAR !!! Phased-out product !!! SIRIUS ACT 3SU1 is successor Preferred successor type is >>3SU1152-6AA70-1AA0<< | - | 0 | 7
3SB3617-6BA00 |  | 3SB3617-6BA00 | 1 | UN | 1 | 20 | D | D | N | N | 85366190 | 1 | 4011209450592 | 0.076 | KG | 21.66 | 21.66 | CP20 | CP20 | 22MM METAL ROUND COMPLETE UNIT COMBINATION: INDICATOR LIGHT WITH CONCENTRIC RINGS ILLUMINATED WITH LAMP HOLDER BA 9S WITH LAMP 24V AC/DC SCREW TERMINAL OPERATIONAL VOLTAGE 24V AC/DC WITH HOLDER AMBER !!! Phased-out product !!! SIRIUS ACT 3SU1 is successor Preferred successor type is >>3SU1152-6AA00-1AA0<< | - | 0 | 7
3SB3617-6BA20 |  | 3SB3617-6BA20 | 1 | UN | 1 | 10 | C | D | N | N | 85366190 | 1 | 4011209446342 | 0.076 | KG | 21.66 | 21.66 | CP20 | CP20 | 22MM METAL ROUND COMPLETE UNIT COMBINATION: INDICATOR LIGHT WITH CONCENTRIC RINGS ILLUMINATED WITH LAMP HOLDER BA 9S WITH LAMP 24V AC/DC SCREW TERMINAL OPERATIONAL VOLTAGE 24V AC/DC WITH HOLDER RED !!! Phased-out product !!! SIRIUS ACT 3SU1 is successor Preferred successor type is >>3SU1152-6AA20-1AA0<< | - | 0 | 7
3SB3617-6BA30 |  | 3SB3617-6BA30 | 1 | UN | 1 | 10 | C | D | N | N | 85366190 | 1 | 4011209446335 | 0.076 | KG | 21.66 | 21.66 | CP20 | CP20 | 22MM METAL ROUND COMPLETE UNIT COMBINATION: INDICATOR LIGHT WITH CONCENTRIC RINGS ILLUMINATED WITH LAMP HOLDER BA 9S WITH LAMP 24V AC/DC SCREW TERMINAL OPERATIONAL VOLTAGE 24V AC/DC WITH HOLDER YELLOW !!! Phased-out product !!! SIRIUS ACT 3SU1 is successor Preferred successor type is >>3SU1152-6AA30-1AA0<< | - | 0 | 7
3SB3617-6BA40 |  | 3SB3617-6BA40 | 1 | UN | 1 | 10 | C | D | N | N | 85366190 | 1 | 4011209446328 | 0.076 | KG | 21.66 | 21.66 | CP20 | CP20 | 22MM METAL ROUND COMPLETE UNIT COMBINATION: INDICATOR LIGHT WITH CONCENTRIC RINGS ILLUMINATED WITH LAMP HOLDER BA 9S WITH LAMP 24V AC/DC SCREW TERMINAL OPERATIONAL VOLTAGE 24V AC/DC WITH HOLDER GREEN !!! Phased-out product !!! SIRIUS ACT 3SU1 is successor Preferred successor type is >>3SU1152-6AA40-1AA0<< | - | 0 | 7
3SB3617-6BA50 |  | 3SB3617-6BA50 | 1 | UN | 1 | 10 | C | D | N | N | 85366190 | 1 | 4011209446311 | 0.076 | KG | 21.66 | 21.66 | CP20 | CP20 | 22MM METAL ROUND COMPLETE UNIT COMBINATION: INDICATOR LIGHT WITH CONCENTRIC RINGS ILLUMINATED WITH LAMP HOLDER BA 9S WITH LAMP 24V AC/DC SCREW TERMINAL OPERATIONAL VOLTAGE 24V AC/DC WITH HOLDER BLUE !!! Phased-out product !!! SIRIUS ACT 3SU1 is successor Preferred successor type is >>3SU1152-6AA50-1AA0<< | - | 0 | 7
3SB3617-6BA60 |  | 3SB3617-6BA60 | 1 | UN | 1 | 10 | C | D | N | N | 85366190 | 1 | 4011209446304 | 0.076 | KG | 21.66 | 21.66 | CP20 | CP20 | 22MM METAL ROUND COMPLETE UNIT COMBINATION: INDICATOR LIGHT WITH CONCENTRIC RINGS ILLUMINATED WITH LAMP HOLDER BA 9S WITH LAMP 24V AC/DC SCREW TERMINAL OPERATIONAL VOLTAGE 24V AC/DC WITH HOLDER WHITE !!! Phased-out product !!! SIRIUS ACT 3SU1 is successor Preferred successor type is >>3SU1152-6AA60-1AA0<< | - | 0 | 7
3SB3617-6BA70 |  | 3SB3617-6BA70 | 1 | UN | 1 | 10 | C | D | N | N | 85366190 | 1 | 4011209446298 | 0.076 | KG | 21.66 | 21.66 | CP20 | CP20 | 22MM METAL ROUND COMPLETE UNIT COMBINATION: INDICATOR LIGHT WITH CONCENTRIC RINGS ILLUMINATED WITH LAMP HOLDER BA 9S WITH LAMP 24V AC/DC SCREW TERMINAL OPERATIONAL VOLTAGE 24V AC/DC WITH HOLDER CLEAR !!! Phased-out product !!! SIRIUS ACT 3SU1 is successor Preferred successor type is >>3SU1152-6AA70-1AA0<< | - | 0 | 7
3SB3618-0AA21 |  | 3SB3618-0AA21 | 1 | UN | 1 | 10 | C | D | N | N | 85365019 | 1 | 4011209426665 | 0.096 | KG | 32.87 | 32.87 | CP20 | CP20 | LLUMINATED PUSHBUTTON, 22MM, ROUND, METAL, RED, BUTTON, FLAT, WITH HOLDER, 1NC, LAMPHOLDER BA 9S, WITH INCAND. LAMP 24V AC/DC, OPER. VOLTAGE 24V AC/DC, SCREW CONNECTION !!! Phased-out product !!! SIRIUS ACT 3SU1 is successor Preferred successor type is >>3SU1152-0AB20-1CA0<< | - | 0 | 7
3SB3620-0AA01 |  | 3SB3620-0AA01 | 1 | UN | 1 | 20 | D | D | N | N | 85365019 | 1 | 4011209442245 | 0.096 | KG | 32.87 | 32.87 | CP20 | CP20 | LLUMINATED PUSHBUTTON, 22MM, ROUND, METAL, AMBER, BUTTON, FLAT, WITH HOLDER, 1NO, LAMPHOLDER BA 9S, WITH INCAND. LAMP 24V AC/DC, OPER. VOLTAGE 24V AC/DC, SCREW CONNECTION !!! Phased-out product !!! SIRIUS ACT 3SU1 is successor Preferred successor type is >>3SU1152-0AB00-1BA0<< | - | 0 | 7
3SB3620-0AA31 |  | 3SB3620-0AA31 | 1 | UN | 1 | 10 | C | D | N | N | 85365019 | 1 | 4011209426672 | 0.096 | KG | 32.87 | 32.87 | CP20 | CP20 | LLUMINATED PUSHBUTTON, 22MM, ROUND, METAL, YELLOW, BUTTON, FLAT, WITH HOLDER, 1NO, LAMPHOLDER BA 9S, WITH INCAND. LAMP 24V AC/DC, OPER. VOLTAGE 24V AC/DC, SCREW CONNECTION !!! Phased-out product !!! SIRIUS ACT 3SU1 is successor Preferred successor type is >>3SU1152-0AB30-1BA0<< | - | 0 | 7
3SB3620-0AA41 |  | 3SB3620-0AA41 | 1 | UN | 1 | 10 | C | D | N | N | 85365019 | 1 | 4011209426689 | 0.096 | KG | 32.87 | 32.87 | CP20 | CP20 | LLUMINATED PUSHBUTTON, 22MM, ROUND, METAL, GREEN, BUTTON, FLAT, WITH HOLDER, 1NO, LAMPHOLDER BA 9S, WITH INCAND. LAMP 24V AC/DC, OPER. VOLTAGE 24V AC/DC, SCREW CONNECTION !!! Phased-out product !!! SIRIUS ACT 3SU1 is successor Preferred successor type is >>3SU1152-0AB40-1BA0<< | - | 0 | 7
3SB3620-0AA51 |  | 3SB3620-0AA51 | 1 | UN | 1 | 10 | C | D | N | N | 85365019 | 1 | 4011209426696 | 0.096 | KG | 32.87 | 32.87 | CP20 | CP20 | LLUMINATED PUSHBUTTON, 22MM, ROUND, METAL, BLUE, BUTTON, FLAT, WITH HOLDER, 1NO LAMPHOLDER BA 9S, WITH INCAND. LAMP 24V AC/DC, OPER. VOLTAGE 24V AC/DC, SCREW CONNECTION !!! Phased-out product !!! SIRIUS ACT 3SU1 is successor Preferred successor type is >>3SU1152-0AB50-1BA0<< | - | 0 | 7
3SB3620-0AA61 |  | 3SB3620-0AA61 | 1 | UN | 1 | 10 | C | D | N | N | 85365019 | 1 | 4011209426702 | 0.096 | KG | 32.87 | 32.87 | CP20 | CP20 | LLUMINATED PUSHBUTTON, 22MM, ROUND, METAL, WHITE, BUTTON, FLAT, WITH HOLDER, 1NO, LAMPHOLDER BA 9S, WITH INCAND. LAMP 24V AC/DC, OPER. VOLTAGE 24V AC/DC, SCREW CONNECTION !!! Phased-out product !!! SIRIUS ACT 3SU1 is successor Preferred successor type is >>3SU1152-0AB60-1BA0<< | - | 0 | 7
3SB3620-0AA71 |  | 3SB3620-0AA71 | 1 | UN | 1 | 10 | C | D | N | N | 85365019 | 1 | 4011209426719 | 0.096 | KG | 32.87 | 32.87 | CP20 | CP20 | LLUMINATED PUSHBUTTON, 22MM, ROUND, METAL, CLEAR, BUTTON, FLAT, WITH HOLDER, 1NO, LAMPHOLDER BA 9S, WITH INCAND. LAMP 24V AC/DC, OPER. VOLTAGE 24V AC/DC, SCREW CONNECTION !!! Phased-out product !!! SIRIUS ACT 3SU1 is successor Preferred successor type is >>3SU1152-0AB70-1BA0<< | - | 0 | 7
3SB3621-0AA01 |  | 3SB3621-0AA01 | 1 | UN | 1 | 30 | D | D | N | N | 85365019 | 1 | 4011209442252 | 0.102 | KG | 36.39 | 36.39 | CP20 | CP20 | LLUMINATED PUSHBUTTON, 22MM, ROUND, METAL, AMBER, BUTTON, FLAT, WITH HOLDER, 1NO+1NC, LAMPHOLDER BA 9S, WITH INCAD. LAMP 24V AC/DC, OPER. VOLTAGE 24V AC/DC, SCREW CONNECTION !!! Phased-out product !!! SIRIUS ACT 3SU1 is successor Preferred successor type is >>3SU1152-0AB00-1BA0 + | - | 0 | 7
3SB3621-0AA21 |  | 3SB3621-0AA21 | 1 | UN | 1 | 20 | D | D | N | N | 85365019 | 1 | 4011209426931 | 0.102 | KG | 36.39 | 36.39 | CP20 | CP20 | ILLUMINATED PUSHBUTTON, 22MM, ROUND, METAL, RED, BUTTON, FLAT, WITH HOLDER, 1NO+1NC, LAMPHOLDER BA 9S, WITH INCAD. LAMP 24V AC/DC, OPER. VOLTAGE 24V AC/DC, SCREW CONNECTION !!! Phased-out product !!! SIRIUS ACT 3SU1 is successor Preferred successor type is >>3SU1152-0AB20-1CA0 + | - | 0 | 7
3SB3621-0AA31 |  | 3SB3621-0AA31 | 1 | UN | 1 | 20 | D | D | N | N | 85365019 | 1 | 4011209426948 | 0.102 | KG | 36.39 | 36.39 | CP20 | CP20 | LLUMINATED PUSHBUTTON, 22MM, ROUND, METAL, YELLOW, BUTTON, FLAT, WITH HOLDER, 1NO+1NC, LAMPHOLDER BA 9S, WITH INCAND. LAMP 24V AC/DC, OPER. VOLTAGE 24V AC/DC, SCREW CONNECTION !!! Phased-out product !!! SIRIUS ACT 3SU1 is successor Preferred successor type is >>3SU1152-0AB30-1BA0 + | - | 0 | 7
3SB3621-0AA41 |  | 3SB3621-0AA41 | 1 | UN | 1 | 10 | C | D | N | N | 85365019 | 1 | 4011209426955 | 0.102 | KG | 36.39 | 36.39 | CP20 | CP20 | LLUMINATED PUSHBUTTON, 22MM, ROUND, METAL, GREEN, BUTTON, FLAT, WITH HOLDER, 1NO+1NC, LAMPHOLDER BA 9S, WITH INCAND. LAMP 24V AC/DC, OPER. VOLTAGE 24V AC/DC, SCREW CONNECTION !!! Phased-out product !!! SIRIUS ACT 3SU1 is successor Preferred successor type is >>3SU1152-0AB40-1BA0 + | - | 0 | 7
3SB3621-0AA51 |  | 3SB3621-0AA51 | 1 | UN | 1 | 20 | D | D | N | N | 85365019 | 1 | 4011209426962 | 0.102 | KG | 36.39 | 36.39 | CP20 | CP20 | LLUMINATED PUSHBUTTON, 22MM, ROUND, METAL, BLUE, BUTTON, FLAT, WITH HOLDER, 1NO+1NC, LAMPHOLDER BA 9S, WITH INCAND. LAMP 24V AC/DC, OPER. VOLTAGE 24V AC/DC, SCREW CONNECTION !!! Phased-out product !!! SIRIUS ACT 3SU1 is successor Preferred successor type is >>3SU1152-0AB50-1BA0 + | - | 0 | 7
3SB3621-0AA61 |  | 3SB3621-0AA61 | 1 | UN | 1 | 20 | D | D | N | N | 85365019 | 1 | 4011209426979 | 0.102 | KG | 36.39 | 36.39 | CP20 | CP20 | LLUMINATED PUSHBUTTON, 22MM, ROUND, METAL, WHITE, BUTTON, FLAT, WITH HOLDER, 1NO+1NC, LAMPHOLDER BA 9S, WITH INCAND. LAMP 24V AC/DC, OPER. VOLTAGE 24V AC/DC, SCREW CONNECTION !!! Phased-out product !!! SIRIUS ACT 3SU1 is successor Preferred successor type is >>3SU1152-0AB60-1BA0 + | - | 0 | 7
3SB3621-0AA71 |  | 3SB3621-0AA71 | 1 | UN | 1 | 10 | C | D | N | N | 85365019 | 1 | 4011209426986 | 0.102 | KG | 36.39 | 36.39 | CP20 | CP20 | LLUMINATED PUSHBUTTON, 22MM, ROUND, METAL, CLEAR, BUTTON, FLAT, WITH HOLDER, 1NO+1NC, LAMPHOLDER BA 9S, WITH INCAND. LAMP 24V AC/DC, OPER. VOLTAGE 24V AC/DC, SCREW CONNECTION !!! Phased-out product !!! SIRIUS ACT 3SU1 is successor Preferred successor type is >>3SU1152-0AB70-1BA0 + | - | 0 | 7
3SB3622-6AA20 |  | 3SB3622-6AA20 | 1 | UN | 1 | 20 | D | D | N | N | 85366190 | 1 | 4011209409903 | 0.076 | KG | 27.08 | 27.08 | CP20 | CP20 | INDICATOR LIGHT, 22MM, ROUND, METAL, RED, LENS, SMOOTH, WITH HOLDER, LAMPHOLDER BA 9S, VOLTAGE REDUCING ELEMENT 130V, W/O LAMP, SCREW CONNECTION !!! Phased-out product !!! SIRIUS ACT 3SU1 is successor Preferred successor type is >>3SU1051-6AA20-0AA0 + 3SU1550-0AA10-0AA0<< | - | 0 | 7
3SB3622-6AA30 |  | 3SB3622-6AA30 | 1 | UN | 1 | 20 | D | D | N | N | 85366190 | 1 | 4011209410046 | 0.076 | KG | 27.08 | 27.08 | CP20 | CP20 | INDICATOR LIGHT, 22MM, ROUND, METAL, YELLOW, LENS, SMOOTH, WITH HOLDER, LAMPHOLDER BA 9S, VOLTAGE REDUCING ELEMENT 130V, W/O LAMP, SCREW CONNECTION !!! Phased-out product !!! SIRIUS ACT 3SU1 is successor Preferred successor type is >>3SU1051-6AA30-0AA0 + 3SU1550-0AA10-0AA0<< | - | 0 | 7
3SB3622-6AA40 |  | 3SB3622-6AA40 | 1 | UN | 1 | 20 | D | D | N | N | 85366190 | 1 | 4011209410053 | 0.076 | KG | 27.08 | 27.08 | CP20 | CP20 | INDICATOR LIGHT, 22MM, ROUND, METAL, GREEN, LENS, SMOOTH, WITH HOLDER, LAMPHOLDER BA 9S, VOLTAGE REDUCING ELEMENT 130V, W/O LAMP, SCREW CONNECTION !!! Phased-out product !!! SIRIUS ACT 3SU1 is successor Preferred successor type is >>3SU1051-6AA40-0AA0 + 3SU1550-0AA10-0AA0<< | - | 0 | 7
3SB3622-6AA60 |  | 3SB3622-6AA60 | 1 | UN | 1 | 20 | D | D | N | N | 85366190 | 1 | 4011209410060 | 0.076 | KG | 27.08 | 27.08 | CP20 | CP20 | INDICATOR LIGHT, 22MM, ROUND, METAL, WHITE, LENS, SMOOTH, WITH HOLDER, LAMPHOLDER BA 9S, VOLTAGE REDUCING ELEMENT 130V, W/O LAMP, SCREW CONNECTION !!! Phased-out product !!! SIRIUS ACT 3SU1 is successor Preferred successor type is >>3SU1051-6AA60-0AA0 + 3SU1550-0AA10-0AA0<< | - | 0 | 7
3SB3644-6BA20 |  | 3SB3644-6BA20 | 1 | UN | 1 | 2 | A | D | N | N | 85366190 | 1 | 4011209522497 | 0.075 | KG | 20.9 | 20.9 | CP20 | CP20 | INDICATOR LIGHT, 22MM, ROUND, METAL, RED, LENS, CONCENTRIC RINGS, WITH HOLDER, LAMPHOLDER, WITH INTEGRATED LED AC/DC 24V, SCREW CONNECTION !!! Phased-out product !!! SIRIUS ACT 3SU1 is successor Preferred successor type is >>3SU1152-6AA20-1AA0<< |  | 0 | 7
3SB3644-6BA20-0CC0 |  | 3SB3644-6BA20-0CC0 | 1 | UN | 1 | 10 | C | D | N | N | 85366190 | 1 | 4011209636347 | 0.084 | KG | 21.66 | 21.66 | CP20 | CP20 | INDICATOR LIGHT, 22MM, ROUND, METAL, RED, LENS, CONCENTRIC RINGS, WITH HOLDER, LAMPHOLDER, WITH INTEGRATED LED AC/DC 24V, SPRING-LOADED CONNECTION !!! Phased-out product !!! SIRIUS ACT 3SU1 is successor Preferred successor type is >>3SU1152-6AA20-3AA0<< | - | 0 | 7
3SB3644-6BA30 |  | 3SB3644-6BA30 | 1 | UN | 1 | 10 | C | D | N | N | 85366190 | 1 | 4011209522503 | 0.075 | KG | 20.9 | 20.9 | CP20 | CP20 | INDICATOR LIGHT, 22MM, ROUND, METAL, YELLOW, LENS, CONCENTRIC RINGS, WITH HOLDER, LAMPHOLDER, WITH INTEGRATED LED AC/DC 24V, SCREW CONNECTION !!! Phased-out product !!! SIRIUS ACT 3SU1 is successor Preferred successor type is >>3SU1152-6AA30-1AA0<< |  | 0 | 7
3SB3644-6BA30-0CC0 |  | 3SB3644-6BA30-0CC0 | 1 | UN | 1 | 10 | C | D | N | N | 85366190 | 1 | 4011209636354 | 0.084 | KG | 21.66 | 21.66 | CP20 | CP20 | INDICATOR LIGHT, 22MM, ROUND, METAL, YELLOW, LENS, CONCENTRIC RINGS, WITH HOLDER, LAMPHOLDER, WITH INTEGRATED LED AC/DC 24V, SPRING-LOADED CONNECTION !!! Phased-out product !!! SIRIUS ACT 3SU1 is successor Preferred successor type is >>3SU1152-6AA30-3AA0<< | - | 0 | 7
3SB3644-6BA40 |  | 3SB3644-6BA40 | 1 | UN | 1 | 2 | A | D | N | N | 85366190 | 1 | 4011209522510 | 0.075 | KG | 20.9 | 20.9 | CP20 | CP20 | INDICATOR LIGHT, 22MM, ROUND, METAL, GREEN, LENS, CONCENTRIC RINGS, WITH HOLDER, LAMPHOLDER, WITH INTEGRATED LED AC/DC 24V, SCREW CONNECTION !!! Phased-out product !!! SIRIUS ACT 3SU1 is successor Preferred successor type is >>3SU1152-6AA40-1AA0<< |  | 0 | 7
3SB3644-6BA40-0CC0 |  | 3SB3644-6BA40-0CC0 | 1 | UN | 1 | 10 | C | D | N | N | 85366190 | 1 | 4011209636361 | 0.084 | KG | 21.66 | 21.66 | CP20 | CP20 | INDICATOR LIGHT, 22MM, ROUND, METAL, GREEN, LENS, CONCENTRIC RINGS, WITH HOLDER, LAMPHOLDER, WITH INTEGRATED LED AC/DC 24V, SPRING-LOADED CONNECTION !!! Phased-out product !!! SIRIUS ACT 3SU1 is successor Preferred successor type is >>3SU1152-6AA40-3AA0<< | - | 0 | 7
3SB3644-6BA50 |  | 3SB3644-6BA50 | 1 | UN | 1 | 10 | C | D | N | N | 85366190 | 1 | 4011209522527 | 0.075 | KG | 20.9 | 20.9 | CP20 | CP20 | INDICATOR LIGHT, 22MM, ROUND, METAL, BLUE, LENS, CONCENTRIC RINGS, WITH HOLDER, LAMPHOLDER, WITH INTEGRATED LED AC/DC 24V, SCREW CONNECTION !!! Phased-out product !!! SIRIUS ACT 3SU1 is successor Preferred successor type is >>3SU1152-6AA50-1AA0<< |  | 0 | 7
3SB3644-6BA50-0CC0 |  | 3SB3644-6BA50-0CC0 | 1 | UN | 1 | 10 | C | D | N | N | 85366190 | 1 | 4011209638570 | 0.084 | KG | 21.66 | 21.66 | CP20 | CP20 | INDICATOR LIGHT, 22MM, ROUND, METAL, BLUE, LENS, CONCENTRIC RINGS, WITH HOLDER, LAMPHOLDER, WITH INTEGRATED LED AC/DC 24V, SPRING-LOADED CONNECTION !!! Phased-out product !!! SIRIUS ACT 3SU1 is successor Preferred successor type is >>3SU1152-6AA50-3AA0<< | - | 0 | 7
3SB3644-6BA60 |  | 3SB3644-6BA60 | 1 | UN | 1 | 10 | C | D | N | N | 85366190 | 1 | 4011209522534 | 0.075 | KG | 20.9 | 20.9 | CP20 | CP20 | INDICATOR LIGHT, 22MM, ROUND, METAL, WHITE, LENS, CONCENTRIC RINGS, WITH HOLDER, LAMPHOLDER, WITH INTEGRATED LED AC/DC 24V, SCREW CONNECTION !!! Phased-out product !!! SIRIUS ACT 3SU1 is successor Preferred successor type is >>3SU1152-6AA60-1AA0<< |  | 0 | 7
3SB3644-6BA60-0CC0 |  | 3SB3644-6BA60-0CC0 | 1 | UN | 1 | 10 | C | D | N | N | 85366190 | 1 | 4011209636378 | 0.084 | KG | 21.66 | 21.66 | CP20 | CP20 | INDICATOR LIGHT, 22MM, ROUND, METAL, WHITE, LENS, CONCENTRIC RINGS, WITH HOLDER, LAMPHOLDER, WITH INTEGRATED LED AC/DC 24V, SPRING-LOADED CONNECTION !!! Phased-out product !!! SIRIUS ACT 3SU1 is successor Preferred successor type is >>3SU1152-6AA60-3AA0<< | - | 0 | 7
3SB3644-6BA70 |  | 3SB3644-6BA70 | 1 | UN | 1 | 2 | A | D | N | N | 85366190 | 1 | 4011209522541 | 0.075 | KG | 20.9 | 20.9 | CP20 | CP20 | INDICATOR LIGHT, 22MM, ROUND, METAL, CLEAR, LENS, CONCENTRIC RINGS, WITH HOLDER, LAMPHOLDER, WITH INTEGRATED LED AC/DC 24V, SCREW CONNECTION !!! Phased-out product !!! SIRIUS ACT 3SU1 is successor Preferred successor type is >>3SU1152-6AA70-1AA0<< |  | 0 | 7
3SB3644-6BA70-0CC0 |  | 3SB3644-6BA70-0CC0 | 1 | UN | 1 | 10 | C | D | N | N | 85366190 | 1 | 4011209636385 | 0.084 | KG | 21.66 | 21.66 | CP20 | CP20 | INDICATOR LIGHT, 22MM, ROUND, METAL, CLEAR, LENS, CONCENTRIC RINGS, WITH HOLDER, LAMPHOLDER, WITH INTEGRATED LED AC/DC 24V, SPRING-LOADED CONNECTION !!! Phased-out product !!! SIRIUS ACT 3SU1 is successor Preferred successor type is >>3SU1152-6AA70-3AA0<< | - | 0 | 7
3SB3645-0AA31 |  | 3SB3645-0AA31 | 1 | UN | 1 | 10 | C | D | N | N | 85365019 | 1 | 4011209523111 | 0.095 | KG | 32.49 | 32.49 | CP20 | CP20 | ILLUMINATED PUSHBUTTON, 22MM, ROUND, METAL, YELLOW, WITH FLAT BUTTON, WITH HOLDER, 1NO, LAMPHOLDER WITH INTEGRATED LED 24V AC/DC, SCREW TERMINAL !!! Phased-out product !!! SIRIUS ACT 3SU1 is successor Preferred successor type is >>3SU1152-0AB30-1BA0<< |  | 0 | 7
3SB3645-0AA31-0CC0 |  | 3SB3645-0AA31-0CC0 | 1 | UN | 1 | 10 | C | D | N | N | 85365019 | 1 | 4011209636392 | 0.104 | KG | 33.35 | 33.35 | CP20 | CP20 | ILLUMINATED PUSHBUTTON, 22MM, ROUND, METAL, YELLOW, WITH FLAT BUTTON, WITH HOLDER, 1NO, LAMPHOLDER WITH INTEGRATED LED 24V AC/DC, SPRING TYPE TERMINAL !!! Phased-out product !!! SIRIUS ACT 3SU1 is successor Preferred successor type is >>3SU1152-0AB30-3BA0<< | - | 0 | 7
3SB3645-0AA31-0PA0 |  | 3SB3645-0AA31-0PA0 | 1 | UN | 1 | 10 | C | D | N | N | 85365019 | 1 | 4011209646292 | 0.095 | KG | 32.49 | 32.49 | CP20 | CP20 | ILLUMINATED PUSHBUTTON, 22MM, ROUND, METAL, YELLOW, WITH FLAT BUTTON, WITH HOLDER, 1NO, LAMPHOLDER WITH INTEGRATED LED 24V AC/DC, SCREW TERMINAL SOLVENT-RESISTANT !!! Phased-out product !!! SIRIUS ACT 3SU1 is successor Preferred successor type is >>3SU1152-0AB30-1BA0<< | - | 0 | 7
3SB3645-0AA41 |  | 3SB3645-0AA41 | 1 | UN | 1 | 2 | A | D | N | N | 85365019 | 1 | 4011209523128 | 0.095 | KG | 32.49 | 32.49 | CP20 | CP20 | 22MM METAL ROUND COMPLETE UNIT COMBINATION: ILLUMINATED PUSHBUTTON MOMENTARY CONTACT TYPE WITH FLAT BUTTON ILLUMINATED WITH INTEGRATED LED 24V AC/DC SCREW TERMINAL, 1NO WITH HOLDER GREEN !!! Phased-out product !!! SIRIUS ACT 3SU1 is successor Preferred successor ty >>3SU1152-0AB40-1BA0<< |  | 0 | 7
3SB3645-0AA41-0CC0 |  | 3SB3645-0AA41-0CC0 | 1 | UN | 1 | 10 | C | D | N | N | 85365019 | 1 | 4011209636408 | 0.104 | KG | 33.35 | 33.35 | CP20 | CP20 | 22MM METAL ROUND COMPLETE UNIT COMBINATION: ILLUMINATED PUSHBUTTON MOMENTARY CONTACT TYPE WITH FLAT BUTTON ILLUMINATED WITH INTEGRATED LED 24V AC/DC SPRING-LOADED TERMINAL, 1NO WITH HOLDER GREEN !!! Phased-out product !!! SIRIUS ACT 3SU1 is successor Preferred successor ty >>3SU1152-0AB40-3BA0<< | - | 0 | 7
3SB3645-0AA41-0PA0 |  | 3SB3645-0AA41-0PA0 | 1 | UN | 1 | 10 | C | D | N | N | 85365019 | 1 | 4011209646308 | 0.095 | KG | 32.49 | 32.49 | CP20 | CP20 | 22MM METAL ROUND COMPLETE UNIT COMBINATION: ILLUMINATED PUSHBUTTON MOMENTARY CONTACT TYPE WITH FLAT BUTTON ILLUMINATED WITH INTEGRATED LED 24V AC/DC SCREW TERMINAL, 1NO WITH HOLDER GREEN SOLVENT-RESISTANT NON INSCRIBABLE WITH LASER !!! Phased-out product !!! SIRIUS ACT 3SU1 is successor Preferred successor type is >>3SU1152-0AB40-1BA0<< | - | 0 | 7
3SB3645-0AA51 |  | 3SB3645-0AA51 | 1 | UN | 1 | 10 | C | D | N | N | 85365019 | 1 | 4011209523135 | 0.095 | KG | 32.49 | 32.49 | CP20 | CP20 | 22MM METAL ROUND COMPLETE UNIT COMBINATION: ILLUMINATED PUSHBUTTON MOMENTARY CONTACT TYPE WITH FLAT BUTTON ILLUMINATED WITH INTEGRATED LED 24V AC/DC SCREW TERMINAL, 1NO WITH HOLDER BLUE !!! Phased-out product !!! SIRIUS ACT 3SU1 is successor Preferred successor ty >>3SU1152-0AB50-1BA0<< |  | 0 | 7
3SB3645-0AA51-0CC0 |  | 3SB3645-0AA51-0CC0 | 1 | UN | 1 | 20 | D | D | N | N | 85365019 | 1 | 4011209636415 | 0.104 | KG | 33.35 | 33.35 | CP20 | CP20 | 22MM METAL ROUND COMPLETE UNIT COMBINATION: ILLUMINATED PUSHBUTTON MOMENTARY CONTACT TYPE WITH FLAT BUTTON ILLUMINATED WITH INTEGRATED LED 24V AC/DC SPRING-LOADED TERMINAL, 1NO WITH HOLDER BLUE !!! Phased-out product !!! SIRIUS ACT 3SU1 is successor Preferred successor ty >>3SU1152-0AB50-3BA0<< | - | 0 | 7
3SB3645-0AA51-0PA0 |  | 3SB3645-0AA51-0PA0 | 1 | UN | 1 | 10 | C | D | N | N | 85365019 | 1 | 4011209646315 | 0.095 | KG | 32.49 | 32.49 | CP20 | CP20 | 22MM METAL ROUND COMPLETE UNIT COMBINATION: ILLUMINATED PUSHBUTTON MOMENTARY CONTACT TYPE WITH FLAT BUTTON ILLUMINATED WITH INTEGRATED LED 24V AC/DC SCREW TERMINAL, 1NO WITH HOLDER BLUE SOLVENT-RESISTANT NON INSCRIBABLE WITH LASER !!! Phased-out product !!! SIRIUS ACT 3SU1 is successor Preferred successor type is >>3SU1152-0AB50-1BA0<< | - | 0 | 7
3SB3645-0AA61 |  | 3SB3645-0AA61 | 1 | UN | 1 | 10 | C | D | N | N | 85365019 | 1 | 4011209523142 | 0.095 | KG | 32.49 | 32.49 | CP20 | CP20 | 22MM METAL ROUND COMPLETE UNIT COMBINATION: ILLUMINATED PUSHBUTTON MOMENTARY CONTACT TYPE WITH FLAT BUTTON ILLUMINATED WITH INTEGRATED LED 24V AC/DC SCREW TERMINAL, 1NO WITH HOLDER WHITE !!! Phased-out product !!! SIRIUS ACT 3SU1 is successor Preferred successor ty >>3SU1152-0AB60-1BA0<< |  | 0 | 7
3SB3645-0AA61-0CC0 |  | 3SB3645-0AA61-0CC0 | 1 | UN | 1 | 10 | C | D | N | N | 85365019 | 1 | 4011209636422 | 0.104 | KG | 33.35 | 33.35 | CP20 | CP20 | 22MM METAL ROUND COMPLETE UNIT COMBINATION: ILLUMINATED PUSHBUTTON MOMENTARY CONTACT TYPE WITH FLAT BUTTON ILLUMINATED WITH INTEGRATED LED 24V AC/DC SPRING-LOADED TERMINAL, 1NO WITH HOLDER WHITE !!! Phased-out product !!! SIRIUS ACT 3SU1 is successor Preferred successor ty >>3SU1152-0AB60-3BA0<< | - | 0 | 7
3SB3645-0AA61-0PA0 |  | 3SB3645-0AA61-0PA0 | 1 | UN | 1 | 10 | C | D | N | N | 85365019 | 1 | 4011209646322 | 0.095 | KG | 32.49 | 32.49 | CP20 | CP20 | 22MM METAL ROUND COMPLETE UNIT COMBINATION: ILLUMINATED PUSHBUTTON MOMENTARY CONTACT TYPE WITH FLAT BUTTON ILLUMINATED WITH INTEGRATED LED 24V AC/DC SCREW TERMINAL, 1NO WITH HOLDER WHITE SOLVENT-RESISTANT NON INSCRIBABLE WITH LASER !!! Phased-out product !!! SIRIUS ACT 3SU1 is successor Preferred successor type is >>3SU1152-0AB60-1BA0<< | - | 0 | 7
3SB3645-0AA71 |  | 3SB3645-0AA71 | 1 | UN | 1 | 2 | A | D | N | N | 85365019 | 1 | 4011209523159 | 0.095 | KG | 32.49 | 32.49 | CP20 | CP20 | 22MM METAL ROUND COMPLETE UNIT COMBINATION: ILLUMINATED PUSHBUTTON MOMENTARY CONTACT TYPE WITH FLAT BUTTON ILLUMINATED WITH INTEGRATED LED 24V AC/DC SCREW TERMINAL, 1NO WITH HOLDER CLEAR !!! Phased-out product !!! SIRIUS ACT 3SU1 is successor Preferred successor ty >>3SU1152-0AB70-1BA0<< |  | 0 | 7
3SB3645-0AA71-0CC0 |  | 3SB3645-0AA71-0CC0 | 1 | UN | 1 | 20 | D | D | N | N | 85365019 | 1 | 4011209636439 | 0.104 | KG | 33.35 | 33.35 | CP20 | CP20 | 22MM METAL ROUND COMPLETE UNIT COMBINATION: ILLUMINATED PUSHBUTTON MOMENTARY CONTACT TYPE WITH FLAT BUTTON ILLUMINATED WITH INTEGRATED LED 24V AC/DC SPRING-LOADED TERMINAL, 1NO WITH HOLDER CLEAR !!! Phased-out product !!! SIRIUS ACT 3SU1 is successor Preferred successor ty >>3SU1152-0AB70-3BA0<< | - | 0 | 7
3SB3645-0AA71-0PA0 |  | 3SB3645-0AA71-0PA0 | 1 | UN | 1 | 10 | C | D | N | N | 85365019 | 1 | 4011209646339 | 0.095 | KG | 32.49 | 32.49 | CP20 | CP20 | 22MM METAL ROUND COMPLETE UNIT COMBINATION: ILLUMINATED PUSHBUTTON MOMENTARY CONTACT TYPE WITH FLAT BUTTON ILLUMINATED WITH INTEGRATED LED 24V AC/DC SCREW TERMINAL, 1NO WITH HOLDER CLEAR SOLVENT-RESISTANT NON INSCRIBABLE WITH LASER !!! Phased-out product !!! SIRIUS ACT 3SU1 is successor Preferred successor type is >>3SU1152-0AB70-1BA0<< | - | 0 | 7
3SB3646-0AA21 |  | 3SB3646-0AA21 | 1 | UN | 1 | 2 | A | D | N | N | 85365019 | 1 | 4011209523104 | 0.095 | KG | 32.49 | 32.49 | CP20 | CP20 | 22MM METAL ROUND COMPLETE UNIT COMBINATION: ILLUMINATED PUSHBUTTON MOMENTARY CONTACT TYPE WITH FLAT BUTTON ILLUMINATED WITH INTEGRATED LED 24V AC/DC SCREW TERMINAL, 1NC WITH HOLDER RED !!! Phased-out product !!! SIRIUS ACT 3SU1 is successor Preferred successor ty >>3SU1152-0AB20-1CA0<< |  | 0 | 7
3SB3646-0AA21-0CC0 |  | 3SB3646-0AA21-0CC0 | 1 | UN | 1 | 20 | D | D | N | N | 85365019 | 1 | 4011209636446 | 0.104 | KG | 33.35 | 33.35 | CP20 | CP20 | 22MM METAL ROUND COMPLETE UNIT COMBINATION: ILLUMINATED PUSHBUTTON MOMENTARY CONTACT TYPE WITH FLAT BUTTON ILLUMINATED WITH INTEGRATED LED 24V AC/DC SPRING-LOADED TERMINAL, 1NC WITH HOLDER RED !!! Phased-out product !!! SIRIUS ACT 3SU1 is successor Preferred successor ty >>3SU1152-0AB20-3CA0<< | - | 0 | 7
3SB3646-0AA21-0PA0 |  | 3SB3646-0AA21-0PA0 | 1 | UN | 1 | 10 | C | D | N | N | 85365019 | 1 | 4011209646285 | 0.095 | KG | 32.49 | 32.49 | CP20 | CP20 | 22MM METAL ROUND COMPLETE UNIT COMBINATION: ILLUMINATED PUSHBUTTON MOMENTARY CONTACT TYPE WITH FLAT BUTTON ILLUMINATED WITH INTEGRATED LED 24V AC/DC SCREW TERMINAL, 1NC WITH HOLDER RED SOLVENT-RESISTANT NON INSCRIBABLE WITH LASER !!! Phased-out product !!! SIRIUS ACT 3SU1 is successor Preferred successor type is >>3SU1152-0AB20-1CA0<< | - | 0 | 7
3SB3647-0AA21 |  | 3SB3647-0AA21 | 1 | UN | 1 | 10 | C | D | N | N | 85365019 | 1 | 4011209523173 | 0.101 | KG | 37.05 | 37.05 | CP20 | CP20 | 22MM METAL ROUND COMPLETE UNIT COMBINATION: ILLUMINATED PUSHBUTTON MOMENTARY CONTACT TYPE WITH FLAT BUTTON ILLUMINATED WITH INTEGRATED LED 24V AC/DC SCREW TERMINAL, 1NO+1NC WITH HOLDER RED !!! Phased-out product !!! SIRIUS ACT 3SU1 is successor Preferred successor ty >>3SU1152-0AB20-1FA0<< |  | 0 | 7
3SB3647-0AA21-0CC0 |  | 3SB3647-0AA21-0CC0 | 1 | UN | 1 | 10 | C | D | N | N | 85365019 | 1 | 4011209636453 | 0.102 | KG | 37.62 | 37.62 | CP20 | CP20 | 22MM METAL ROUND COMPLETE UNIT COMBINATION: ILLUMINATED PUSHBUTTON MOMENTARY CONTACT TYPE WITH FLAT BUTTON ILLUMINATED WITH INTEGRATED LED 24V AC/DC SPRING-LOADED TERMINAL, 1NO+1NC WITH HOLDER RED !!! Phased-out product !!! SIRIUS ACT 3SU1 is suc Preferred successor ty >>3SU1152-0AB20-3FA0 << | - | 0 | 7
3SB3647-0AA21-0PA0 |  | 3SB3647-0AA21-0PA0 | 1 | UN | 1 | 10 | C | D | N | N | 85365019 | 1 | 4011209646346 | 0.095 | KG | 37.05 | 37.05 | CP20 | CP20 | 22MM METAL ROUND COMPLETE UNIT COMBINATION: ILLUMINATED PUSHBUTTON MOMENTARY CONTACT TYPE WITH FLAT BUTTON ILLUMINATED WITH INTEGRATED LED 24V AC/DC SCREW TERMINAL, 1NO+1NC WITH HOLDER RED SOLVENT-RESISTANT NON INSCRIBABLE WITH LASER !!! Phased-out product !!! SIRIUS ACT 3SU1 is successor Preferred successor type is >>3SU1152-0AB20-1FA0<< | - | 0 | 7
3SB3647-0AA31 |  | 3SB3647-0AA31 | 1 | UN | 1 | 10 | C | D | N | N | 85365019 | 1 | 4011209523180 | 0.101 | KG | 37.05 | 37.05 | CP20 | CP20 | 22MM METAL ROUND COMPLETE UNIT COMBINATION: ILLUMINATED PUSHBUTTON MOMENTARY CONTACT TYPE WITH FLAT BUTTON ILLUMINATED WITH INTEGRATED LED 24V AC/DC SCREW TERMINAL, 1NO+1NC WITH HOLDER YELLOW !!! Phased-out product !!! SIRIUS ACT 3SU1 is successor Preferred successor ty >>3SU1152-0AB30-1FA0<< |  | 0 | 7
3SB3647-0AA31-0CC0 |  | 3SB3647-0AA31-0CC0 | 1 | UN | 1 | 20 | D | D | N | N | 85365019 | 1 | 4011209636460 | 0.102 | KG | 37.62 | 37.62 | CP20 | CP20 | 22MM METAL ROUND COMPLETE UNIT COMBINATION: ILLUMINATED PUSHBUTTON MOMENTARY CONTACT TYPE WITH FLAT BUTTON ILLUMINATED WITH INTEGRATED LED 24V AC/DC SPRING-LOADED TERMINAL, 1NO+1NC WITH HOLDER YELLOW !!! Phased-out product !!! SIRIUS ACT 3SU1 is suc Preferred successor ty >>3SU1152-0AB30-3FA0 << | - | 0 | 7
3SB3647-0AA31-0PA0 |  | 3SB3647-0AA31-0PA0 | 1 | UN | 1 | 10 | C | D | N | N | 85365019 | 1 | 4011209646353 | 0.095 | KG | 37.05 | 37.05 | CP20 | CP20 | 22MM METAL ROUND COMPLETE UNIT COMBINATION: ILLUMINATED PUSHBUTTON MOMENTARY CONTACT TYPE WITH FLAT BUTTON ILLUMINATED WITH INTEGRATED LED 24V AC/DC SCREW TERMINAL, 1NO+1NC WITH HOLDER YELLOW SOLVENT-RESISTANT NON INSCRIBABLE WITH LASER !!! Phased-out product !!! SIRIUS ACT 3SU1 is successor Preferred successor type is >>3SU1152-0AB30-1FA0<< | - | 0 | 7
3SB3647-0AA41 |  | 3SB3647-0AA41 | 1 | UN | 1 | 10 | C | D | N | N | 85365019 | 1 | 4011209523197 | 0.101 | KG | 37.05 | 37.05 | CP20 | CP20 | 22MM METAL ROUND COMPLETE UNIT COMBINATION: ILLUMINATED PUSHBUTTON MOMENTARY CONTACT TYPE WITH FLAT BUTTON ILLUMINATED WITH INTEGRATED LED 24V AC/DC SCREW TERMINAL, 1NO+1NC WITH HOLDER GREEN !!! Phased-out product !!! SIRIUS ACT 3SU1 is successor Preferred successor ty >>3SU1152-0AB40-1FA0<< |  | 0 | 7
3SB3647-0AA41-0CC0 |  | 3SB3647-0AA41-0CC0 | 1 | UN | 1 | 10 | C | D | N | N | 85365019 | 1 | 4011209636477 | 0.102 | KG | 37.62 | 37.62 | CP20 | CP20 | 22MM METAL ROUND COMPLETE UNIT COMBINATION: ILLUMINATED PUSHBUTTON MOMENTARY CONTACT TYPE WITH FLAT BUTTON ILLUMINATED WITH INTEGRATED LED 24V AC/DC SPRING-LOADED TERMINAL, 1NO+1NC WITH HOLDER GREEN !!! Phased-out product !!! SIRIUS ACT 3SU1 is suc Preferred successor ty >>3SU1152-0AB40-3FA0 << | - | 0 | 7
3SB3647-0AA41-0PA0 |  | 3SB3647-0AA41-0PA0 | 1 | UN | 1 | 10 | C | D | N | N | 85365019 | 1 | 4011209646360 | 94.5 | G | 37.05 | 37.05 | CP20 | CP20 | 22MM METAL ROUND COMPLETE UNIT COMBINATION: ILLUMINATED PUSHBUTTON MOMENTARY CONTACT TYPE WITH FLAT BUTTON ILLUMINATED WITH INTEGRATED LED 24V AC/DC SCREW TERMINAL, 1NO+1NC WITH HOLDER GREEN SOLVENT-RESISTANT NON INSCRIBABLE WITH LASER !!! Phased-out product !!! SIRIUS ACT 3SU1 is successor Preferred successor type is >>3SU1152-0AB40-1FA0<< | - | 0 | 7
3SB3647-0AA51 |  | 3SB3647-0AA51 | 1 | UN | 1 | 10 | C | D | N | N | 85365019 | 1 | 4011209523203 | 0.101 | KG | 37.05 | 37.05 | CP20 | CP20 | 22MM METAL ROUND COMPLETE UNIT COMBINATION: ILLUMINATED PUSHBUTTON MOMENTARY CONTACT TYPE WITH FLAT BUTTON ILLUMINATED WITH INTEGRATED LED 24V AC/DC SCREW TERMINAL, 1NO+1NC WITH HOLDER BLUE !!! Phased-out product !!! SIRIUS ACT 3SU1 is successor Preferred successor ty >>3SU1152-0AB50-1FA0<< |  | 0 | 7
3SB3647-0AA51-0CC0 |  | 3SB3647-0AA51-0CC0 | 1 | UN | 1 | 10 | C | D | N | N | 85365019 | 1 | 4011209636484 | 0.102 | KG | 37.62 | 37.62 | CP20 | CP20 | 22MM METAL ROUND COMPLETE UNIT COMBINATION: ILLUMINATED PUSHBUTTON MOMENTARY CONTACT TYPE WITH FLAT BUTTON ILLUMINATED WITH INTEGRATED LED 24V AC/DC SPRING-LOADED TERMINAL, 1NO+1NC WITH HOLDER BLUE !!! Phased-out product !!! SIRIUS ACT 3SU1 is suc Preferred successor ty >>3SU1152-0AB50-3FA0 << | - | 0 | 7
3SB3647-0AA51-0PA0 |  | 3SB3647-0AA51-0PA0 | 1 | UN | 1 | 10 | C | D | N | N | 85365019 | 1 | 4011209646377 | 0.095 | KG | 37.05 | 37.05 | CP20 | CP20 | 22MM METAL ROUND COMPLETE UNIT COMBINATION: ILLUMINATED PUSHBUTTON MOMENTARY CONTACT TYPE WITH FLAT BUTTON ILLUMINATED WITH INTEGRATED LED 24V AC/DC SCREW TERMINAL, 1NO+1NC WITH HOLDER BLUE SOLVENT-RESISTANT NON INSCRIBABLE WITH LASER !!! Phased-out product !!! SIRIUS ACT 3SU1 is successor Preferred successor type is >>3SU1152-0AB50-1FA0<< | - | 0 | 7
3SB3647-0AA61 |  | 3SB3647-0AA61 | 1 | UN | 1 | 10 | C | D | N | N | 85365019 | 1 | 4011209523210 | 0.101 | KG | 37.05 | 37.05 | CP20 | CP20 | 22MM METAL ROUND COMPLETE UNIT COMBINATION: ILLUMINATED PUSHBUTTON MOMENTARY CONTACT TYPE WITH FLAT BUTTON ILLUMINATED WITH INTEGRATED LED 24V AC/DC SCREW TERMINAL, 1NO+1NC WITH HOLDER WHITE !!! Phased-out product !!! SIRIUS ACT 3SU1 is successor Preferred successor ty >>3SU1152-0AB60-1FA0<< |  | 0 | 7
3SB3647-0AA61-0CC0 |  | 3SB3647-0AA61-0CC0 | 1 | UN | 1 | 10 | C | D | N | N | 85365019 | 1 | 4011209636491 | 0.102 | KG | 37.62 | 37.62 | CP20 | CP20 | 22MM METAL ROUND COMPLETE UNIT COMBINATION: ILLUMINATED PUSHBUTTON MOMENTARY CONTACT TYPE WITH FLAT BUTTON ILLUMINATED WITH INTEGRATED LED 24V AC/DC SPRING-LOADED TERMINAL, 1NO+1NC WITH HOLDER WHITE !!! Phased-out product !!! SIRIUS ACT 3SU1 is suc Preferred successor ty >>3SU1152-0AB60-3FA0 << | - | 0 | 7
3SB3647-0AA61-0PA0 |  | 3SB3647-0AA61-0PA0 | 1 | UN | 1 | 10 | C | D | N | N | 85365019 | 1 | 4011209646384 | 0.095 | KG | 37.05 | 37.05 | CP20 | CP20 | 22MM METAL ROUND COMPLETE UNIT COMBINATION: ILLUMINATED PUSHBUTTON MOMENTARY CONTACT TYPE WITH FLAT BUTTON ILLUMINATED WITH INTEGRATED LED 24V AC/DC SCREW TERMINAL, 1NO+1NC WITH HOLDER WHITE SOLVENT-RESISTANT NON INSCRIBABLE WITH LASER !!! Phased-out product !!! SIRIUS ACT 3SU1 is successor Preferred successor type is >>3SU1152-0AB60-1FA0<< | - | 0 | 7
3SB3647-0AA71 |  | 3SB3647-0AA71 | 1 | UN | 1 | 10 | C | D | N | N | 85365019 | 1 | 4011209523166 | 0.101 | KG | 37.05 | 37.05 | CP20 | CP20 | 22MM METAL ROUND COMPLETE UNIT COMBINATION: ILLUMINATED PUSHBUTTON MOMENTARY CONTACT TYPE WITH FLAT BUTTON ILLUMINATED WITH INTEGRATED LED 24V AC/DC SCREW TERMINAL, 1NO+1NC WITH HOLDER CLEAR !!! Phased-out product !!! SIRIUS ACT 3SU1 is successor Preferred successor ty >>3SU1152-0AB70-1FA0<< |  | 0 | 7
3SB3647-0AA71-0CC0 |  | 3SB3647-0AA71-0CC0 | 1 | UN | 1 | 20 | D | D | N | N | 85365019 | 1 | 4011209636507 | 0.102 | KG | 37.62 | 37.62 | CP20 | CP20 | 22MM METAL ROUND COMPLETE UNIT COMBINATION: ILLUMINATED PUSHBUTTON MOMENTARY CONTACT TYPE WITH FLAT BUTTON ILLUMINATED WITH INTEGRATED LED 24V AC/DC SPRING-LOADED TERMINAL, 1NO+1NC WITH HOLDER CLEAR !!! Phased-out product !!! SIRIUS ACT 3SU1 is suc Preferred successor ty >>3SU1152-0AB70-3FA0 << | - | 0 | 7
3SB3647-0AA71-0PA0 |  | 3SB3647-0AA71-0PA0 | 1 | UN | 1 | 10 | C | D | N | N | 85365019 | 1 | 4011209646391 | 0.095 | KG | 37.05 | 37.05 | CP20 | CP20 | 22MM METAL ROUND COMPLETE UNIT COMBINATION: ILLUMINATED PUSHBUTTON MOMENTARY CONTACT TYPE WITH FLAT BUTTON ILLUMINATED WITH INTEGRATED LED 24V AC/DC SCREW TERMINAL, 1NO+1NC WITH HOLDER CLEAR SOLVENT-RESISTANT NON INSCRIBABLE WITH LASER !!! Phased-out product !!! SIRIUS ACT 3SU1 is successor Preferred successor type is >>3SU1152-0AB70-1FA0<< | - | 0 | 7
3SB3648-6BA20 |  | 3SB3648-6BA20 | 1 | UN | 1 | 10 | C | D | N | N | 85366190 | 1 | 4011209522558 | 0.075 | KG | 29.26 | 29.26 | CP20 | CP20 | INDICATOR LIGHT, 22MM, ROUND, METAL, RED, LENS, CONCENTRIC RINGS, WITH HOLDER, LAMPHOLDER, WITH INTEGRATED LED AC 110V, SCREW CONNECTION !!! Phased-out product !!! SIRIUS ACT 3SU1 is successor Preferred successor type is >>3SU1153-6AA20-1AA0<< | - | 0 | 7
3SB3648-6BA20-0CC0 |  | 3SB3648-6BA20-0CC0 | 1 | UN | 1 | 10 | C | D | N | N | 85366190 | 1 | 4011209682283 | 0.085 | KG | 30.78 | 30.78 | CP20 | CP20 | INDICATOR LIGHT, 22MM, ROUND, METAL, RED, LENS, CONCENTRIC RINGS, WITH HOLDER, LAMPHOLDER, WITH INTEGRATED LED AC 110V, SPRING-LOADED CONNECTION !!! Phased-out product !!! SIRIUS ACT 3SU1 is successor Preferred successor type is >>3SU1153-6AA20-3AA0<< | - | 0 | 7
3SB3648-6BA30 |  | 3SB3648-6BA30 | 1 | UN | 1 | 10 | C | D | N | N | 85366190 | 1 | 4011209522565 | 0.075 | KG | 29.26 | 29.26 | CP20 | CP20 | INDICATOR LIGHT, 22MM, ROUND, METAL, YELLOW, LENS, CONCENTRIC RINGS, WITH HOLDER, LAMPHOLDER, WITH INTEGRATED LED AC 110V, SCREW CONNECTION !!! Phased-out product !!! SIRIUS ACT 3SU1 is successor Preferred successor type is >>3SU1153-6AA30-1AA0<< | - | 0 | 7
3SB3648-6BA30-0CC0 |  | 3SB3648-6BA30-0CC0 | 1 | UN | 1 | 20 | D | D | N | N | 85366190 | 1 | 4011209682290 | 0.085 | KG | 30.78 | 30.78 | CP20 | CP20 | INDICATOR LIGHT, 22MM, ROUND, METAL, YELLOW, LENS, CONCENTRIC RINGS, WITH HOLDER, LAMPHOLDER, WITH INTEGRATED LED AC 110V, SPRING-LOADED CONNECTION !!! Phased-out product !!! SIRIUS ACT 3SU1 is successor Preferred successor type is >>3SU1153-6AA30-3AA0<< | - | 0 | 7
3SB3648-6BA40 |  | 3SB3648-6BA40 | 1 | UN | 1 | 10 | C | D | N | N | 85366190 | 1 | 4011209522572 | 0.075 | KG | 29.26 | 29.26 | CP20 | CP20 | INDICATOR LIGHT, 22MM, ROUND, METAL, GREEN, LENS, CONCENTRIC RINGS, WITH HOLDER, LAMPHOLDER, WITH INTEGRATED LED AC 110V, SCREW CONNECTION !!! Phased-out product !!! SIRIUS ACT 3SU1 is successor Preferred successor type is >>3SU1153-6AA40-1AA0<< | - | 0 | 7
3SB3648-6BA40-0CC0 |  | 3SB3648-6BA40-0CC0 | 1 | UN | 1 | 10 | C | D | N | N | 85366190 | 1 | 4011209682306 | 0.085 | KG | 30.78 | 30.78 | CP20 | CP20 | INDICATOR LIGHT, 22MM, ROUND, METAL, GREEN, LENS, CONCENTRIC RINGS, WITH HOLDER, LAMPHOLDER, WITH INTEGRATED LED AC 110V, SPRING-LOADED CONNECTION !!! Phased-out product !!! SIRIUS ACT 3SU1 is successor Preferred successor type is >>3SU1153-6AA40-3AA0<< | - | 0 | 7
3SB3648-6BA50 |  | 3SB3648-6BA50 | 1 | UN | 1 | 10 | C | D | N | N | 85366190 | 1 | 4011209522589 | 0.075 | KG | 29.26 | 29.26 | CP20 | CP20 | INDICATOR LIGHT, 22MM, ROUND, METAL, BLUE, LENS, CONCENTRIC RINGS, WITH HOLDER, LAMPHOLDER, WITH INTEGRATED LED AC 110V, SCREW CONNECTION !!! Phased-out product !!! SIRIUS ACT 3SU1 is successor Preferred successor type is >>3SU1153-6AA50-1AA0<< | - | 0 | 7
3SB3648-6BA50-0CC0 |  | 3SB3648-6BA50-0CC0 | 1 | UN | 1 | 20 | D | D | N | N | 85366190 | 1 | 4011209682313 | 85 | G | 30.78 | 30.78 | CP20 | CP20 | INDICATOR LIGHT, 22MM, ROUND, METAL, BLUE, LENS, CONCENTRIC RINGS, WITH HOLDER, LAMPHOLDER, WITH INTEGRATED LED AC 110V, SPRING-LOADED CONNECTION !!! Phased-out product !!! SIRIUS ACT 3SU1 is successor Preferred successor type is >>3SU1153-6AA50-3AA0<< | - | 0 | 7
3SB3648-6BA60 |  | 3SB3648-6BA60 | 1 | UN | 1 | 10 | C | D | N | N | 85366190 | 1 | 4011209522619 | 0.075 | KG | 29.26 | 29.26 | CP20 | CP20 | INDICATOR LIGHT, 22MM, ROUND, METAL, WHITE, LENS, CONCENTRIC RINGS, WITH HOLDER, LAMPHOLDER, WITH INTEGRATED LED AC 110V, SCREW CONNECTION !!! Phased-out product !!! SIRIUS ACT 3SU1 is successor Preferred successor type is >>3SU1153-6AA60-1AA0<< | - | 0 | 7
3SB3648-6BA60-0CC0 |  | 3SB3648-6BA60-0CC0 | 1 | UN | 1 | 10 | C | D | N | N | 85366190 | 1 | 4011209682320 | 0.085 | KG | 30.78 | 30.78 | CP20 | CP20 | INDICATOR LIGHT, 22MM, ROUND, METAL, WHITE, LENS, CONCENTRIC RINGS, WITH HOLDER, LAMPHOLDER, WITH INTEGRATED LED AC 110V, SPRING-LOADED CONNECTION !!! Phased-out product !!! SIRIUS ACT 3SU1 is successor Preferred successor type is >>3SU1153-6AA60-3AA0<< | - | 0 | 7
3SB3648-6BA70 |  | 3SB3648-6BA70 | 1 | UN | 1 | 10 | C | D | N | N | 85366190 | 1 | 4011209522626 | 0.075 | KG | 29.26 | 29.26 | CP20 | CP20 | INDICATOR LIGHT, 22MM, ROUND, METAL, CLEAR, LENS, CONCENTRIC RINGS, WITH HOLDER, LAMPHOLDER, WITH INTEGRATED LED AC 110V, SCREW CONNECTION !!! Phased-out product !!! SIRIUS ACT 3SU1 is successor Preferred successor type is >>3SU1153-6AA70-1AA0<< | - | 0 | 7
3SB3648-6BA70-0CC0 |  | 3SB3648-6BA70-0CC0 | 1 | UN | 1 | 10 | C | D | N | N | 85366190 | 1 | 4011209682337 | 85 | G | 30.78 | 30.78 | CP20 | CP20 | INDICATOR LIGHT, 22MM, ROUND, METAL, CLEAR, LENS, CONCENTRIC RINGS, WITH HOLDER, LAMPHOLDER, WITH INTEGRATED LED AC 110V, SPRING-LOADED CONNECTION !!! Phased-out product !!! SIRIUS ACT 3SU1 is successor Preferred successor type is >>3SU1153-6AA70-3AA0<< | - | 0 | 7
3SB3650-0AA21 |  | 3SB3650-0AA21 | 1 | UN | 1 | 10 | C | D | N | N | 85365080 | 1 | 4011209523227 | 0.095 | KG | 41.33 | 41.33 | CP20 | CP20 | ILLUMINATED PUSHBUTTON, 22MM, ROUND, METAL, RED, FLAT BUTTON, WITH HOLDER, 1NC, LAMP HOLDER, WITH INTEGRATED LED 110V AC/DC, SCREW TERMINAL !!! Phased-out product !!! SIRIUS ACT 3SU1 is successor Preferred successor type is >>3SU1153-0AB20-1CA0<< | - | 0 | 7
3SB3651-0AA21 |  | 3SB3651-0AA21 | 1 | UN | 1 | 10 | C | D | N | N | 85365080 | 1 | 4011209523296 | 0.101 | KG | 45.22 | 45.22 | CP20 | CP20 | 22MM METAL ROUND COMPLETE UNIT COMBINATION: ILLUMINATED PUSHBUTTON MOMENTARY CONTACT TYPE WITH FLAT BUTTON ILLUMINATED WITH INTEGRATED LED 110V AC SCREW TERMINAL, 1NO+1NC WITH HOLDER RED !!! Phased-out product !!! SIRIUS ACT 3SU1 is successor Preferred successor ty >>3SU1153-0AB20-1FA0<< | - | 0 | 7
3SB3651-0AA31 |  | 3SB3651-0AA31 | 1 | UN | 1 | 10 | C | D | N | N | 85365080 | 1 | 4011209523302 | 0.101 | KG | 45.22 | 45.22 | CP20 | CP20 | 22MM METAL ROUND COMPLETE UNIT COMBINATION: ILLUMINATED PUSHBUTTON MOMENTARY CONTACT TYPE WITH FLAT BUTTON ILLUMINATED WITH INTEGRATED LED 110V AC SCREW TERMINAL, 1NO+1NC WITH HOLDER YELLOW !!! Phased-out product !!! SIRIUS ACT 3SU1 is successor Preferred successor ty >>3SU1153-0AB30-1FA0<< | - | 0 | 7
3SB3651-0AA41 |  | 3SB3651-0AA41 | 1 | UN | 1 | 10 | C | D | N | N | 85365080 | 1 | 4011209523319 | 0.101 | KG | 45.22 | 45.22 | CP20 | CP20 | 22MM METAL ROUND COMPLETE UNIT COMBINATION: ILLUMINATED PUSHBUTTON MOMENTARY CONTACT TYPE WITH FLAT BUTTON ILLUMINATED WITH INTEGRATED LED 110V AC SCREW TERMINAL, 1NO+1NC WITH HOLDER GREEN !!! Phased-out product !!! SIRIUS ACT 3SU1 is successor Preferred successor ty >>3SU1153-0AB40-1FA0<< | - | 0 | 7
3SB3651-0AA51 |  | 3SB3651-0AA51 | 1 | UN | 1 | 20 | D | D | N | N | 85365080 | 1 | 4011209523326 | 0.101 | KG | 45.22 | 45.22 | CP20 | CP20 | 22MM METAL ROUND COMPLETE UNIT COMBINATION: ILLUMINATED PUSHBUTTON MOMENTARY CONTACT TYPE WITH FLAT BUTTON ILLUMINATED WITH INTEGRATED LED 110V AC SCREW TERMINAL, 1NO+1NC WITH HOLDER BLUE !!! Phased-out product !!! SIRIUS ACT 3SU1 is successor Preferred successor ty >>3SU1153-0AB50-1FA0<< | - | 0 | 7
3SB3651-0AA61 |  | 3SB3651-0AA61 | 1 | UN | 1 | 10 | C | D | N | N | 85365080 | 1 | 4011209523333 | 0.101 | KG | 45.22 | 45.22 | CP20 | CP20 | 22MM METAL ROUND COMPLETE UNIT COMBINATION: ILLUMINATED PUSHBUTTON MOMENTARY CONTACT TYPE WITH FLAT BUTTON ILLUMINATED WITH INTEGRATED LED 110V AC SCREW TERMINAL, 1NO+1NC WITH HOLDER WHITE !!! Phased-out product !!! SIRIUS ACT 3SU1 is successor Preferred successor ty >>3SU1153-0AB60-1FA0<< | - | 0 | 7
3SB3651-0AA71 |  | 3SB3651-0AA71 | 1 | UN | 1 | 10 | C | D | N | N | 85365080 | 1 | 4011209523289 | 0.101 | KG | 45.22 | 45.22 | CP20 | CP20 | 22MM METAL ROUND COMPLETE UNIT COMBINATION: ILLUMINATED PUSHBUTTON MOMENTARY CONTACT TYPE WITH FLAT BUTTON ILLUMINATED WITH INTEGRATED LED 110V AC SCREW TERMINAL, 1NO+1NC WITH HOLDER CLEAR !!! Phased-out product !!! SIRIUS ACT 3SU1 is successor Preferred successor ty >>3SU1153-0AB70-1FA0<< | - | 0 | 7
3SB3652-6BA20 |  | 3SB3652-6BA20 | 1 | UN | 1 | 2 | A | D | N | N | 85366190 | 1 | 4011209522640 | 0.075 | KG | 29.26 | 29.26 | CP20 | CP20 | INDICATOR LIGHT, 22MM, ROUND, METAL, RED, LENS, CONCENTRIC RINGS, WITH HOLDER, LAMPHOLDER, WITH INTEGRATED LED AC 230V, SCREW CONNECTION !!! Phased-out product !!! SIRIUS ACT 3SU1 is successor Preferred successor type is >>3SU1156-6AA20-1AA0<< |  | 0 | 7
3SB3652-6BA20-0CC0 |  | 3SB3652-6BA20-0CC0 | 1 | UN | 1 | 20 | D | D | N | N | 85366190 | 1 | 4011209636514 | 0.084 | KG | 30.78 | 30.78 | CP20 | CP20 | INDICATOR LIGHT, 22MM, ROUND, METAL, RED, LENS, CONCENTRIC RINGS, WITH HOLDER, LAMPHOLDER, WITH INTEGRATED LED AC 230V, SPRING-LOADED CONNECTION !!! Phased-out product !!! SIRIUS ACT 3SU1 is successor Preferred successor type is >>3SU1156-6AA20-3AA0<< | - | 0 | 7
3SB3652-6BA30 |  | 3SB3652-6BA30 | 1 | UN | 1 | 10 | C | D | N | N | 85366190 | 1 | 4011209522657 | 0.075 | KG | 29.26 | 29.26 | CP20 | CP20 | INDICATOR LIGHT, 22MM, ROUND, METAL, YELLOW, LENS, CONCENTRIC RINGS, WITH HOLDER, LAMPHOLDER, WITH INTEGRATED LED AC 230V, SCREW CONNECTION !!! Phased-out product !!! SIRIUS ACT 3SU1 is successor Preferred successor type is >>3SU1156-6AA30-1AA0<< |  | 0 | 7
3SB3652-6BA30-0CC0 |  | 3SB3652-6BA30-0CC0 | 1 | UN | 1 | 20 | D | D | N | N | 85366190 | 1 | 4011209636521 | 0.084 | KG | 30.78 | 30.78 | CP20 | CP20 | INDICATOR LIGHT, 22MM, ROUND, METAL, YELLOW, LENS, CONCENTRIC RINGS, WITH HOLDER, LAMPHOLDER, WITH INTEGRATED LED AC 230V, SPRING-LOADED CONNECTION !!! Phased-out product !!! SIRIUS ACT 3SU1 is successor Preferred successor type is >>3SU1156-6AA30-3AA0<< | - | 0 | 7
3SB3652-6BA40 |  | 3SB3652-6BA40 | 1 | UN | 1 | 2 | A | D | N | N | 85366190 | 1 | 4011209522664 | 0.075 | KG | 29.26 | 29.26 | CP20 | CP20 | INDICATOR LIGHT, 22MM, ROUND, METAL, GREEN, LENS, CONCENTRIC RINGS, WITH HOLDER, LAMPHOLDER, WITH INTEGRATED LED AC 230V, SCREW CONNECTION !!! Phased-out product !!! SIRIUS ACT 3SU1 is successor Preferred successor type is >>3SU1156-6AA40-1AA0<< |  | 0 | 7
3SB3652-6BA40-0CC0 |  | 3SB3652-6BA40-0CC0 | 1 | UN | 1 | 20 | D | D | N | N | 85366190 | 1 | 4011209636538 | 0.084 | KG | 30.78 | 30.78 | CP20 | CP20 | INDICATOR LIGHT, 22MM, ROUND, METAL, GREEN, LENS, CONCENTRIC RINGS, WITH HOLDER, LAMPHOLDER, WITH INTEGRATED LED AC 230V, SPRING-LOADED CONNECTION !!! Phased-out product !!! SIRIUS ACT 3SU1 is successor Preferred successor type is >>3SU1156-6AA40-3AA0<< | - | 0 | 7
3SB3652-6BA50 |  | 3SB3652-6BA50 | 1 | UN | 1 | 10 | C | D | N | N | 85366190 | 1 | 4011209522671 | 0.075 | KG | 29.26 | 29.26 | CP20 | CP20 | INDICATOR LIGHT, 22MM, ROUND, METAL, BLUE, LENS, CONCENTRIC RINGS, WITH HOLDER, LAMPHOLDER, WITH INTEGRATED LED AC 230V, SCREW CONNECTION !!! Phased-out product !!! SIRIUS ACT 3SU1 is successor Preferred successor type is >>3SU1156-6AA50-1AA0<< |  | 0 | 7
3SB3652-6BA50-0CC0 |  | 3SB3652-6BA50-0CC0 | 1 | UN | 1 | 20 | D | D | N | N | 85366190 | 1 | 4011209636545 | 0.084 | KG | 30.78 | 30.78 | CP20 | CP20 | INDICATOR LIGHT, 22MM, ROUND, METAL, BLUE, LENS, CONCENTRIC RINGS, WITH HOLDER, LAMPHOLDER, WITH INTEGRATED LED AC 230V, SPRING-LOADED CONNECTION !!! Phased-out product !!! SIRIUS ACT 3SU1 is successor Preferred successor type is >>3SU1156-6AA50-3AA0<< | - | 0 | 7
3SB3652-6BA60 |  | 3SB3652-6BA60 | 1 | UN | 1 | 10 | C | D | N | N | 85366190 | 1 | 4011209522688 | 0.075 | KG | 29.26 | 29.26 | CP20 | CP20 | INDICATOR LIGHT, 22MM, ROUND, METAL, WHITE, LENS, CONCENTRIC RINGS, WITH HOLDER, LAMPHOLDER, WITH INTEGRATED LED AC 230V, SCREW CONNECTION !!! Phased-out product !!! SIRIUS ACT 3SU1 is successor Preferred successor type is >>3SU1156-6AA60-1AA0<< |  | 0 | 7
3SB3652-6BA60-0CC0 |  | 3SB3652-6BA60-0CC0 | 1 | UN | 1 | 20 | D | D | N | N | 85366190 | 1 | 4011209636552 | 0.084 | KG | 30.78 | 30.78 | CP20 | CP20 | INDICATOR LIGHT, 22MM, ROUND, METAL, WHITE, LENS, CONCENTRIC RINGS, WITH HOLDER, LAMPHOLDER, WITH INTEGRATED LED AC 230V, SPRING-LOADED CONNECTION !!! Phased-out product !!! SIRIUS ACT 3SU1 is successor Preferred successor type is >>3SU1156-6AA60-3AA0<< | - | 0 | 7
3SB3652-6BA70 |  | 3SB3652-6BA70 | 1 | UN | 1 | 2 | A | D | N | N | 85366190 | 1 | 4011209522633 | 0.075 | KG | 29.26 | 29.26 | CP20 | CP20 | INDICATOR LIGHT, 22MM, ROUND, METAL, CLEAR, LENS, CONCENTRIC RINGS, WITH HOLDER, LAMPHOLDER, WITH INTEGRATED LED AC 230V, SCREW CONNECTION !!! Phased-out product !!! SIRIUS ACT 3SU1 is successor Preferred successor type is >>3SU1156-6AA70-1AA0<< |  | 0 | 7
3SB3652-6BA70-0CC0 |  | 3SB3652-6BA70-0CC0 | 1 | UN | 1 | 20 | D | D | N | N | 85366190 | 1 | 4011209636569 | 0.084 | KG | 30.78 | 30.78 | CP20 | CP20 | INDICATOR LIGHT, 22MM, ROUND, METAL, CLEAR, LENS, CONCENTRIC RINGS, WITH HOLDER, LAMPHOLDER, WITH INTEGRATED LED AC 230V, SPRING-LOADED CONNECTION !!! Phased-out product !!! SIRIUS ACT 3SU1 is successor Preferred successor type is >>3SU1156-6AA70-3AA0<< | - | 0 | 7
3SB3653-0AA31 |  | 3SB3653-0AA31 | 1 | UN | 1 | 10 | C | D | N | N | 85365080 | 1 | 4011209523357 | 0.095 | KG | 41.33 | 41.33 | CP20 | CP20 | 22MM METAL ROUND COMPLETE UNIT COMBINATION: ILLUMINATED PUSHBUTTON WITH FLAT BUTTON ILLUMINATED WITH INTEGRATED LED 230V AC SCREW TERMINAL, 1NO WITH HOLDER YELLOW !!! Phased-out product !!! SIRIUS ACT 3SU1 is successor Preferred successor type is >>3SU1156-0AB30-1BA0<< |  | 0 | 7
3SB3653-0AA31-0CC0 |  | 3SB3653-0AA31-0CC0 | 1 | UN | 1 | 20 | D | D | N | N | 85365080 | 1 | 4011209636576 | 0.104 | KG | 43.61 | 43.61 | CP20 | CP20 | 22MM METAL ROUND COMPLETE UNIT COMBINATION: ILLUMINATED PUSHBUTTON MOMENTARY CONTACT TYPE WITH FLAT BUTTON ILLUMINATED WITH INTEGRATED LED 230V AC SPRING-LOADED TERMINAL, 1NO WITH HOLDER YELLOW !!! Phased-out product !!! SIRIUS ACT 3SU1 is successor Preferred successor ty >>3SU1156-0AB30-3BA0<< | - | 0 | 7
3SB3653-0AA41 |  | 3SB3653-0AA41 | 1 | UN | 1 | 2 | A | D | N | N | 85365080 | 1 | 4011209523364 | 0.095 | KG | 41.33 | 41.33 | CP20 | CP20 | 22MM METAL ROUND COMPLETE UNIT COMBINATION: ILLUMINATED PUSHBUTTON MOMENTARY CONTACT TYPE WITH FLAT BUTTON ILLUMINATED WITH INTEGRATED LED 230V AC SCREW TERMINAL, 1NO WITH HOLDER GREEN !!! Phased-out product !!! SIRIUS ACT 3SU1 is successor Preferred successor ty >>3SU1156-0AB40-1BA0<< |  | 0 | 7
3SB3653-0AA41-0CC0 |  | 3SB3653-0AA41-0CC0 | 1 | UN | 1 | 20 | D | D | N | N | 85365080 | 1 | 4011209636583 | 0.104 | KG | 43.61 | 43.61 | CP20 | CP20 | 22MM METAL ROUND COMPLETE UNIT COMBINATION: ILLUMINATED PUSHBUTTON MOMENTARY CONTACT TYPE WITH FLAT BUTTON ILLUMINATED WITH INTEGRATED LED 230V AC SPRING-LOADED TERMINAL, 1NO WITH HOLDER GREEN !!! Phased-out product !!! SIRIUS ACT 3SU1 is successor Preferred successor ty >>3SU1156-0AB40-3BA0<< | - | 0 | 7
3SB3653-0AA51 |  | 3SB3653-0AA51 | 1 | UN | 1 | 20 | D | D | N | N | 85365080 | 1 | 4011209523371 | 0.095 | KG | 41.33 | 41.33 | CP20 | CP20 | 22MM METAL ROUND COMPLETE UNIT COMBINATION: ILLUMINATED PUSHBUTTON MOMENTARY CONTACT TYPE WITH FLAT BUTTON ILLUMINATED WITH INTEGRATED LED 230V AC SCREW TERMINAL, 1NO WITH HOLDER BLUE !!! Phased-out product !!! SIRIUS ACT 3SU1 is successor Preferred successor ty >>3SU1156-0AB50-1BA0<< |  | 0 | 7
3SB3653-0AA51-0CC0 |  | 3SB3653-0AA51-0CC0 | 1 | UN | 1 | 20 | D | D | N | N | 85365080 | 1 | 4011209636590 | 104.2 | G | 43.61 | 43.61 | CP20 | CP20 | 22MM METAL ROUND COMPLETE UNIT COMBINATION: ILLUMINATED PUSHBUTTON MOMENTARY CONTACT TYPE WITH FLAT BUTTON ILLUMINATED WITH INTEGRATED LED 230V AC SPRING-LOADED TERMINAL, 1NO WITH HOLDER BLUE !!! Phased-out product !!! SIRIUS ACT 3SU1 is successor Preferred successor ty >>3SU1156-0AB50-3BA0<< | - | 0 | 7
3SB3653-0AA61 |  | 3SB3653-0AA61 | 1 | UN | 1 | 10 | C | D | N | N | 85365080 | 1 | 4011209523388 | 0.095 | KG | 41.33 | 41.33 | CP20 | CP20 | 22MM METAL ROUND COMPLETE UNIT COMBINATION: ILLUMINATED PUSHBUTTON MOMENTARY CONTACT TYPE WITH FLAT BUTTON ILLUMINATED WITH INTEGRATED LED 230V AC SCREW TERMINAL, 1NO WITH HOLDER WHITE !!! Phased-out product !!! SIRIUS ACT 3SU1 is successor Preferred successor ty >>3SU1156-0AB60-1BA0<< |  | 0 | 7
3SB3653-0AA61-0CC0 |  | 3SB3653-0AA61-0CC0 | 1 | UN | 1 | 20 | D | D | N | N | 85365080 | 1 | 4011209636606 | 0.104 | KG | 43.61 | 43.61 | CP20 | CP20 | 22MM METAL ROUND COMPLETE UNIT COMBINATION: ILLUMINATED PUSHBUTTON MOMENTARY CONTACT TYPE WITH FLAT BUTTON ILLUMINATED WITH INTEGRATED LED 230V AC SPRING-LOADED TERMINAL, 1NO WITH HOLDER WHITE !!! Phased-out product !!! SIRIUS ACT 3SU1 is successor Preferred successor ty >>3SU1156-0AB60-3BA0<< | - | 0 | 7
3SB3653-0AA71 |  | 3SB3653-0AA71 | 1 | UN | 1 | 2 | A | D | N | N | 85365080 | 1 | 4011209523395 | 0.095 | KG | 41.33 | 41.33 | CP20 | CP20 | 22MM METAL ROUND COMPLETE UNIT COMBINATION: ILLUMINATED PUSHBUTTON MOMENTARY CONTACT TYPE WITH FLAT BUTTON ILLUMINATED WITH INTEGRATED LED 230V AC SCREW TERMINAL, 1NO WITH HOLDER CLEAR !!! Phased-out product !!! SIRIUS ACT 3SU1 is successor Preferred successor ty >>3SU1156-0AB70-1BA0<< |  | 0 | 7
3SB3653-0AA71-0CC0 |  | 3SB3653-0AA71-0CC0 | 1 | UN | 1 | 20 | D | D | N | N | 85365080 | 1 | 4011209636613 | 104.2 | G | 43.61 | 43.61 | CP20 | CP20 | 22MM METAL ROUND COMPLETE UNIT COMBINATION: ILLUMINATED PUSHBUTTON MOMENTARY CONTACT TYPE WITH FLAT BUTTON ILLUMINATED WITH INTEGRATED LED 230V AC SPRING-LOADED TERMINAL, 1NO WITH HOLDER CLEAR !!! Phased-out product !!! SIRIUS ACT 3SU1 is successor Preferred successor ty >>3SU1156-0AB70-3BA0<< | - | 0 | 7
3SB3654-0AA21 |  | 3SB3654-0AA21 | 1 | UN | 1 | 2 | A | D | N | N | 85365080 | 1 | 4011209523340 | 0.095 | KG | 41.33 | 41.33 | CP20 | CP20 | 22MM METAL ROUND COMPLETE UNIT COMBINATION: ILLUMINATED PUSHBUTTON MOMENTARY CONTACT TYPE WITH FLAT BUTTON ILLUMINATED WITH INTEGRATED LED 230V AC SCREW TERMINAL, 1NC WITH HOLDER RED !!! Phased-out product !!! SIRIUS ACT 3SU1 is successor Preferred successor ty >>3SU1156-0AB20-1CA0<< |  | 0 | 7
3SB3654-0AA21-0CC0 |  | 3SB3654-0AA21-0CC0 | 1 | UN | 1 | 20 | D | D | N | N | 85365080 | 1 | 4011209636620 | 0.104 | KG | 43.61 | 43.61 | CP20 | CP20 | 22MM METAL ROUND COMPLETE UNIT COMBINATION: ILLUMINATED PUSHBUTTON MOMENTARY CONTACT TYPE WITH FLAT BUTTON ILLUMINATED WITH INTEGRATED LED 230V AC SPRING-LOADED TERMINAL, 1NC WITH HOLDER RED !!! Phased-out product !!! SIRIUS ACT 3SU1 is successor Preferred successor ty >>3SU1156-0AB20-3CA0<< | - | 0 | 7
3SB3655-0AA21 |  | 3SB3655-0AA21 | 1 | UN | 1 | 10 | C | D | N | N | 85365080 | 1 | 4011209523418 | 0.101 | KG | 45.22 | 45.22 | CP20 | CP20 | 22MM METAL ROUND COMPLETE UNIT COMBINATION: ILLUMINATED PUSHBUTTON MOMENTARY CONTACT TYPE WITH FLAT BUTTON ILLUMINATED WITH INTEGRATED LED 230V AC SCREW TERMINAL, 1NO+1NC WITH HOLDER RED !!! Phased-out product !!! SIRIUS ACT 3SU1 is successor Preferred successor ty >>3SU1156-0AB20-1FA0<< |  | 0 | 7
3SB3655-0AA21-0CC0 |  | 3SB3655-0AA21-0CC0 | 1 | UN | 1 | 20 | D | D | N | N | 85365080 | 1 | 4011209636637 | 0.102 | KG | 47.22 | 47.22 | CP20 | CP20 | 22MM METAL ROUND COMPLETE UNIT COMBINATION: ILLUMINATED PUSHBUTTON MOMENTARY CONTACT TYPE WITH FLAT BUTTON ILLUMINATED WITH INTEGRATED LED 230V AC SPRING-LOADED TERMINAL, 1NO+1NC WITH HOLDER RED !!! Phased-out product !!! SIRIUS ACT 3SU1 is successor Preferred successor ty >>3SU1156-0AB20-3FA0<< | - | 0 | 7
3SB3655-0AA31 |  | 3SB3655-0AA31 | 1 | UN | 1 | 10 | C | D | N | N | 85365080 | 1 | 4011209523425 | 0.101 | KG | 45.22 | 45.22 | CP20 | CP20 | 22MM METAL ROUND COMPLETE UNIT COMBINATION: ILLUMINATED PUSHBUTTON MOMENTARY CONTACT TYPE WITH FLAT BUTTON ILLUMINATED WITH INTEGRATED LED 230V AC SCREW TERMINAL, 1NO+1NC WITH HOLDER YELLOW !!! Phased-out product !!! SIRIUS ACT 3SU1 is successor Preferred successor ty >>3SU1156-0AB30-1FA0<< |  | 0 | 7
3SB3655-0AA31-0CC0 |  | 3SB3655-0AA31-0CC0 | 1 | UN | 1 | 20 | D | D | N | N | 85365080 | 1 | 4011209636644 | 0.102 | KG | 47.22 | 47.22 | CP20 | CP20 | 22MM METAL ROUND COMPLETE UNIT COMBINATION: ILLUMINATED PUSHBUTTON MOMENTARY CONTACT TYPE WITH FLAT BUTTON ILLUMINATED WITH INTEGRATED LED 230V AC SPRING-LOADED TERMINAL, 1NO+1NC WITH HOLDER YELLOW !!! Phased-out product !!! SIRIUS ACT 3SU1 is successor Preferred successor ty >>3SU1156-0AB30-3FA0<< | - | 0 | 7
3SB3655-0AA41 |  | 3SB3655-0AA41 | 1 | UN | 1 | 10 | C | D | N | N | 85365080 | 1 | 4011209523432 | 0.101 | KG | 45.22 | 45.22 | CP20 | CP20 | 22MM METAL ROUND COMPLETE UNIT COMBINATION: ILLUMINATED PUSHBUTTON MOMENTARY CONTACT TYPE WITH FLAT BUTTON ILLUMINATED WITH INTEGRATED LED 230V AC SCREW TERMINAL, 1NO+1NC WITH HOLDER GREEN !!! Phased-out product !!! SIRIUS ACT 3SU1 is successor Preferred successor ty >>3SU1156-0AB40-1FA0<< |  | 0 | 7
3SB3655-0AA41-0CC0 |  | 3SB3655-0AA41-0CC0 | 1 | UN | 1 | 20 | D | D | N | N | 85365080 | 1 | 4011209636651 | 0.102 | KG | 47.22 | 47.22 | CP20 | CP20 | 22MM METAL ROUND COMPLETE UNIT COMBINATION: ILLUMINATED PUSHBUTTON MOMENTARY CONTACT TYPE WITH FLAT BUTTON ILLUMINATED WITH INTEGRATED LED 230V AC SPRING-LOADED TERMINAL, 1NO+1NC WITH HOLDER GREEN !!! Phased-out product !!! SIRIUS ACT 3SU1 is successor Preferred successor ty >>3SU1156-0AB40-3FA0<< | - | 0 | 7
3SB3655-0AA51 |  | 3SB3655-0AA51 | 1 | UN | 1 | 20 | D | D | N | N | 85365080 | 1 | 4011209523449 | 0.101 | KG | 45.22 | 45.22 | CP20 | CP20 | 22MM METAL ROUND COMPLETE UNIT COMBINATION: ILLUMINATED PUSHBUTTON MOMENTARY CONTACT TYPE WITH FLAT BUTTON ILLUMINATED WITH INTEGRATED LED 230V AC SCREW TERMINAL, 1NO+1NC WITH HOLDER BLUE !!! Phased-out product !!! SIRIUS ACT 3SU1 is successor Preferred successor ty >>3SU1156-0AB50-1FA0<< |  | 0 | 7
3SB3655-0AA51-0CC0 |  | 3SB3655-0AA51-0CC0 | 1 | UN | 1 | 20 | D | D | N | N | 85365080 | 1 | 4011209636668 | 0.102 | KG | 47.22 | 47.22 | CP20 | CP20 | 22MM METAL ROUND COMPLETE UNIT COMBINATION: ILLUMINATED PUSHBUTTON MOMENTARY CONTACT TYPE WITH FLAT BUTTON ILLUMINATED WITH INTEGRATED LED 230V AC SPRING-LOADED TERMINAL, 1NO+1NC WITH HOLDER BLUE !!! Phased-out product !!! SIRIUS ACT 3SU1 is successor Preferred successor ty >>3SU1156-0AB50-3FA0<< | - | 0 | 7
3SB3655-0AA61 |  | 3SB3655-0AA61 | 1 | UN | 1 | 10 | C | D | N | N | 85365080 | 1 | 4011209523456 | 0.101 | KG | 45.22 | 45.22 | CP20 | CP20 | 22MM METAL ROUND COMPLETE UNIT COMBINATION: ILLUMINATED PUSHBUTTON MOMENTARY CONTACT TYPE WITH FLAT BUTTON ILLUMINATED WITH INTEGRATED LED 230V AC SCREW TERMINAL, 1NO+1NC WITH HOLDER WHITE !!! Phased-out product !!! SIRIUS ACT 3SU1 is successor Preferred successor ty >>3SU1156-0AB60-1FA0<< |  | 0 | 7
3SB3655-0AA61-0CC0 |  | 3SB3655-0AA61-0CC0 | 1 | UN | 1 | 20 | D | D | N | N | 85365080 | 1 | 4011209636675 | 0.102 | KG | 47.22 | 47.22 | CP20 | CP20 | 22MM METAL ROUND COMPLETE UNIT COMBINATION: ILLUMINATED PUSHBUTTON MOMENTARY CONTACT TYPE WITH FLAT BUTTON ILLUMINATED WITH INTEGRATED LED 230V AC SPRING-LOADED TERMINAL, 1NO+1NC WITH HOLDER WHITE !!! Phased-out product !!! SIRIUS ACT 3SU1 is successor Preferred successor ty >>3SU1156-0AB60-3FA0<< | - | 0 | 7
3SB3655-0AA71 |  | 3SB3655-0AA71 | 1 | UN | 1 | 10 | C | D | N | N | 85365080 | 1 | 4011209523401 | 0.101 | KG | 45.22 | 45.22 | CP20 | CP20 | 22MM METAL ROUND COMPLETE UNIT COMBINATION: ILLUMINATED PUSHBUTTON MOMENTARY CONTACT TYPE WITH FLAT BUTTON ILLUMINATED WITH INTEGRATED LED 230V AC SCREW TERMINAL, 1NO+1NC WITH HOLDER CLEAR !!! Phased-out product !!! SIRIUS ACT 3SU1 is successor Preferred successor ty >>3SU1156-0AB70-1FA0<< |  | 0 | 7
3SB3655-0AA71-0CC0 |  | 3SB3655-0AA71-0CC0 | 1 | UN | 1 | 20 | D | D | N | N | 85365080 | 1 | 4011209636682 | 102.4 | G | 47.22 | 47.22 | CP20 | CP20 | 22MM METAL ROUND COMPLETE UNIT COMBINATION: ILLUMINATED PUSHBUTTON MOMENTARY CONTACT TYPE WITH FLAT BUTTON ILLUMINATED WITH INTEGRATED LED 230V AC SPRING-LOADED TERMINAL, 1NO+1NC WITH HOLDER CLEAR !!! Phased-out product !!! SIRIUS ACT 3SU1 is successor Preferred successor ty >>3SU1156-0AB70-3FA0<< | - | 0 | 7
3SB3657-0AA31 |  | 3SB3657-0AA31 | 1 | UN | 1 | 10 | C | D | N | N | 85365080 | 1 | 4011209523234 | 0.095 | KG | 41.33 | 41.33 | CP20 | CP20 | 22MM METAL ROUND COMPLETE UNIT COMBINATION: ILLUMINATED PUSHBUTTON MOMENTARY CONTACT TYPE WITH FLAT BUTTON ILLUMINATED WITH INTEGRATED LED 110V AC SCREW TERMINAL, 1NO WITH HOLDER YELLOW !!! Phased-out product !!! SIRIUS ACT 3SU1 is successor Preferred successor ty >>3SU1153-0AB30-1BA0<< | - | 0 | 7
3SB3657-0AA41 |  | 3SB3657-0AA41 | 1 | UN | 1 | 10 | C | D | N | N | 85365080 | 1 | 4011209523241 | 0.095 | KG | 41.33 | 41.33 | CP20 | CP20 | 22MM METAL ROUND COMPLETE UNIT COMBINATION: ILLUMINATED PUSHBUTTON MOMENTARY CONTACT TYPE WITH FLAT BUTTON ILLUMINATED WITH INTEGRATED LED 110V AC SCREW TERMINAL, 1NO WITH HOLDER GREEN !!! Phased-out product !!! SIRIUS ACT 3SU1 is successor Preferred successor ty >>3SU1153-0AB40-1BA0<< | - | 0 | 7
3SB3657-0AA51 |  | 3SB3657-0AA51 | 1 | UN | 1 | 10 | C | D | N | N | 85365080 | 1 | 4011209523258 | 0.095 | KG | 41.33 | 41.33 | CP20 | CP20 | 22MM METAL ROUND COMPLETE UNIT COMBINATION: ILLUMINATED PUSHBUTTON MOMENTARY CONTACT TYPE WITH FLAT BUTTON ILLUMINATED WITH INTEGRATED LED 110V AC SCREW TERMINAL, 1NO WITH HOLDER BLUE !!! Phased-out product !!! SIRIUS ACT 3SU1 is successor Preferred successor ty >>3SU1153-0AB50-1BA0<< | - | 0 | 7
3SB3657-0AA61 |  | 3SB3657-0AA61 | 1 | UN | 1 | 10 | C | D | N | N | 85365080 | 1 | 4011209523265 | 0.095 | KG | 41.33 | 41.33 | CP20 | CP20 | 22MM METAL ROUND COMPLETE UNIT COMBINATION: ILLUMINATED PUSHBUTTON MOMENTARY CONTACT TYPE WITH FLAT BUTTON ILLUMINATED WITH INTEGRATED LED 110V AC SCREW TERMINAL, 1NO WITH HOLDER WHITE !!! Phased-out product !!! SIRIUS ACT 3SU1 is successor Preferred successor ty >>3SU1153-0AB60-1BA0<< | - | 0 | 7
3SB3657-0AA71 |  | 3SB3657-0AA71 | 1 | UN | 1 | 20 | D | D | N | N | 85365080 | 1 | 4011209523272 | 0.095 | KG | 41.33 | 41.33 | CP20 | CP20 | 22MM METAL ROUND COMPLETE UNIT COMBINATION: ILLUMINATED PUSHBUTTON MOMENTARY CONTACT TYPE WITH FLAT BUTTON ILLUMINATED WITH INTEGRATED LED 110V AC SCREW TERMINAL, 1NO WITH HOLDER CLEAR !!! Phased-out product !!! SIRIUS ACT 3SU1 is successor Preferred successor ty >>3SU1153-0AB70-1BA0<< | - | 0 | 7
3SB3666-1HA20 |  | 3SB3666-1HA20 | 1 | UN | 1 | 10 | C | D | N | N | 85365080 | 1 | 4011209895515 | 0.125 | KG | 51.68 | 51.68 | CP20 | CP20 | EMERG. STOP MUSHROOM PUSHBUTTON 22MM PLASTIC ROUND ROUND, RED, 40MM, LATCHING W. ROT.-TO-UNLATCH MECH., TAMPER PROTECTION, 1NC WITH INSTALLATION SUPERVIS. SCREW TERMINAL, WITH YELLOW BACKING PLATE INSCRIPTION: NOT-HALT WITH HOLDER !!! Phased-out product !!! SIRIUS ACT 3SU1 is successor Preferred successor type is >>3SU1050-1HB20-0AA0 + 3SU1550-0AA10-0AA0 + 3SU1900-0BC31-0AT0 + 3SU1400-1AA10-1HA0<< | - | 0 | 7
3SB3666-1HA20-Z | X90 | 3SB3666-1HA20-ZX90 | 1 | UN | 1 | 10 | C | D | N | N | 85365080 | 20 |  | 0.131 | KG | 51.68 | 51.68 | CP20 | CP20 | EMERGENCY STOP MUSHROOM PUSHBUTTON, 22 mm, round, metal, red, latching, with yellow backing plate, inscription: EMERGENCY STOP, 1 NC with installation monitoring, SCREW TERMINAL Multi-unit pack Packing quantity = 20 units !!! Phased-out product !!! SIRIUS ACT 3SU1 is the successor The preferred successor type is <<3SU1050-1HB20-0AA0-ZX90 + 3SU1550-0AA10-0AA0 + 3SU1900-0BC31-0AT0 + 3SU1400-1AA10-1HA0>> | - | 0 | 7
3SB3666-1HA26 |  | 3SB3666-1HA26 | 1 | UN | 1 | 10 | C | D | N | N | 85365080 | 1 | 4011209895539 | 0.13 | KG | 58.9 | 58.9 | CP20 | CP20 | Emergency stop mushroom pushbutton, 22 mm, round, metal, red, 40 mm, latching, rotate-to-unlatch, mechan. switch position indicator, with yellow backing plate, inscription: EMERGENCY STOP, 1 NC with installation monitoring, SCREW TERMINAL !!! Phased-out product !!! SIRIUS ACT 3SU1 is the successor The preferred successor type is >>3SU1051-1HB20-0AA0 + 3SU1550-0AA10-0AA0 + 3SU1900-0BC31-0AT0 + 3SU1400-1AA10-1HA0<< | - | 0 | 7
3SB3666-1HA26-Z | X90 | 3SB3666-1HA26-ZX90 | 1 | UN | 1 | 10 | C | D | N | N | 85365080 | 20 |  | 0.13 | KG | 58.9 | 58.9 | CP20 | CP20 | EMERGENCY STOP MUSHROOM PUSHBUTTON, 22 mm, round, metal, red, 40 MM latching, mechan. switch position indicator, with yellow backing plate, inscription: EMERGENCY STOP, 1 NC with installation monitoring, SCREW TERMINAL Multi-unit pack Packing quantity = 20 units !!! Phased-out product !!! SIRIUS ACT 3SU1 is the successor The preferred successor type is <<3SU1051-1HB20-0AA0-ZX90 + 3SU1550-0AA10-0AA0 + 3SU1900-0BC31-0AT0 + 3SU1400-1AA10-1HA0>> | - | 0 | 7
3SB3666-1HR20 |  | 3SB3666-1HR20 | 1 | UN | 1 | 10 | C | D | N | N | 85365080 | 1 | 4011209895522 | 0.129 | KG | 51.68 | 51.68 | CP20 | CP20 | EMERG. STOP MUSHROOM PUSHBUTTON 22MM, PLASTIC, ROUND RED, 40MM, LATCHING, W. ROT.-TO-UNLATCH MECHANISM TAMPER PROTECTION, 1NC WITH INSTALLATION SUPERVIS. SCREW TERMINAL, WITH YELLOW BACKING PLATE INSCRIPTION: EMERGENCY STOP, WITH HOLDER !!! Phased-out product !!! SIRIUS ACT 3SU1 is suc Preferred successor ty >>3SU1050-1HB20-0AA0 + 3SU1900-0BC31-0DA0 + 3SU1550-0AA10-0AA0 + 3SU1400-1AA10-1HA0<< | - | 0 | 7
3SB3666-1HR20-Z | X90 | 3SB3666-1HR20-ZX90 | 1 | UN | 1 | 10 | C | D | N | N | 85365080 | 20 |  | 0.129 | KG | 51.68 | 51.68 | CP20 | CP20 | EMERGENCY STOP MUSHROOM PUSHBUTTON, 22 mm, round, metal, red, latching, with yellow backing plate, inscription: EMERGENCY STOP, 1 NC with installation monitoring, SCREW TERMINAL Multi-unit pack Packing quantity = 20 units !!! Phased-out product !!! SIRIUS ACT 3SU1 is the successor The preferred successor type is <<3SU1050-1HB20-0AA0-ZX90 + 3SU1900-0BC31-0DA0 + 3SU1550-0AA10-0AA0 + 3SU1400-1AA10-1HA0>> | - | 0 | 7
3SB3666-1HR26 |  | 3SB3666-1HR26 | 1 | UN | 1 | 10 | C | D | N | N | 85365080 | 1 | 4011209895546 | 0.129 | KG | 58.9 | 58.9 | CP20 | CP20 | Emergency stop mushroom pushbutton, 22 mm, round, metal, red, 40 mm, latching, rotate-to-unlatch, mechan. switch position indicator, with yellow backing plate, inscription: EMERGENCY STOP, 1 NC with installation monitoring, SCREW TERMINAL !!! Phased-out product !!! SIRIUS ACT 3SU1 is the successor The preferred successor type is >>3SU1051-1HB20-0AA0 + 3SU1550-0AA10-0AA0 + 3SU1900-0BC31-0DA0 + 3SU1400-1AA10-1HA0<< | - | 0 | 7
3SB3666-1HR26-Z | X90 | 3SB3666-1HR26-ZX90 | 1 | UN | 1 | 10 | C | D | N | N | 85365080 | 20 |  | 0.129 | KG | 58.9 | 58.9 | CP20 | CP20 | EMERGENCY STOP MUSHROOM PUSHBUTTON, 22 mm, round, metal, red, 40 MM latching, mechan. switch position indicator, with yellow backing plate, inscription: EMERGENCY STOP, 1 NC with installation monitoring, SCREW TERMINAL Multi-unit pack Packing quantity = 20 units !!! Phased-out product !!! SIRIUS ACT 3SU1 is the successor The preferred successor type is <<3SU1051-1HB20-0AA0-ZX90 + 3SU1550-0AA10-0AA0 + 3SU1900-0BC31-0DA0 + 3SU1400-1AA10-1HA0>> | - | 0 | 7
3SB3667-1HA20-0CC0 |  | 3SB3667-1HA20-0CC0 | 1 | UN | 1 | 20 | D | D | N | N | 85365080 | 1 | 4011209918467 | 0.148 | KG | 77.62 | 77.62 | CP20 | CP20 | EMERGENCY STOP MUSHROOM PUSHBUTTON, 22MM, ROUND, METAL, RED, 40MM, LATCHING, ROTATE-TO-UNLATCH MECHANISM, WITH YELLOW BACKING PLATE, INSCRIPTION: EMERGENCY STOP, WITH HOLDER, 1NC WITH INST. SUPERVISION, 1NC WITH INST. SUPERVISION, SPRING-LOADED TERMINAL !!! Phased-out product SIRIUS ACT 3SU1 is s Preferred successor type is >>3SU1050-1NB20-0AA0 + 3SU1400-1AA10-3HA0 + 3SU1900-0BC31-0AT0 + 3SU1550-0AA10-0AA0<< | - | 0 | 7
3SB3667-1HA20-0CC0-Z | X90 | 3SB3667-1HA20-0CC0-ZX90 | 1 | UN | 1 | 30 | D | D | N | N | 85365080 | 20 |  | 0.146 | KG | 77.62 | 77.62 | CP20 | CP20 | EMERGENCY STOP MUSHROOM PUSHBUTTON, 22 mm, round, metal, red, 40mm, latching, rotate-to-unlatch, with yellow backing plate, inscription: EMERGENCY STOP, with holder, 1 NC with installation monitoring, 1 NC with installation monitoring, SPRING-TYPE TERMINAL Multi-unit pack Packing quantity = 20 units !!! Phased-out product !!! SIRIUS ACT 3SU1 is the successor The preferred successor type is <<3SU1050-1NB20-0AA0-ZX90 + 3SU1400-1AA10-3HA0 + 3SU1900-0BC31-0AT0 + 3SU1550-0AA10-0AA0>> | - | 0 | 7
3SB3704-6BA20 |  | 3SB3704-6BA20 | 1 | UN | 1 | 30 | D | D | N | N | 85366190 | 10 | 4011209542945 | 0.015 | KG | 18.15 | 18.15 | CP20 | CP20 | LOW COST PROGRAM, 22MM WITHOUT LAMP INDICATOR LIGHT, BA9S WITHOUT LAMP RED | - | 0 | 7
3SB3704-6BA30 |  | 3SB3704-6BA30 | 1 | UN | 1 | 30 | D | D | N | N | 85366190 | 10 | 4011209542952 | 0.015 | KG | 18.15 | 18.15 | CP20 | CP20 | LOW COST PROGRAM, 22MM WITHOUT LAMP INDICATOR LIGHT, BA9S WITHOUT LAMP YELLOW | - | 0 | 7
3SB3704-6BA40 |  | 3SB3704-6BA40 | 1 | UN | 1 | 30 | D | D | N | N | 85366190 | 10 | 4011209542969 | 0.015 | KG | 18.15 | 18.15 | CP20 | CP20 | LOW COST PROGRAM, 22MM WITHOUT LAMP INDICATOR LIGHT, BA9S WITHOUT LAMP GREEN | - | 0 | 7
3SB3704-6BA50 |  | 3SB3704-6BA50 | 1 | UN | 1 | 30 | D | D | N | N | 85366190 | 10 | 4011209542976 | 0.015 | KG | 18.15 | 18.15 | CP20 | CP20 | LOW COST PROGRAM, 22MM WITHOUT LAMP INDICATOR LIGHT, BA9S WITHOUT LAMP BLUE | - | 0 | 7
3SB3704-6BA60 |  | 3SB3704-6BA60 | 1 | UN | 1 | 30 | D | D | N | N | 85366190 | 10 | 4011209542983 | 0.015 | KG | 18.15 | 18.15 | CP20 | CP20 | LOW COST PROGRAM, 22MM WITHOUT LAMP INDICATOR LIGHT, BA9S WITHOUT LAMP WHITE | - | 0 | 7
3SB3704-6BA70 |  | 3SB3704-6BA70 | 1 | UN | 1 | 30 | D | D | N | N | 85366190 | 10 | 4011209542990 | 0.015 | KG | 18.15 | 18.15 | CP20 | CP20 | LOW COST PROGRAM, 22MM WITHOUT LAMP INDICATOR LIGHT, BA9S WITHOUT LAMP CLEAR | - | 0 | 7
3SB3712-6BA20 |  | 3SB3712-6BA20 | 1 | UN | 1 | 30 | D | D | N | N | 85366190 | 10 | 4011209543003 | 0.017 | KG | 31.54 | 31.54 | CP20 | CP20 | LOW COST PROGRAM, 22MM WITH INCANDESCENT LAMP 130V INDICATOR LIGHT, BA9S WITH INCANDESCENT LAMP 130V RED | - | 0 | 7
3SB3712-6BA30 |  | 3SB3712-6BA30 | 1 | UN | 1 | 30 | D | D | N | N | 85366190 | 10 | 4011209543010 | 0.017 | KG | 31.54 | 31.54 | CP20 | CP20 | LOW COST PROGRAM, 22MM WITH INCANDESCENT LAMP 130V INDICATOR LIGHT, BA9S WITH INCANDESCENT LAMP 130V YELLOW | - | 0 | 7
3SB3712-6BA40 |  | 3SB3712-6BA40 | 1 | UN | 1 | 30 | D | D | N | N | 85366190 | 10 | 4011209543027 | 0.017 | KG | 31.54 | 31.54 | CP20 | CP20 | LOW COST PROGRAM, 22MM WITH INCANDESCENT LAMP 130V INDICATOR LIGHT, BA9S WITH INCANDESCENT LAMP 130V GREEN | - | 0 | 7
3SB3712-6BA50 |  | 3SB3712-6BA50 | 1 | UN | 1 | 30 | D | D | N | N | 85366190 | 10 | 4011209543034 | 0.017 | KG | 31.54 | 31.54 | CP20 | CP20 | LOW COST PROGRAM, 22MM WITH INCANDESCENT LAMP 130V INDICATOR LIGHT, BA9S WITH INCANDESCENT LAMP 130V BLUE | - | 0 | 7
3SB3712-6BA60 |  | 3SB3712-6BA60 | 1 | UN | 1 | 30 | D | D | N | N | 85366190 | 10 | 4011209543041 | 0.017 | KG | 31.54 | 31.54 | CP20 | CP20 | LOW COST PROGRAM, 22MM WITH INCANDESCENT LAMP 130V INDICATOR LIGHT, BA9S WITH INCANDESCENT LAMP 130V WHITE | - | 0 | 7
3SB3712-6BA70 |  | 3SB3712-6BA70 | 1 | UN | 1 | 30 | D | D | N | N | 85366190 | 10 | 4011209543058 | 0.017 | KG | 31.54 | 31.54 | CP20 | CP20 | LOW COST PROGRAM, 22MM WITH INCANDESCENT LAMP 130V INDICATOR LIGHT, BA9S WITH INCANDESCENT LAMP 130V CLEAR | - | 0 | 7
3SB3744-6BA20 |  | 3SB3744-6BA20 | 1 | UN | 1 | 30 | D | D | N | N | 85366190 | 10 | 4011209543126 | 0.016 | KG | 43.7 | 43.7 | CP20 | CP20 | LOW COST PROGRAM, 22MM WITH INTEGRATED LED 24V AC/DC INDICATOR LIGHT WITH INTEGRATED LED 24V AC/DC RED | - | 0 | 7
3SB3744-6BA30 |  | 3SB3744-6BA30 | 1 | UN | 1 | 30 | D | D | N | N | 85366190 | 10 | 4011209543133 | 0.016 | KG | 43.7 | 43.7 | CP20 | CP20 | LOW COST PROGRAM, 22MM WITH INTEGRATED LED 24V AC/DC INDICATOR LIGHT WITH INTEGRATED LED 24V AC/DC YELLOW | - | 0 | 7
3SB3744-6BA40 |  | 3SB3744-6BA40 | 1 | UN | 1 | 30 | D | D | N | N | 85366190 | 10 | 4011209543140 | 0.016 | KG | 43.7 | 43.7 | CP20 | CP20 | LOW COST PROGRAM, 22MM WITH INTEGRATED LED 24V AC/DC INDICATOR LIGHT WITH INTEGRATED LED 24V AC/DC GREEN | - | 0 | 7
3SB3744-6BA50 |  | 3SB3744-6BA50 | 1 | UN | 1 | 30 | D | D | N | N | 85366190 | 10 | 4011209543157 | 0.016 | KG | 43.7 | 43.7 | CP20 | CP20 | LOW COST PROGRAM, 22MM WITH INTEGRATED LED 24V AC/DC INDICATOR LIGHT WITH INTEGRATED LED 24V AC/DC BLUE | - | 0 | 7
3SB3744-6BA60 |  | 3SB3744-6BA60 | 1 | UN | 1 | 30 | D | D | N | N | 85366190 | 10 | 4011209543171 | 0.016 | KG | 43.7 | 43.7 | CP20 | CP20 | LOW COST PROGRAM, 22MM WITH INTEGRATED LED 24V AC/DC INDICATOR LIGHT WITH INTEGRATED LED 24V AC/DC WHITE | - | 0 | 7
3SB3744-6BA70 |  | 3SB3744-6BA70 | 1 | UN | 1 | 30 | D | D | N | N | 85366190 | 10 | 4011209543164 | 0.023 | KG | 43.7 | 43.7 | CP20 | CP20 | LOW COST PROGRAM, 22MM WITH INTEGRATED LED 24V AC/DC INDICATOR LIGHT WITH INTEGRATED LED 24V AC/DC CLEAR | - | 0 | 7
3SB3748-6BA20 |  | 3SB3748-6BA20 | 1 | UN | 1 | 30 | D | D | N | N | 85366190 | 10 | 4011209543249 | 0.025 | KG | 61.37 | 61.37 | CP20 | CP20 | LOW COST PROGRAM, 22MM WITH INTEGRATED LED 110V AC INDICATOR LIGHT WITH INTEGRATED LED 110V AC RED | - | 0 | 7
3SB3748-6BA30 |  | 3SB3748-6BA30 | 1 | UN | 1 | 30 | D | D | N | N | 85366190 | 10 | 4011209543256 | 0.024 | KG | 61.37 | 61.37 | CP20 | CP20 | LOW COST PROGRAM, 22MM WITH INTEGRATED LED 110V AC INDICATOR LIGHT WITH INTEGRATED LED 110V AC YELLOW | - | 0 | 7
3SB3748-6BA40 |  | 3SB3748-6BA40 | 1 | UN | 1 | 30 | D | D | N | N | 85366190 | 10 | 4011209543263 | 0.025 | KG | 61.37 | 61.37 | CP20 | CP20 | LOW COST PROGRAM, 22MM WITH INTEGRATED LED 110V AC INDICATOR LIGHT WITH INTEGRATED LED 110V AC GREEN | - | 0 | 7
3SB3748-6BA50 |  | 3SB3748-6BA50 | 1 | UN | 1 | 30 | D | D | N | N | 85366190 | 10 | 4011209543270 | 0.026 | KG | 61.37 | 61.37 | CP20 | CP20 | LOW COST PROGRAM, 22MM WITH INTEGRATED LED 110V AC INDICATOR LIGHT WITH INTEGRATED LED 110V AC BLUE | - | 0 | 7
3SB3748-6BA60 |  | 3SB3748-6BA60 | 1 | UN | 1 | 30 | D | D | N | N | 85366190 | 10 | 4011209543287 | 0.025 | KG | 61.37 | 61.37 | CP20 | CP20 | LOW COST PROGRAM, 22MM WITH INTEGRATED LED 110V AC INDICATOR LIGHT WITH INTEGRATED LED 110V AC WHITE | - | 0 | 7
3SB3748-6BA70 |  | 3SB3748-6BA70 | 1 | UN | 1 | 30 | D | D | N | N | 85366190 | 10 | 4011209543294 | 0.25 | KG | 61.37 | 61.37 | CP20 | CP20 | LOW COST PROGRAM, 22MM WITH INTEGRATED LED 110V AC INDICATOR LIGHT WITH INTEGRATED LED 110V AC CLEAR | - | 0 | 7
3SB3752-6BA20 |  | 3SB3752-6BA20 | 1 | UN | 1 | 30 | D | D | N | N | 85366190 | 10 | 4011209543317 | 0.025 | KG | 61.37 | 61.37 | CP20 | CP20 | LOW COST PROGRAM, 22MM WITH INTEGRATED LED 230V AC INDICATOR LIGHT WITH INTEGRATED LED 230V AC RED | - | 0 | 7
3SB3752-6BA30 |  | 3SB3752-6BA30 | 1 | UN | 1 | 30 | D | D | N | N | 85366190 | 10 | 4011209543324 | 0.025 | KG | 61.37 | 61.37 | CP20 | CP20 | LOW COST PROGRAM, 22MM WITH INTEGRATED LED 230V AC INDICATOR LIGHT WITH INTEGRATED LED 230V AC YELLOW | - | 0 | 7
3SB3752-6BA40 |  | 3SB3752-6BA40 | 1 | UN | 1 | 30 | D | D | N | N | 85366190 | 10 | 4011209543331 | 0.025 | KG | 61.37 | 61.37 | CP20 | CP20 | LOW COST PROGRAM, 22MM WITH INTEGRATED LED 230V AC INDICATOR LIGHT WITH INTEGRATED LED 230V AC GREEN | - | 0 | 7
3SB3752-6BA50 |  | 3SB3752-6BA50 | 1 | UN | 1 | 30 | D | D | N | N | 85366190 | 10 | 4011209543348 | 0.025 | KG | 61.37 | 61.37 | CP20 | CP20 | LOW COST PROGRAM, 22MM WITH INTEGRATED LED 230V AC INDICATOR LIGHT WITH INTEGRATED LED 230V AC BLUE | - | 0 | 7
3SB3752-6BA60 |  | 3SB3752-6BA60 | 1 | UN | 1 | 30 | D | D | N | N | 85366190 | 10 | 4011209543355 | 0.026 | KG | 61.37 | 61.37 | CP20 | CP20 | LOW COST PROGRAM, 22MM WITH INTEGRATED LED 230V AC INDICATOR LIGHT WITH INTEGRATED LED 230V AC WHITE | - | 0 | 7
3SB3752-6BA70 |  | 3SB3752-6BA70 | 1 | UN | 1 | 30 | D | D | N | N | 85366190 | 10 | 4011209543300 | 0.025 | KG | 61.37 | 61.37 | CP20 | CP20 | LOW COST PROGRAM, 22MM WITH INTEGRATED LED 230V AC INDICATOR LIGHT WITH INTEGRATED LED 230V AC CLEAR | - | 0 | 7
3SB3758-0AA11 |  | 3SB3758-0AA11 | 1 | UN | 1 | 30 | D | D | N | N | 85365080 | 10 | 4011209542761 | 0.021 | KG | 19.38 | 19.38 | CP20 | CP20 | LOW COST PROGRAM, 22MM PUSHBUTTON UNIT ONE CHANGEOVER BLACK | - | 0 | 7
3SB3758-0AA21 |  | 3SB3758-0AA21 | 1 | UN | 1 | 30 | D | D | N | N | 85365080 | 10 | 4011209542778 | 0.021 | KG | 19.38 | 19.38 | CP20 | CP20 | LOW COST PROGRAM, 22MM PUSHBUTTON UNIT ONE CHANGEOVER RED | - | 0 | 7
3SB3758-0AA31 |  | 3SB3758-0AA31 | 1 | UN | 1 | 30 | D | D | N | N | 85365080 | 10 | 4011209542785 | 0.021 | KG | 19.38 | 19.38 | CP20 | CP20 | LOW COST PROGRAM, 22MM PUSHBUTTON UNIT ONE CHANGEOVER YELLOW | - | 0 | 7
3SB3758-0AA41 |  | 3SB3758-0AA41 | 1 | UN | 1 | 30 | D | D | N | N | 85365080 | 10 | 4011209542792 | 0.028 | KG | 19.38 | 19.38 | CP20 | CP20 | LOW COST PROGRAM, 22MM PUSHBUTTON UNIT ONE CHANGEOVER GREEN | - | 0 | 7
3SB3758-0AA51 |  | 3SB3758-0AA51 | 1 | UN | 1 | 30 | D | D | N | N | 85365080 | 10 | 4011209542808 | 0.028 | KG | 19.38 | 19.38 | CP20 | CP20 | LOW COST PROGRAM, 22MM PUSHBUTTON UNIT ONE CHANGEOVER BLUE | - | 0 | 7
3SB3758-0AA61 |  | 3SB3758-0AA61 | 1 | UN | 1 | 30 | D | D | N | N | 85365080 | 10 | 4011209542815 | 0.021 | KG | 19.38 | 19.38 | CP20 | CP20 | LOW COST PROGRAM, 22MM PUSHBUTTON UNIT ONE CHANGEOVER WHITE | - | 0 | 7
3SB3758-0DA11 |  | 3SB3758-0DA11 | 1 | UN | 1 | 30 | D | D | N | N | 85365080 | 10 | 4011209542822 | 0.021 | KG | 30.78 | 30.78 | CP20 | CP20 | LOW COST PROGRAM, 22MM MAINTAINED (PUSH-PUSH), PUSHBUTTON UNIT ONE CHANGEOVER BLACK | - | 0 | 7
3SB3758-0DA21 |  | 3SB3758-0DA21 | 1 | UN | 1 | 30 | D | D | N | N | 85365080 | 10 | 4011209542839 | 0.021 | KG | 30.78 | 30.78 | CP20 | CP20 | LOW COST PROGRAM, 22MM MAINTAINED (PUSH-PUSH), PUSHBUTTON UNIT ONE CHANGEOVER RED | - | 0 | 7
3SB3758-0DA31 |  | 3SB3758-0DA31 | 1 | UN | 1 | 30 | D | D | N | N | 85365080 | 10 | 4011209542846 | 0.021 | KG | 30.78 | 30.78 | CP20 | CP20 | LOW COST PROGRAM, 22MM MAINTAINED (PUSH-PUSH), PUSHBUTTON UNIT ONE CHANGEOVER YELLOW | - | 0 | 7
3SB3758-0DA41 |  | 3SB3758-0DA41 | 1 | UN | 1 | 30 | D | D | N | N | 85365080 | 10 | 4011209542853 | 0.021 | KG | 30.78 | 30.78 | CP20 | CP20 | LOW COST PROGRAM, 22MM MAINTAINED (PUSH-PUSH), PUSHBUTTON UNIT ONE CHANGEOVER GREEN | - | 0 | 7
3SB3758-0DA51 |  | 3SB3758-0DA51 | 1 | UN | 1 | 30 | D | D | N | N | 85365080 | 10 | 4011209542860 | 0.021 | KG | 30.78 | 30.78 | CP20 | CP20 | LOW COST PROGRAM, 22MM MAINTAINED (PUSH-PUSH), PUSHBUTTON UNIT ONE CHANGEOVER BLUE | - | 0 | 7
3SB3758-0DA61 |  | 3SB3758-0DA61 | 1 | UN | 1 | 30 | D | D | N | N | 85365080 | 10 | 4011209542877 | 0.028 | KG | 30.78 | 30.78 | CP20 | CP20 | LOW COST PROGRAM, 22MM MAINTAINED (PUSH-PUSH), PUSHBUTTON UNIT ONE CHANGEOVER WHITE | - | 0 | 7
3SB3758-2KA11 |  | 3SB3758-2KA11 | 1 | UN | 1 | 30 | D | D | N | N | 85365080 | 10 | 4011209543874 | 0.029 | KG | 21.19 | 21.19 | CP20 | CP20 | LOW COST PROGRAM, 22MM MAINTAINED ONE CHANGEOVER KNOB, 2 POSITIONS | - | 0 | 7
3SB3758-2LA11 |  | 3SB3758-2LA11 | 1 | UN | 1 | 30 | D | D | N | N | 85365080 | 10 | 4011209543881 | 0.029 | KG | 21.19 | 21.19 | CP20 | CP20 | LOW COST PROGRAM, 22MM MOMENTARY ONE CHANGEOVER KNOB, 2 POSITIONS | - | 0 | 7
3SB3758-4AD01 |  | 3SB3758-4AD01 | 1 | UN | 1 | 30 | D | D | N | N | 85365080 | 10 | 4011209543898 | 0.051 | KG | 51.68 | 51.68 | CP20 | CP20 | LOW COST PROGRAM, 22MM MAINTAINED ONE CHANGEOVER KEY SELECTOR SWITCH,2 POSITIONS REMOVAL POS. O | - | 0 | 7
3SB3758-4AD11 |  | 3SB3758-4AD11 | 1 | UN | 1 | 30 | D | D | N | N | 85365080 | 10 | 4011209543904 | 0.049 | KG | 51.68 | 51.68 | CP20 | CP20 | LOW COST PROGRAM, 22MM MAINTAINED ONE CHANGEOVER KEY SELECTOR SWITCH,2 POSITIONS REMOVAL POS. O+I O + I | - | 0 | 7
3SB3758-4AD21 |  | 3SB3758-4AD21 | 1 | UN | 1 | 30 | D | D | N | N | 85365080 | 10 | 4011209543911 | 0.058 | KG | 51.68 | 51.68 | CP20 | CP20 | LOW COST PROGRAM, 22MM MAINTAINED ONE CHANGEOVER KEY SELECTOR SWITCH,2 POSITIONS REMOVAL POS. I | - | 0 | 7
3SB3758-4BD01 |  | 3SB3758-4BD01 | 1 | UN | 1 | 40 | X | D | N | N | 85365080 | 10 | 4011209542938 | 0.051 | KG | 51.68 | 51.68 | CP20 | CP20 | LOW COST PROGRAM, 22MM MOMENTARY ONE CHANGEOVER KEY SELECTOR SWITCH, 2POSITIONS REMOVAL POS. O | - | 0 | 7
3SB3760-6BA20 |  | 3SB3760-6BA20 | 1 | UN | 1 | 30 | D | D | N | N | 85366190 | 10 | 4011209543065 | 0.098 | KG | 52.92 | 52.92 | CP20 | CP20 | LOW COST PROGRAM, 22MM WITH TRANSFORMER 110-127V/6V INDICATOR LIGHT, BA9S WITH INCANDESCENT LAMP 6V RED | - | 0 | 7
3SB3760-6BA30 |  | 3SB3760-6BA30 | 1 | UN | 1 | 30 | D | D | N | N | 85366190 | 10 | 4011209543072 | 0.098 | KG | 52.92 | 52.92 | CP20 | CP20 | LOW COST PROGRAM, 22MM WITH TRANSFORMER 110-127V/6V INDICATOR LIGHT, BA9S WITH INCANDESCENT LAMP 6V YELLOW | - | 0 | 7
3SB3760-6BA40 |  | 3SB3760-6BA40 | 1 | UN | 1 | 30 | D | D | N | N | 85366190 | 10 | 4011209543089 | 0.098 | KG | 52.92 | 52.92 | CP20 | CP20 | LOW COST PROGRAM, 22MM WITH TRANSFORMER 110-127V/6V INDICATOR LIGHT, BA9S WITH INCANDESCENT LAMP 6V GREEN | - | 0 | 7
3SB3760-6BA50 |  | 3SB3760-6BA50 | 1 | UN | 1 | 30 | D | D | N | N | 85366190 | 10 | 4011209543096 | 0.099 | KG | 52.92 | 52.92 | CP20 | CP20 | LOW COST PROGRAM, 22MM WITH TRANSFORMER 110-127V/6V INDICATOR LIGHT, BA9S WITH INCANDESCENT LAMP 6V BLUE | - | 0 | 7
3SB3760-6BA60 |  | 3SB3760-6BA60 | 1 | UN | 1 | 40 | X | D | N | N | 85366190 | 10 | 4011209543102 | 0.097 | KG | 52.92 | 52.92 | CP20 | CP20 | LOW COST PROGRAM, 22MM WITH TRANSFORMER 110-127V/6V INDICATOR LIGHT, BA9S WITH INCANDESCENT LAMP 6V WHITE | - | 0 | 7
3SB3760-6BA70 |  | 3SB3760-6BA70 | 1 | UN | 1 | 40 | X | D | N | N | 85366190 | 10 | 4011209543119 | 0.094 | KG | 52.92 | 52.92 | CP20 | CP20 | LOW COST PROGRAM, 22MM WITH TRANSFORMER 110-127V/6V INDICATOR LIGHT, BA9S WITH INCANDESCENT LAMP 6V CLEAR | - | 0 | 7
3SB3762-6BA20 |  | 3SB3762-6BA20 | 1 | UN | 1 | 30 | D | D | N | N | 85366190 | 10 | 4011209543195 | 0.099 | KG | 52.92 | 52.92 | CP20 | CP20 | LOW COST PROGRAM, 22MM WITH TRANSFORMER 220-240V/6V INDICATOR LIGHT, BA9S WITH INCANDESCENT LAMP 6V RED | - | 0 | 7
3SB3762-6BA30 |  | 3SB3762-6BA30 | 1 | UN | 1 | 30 | D | D | N | N | 85366190 | 10 | 4011209543201 | 0.099 | KG | 52.92 | 52.92 | CP20 | CP20 | LOW COST PROGRAM, 22MM WITH TRANSFORMER 220-240V/6V INDICATOR LIGHT, BA9S WITH INCANDESCENT LAMP 6V YELLOW | - | 0 | 7
3SB3762-6BA40 |  | 3SB3762-6BA40 | 1 | UN | 1 | 30 | D | D | N | N | 85366190 | 10 | 4011209543218 | 0.099 | KG | 52.92 | 52.92 | CP20 | CP20 | LOW COST PROGRAM, 22MM WITH TRANSFORMER 220-240V/6V INDICATOR LIGHT, BA9S WITH INCANDESCENT LAMP 6V GREEN | - | 0 | 7
3SB3762-6BA50 |  | 3SB3762-6BA50 | 1 | UN | 1 | 30 | D | D | N | N | 85366190 | 10 | 4011209543188 | 0.098 | KG | 52.92 | 52.92 | CP20 | CP20 | LOW COST PROGRAM, 22MM WITH TRANSFORMER 220-240V/6V INDICATOR LIGHT, BA9S WITH INCANDESCENT LAMP 6V BLUE | - | 0 | 7
3SB3762-6BA60 |  | 3SB3762-6BA60 | 1 | UN | 1 | 40 | X | D | N | N | 85366190 | 10 | 4011209543225 | 0.097 | KG | 52.92 | 52.92 | CP20 | CP20 | LOW COST PROGRAM, 22MM WITH TRANSFORMER 220-240V/6V INDICATOR LIGHT, BA9S WITH INCANDESCENT LAMP 6V WHITE | - | 0 | 7
3SB3762-6BA70 |  | 3SB3762-6BA70 | 1 | UN | 1 | 40 | X | D | N | N | 85366190 | 10 | 4011209543232 | 0.097 | KG | 52.92 | 52.92 | CP20 | CP20 | LOW COST PROGRAM, 22MM WITH TRANSFORMER 220-240V/6V INDICATOR LIGHT, BA9S WITH INCANDESCENT LAMP 6V CLEAR | - | 0 | 7
3SB3796-0AA |  | 3SB3796-0AA | 1 | UN | 1 | 30 | D | D | N | N | 85392998 | 10 | 4011209544369 | 0.003 | KG | 3.55 | 3.55 | CP20 | CP20 | LOW COST PROGRAM, 22MM INCANDESCENT LAMP BASE BA9S 6V | - | 0 | 7
3SB3796-0AB |  | 3SB3796-0AB | 1 | UN | 1 | 30 | D | D | N | N | 85392998 | 10 | 4011209544376 | 0.003 | KG | 3.55 | 3.55 | CP20 | CP20 | LOW COST PROGRAM, 22MM INCANDESCENT LAMP BASE BA9S 12V | - | 0 | 7
3SB3796-0AC |  | 3SB3796-0AC | 1 | UN | 1 | 30 | D | D | N | N | 85392998 | 10 | 4011209544383 | 0.002 | KG | 3.55 | 3.55 | CP20 | CP20 | LOW COST PROGRAM, 22MM INCANDESCENT LAMP BASE BA9S 24V | - | 0 | 7
3SB3796-0AD |  | 3SB3796-0AD | 1 | UN | 1 | 30 | D | D | N | N | 85392290 | 10 | 4011209544390 | 0.003 | KG | 6.58 | 6.58 | CP20 | CP20 | LOW COST PROGRAM, 22MM INCANDESC. LAMP BASE BA9S 130V | - | 0 | 7
3SB3796-0BA |  | 3SB3796-0BA | 100 | UN | 1 | 30 | D | D | N | N | 85389099 | 10 | 4011209544628 | 0.992 | G | 182.4 | 182.4 | CP20 | CP20 | LOW COST PROGRAM, 22MM COVER FOR TOUCH PROTECTION | - | 0 | 7
3SB3796-0BB |  | 3SB3796-0BB | 1 | UN | 1 | 30 | D | D | N | N | 85389099 | 1 | 4011209544635 | 0.027 | KG | 13.78 | 13.78 | CP20 | CP20 | LOW COST PROGRAM, 22MM MOUNTING TOOL | - | 0 | 7
3SB3796-0BC |  | 3SB3796-0BC | 1 | UN | 1 | 30 | D | D | N | N | 85389099 | 10 | 4011209544642 | 0.003 | KG | 8.85 | 8.85 | CP20 | CP20 | LOW COST PROGRAM, 22MM ANTI-ROTATING ELEMENT | - | 0 | 7
3SB3796-0BD |  | 3SB3796-0BD | 1 | UN | 1 | 40 | X | D | N | N | 73181692 | 10 | 4011209544659 | 0.002 | KG | 2.41 | 2.41 | CP20 | CP20 | LOW COST PROGRAM, 22MM RING NUT | - | 0 | 7
3SB3796-0BE |  | 3SB3796-0BE | 1 | UN | 1 | 60 | X | D | N | N | 83017000 | 10 | 4011209576469 | 0.013 | KG | 5.46 | 5.46 | CP20 | CP20 | LOW COST PROGRAM, 22MM KEY FOR KEY SELECTOR SWITCH | - | 0 | 7
3SB3796-0BF |  | 3SB3796-0BF | 1 | UN | 1 | 30 | D | D | N | N | 85389099 | 10 | 4011209577275 | 0.001 | KG | 5.46 | 5.46 | CP20 | CP20 | LOW COST PROGRAM, 22MM OF PILOT LIGHT WITH TRANSFORMER COVER IP20 FOR SCREW TERMINAL | - | 0 | 7
3SB3797-0AA |  | 3SB3797-0AA | 1 | UN | 1 | 30 | D | D | EAR99 | N | 85389099 | 10 | 4011209544406 | 0.002 | KG | 5.95 | 5.95 | CP20 | CP20 | LOW COST PROGRAM, 22MM BACKING PLATE | - | 0 | 7
3SB3798-1AA |  | 3SB3798-1AA | 100 | UN | 1 | 30 | D | D | N | N | 85389099 | 10 | 4011209544413 | 0.005 | KG | 106.4 | 106.4 | CP20 | CP20 | LOW COST PROGRAM, 22MM WITHOUT INSCRIPTION INSCRIPTION PLATE FOR BORDING | - | 0 | 7
3SB3798-1EB |  | 3SB3798-1EB | 100 | UN | 1 | 30 | D | D | N | N | 85389099 | 10 | 4011209544420 | 0.005 | KG | 148.2 | 148.2 | CP20 | CP20 | LOW COST PROGRAM, 22MM WITH INSCRIPTION: ON INSCRIPTION PLATE FOR BORDING | - | 0 | 7
3SB3798-1EC |  | 3SB3798-1EC | 100 | UN | 1 | 30 | D | D | N | N | 85389099 | 10 | 4011209544437 | 0.005 | KG | 148.2 | 148.2 | CP20 | CP20 | LOW COST PROGRAM, 22MM WITH INSCRIPTION: OFF INSCRIPTION PLATE FOR BORDING | - | 0 | 7
3SB3798-1ED |  | 3SB3798-1ED | 100 | UN | 1 | 10 | C | D | EAR99 | N | 85389099 | 10 | 4011209544444 | 0.005 | KG | 148.2 | 148.2 | CP20 | CP20 | LOW COST PROGRAM, 22MM WITH INSCRIPTION: UP INSCRIPTION PLATE FOR BORDING | - | 0 | 7
3SB3798-1EE |  | 3SB3798-1EE | 100 | UN | 1 | 30 | D | D | N | N | 85389099 | 10 | 4011209544451 | 0.005 | KG | 148.2 | 148.2 | CP20 | CP20 | LOW COST PROGRAM, 22MM WITH INSCRIPTION: DOWN INSCRIPTION PLATE FOR BORDING | - | 0 | 7
3SB3798-1EF |  | 3SB3798-1EF | 100 | UN | 1 | 30 | D | D | N | N | 85389099 | 10 | 4011209544468 | 0.005 | KG | 148.2 | 148.2 | CP20 | CP20 | LOW COST PROGRAM, 22MM WITH INSCRIPTION: FORWARD INSCRIPTION PLATE FOR BORDING | - | 0 | 7
3SB3798-1EG |  | 3SB3798-1EG | 100 | UN | 1 | 30 | D | D | N | N | 85389099 | 10 | 4011209544475 | 0.005 | KG | 148.2 | 148.2 | CP20 | CP20 | LOW COST PROGRAM, 22MM WITH INSCRIPTION: REVERSE INSCRIPTION PLATE FOR BORDING | - | 0 | 7
3SB3798-1EH |  | 3SB3798-1EH | 100 | UN | 1 | 30 | D | D | N | N | 85389099 | 10 | 4011209544482 | 0.005 | KG | 148.2 | 148.2 | CP20 | CP20 | LOW COST PROGRAM, 22MM WITH INSCRIPTION: RIGHT INSCRIPTION PLATE FOR BORDING | - | 0 | 7
3SB3798-1EJ |  | 3SB3798-1EJ | 100 | UN | 1 | 30 | D | D | N | N | 85389099 | 10 | 4011209544499 | 0.005 | KG | 148.2 | 148.2 | CP20 | CP20 | LOW COST PROGRAM, 22MM WITH INSCRIPTION: LEFT INSCRIPTION PLATE FOR BORDING | - | 0 | 7
3SB3798-1EK |  | 3SB3798-1EK | 100 | UN | 1 | 30 | D | D | N | N | 85389099 | 10 | 4011209544505 | 0.005 | KG | 148.2 | 148.2 | CP20 | CP20 | LOW COST PROGRAM, 22MM WITH INSCRIPTION: STOP INSCRIPTION PLATE FOR BORDING | - | 0 | 7
3SB3798-1EL |  | 3SB3798-1EL | 100 | UN | 1 | 30 | D | D | N | N | 85389099 | 10 | 4011209544550 | 0.005 | KG | 148.2 | 148.2 | CP20 | CP20 | LOW COST PROGRAM, 22MM WITH INSCRIPTION: START INSCRIPTION PLATE FOR BORDING | - | 0 | 7
3SB3798-1EP |  | 3SB3798-1EP | 100 | UN | 1 | 30 | D | D | N | N | 85389099 | 10 | 4011209544512 | 0.005 | KG | 148.2 | 148.2 | CP20 | CP20 | LOW COST PROGRAM, 22MM WITH INSCRIPTION: OPEN INSCRIPTION PLATE FOR BORDING | - | 0 | 7
3SB3798-1EQ |  | 3SB3798-1EQ | 100 | UN | 1 | 30 | D | D | N | N | 85389099 | 10 | 4011209544529 | 0.005 | KG | 148.2 | 148.2 | CP20 | CP20 | LOW COST PROGRAM, 22MM WITH INSCRIPTION: CLOSE INSCRIPTION PLATE FOR BORDING | - | 0 | 7
3SB3798-1EU |  | 3SB3798-1EU | 100 | UN | 1 | 30 | D | D | N | N | 85389099 | 10 | 4011209544543 | 0.005 | KG | 148.2 | 148.2 | CP20 | CP20 | LOW COST PROGRAM, 22MM WITH INSCRIPTION: MAN AUTO INSCRIPTION PLATE FOR BORDING | - | 0 | 7
3SB3798-1EW |  | 3SB3798-1EW | 100 | UN | 1 | 30 | D | D | N | N | 85389099 | 10 | 4011209544536 | 0.005 | KG | 148.2 | 148.2 | CP20 | CP20 | LOW COST PROGRAM, 22MM WITH INSCRIPTION: FAULT INSCRIPTION PLATE FOR BORDING | - | 0 | 7
3SB3801-0AA3 |  | 3SB3801-0AA3 | 1 | UN | 1 | 10 | C | D | N | N | 85389099 | 1 | 4011209513419 | 0.18 | KG | 20.62 | 20.62 | CP20 | CP20 | ENCLOSURE FOR COMMAND DEVICES, 22MM, ROUND, ENCLOSURE MATERIAL PLASTIC, ENCLOSURE TOP PART GRAY, 1 COMMAND POINT, UNEQUIPPED, FLOOR MOUNTING, 1 X M20 EACH AT TOP AND BOTTOM !!! Phased-out product !!! SIRIUS ACT 3SU1 is successor Preferred successor type is >>3SU1801-0AA00-0AB1<< | - | 0 | 7
3SB3801-0AB3 |  | 3SB3801-0AB3 | 1 | UN | 1 | 10 | C | D | N | N | 85389099 | 1 | 4011209513426 | 0.17 | KG | 20.62 | 20.62 | CP20 | CP20 | ENCLOSURE FOR COMMAND DEVICES, 22MM, ROUND, ENCLOSURE MATERIAL PLASTIC, ENCLOSURE TOP PART YELLOW, 1 COMMAND POINT, UNEQUIPPED, FLOOR MOUNTING, 1 X M20 EACH AT TOP AND BOTTOM !!! Phased-out product !!! SIRIUS ACT 3SU1 is successor Preferred successor type is >>3SU1801-0AA00-0AB2<< | - | 0 | 7
3SB3801-0AD3 |  | 3SB3801-0AD3 | 1 | UN | 1 | 10 | C | D | N | N | 85389099 | 1 | 4011209538276 | 0.21 | KG | 41.71 | 41.71 | CP20 | CP20 | ENCLOSURE FOR 22MM PROGRAM PLASTIC VERSION 1 COMMAND POSITION YELLOW TOP PART WITH PROTECTIVE COLLAR FOR EMERGEN.-STOP !!! Phased-out product !!! SIRIUS ACT 3SU1 is successor Preferred successor type is >>3SU1801-0AA00-0AC2<< | - | 0 | 7
3SB3801-0AD3-Z | W96 | 3SB3801-0AD3-ZW96 | 1 | UN | 1 | 10 | C | D | N | N | 85389099 | 12 |  | 0.21 | KG | 41.71 | 41.71 | CP20 | CP20 | Enclosure for command devices, 22 mm, round, enclosure material plastic, enclosure top part yellow, with protective collar, 1 control point, without equipment, floor mounting, top and bottom 1 x M20 each Z=12-unit pack !!! Phased-out product !!! SIRIUS ACT 3SU1 is the successor | - | 0 | 7
3SB3801-0DA3 |  | 3SB3801-0DA3 | 1 | UN | 1 | 10 | C | D | EAR99 | N | 85365080 | 1 | 4011209513471 | 0.208 | KG | 39.43 | 39.43 | CP20 | CP20 | ENCLOSURE FOR COMMAND DEVICES, 22MM, ROUND, ENCLOSURE MATERIAL PLASTIC, ENCLOSURE TOP PART GRAY, 1 COMMAND POINT, A=PUSHBUTTON GREEN, 1NO, SCREW CONNECTION, FLOOR MOUNTING, LABEL: I, 1 X M20 EACH AT TOP AND BOTTOM !!! Phased-out product !!! SIRIUS ACT 3SU1 is suc Preferred successor ty >>3SU1801-0AB00-2AB1 << | - | 0 | 7
3SB3801-0DB3 |  | 3SB3801-0DB3 | 1 | UN | 1 | 10 | C | D | EAR99 | N | 85365080 | 1 | 4011209513495 | 0.208 | KG | 39.43 | 39.43 | CP20 | CP20 | ENCLOSURE FOR COMMAND DEVICES, 22MM, ROUND, ENCLOSURE MATERIAL PLASTIC, ENCLOSURE TOP PART GRAY, 1 COMMAND POINT, A=PUSHBUTTON RED, 1NC, SCREW CONNECTION, FLOOR MOUNTING, LABEL: O, 1 X M20 EACH AT TOP AND BOTTOM !!! Phased-out product !!! SIRIUS ACT 3SU1 is suc Preferred successor ty >>3SU1801-0AC00-2AB1 << | - | 0 | 7
3SB3801-0DD3 |  | 3SB3801-0DD3 | 1 | UN | 1 | 10 | C | D | EAR99 | N | 85365080 | 1 | 4011209513488 | 0.21 | KG | 39.43 | 39.43 | CP20 | CP20 | ENCLOSURE FOR COMMAND DEVICES, 22MM, ROUND, ENCLOSURE MATERIAL PLASTIC, ENCLOSURE TOP PART GRAY, 1 COMMAND POINT, A=PUSHBUTTON WHITE, 1NO, SCREW CONNECTION, FLOOR MOUNTING, LABEL: I, 1 X M20 EACH AT TOP AND BOTTOM !!! Phased-out product !!! SIRIUS ACT 3SU1 is suc Preferred successor ty >>3SU1801-0AD00-2AB1 << | - | 0 | 7
3SB3801-0DE3 |  | 3SB3801-0DE3 | 1 | UN | 1 | 10 | C | D | EAR99 | N | 85365080 | 1 | 4011209513501 | 0.2 | KG | 39.43 | 39.43 | CP20 | CP20 | ENCLOSURE FOR COMMAND DEVICES, 22MM, ROUND, ENCLOSURE MATERIAL PLASTIC, ENCLOSURE TOP PART GRAY, 1 COMMAND POINT, A=PUSHBUTTON BLACK, 1NC, SCREW CONNECTION, FLOOR MOUNTING, LABEL: O, 1 X M20 EACH AT TOP AND BOTTOM !!! Phased-out product !!! SIRIUS ACT 3SU1 is suc Preferred successor ty >>3SU1801-0AE00-2AB1 << | - | 0 | 7
3SB3801-0DF3 |  | 3SB3801-0DF3 | 1 | UN | 1 | 10 | C | D | N | N | 85365080 | 1 | 4011209513563 | 0.28 | KG | 80.37 | 80.37 | CP20 | CP20 | ENCLOSURE FOR COMMAND DEVICES, 22MM, ROUND, ENCLOSURE MATERIAL PLASTIC, YELLOW ENCLOSURE TOP PART, WITH PROTECTIVE COLLAR, 1 COMMAND POINT, A=EM. STOP MUSHROOM PUSHB. RED, 40MM, ROTATE-TO-UNLATCH, 1NC, SCREW TERMINAL, FLOOR MOUNTING, TOP AND BOTTOM 1 X M20 EACH !!! Phased-out product !!! SIRIUS ACT 3SU1 is successor Preferred successor type is >>3SU1801-0NA00-2AC2<< |  | 0 | 7
3SB3801-0DG3 |  | 3SB3801-0DG3 | 1 | UN | 1 | 10 | C | D | EAR99 | N | 85365080 | 1 | 4011209513570 | 0.25 | KG | 57.48 | 57.48 | CP20 | CP20 | ENCLOSURE FOR COMMAND DEVICES, 22MM, ROUND, ENCLOSURE MATERIAL PLASTIC, ENCLOSURE TOP PART YELLOW, 1 COMMAND POINT, A=EMERGENCY STOP MUSHROOM PUSHBUTTON RED, 40MM, ROTATE-TO-UNLATCH, 1NC, SCREW CONNECTION, FLOOR MOUNTING, 1 X M20 EACH AT TOP AND BOTTOM !!! Phased-out product !!! SIRIUS ACT 3SU1 is successor Preferred successor type is >>3SU1801-0NA00-2AA2<< |  | 0 | 7
3SB3801-0DH |  | 3SB3801-0DH | 1 | UN | 1 | 10 | C | D | N | N | 85365080 | 1 | 4011209280038 | 0.239 | KG | 91.49 | 91.49 | CP20 | CP20 | ENCLOSURE FOR COMMAND DEVICES, 22MM, ROUND, ENCLOSURE MATERIAL PLASTIC, ENCLOSURE TOP PART YELLOW, 1 COMMAND POINT, A=PUSH-PULL SWITCH RED, 40MM, ILLUM., 1NO, 1NC, SCREW CONNECTION, BA 9S 24 V LAMP, SUPPORT CLAMP, FLOOR MOUNTING, LABEL: EMERGENCY STOP, 1 X PG16 AT TOP AND BOTTOM, AMERICA US POST | - | 0 | 7
3SB3801-0DH3 |  | 3SB3801-0DH3 | 1 | UN | 1 | 10 | C | D | N | N | 85365080 | 1 | 4011209513587 | 0.258 | KG | 78.47 | 78.47 | CP20 | CP20 | ENCLOSURE FOR COMMAND DEVICES, 22MM, ROUND, ENCLOSURE MATERIAL PLASTIC, ENCLOSURE TOP PART YELLOW, 1 COMMAND POINT, A=PUSH-PULL SWITCH RED, 40MM, ILLUM. 1NO, 1NC, SCREW CONNECTION, BA 9S 24 V LAMP, SUPPORT CLAMP, FLOOR MOUNTING, LABEL: EMERGENCY STOP, 1 X M20 AT TOP AND BOTTOM, AMERICA US POST !!! Phased-out product !!! SIRIUS ACT 3SU1 is successor | - | 0 | 7
3SB3801-0EE3 |  | 3SB3801-0EE3 | 1 | UN | 1 | 10 | C | D | N | N | 85365080 | 1 | 4011209864474 | 0.259 | KG | 78.09 | 78.09 | CP20 | CP20 | ENCLOSURE FOR COMMAND DEVICES, 22MM, ROUND, ENCLOSURE MATERIAL PLASTIC, ENCLOSURE TOP PART YELLOW, 1 COMMAND POINT, A=EM.-STOP MUSHR. PUSHBUTTON RED, 40MM, ROTATE-TO-UNLATCH, 1NO, 1NC, 1NC, SCREW TERMINAL, BASE MOUNTING, 1 X M20 AT TOP AND BOTTOM !!! Phased-out product !!! SIRIUS ACT 3SU1 is successor Preferred successor type is >>3SU1801-0NA00-2AA2 + 3SU1400-2AA10-1CA0 + 3SU1400-2AA10-1BA0<< | - | 0 | 9
3SB3801-0EF3 |  | 3SB3801-0EF3 | 1 | UN | 1 | 10 | C | D | N | N | 85365080 | 1 | 4011209650589 | 0.29 | KG | 89.11 | 89.11 | CP20 | CP20 | ENCLOSURE FOR COMMAND DEVICES, 22MM, ROUND, ENCLOSURE MATERIAL PLASTIC, YELLOW TOP PART, WITH PROTECTIVE COLLAR, 1 COMMAND POSITION, A=EMER.-STOP MUSHROOM PUSHBUTTON RED, 40MM, ROT.-TO-UNLATCH MECHANISM, 1NC, 1NC, SCREW TERMINAL, FLOOR MOUNTING, TOP AND BOTTOM 1 X M20 EACH !!! Phased-out product SIRIUS ACT 3SU1 is s Preferred successor type is >>3SU1801-0NB00-2AC2<< |  | 0 | 7
3SB3801-0EG3 |  | 3SB3801-0EG3 | 1 | UN | 1 | 10 | C | D | N | N | 85365080 | 1 | 4011209651685 | 0.26 | KG | 66.03 | 66.03 | CP20 | CP20 | Enclosure for command devices, 22 mm, round, enclosure material plastic, enclosure top part yellow, 1 control point, A=Emergency stop mushroom pushbutton red, 40 mm, rotate-to-unlatch, 1 NC, 1 NC, screw terminal, floor mounting, top and bottom 1 x M20 each ! Phased-out product! Successor is SIRIUS ACT 3SU1 |  | 0 | 7
3SB3801-0EH3 |  | 3SB3801-0EH3 | 1 | UN | 1 | 10 | C | D | N | N | 85365080 | 1 | 4011209727045 | 0.271 | KG | 78.66 | 78.66 | CP20 | CP20 | ENCLOSURE FOR COMMAND DEVICES, 22MM, ROUND, ENCLOSURE MATERIAL PLASTIC, ENCLOSURE TOP PART YELLOW, 1 COMMAND POINT, A=EMERGENCY STOP MUSHROOM PUSHBUTTON RED, 40MM, ROTATE-TO-UNLATCH, 1NC, 1NC, 1NC SCREW CONNECTION, FLOOR MOUNTING, 1 X M20 EACH AT TOP AND BOTTOM, (VANDERLANDE) !!! Phased-out product !!! SIRIUS ACT 3SU1 is successor | - | 0 | 7
3SB3801-0EK3 |  | 3SB3801-0EK3 | 1 | UN | 1 | 10 | C | D | N | N | 85365080 | 1 | 4011209719781 | 0.205 | KG | 45.22 | 45.22 | CP20 | CP20 | ENCLOSURE FOR COMMAND DEVICES, 22MM, ROUND, ENCLOSURE MATERIAL PLASTIC, ENCLOSURE TOP PART GRAY, 1 COMMAND POINT, A=INDICATOR LIGHT RED, LED 24V, SCREW CONNECTION, FLOOR MOUNTING, LABEL: REMOTE CONTROLLED, 1 X M20 EACH AT TOP AND BOTTOM !!! Phased-out product SIRIUS ACT 3SU1 is suc cessor | - | 0 | 7
3SB3801-0FA30-0CC0 |  | 3SB3801-0FA30-0CC0 | 1 | UN | 1 | 10 | C | D | N | N | 85365080 | 1 | 4011209718760 | 0.23 | KG | 75.91 | 75.91 | CP20 | CP20 | ENCLOSURE FOR COMMAND DEVICES, 22MM, ROUND, ENCLOSURE MATERIAL PLASTIC, ENCLOSURE TOP PART GRAY, 1 COMMAND POINT, A=MUSHROOM PUSHBUTTON BLACK; 60MM, 1NO, 1NC, SPRING-LOADED CONNECTION, FLOOR MOUNTING, 1 X M20 EACH AT TOP AND BOTTOM !!! Phased-out product !!! SIRIUS ACT 3SU1 is successor | - | 0 | 7
3SB3801-0FC3 |  | 3SB3801-0FC3 | 1 | UN | 1 | 10 | C | D | N | N | 85365080 | 1 | 4011209628816 | 0.276 | KG | 56.34 | 56.34 | CP20 | CP20 | ENCLOSURE FOR COMMAND DEVICES, 22MM, ROUND, ENCLOSURE MATERIAL PLASTIC, ENCLOSURE TOP PART GRAY, 1 COMMAND POSITION, A=KNOB BLACK, METAL, 3 SW. POSITIONS, MOMENTARY CONTACT, 1NO, 1NO, SPRING-LOADED CONNECTION, FLOOR MOUNTING, WITHOUT LABEL, 1 X M20 EACH AT TOP AND BOTTOM, OFFER !!! Phased-out product SIRIUS ACT 3SU1 is s Preferred successor type is >>3SU1801-0BA00-4AB1<< | - | 0 | 7
3SB3801-0FD10 |  | 3SB3801-0FD10 | 1 | UN | 1 | 20 | D | D | EAR99 | N | 85365080 | 1 |  | 0.313 | KG | 168.15 | 168.15 | CP20 | CP20 | ENCLOSURE FOR COMMAND DEVICES, 22MM, ROUND, ENCLOSURE MATERIAL PLASTIC, ENCLOSURE TOP PART YELLOW, 1 COMMAND POSITION, A=EMER. STOP MUSHROOM PUSHBUTTON RED, METAL, 40MM, ROTATE-TO-UNLATCH, 1NO, 1NC, 1NC, SPRING-LOADED CONNECTION, FLOOR MOUNTING, NO LABEL, 1 X M20 EACH AT TOP AND BOTTOM, OFFER 47080 !!! Phased-out product !!! SIRIUS ACT 3SU1 is successor | - | 0 | 9
3SB3801-0FD3 |  | 3SB3801-0FD3 | 1 | UN | 1 | 10 | C | D | N | N | 85365080 | 1 | 4011209628823 | 0.318 | KG | 74.48 | 74.48 | CP20 | CP20 | ENCLOSURE FOR COMMAND DEVICES, 22MM, ROUND, ENCLOSURE MATERIAL PLASTIC, ENCLOSURE TOP PART YELLOW, 1 COMMAND POSITION, A=EMER. STOP MUSHROOM PUSHBUTTON RED, METAL, 40MM, ROTATE-TO-UNLATCH, 1NO, 1NC, 1NC, SPRING-LOADED CONNECTION, FLOOR MOUNTING, NO LABEL, 1 X M20 EACH AT TOP AND BOTTOM, OFFER 47080 !!! Phased-out product !!! SIRIUS ACT 3SU1 is successor Preferred successor type is >>3SU1801-0NE00-4AB2<< | - | 0 | 7
3SB3801-0FE10 |  | 3SB3801-0FE10 | 1 | UN | 1 | 20 | D | D | EAR99 | N | 85365080 | 1 |  | 0.267 | KG | 152.95 | 152.95 | CP20 | CP20 | ENCLOSURE FOR COMMAND DEVICES, 22MM, ROUND, ENCLOSURE MATERIAL PLASTIC, ENCLOSURE TOP PART GRAY, 1 COMMAND POSITION, A=PUSH-PULL SWITCH RED, METAL, 30MM 1NC, SPRING-LOADED TERMINAL, FLOOR MOUNTING, WITH CUSTOM MADE INSCRIPTION, 1 X M20 EACH AT TOP AND BOTTOM, OFFER 47081 !!! Phased-out product !!! SIRIUS ACT 3SU1 is successor | - | 0 | 9
3SB3801-0FE3 |  | 3SB3801-0FE3 | 1 | UN | 1 | 10 | C | D | N | N | 85365080 | 1 | 4011209628830 | 0.267 | KG | 68.4 | 68.4 | CP20 | CP20 | ENCLOSURE FOR COMMAND DEVICES, 22MM, ROUND, ENCLOSURE MATERIAL PLASTIC, ENCLOSURE TOP PART GRAY, 1 COMMAND POSITION, A=PUSH-PULL SWITCH RED, METAL, 30MM 1NC, SPRING-LOADED TERMINAL, FLOOR MOUNTING, WITH CUSTOM MADE INSCRIPTION, 1 X M20 EACH AT TOP AND BOTTOM, OFFER 47081 !!! Phased-out product SIRIUS ACT 3SU1 is s Preferred successor type is >>3SU1801-0BC00-4AB1<< | - | 0 | 7
3SB3801-0FF3 |  | 3SB3801-0FF3 | 1 | UN | 1 | 10 | C | D | N | N | 85365080 | 1 | 4011209629714 | 0.268 | KG | 53.58 | 53.58 | CP20 | CP20 | ENCLOSURE FOR COMMAND DEVICES, 22MM, ROUND, ENCLOSURE MATERIAL PLASTIC, ENCLOSURE TOP PART GRAY, 1 COMMAND POSITION, A=ILLUMINATED PUSHBUTTON CLEAR. METAL, 1NO, LED 24V, SPRING-LOADED CONNECTION, LABEL: I, FLOOR MOUNTING, 1 X M20 EACH AT TOP AND BOTTOM, OFFER 47082 !!! Phased-out product SIRIUS ACT 3SU1 is s Preferred successor type is >>3SU1801-0BD00-4AB1<< | - | 0 | 7
3SB3801-0FG3 |  | 3SB3801-0FG3 | 1 | UN | 1 | 10 | C | D | N | N | 85365080 | 1 | 4011209628847 | 0.253 | KG | 48.07 | 48.07 | CP20 | CP20 | ENCLOSURE FOR COMMAND DEVICES, 22MM, ROUND, ENCLOSURE MATERIAL PLASTIC, ENCLOSURE TOP PART GRAY, 1 COMMAND POSITION A=KNOB BLACK, METAL, 2 SWITCH POSITIONS, MOMENTARY CONTACT, 1NO, SPRING-LOADED CONNECTION, FLOOR MOUNTING, NO LABEL, 1 X M20 EACH AT TOP AND BOTTOM, OFFER 47083 !!! Phased-out product SIRIUS ACT 3SU1 is s Preferred successor type is >>3SU1801-0BE00-4AB1<< | - | 0 | 7
3SB3801-0GK20-2AB0 |  | 3SB3801-0GK20-2AB0 | 1 | UN | 1 | 10 | C | D | N | N | 85365080 | 1 | 4011209653887 | 0.272 | KG | 74.48 | 74.48 | CP20 | CP20 | ENCLOSURE FOR COMMAND DEVICES, 22MM, ROUND, ENCLOSURE MATERIAL PLASTIC, ENCLOSURE TOP PART YELLOW, 1 COMMAND POSITION, A=EMERGEN.-STOP MUSHROOM PUSHBUTTON RED, 40MM, ROTATE-TO-UNLATCH, SAFETY LOCK RONIS SB30, 1NC, 1NC, SCREW CONNECTION, FLOOR MOUNTING, 1 X M20 EACH AT TOP AND BOTTOM !!! Phased-out product !!! SIRIUS ACT 3SU1 is successor | - | 0 | 7
3SB3801-0GK20-3AB0 |  | 3SB3801-0GK20-3AB0 | 1 | UN | 1 | 10 | C | D | N | N | 85365080 | 1 | 4011209653870 | 0.242 | KG | 80.94 | 80.94 | CP20 | CP20 | ENCLOSURE FOR COMMAND DEVICES, 22MM, ROUND, ENCLOSURE MATERIAL PLASTIC, ENCLOSURE TOP PART YELLOW, 1 COMMAND POSITION, A=EMERGEN.-STOP MUSHROOM PUSHBUTTON RED, 40MM, ROTATE-TO-UNLATCH, SAFETY LOCK RONIS SB30, 1NC, 1NC, 1NC, SCREW CONNECTION, FLOOR MOUNTING, 1 X M20 EACH AT TOP AND BOTTOM !!! Phased-out product !!! SIRIUS ACT 3SU1 is successor | - | 0 | 7
3SB3801-1EV10 |  | 3SB3801-1EV10 | 1 | UN | 1 | 20 | D | D | N | N | 85365080 | 50 | 4047621010687 | 0.315 | KG | 96.9 | 96.9 | CP20 | CP20 | ENCLOSURE FOR COMMAND DEVICES, 22MM, ROUND, ENCLOSURE MATERIAL PLASTIC, ENCLOSURE TOP PART GRAY, 1 COMMAND POINT, A=ILLUM. PUSHBUTTON WHITE, METAL, LED 24 V UC, 1 NO, SPRING-TYPE TERMINALS, FLOOR MOUNTING, LABEL: SYMBOL ISO7000-0540, M12 PLUG (4-POLE), WIRED INTERNALLY, OFFER 45418 !!! Phased-out product !!! SIRIUS ACT 3SU1 is successor | - | 0 | 9
3SB3801-2AA3 |  | 3SB3801-2AA3 | 1 | UN | 1 | 10 | C | D | N | N | 85389099 | 1 | 4011209584761 | 0.45 | KG | 44.56 | 44.56 | CP20 | CP20 | ENCLOSURE FOR COMMAND DEVICES, 22MM, ROUND, ENCLOSURE MATERIAL METAL, ENCLOSURE TOP PART GRAY, 1 COMMAND POSITION, UNEQUIPPED, FLOOR MOUNTING, 1 X M20 EACH AT TOP AND BOTTOM !!! Phased-out product !!! SIRIUS ACT 3SU1 is successor Preferred successor type is >>3SU1851-0AA00-0AB1<< | - | 0 | 7
3SB3801-2AB3 |  | 3SB3801-2AB3 | 1 | UN | 1 | 10 | C | D | N | N | 85389099 | 1 | 4011209584815 | 0.465 | KG | 51.11 | 51.11 | CP20 | CP20 | ENCLOSURE FOR COMMAND DEVICES, 22MM, ROUND, ENCLOSURE MATERIAL METAL, ENCLOSURE TOP PART YELLOW, 1 COMMAND POSITION, W/O EQUIPMENT, FLOOR MOUNTING, 1 X M20 EACH AT TOP AND BOTTOM !!! Phased-out product !!! SIRIUS ACT 3SU1 is successor Preferred successor type is >>3SU1851-0AA00-0AB2<< | - | 0 | 7
3SB3801-2AD3 |  | 3SB3801-2AD3 | 1 | UN | 1 | 10 | C | D | N | N | 85389099 | 1 | 4011209584822 | 0.563 | KG | 100.7 | 100.7 | CP20 | CP20 | ENCLOSURE FOR 22MM PROGRAM METAL VERSION 1 COMMAND POSITION YELLOW TOP PART WITH PROTECTIVE COLLAR FOR EMERGEN.-STOP !!! Phased-out product !!! SIRIUS ACT 3SU1 is successor Preferred successor type is >>3SU1851-0AA00-0AC2<< | - | 0 | 7
3SB3801-2AE3 |  | 3SB3801-2AE3 | 1 | UN | 1 | 10 | C | D | N | N | 85389099 | 1 | 4011209628694 | 0.555 | KG | 157.7 | 157.7 | CP20 | CP20 | ENCLOSURE FOR COMMAND DEVICES, 22MM, ROUND, ENCLOSURE MATERIAL METAL, ENCLOSURE TOP PART GRAY, WITH PROTECTIVE COLLAR, 1 COMMAND POSITION, WITHOUT EQUIPMENT, FLOOR MOUNTING, TOP AND BOTTOM 1 X M20 EACH !!! Phased-out product !!! SIRIUS ACT 3SU1 is successor Preferred successor type is >>3SU1851-0AA00-0AC1<< | - | 0 | 7
3SB3801-2DA3 |  | 3SB3801-2DA3 | 1 | UN | 1 | 10 | C | D | N | N | 85365080 | 1 | 4011209589391 | 0.53 | KG | 66.31 | 66.31 | CP20 | CP20 | ENCLOSURE FOR COMMAND DEVICES, 22MM, ROUND, ENCLOSURE MATERIAL METAL, ENCLOSURE TOP PART GRAY, 1 COMMAND POSITION, A=PUSHBUTTON GREEN, 1NO, SCREW CONNECTION, FLOOR MOUNTING, LABEL: I, 1 X M20 EACH AT TOP AND BOTTOM !!! Phased-out product !!! SIRIUS ACT 3SU1 is suc Preferred successor ty >>3SU1851-0AB00-2AB1 << | - | 0 | 7
3SB3801-2DB3 |  | 3SB3801-2DB3 | 1 | UN | 1 | 10 | C | D | N | N | 85365080 | 1 | 4011209591868 | 0.535 | KG | 66.31 | 66.31 | CP20 | CP20 | ENCLOSURE FOR COMMAND DEVICES, 22MM, ROUND, ENCLOSURE MATERIAL METAL, ENCLOSURE TOP PART GRAY, 1 COMMAND POSITION, A=PUSHBUTTON RED, 1NC, SCREW CONNECTION, FLOOR MOUNTING, LABEL: O, 1 X M20 EACH AT TOP AND BOTTOM !!! Phased-out product !!! SIRIUS ACT 3SU1 is suc Preferred successor ty >>3SU1851-0AC00-2AB1 << | - | 0 | 7
3SB3801-2DD3 |  | 3SB3801-2DD3 | 1 | UN | 1 | 10 | C | D | N | N | 85365080 | 1 | 4011209591875 | 0.54 | KG | 66.31 | 66.31 | CP20 | CP20 | ENCLOSURE FOR COMMAND DEVICES, 22MM, ROUND, ENCLOSURE MATERIAL METAL, ENCLOSURE TOP PART GRAY, 1 COMMAND POSITION, A=PUSHBUTTON WHITE, 1NO, SCREW CONNECTION, FLOOR MOUNTING, LABEL: I, 1 X M20 EACH AT TOP AND BOTTOM !!! Phased-out product !!! SIRIUS ACT 3SU1 is suc Preferred successor ty >>3SU1851-0AD00-2AB1 << | - | 0 | 7
3SB3801-2DE3 |  | 3SB3801-2DE3 | 1 | UN | 1 | 10 | C | D | N | N | 85365080 | 1 | 4011209591882 | 0.53 | KG | 66.31 | 66.31 | CP20 | CP20 | ENCLOSURE FOR COMMAND DEVICES, 22MM, ROUND, ENCLOSURE MATERIAL METAL, ENCLOSURE TOP PART GRAY, 1 COMMAND POSITION, A=PUSHBUTTON BLACK, 1NC, SCREW CONNECTION, FLOOR MOUNTING, LABEL: O, 1 X M20 EACH AT TOP AND BOTTOM !!! Phased-out product !!! SIRIUS ACT 3SU1 is suc Preferred successor ty >>3SU1851-0AE00-2AB1 << | - | 0 | 7
3SB3801-2DF3 |  | 3SB3801-2DF3 | 1 | UN | 1 | 10 | C | D | N | N | 85365080 | 1 | 4011209591585 | 0.659 | KG | 140.6 | 140.6 | CP20 | CP20 | ENCLOSURE FOR 22MM PROGRAM METAL VERSION 1 COMMAND POSITION YELLOW TOP PART WITH PROTECTIVE COLLAR A=EMER.-STOP40MM ROT.-TO-UNLAT. 1NC !!! Phased-out product !!! SIRIUS ACT 3SU1 is successor Preferred successor type is >>3SU1851-0NA00-2AC2<< | - | 0 | 7
3SB3801-2DG3 |  | 3SB3801-2DG3 | 1 | UN | 1 | 10 | C | D | N | N | 85365080 | 1 | 4011209591592 | 0.582 | KG | 96.9 | 96.9 | CP20 | CP20 | ENCLOSURE FOR COMMAND DEVICES, 22MM, ROUND, ENCLOSURE MATERIAL METAL, ENCLOSURE TOP PART YELLOW, 1 COMMAND POSITION, A=EMERG. STOP MUSHR. PUSHBUTTON RED, 40MM, ROTATE-TO-UNLATCH, 1NC, SCREW CONNECTION, FLOOR MOUNTING, 1 X M20 EACH AT TOP AND BOTTOM !!! Phased-out product !!! SIRIUS ACT 3SU1 is successor Preferred successor type is >>3SU1851-0NA00-2AA2<< | - | 0 | 7
3SB3801-2DJ3 |  | 3SB3801-2DJ3 | 1 | UN | 1 | 20 | D | D | N | N | 85365080 | 1 | 4011209606586 | 0.673 | KG | 174.8 | 174.8 | CP20 | CP20 | ENCLOSURE FOR COMMAND DEVICES, 22MM, ROUND, ENCLOSURE MATERIAL METAL, ENCLOSURE TOP PART YELLOW, WITH PROTECTIVE COLLAR, 1 COMMAND POSITION, A=EMERG. STOP MUSHR. PUSHBUTTON RED, 40 MM, ROTATE TO UNLATCH, 2NC, GOLD-PLATED CONTACTS, SPRING-LOADED TERMINAL, BASE MOUNTING, TOP AND BOTTOM 1XM20 EACH !!! Phased-out product !!! SIRIUS ACT 3SU1 is successor | - | 0 | 7
3SB3801-2DU3 |  | 3SB3801-2DU3 | 1 | UN | 1 | 10 | C | D | N | N | 85365080 | 1 | 4011209646827 | 0.682 | KG | 161.5 | 161.5 | CP20 | CP20 | ENCLOSURE FOR 22MM PROGRAM METAL VERSION 1 COMMAND POSITION YELLOW TOP PART WITH PROTECTIVE COLLAR A=EMERGEN.-STOP 40MM PULL-TO- UNLATCH, 1NO, 2NC !!! Phased-out product !!! SIRIUS ACT 3SU1 is successor Preferred successor type is >>3SU1851-0ND00-2AC2<< | - | 0 | 7
3SB3801-2EA30 |  | 3SB3801-2EA30 | 1 | UN | 1 | 10 | C | D | N | N | 85365080 | 1 | 4011209678910 | 0.715 | KG | 203.3 | 203.3 | CP20 | CP20 | Enclosure for command devices, 22 mm, round, enclosure material metal, enclosure top part yellow, with protective collar, for 5 padlocks, 1 control point, A=emergency stop mushroom pushbutton red, 60 mm, rotate to unlatch, 2 NC, screw terminal, floor mounting Top and bottom 1 x M20 each !!! Phased-out product !!! Successor is SIRIUS ACT 3SU1 <<3SU1851-0AA00-0AH2 + 3SU1550-0AA10-0AA0 + 3SU1050-1JB20-0AA0 + 2x3SU1400-2AA10-1CA0>> | - | 0 | 7
3SB3801-2EA30-0CC0 |  | 3SB3801-2EA30-0CC0 | 1 | UN | 1 | 10 | C | D | N | N | 85365080 | 1 | 4011209646148 | 0.677 | KG | 203.3 | 203.3 | CP20 | CP20 | Enclosure for command devices, 22 mm, round, enclosure material metal, enclosure top part yellow, with protective collar, for 5 padlocks, 1 control point, A=emergency stop mushroom pushbutton red, 60 mm, rotate to unlatch, 2 NC, spring-loaded terminal, floor mounting Top and bottom 1 x M20 each !!! Phased-out product !!! Successor is SIRIUS ACT 3SU1 <<3SU1851-0AA00-0AH2 + 3SU1550-0AA10-0AA0 + 3SU1050-1JB20-0AA0 + 2x3SU1400-2AA10-3CA0>> | - | 0 | 7
3SB3801-2EB30-0CC0 |  | 3SB3801-2EB30-0CC0 | 1 | UN | 1 | 10 | C | D | N | N | 85365080 | 1 | 4011209646209 | 0.677 | KG | 232.75 | 232.75 | CP20 | CP20 | ENCLOSURE FOR COMMAND DEVICES, 22MM, ROUND, ENCLOSURE MATERIAL METAL, ENCLOSURE TOP PART GRAY, WITH PROTECTIVE COLLAR, FOR 5 PADLOCKS, 1 COMMAND POSITION, A=MUSHROOM PUSHBUTTON, BLACK, 60MM, ROTATE-TO- UNLATCH,2NC, SPRING-LOADED TERMINAL, FLOOR MOUNTING, 1 X M20 EACH TOP AND BOTTOM !!! Phased-out product !!! SIRIUS ACT 3SU1 is successor | - | 0 | 7
3SB3801-2EC3 |  | 3SB3801-2EC3 | 1 | UN | 1 | 10 | C | D | N | N | 85389099 | 1 | 4011209669673 | 0.55 | KG | 291.65 | 291.65 | CP20 | CP20 | Enclosure for command devices, 22 mm, round, enclosure material metal, enclosure top part yellow, with protective collar, for 3 padlocks, 1 control point, without equipment, floor mounting, top and bottom 1 x M20 each !!! Phased-out product !!! SIRIUS ACT 3SU1 is the successor The preferred successor type is >>3SU1851-0AA00-0AF2<< | - | 0 | 7
3SB3801-2EF3 |  | 3SB3801-2EF3 | 1 | UN | 1 | 10 | C | D | N | N | 85365080 | 1 | 4011209665415 | 0.708 | KG | 151.05 | 151.05 | CP20 | CP20 | ENCLOSURE FOR 22MM PROGRAM METAL VERSION 1 COMMAND POSITION YELLOW TOP PART WITH PROTECTIVE COLLAR A=EMER.-STOP40MM ROT.-TO-UNLAT. 2NC !!! Phased-out product !!! SIRIUS ACT 3SU1 is successor Preferred successor type is >>3SU1851-0NB00-2AC2<< | - | 0 | 7
3SB3801-2EG10-0CC0 |  | 3SB3801-2EG10-0CC0 | 1 | UN | 1 | 20 | D | D | N | N | 85365080 | 1 | 4011209864498 | 0.64 | KG | 266.95 | 266.95 | CP20 | CP20 | ENCLOSURE FOR COMMAND DEVICES, 22MM, ROUND, ENCLOSURE MATERIAL METAL, ENCLOSURE TOP PART YELLOW, 1 COMMAND POSITION, A=EMERG.STOP MUSHROOM PUSHB. RED, 40MM, ROTATE-TO-UNLATCH, 2NC, SPRING-TYPE TERMINAL, FLOOR MOUNTING, 2 LOOSE LABELS, M12 CONNECTOR (5-PIN) !!! Phased-out product SIRIUS ACT 3SU1 is suc cessor | - | 0 | 7
3SB3801-2EG3 |  | 3SB3801-2EG3 | 1 | UN | 1 | 10 | C | D | N | N | 85365080 | 1 | 4011209665408 | 0.6 | KG | 101.65 | 101.65 | CP20 | CP20 | ENCLOSURE FOR COMMAND DEVICES, 22MM, ROUND, ENCLOSURE MATERIAL METAL, ENCLOSURE TOP PART YELLOW, 1 COMMAND POSITION, A=EMER.-STOP MUSHROOM, PUSHBUTTON RED, 40MM, ROTATE-TO-UNLATCH, 2NC, SCREW CONNECTION, FLOOR MOUNTING, 1 X M20 EACH TOP AND BOTTOM !!! Phased-out product !!! SIRIUS ACT 3SU1 is successor Preferred successor type is >>3SU1851-0NB00-2AA2<< | - | 0 | 7
3SB3801-2EH3 |  | 3SB3801-2EH3 | 1 | UN | 1 | 20 | D | D | N | N | 85365080 | 1 | 4011209684706 | 0.537 | KG | 71.92 | 71.92 | CP20 | CP20 | ENCLOSURE FOR COMMAND DEVICES, 22MM, ROUND, ENCLOSURE MATERIAL METAL, ENCLOSURE TOP PART GRAY, 1 COMMAND POSITION, A=PUSHBUTTON GREEN, RAISED, 1NO, SCREW CONNECTION, FLOOR MOUNTING, LABEL: I, 1 X M20 EACH AT TOP AND BOTTOM !!! Phased-out product !!! SIRIUS ACT 3SU1 is successor | - | 0 | 7
3SB3801-2EJ20 |  | 3SB3801-2EJ20 | 1 | UN | 1 | 10 | C | D | N | N | 85365080 | 1 | 4011209682504 | 0.616 | KG | 122.55 | 122.55 | CP20 | CP20 | ENCLOSURE FOR COMMAND DEVICES, 22MM, ROUND, ENCLOSURE MATERIAL METAL, ENCLOSURE TOP PART YELLOW, 1 COMMAND POSITION, A=EMERG. STOP MUSHR. PUSHBUTTON RED, 40MM, ROTATE-TO-UNLATCH, 1NO, 2NC, SCREW CONNECTION, FRONT PLATE MOUNTING, LABEL: EMERGENCY STOP, 1 X M20 EACH AT TOP AND BOTTOM !!! Phased-out product !!! SIRIUS ACT 3SU1 is successor | - | 0 | 7
3SB3801-2EL3 |  | 3SB3801-2EL3 | 1 | UN | 1 | 10 | C | D | N | N | 85365080 | 1 | 4011209866515 | 0.687 | KG | 173.85 | 173.85 | CP20 | CP20 | Enclosure for command devices, 22 mm, round, enclosure material metal, enclosure top part yellow, with protective collar, 1 control point, A=emergency stop mushroom pushbutton red, 40 mm, rotate-to-unlatch, 1 NO, 1 NC, 1 NC, screw terminal, floor mounting, top and bottom 1 x M20 each !!! Phased-out product !!! SIRIUS ACT 3SU1 is the successor The preferred successor type is >>3SU1851-0ND0-0-2AC2<< | - | 0 | 7
3SB3801-2ER10 |  | 3SB3801-2ER10 | 1 | UN | 1 | 20 | D | D | N | N | 85365080 | 1 | 4011209938212 | 0.604 | KG | 229.9 | 229.9 | CP20 | CP20 | ENCLOSURE FOR COMMAND DEVICES, 22MM, ROUND, ENCLOSURE MATERIAL METAL, ENCLOSURE TOP PART GRAY, 1 COMMAND POSITION, A=PUSHBUTTON BLACK, 1NO, SPRING-TYPE CONNECTION, FLOOR MOUNTING, M12 CONNECTOR (5-PIN) !!! Phased-out product !!! SIRIUS ACT 3SU1 is successor Preferred successor type is >>3SU1851-0AH00-4NB1<< | - | 0 | 9
3SB3801-2ES10 |  | 3SB3801-2ES10 | 1 | UN | 1 | 20 | D | D | N | N | 85365080 | 1 | 4011209938366 | 0.632 | KG | 245.1 | 245.1 | CP20 | CP20 | ENCLOSURE FOR COMMAND DEVICES, 22MM, ROUND, ENCLOSURE MATERIAL METAL, ENCLOSURE TOP PART YELLOW, 1 COMMAND POSITION, A=PUSHBUTTON RED, 1NO, 1NC, SPRING-TYPE CONNECT, FLOOR MOUNTING, M12 CONNECTOR (5-PIN) !!! Phased-out product !!! SIRIUS ACT 3SU1 is successor Preferred successor type is >>3SU1851-0NH00-4NB2<< | - | 0 | 9
3SB3801-2ET10 |  | 3SB3801-2ET10 | 1 | UN | 1 | 20 | D | D | N | N | 85365080 | 1 | 4011209944473 | 0.598 | KG | 217.55 | 217.55 | CP20 | CP20 | ENCLOSURE FOR COMMAND DEVICES, 22MM, ROUND, ENCLOSURE MATERIAL METAL, ENCLOSURE TOP PART GRAY, 1 COMMAND POSITION, A=PUSHBUTTON BLACK, 1NO, SPRING-TYPE CONNECTION, FLOOR MOUNTING, M12 CONNECTOR (5-PIN) !!! Phased-out product !!! SIRIUS ACT 3SU1 is successor Preferred successor type is >>3SU1851-0AG00-4NB1<< | - | 0 | 9
3SB3801-2EU10 |  | 3SB3801-2EU10 | 1 | UN | 1 | 20 | D | D | N | N | 85365080 | 1 | 4011209947474 | 0.707 | KG | 301.15 | 301.15 | CP20 | CP20 | Enclosure for command devices, 22 mm, round metal enclosure material, enclosure top part gray, 1 command point, A=CES key-operated switch SSG10 removal O+I, 1NO, spring-type terminals, base mounting, silver label, black lettering, with graphical symbol: gear wheels, M12 plug (5-pole) bottom, insulated reserve cores !!! Phased-out product !!! SIRIUS ACT 3SU1 is successor Preferred successor type is >>3SU1851-0AF00-4NB1<< | - | 0 | 9
3SB3801-2FH3 |  | 3SB3801-2FH3 | 1 | UN | 1 | 10 | C | D | N | N | 85365080 | 1 | 4011209637993 | 0.605 | KG | 169.1 | 169.1 | CP20 | CP20 | ENCLOSURE FOR COMMAND DEVICES, 22MM, ROUND, ENCLOSURE MATERIAL METAL, ENCLOSURE TOP PART GRAY, 1 COMMAND POSITION, A=ILLUMINATED PUSHBUTTON GREEN, 1NO, 1NC, SCREW CONNECTION !!! Phased-out product !!! SIRIUS ACT 3SU1 is successor | - | 0 | 7
3SB3802-0AA3 |  | 3SB3802-0AA3 | 1 | UN | 1 | 10 | C | D | N | N | 85389099 | 1 | 4011209513433 | 0.21 | KG | 22.33 | 22.33 | CP20 | CP20 | ENCLOSURE FOR 22MM PROGRAM PLASTIC VERSION 2 COMMAND POSITIONS GRAY TOP PART !!! Phased-out product !!! SIRIUS ACT 3SU1 is successor Preferred successor type is >>3SU1802-0AA00-0AB1<< | - | 0 | 7
3SB3802-0AA3-Z | W95 | 3SB3802-0AA3-ZW95 | 1 | UN | 1 | 10 | C | D | N | N | 85389099 | 36 | 4047621030920 | 0.216 | KG | 22.33 | 22.33 | CP20 | CP20 | Enclosure for command devices, 22 mm, round, enclosure material plastic, enclosure top part gray, 2 control points, without equipment, floor mounting, top and bottom 1 x M20 each, Z=36-unit pack !!! Phased-out product !!! SIRIUS ACT 3SU1 is the successor | - | 0 | 7
3SB3802-0AA3-Z | X95 | 3SB3802-0AA3-ZX95 | 1 | UN | 1 | 10 | C | D | N | N | 85389099 | 1 | 4047621032269 | 0.177 | KG | 22.33 | 22.33 | CP20 | CP20 | Enclosure for command devices, 22 mm, round, Enclosure material plastic, enclosure top part gray, 2 control points, without equipment, floor mounting, top and bottom 1 x M20 each, Z=36-unit packaging !!! Phased-out product !!! SIRIUS ACT 3SU1 is the successor | - | 0 | 7
3SB3802-0DA3 |  | 3SB3802-0DA3 | 1 | UN | 1 | 10 | C | D | EAR99 | N | 85365080 | 1 | 4011209513518 | 0.268 | KG | 60.33 | 60.33 | CP20 | CP20 | ENCLOSURE FOR 22MM PROGRAM PLASTIC VERSION 2 COMMAND POSITIONS GRAY TOP PART A=PUSHBUTTON RED, LABEL "O" 1NO B=PUSHBUTTON GREEN, LABEL "I" 1NC !!! Phased-out product !!! SIRIUS ACT 3SU1 is successor Preferred successor type is >>3SU1802-0AB00-2AB1<< | - | 0 | 7
3SB3802-0DB3 |  | 3SB3802-0DB3 | 1 | UN | 1 | 10 | C | D | EAR99 | N | 85365080 | 1 | 4011209513525 | 0.268 | KG | 60.33 | 60.33 | CP20 | CP20 | ENCLOSURE FOR 22MM PROGRAM PLASTIC VERSION 2 COMMAND POSITIONS GRAY TOP PART A=PUSHBUTTON BLACK,LABEL"O" 1NO B=PUSHBUTTON WHITE, LABEL "I" 1NC !!! Phased-out product !!! SIRIUS ACT 3SU1 is successor Preferred successor type is >>3SU1802-0AC00-2AB1<< | - | 0 | 7
3SB3802-0DD3 |  | 3SB3802-0DD3 | 1 | UN | 1 | 10 | C | D | N | N | 85365080 | 1 | 4011209638051 | 0.448 | KG | 148.2 | 148.2 | CP20 | CP20 | ENCLOSURE FOR 22MM PROGRAM PLASTIC VERSION 2 COMMAND POSITIONS ACTUATOR METAL YELLOW TOP PART A=EMER.-STOP 40MM;RONIS KEY- OPER.SWITCH SB30 SCREW TERM.,1NO,1NC B=INDICATOR LIGHT RED INTEGRATED LED 24V WITH LABEL "EMERGENCY STOP" !!! Phased-out product !!! SIRIUS ACT 3SU1 is successor Preferred successor type is >>3SU1802-0NA00-2AB2<< | - | 0 | 7
3SB3802-0DK3 |  | 3SB3802-0DK3 | 1 | UN | 1 | 10 | C | D | N | N | 85365080 | 1 | 4011209737563 | 0.266 | KG | 68.4 | 68.4 | CP20 | CP20 | PLASTIC HOUSING B=GREEN INDICATOR LAMP, LED 24V; LABEL: CLOSE; A=RED INDICATOR LAMP, LED 24V; LABEL: OPEN; FOR METRIC SCREW JOINT | - | 0 | 9
3SB3802-0DU3 |  | 3SB3802-0DU3 | 1 | UN | 1 | 10 | C | D | N | N | 85365080 | 1 | 4011209575097 | 0.318 | KG | 148.2 | 148.2 | CP20 | CP20 | Enclosure for command devices, 22 mm, round, enclosure material plastic, enclosure top part yellow, 2 control points, B=indicator light red, LED 24 V, screw terminal, A=emergency stop 40 mm rotate-to-unlatch, 1 NO, 1 NC, 1 NC, screw terminal, floor mounting, top and bottom 1 x M20 each !!! Phased-out product !!! SIRIUS ACT 3SU1 is the successor The preferred successor type is >>3SU1802-0NB00-2AB2<< | - | 0 | 7
3SB3802-0DU30-0CC0 |  | 3SB3802-0DU30-0CC0 | 1 | UN | 1 | 50 | X | D | N | N | 85365080 | 1 | 4047621019673 | 0.318 | KG | 148.2 | 148.2 | CP20 | CP20 | ENCLOSURE FOR 22MM PROGRAM PLASTIC VERSION 2 COMMAND POSITIONS YELLOW TOP PART A=EMER.-STOP40MM ROT.-TO-UNLAT. 1NO, 1NC, 1NC, SPRING-LOADED C. B=INDICATOR LIGHT RED INTEGRATED LED 24V, SPRING-LOAD !!! Phased-out product !!! SIRIUS ACT 3SU1 is successor | - | 0 | 7
3SB3802-0DV3 |  | 3SB3802-0DV3 | 1 | UN | 1 | 10 | C | D | N | N | 85365080 | 1 | 4011209828537 | 0.318 | KG | 151.05 | 151.05 | CP20 | CP20 | ENCLOSURE FOR 22MM PROGRAM PLASTIC VERSION 2 COMMAND POSITIONS YELLOW TOP PART A=EMER.-STOP40MM; RONIS KEY 3NC B=INDICATOR LIGHT RED INTEGRATED LED 24V | - | 0 | 9
3SB3802-0EC3 |  | 3SB3802-0EC3 | 1 | UN | 1 | 50 | X | D | EAR99 | N | 85365080 | 1 |  | 0.261 | KG | 64.98 | 64.98 | CP20 | CP20 | ENCLOSURE FOR 22MM PROGRAM PLASTIC VERSION 2 COMMAND POSITIONS GRAY TOP PART A=PUSHBUTTON RED, LABEL "O" 1NO+1NC B=PUSHBUTTON GREEN, LABEL "I" 1NO+1NC | - | 0 | 7
3SB3802-0FA3 |  | 3SB3802-0FA3 | 1 | UN | 1 | 10 | C | D | N | N | 85365080 | 1 | 4011209628861 | 0.38 | KG | 94.05 | 94.05 | CP20 | CP20 | ENCLOSURE FOR 22MM PROGRAM PLASTIC VERSION 2 COMMAND POSITIONS OFFER 47084:ACTUATOR METAL GREY TOP PART A=ILLUMINATED PUSHBUTTON CLEAR 1NO, INTEGRATED LED 24V B=ILLUMINATED PUSHBUTTON CLEAR 1NO, INTEGRATED LED 24V SPRING-LOADED TERMINAL | - | 0 | 7
3SB3802-2AA3 |  | 3SB3802-2AA3 | 1 | UN | 1 | 10 | C | D | N | N | 85389099 | 1 | 4011209584778 | 0.525 | KG | 53.39 | 53.39 | CP20 | CP20 | ENCLOSURE FOR 22MM PROGRAM METAL VERSION 2 COMMAND POSITIONS GRAY TOP PART !!! Phased-out product !!! SIRIUS ACT 3SU1 is successor Preferred successor type is >>3SU1852-0AA00-0AB1<< | - | 0 | 7
3SB3802-2DA3 |  | 3SB3802-2DA3 | 1 | UN | 1 | 10 | C | D | N | N | 85365080 | 1 | 4011209591608 | 0.702 | KG | 96.9 | 96.9 | CP20 | CP20 | ENCLOSURE FOR 22MM PROGRAM METAL VERSION 2 COMMAND POSITIONS GREY TOP PART A=PUSHBUTTON RED, LABEL "O" 1NO B=PUSHBUTTON GREEN, LABEL "I" 1NC !!! Phased-out product !!! SIRIUS ACT 3SU1 is successor Preferred successor type is >>3SU1852-0AB00-2AB1<< | - | 0 | 7
3SB3802-2DB3 |  | 3SB3802-2DB3 | 1 | UN | 1 | 10 | C | D | N | N | 85365080 | 1 | 4011209591899 | 0.7 | KG | 96.9 | 96.9 | CP20 | CP20 | ENCLOSURE FOR COMMAND DEVICES, 22MM, ROUND, ENCLOSURE MATERIAL PLASTIC, GRAY ENCLOSURE TOP PART, 2 COMMAND POINTS, B=PUSHBUTTON WHITE, LABEL: I, 1NO, SCREW TERMINAL, A=PUSHBUTTON BLACK, LABEL: O, 1NC, SCREW TERMINAL, FLOOR MOUNTING, TOP AND BOTTOM 1 X M20 EACH !!! Phased-out product SIRIUS ACT 3SU1 is s Preferred successor type is >>3SU1852-0AC00-2AB1<< | - | 0 | 7
3SB3802-2DC3 |  | 3SB3802-2DC3 | 1 | UN | 1 | 20 | D | D | N | N | 85365080 | 1 | 4011209722491 | 0.678 | KG | 105.45 | 105.45 | CP20 | CP20 | METAL HOUSING B=RED PUSHBUTTON, 1NO A=GREEN PUSHBUTTON, 1NO LABEL B: OPEN; LABEL A: CLOSE FOR METRIC SCREW JOINT | - | 0 | 7
3SB3802-2DG20 |  | 3SB3802-2DG20 | 1 | UN | 1 | 40 | X | D | N | N | 85365080 | 1 | 4011209678897 | 0.785 | KG | 370.5 | 370.5 | CP20 | CP20 | ENCLOSURE FOR 22MM PROGRAM METAL VERSION 2 COMMAND POSITIONS YELLOW TOP PART A=EMERGEN.-STOP KEY-OPER.SWITCH VL5, RED, 1NO+1NC B=INDICATOR LIGHT RED INTEGRATED LED 24V WITH CUSTOM MADE INSCRIPTION (VANDERLANDE) | - | 0 | 7
3SB3802-2FJ10 |  | 3SB3802-2FJ10 | 1 | UN | 1 | 20 | D | D | N | N | 85365080 | 1 | 4011209938229 | 0.761 | KG | 267.9 | 267.9 | CP20 | CP20 | ENCLOSURE FOR COMMAND DEV., 22MM, ROUND, ENCLOSURE MATERIAL METAL, ENCLOSURE TOP GRAY, 2 COMMAND POINTS, B=BLACK PUSHBUTTON, 1NO, SPRING-TYPE TERM., FLOOR MOUNTING, SILVER LABEL, BLACK LETTERING, WITH GRAPHIC SYMBOL: ZURUECK RUNTER MINUS, A=BLACK PUSHBUTTON, 1NO, SPRING-TYPE TERM., FLO MOUNTING, SILVER LABEL LETTERING, WITH GRAP VOR RAUF PLUS, M12 PLUG (5-POLE) AT BOTTOM, INSUL. RESERVE CORES !!! Phased-out product !!! SIRIUS ACT 3SU1 is successor Preferred successor type is >>3SU18520AD004NB1<< | - | 0 | 9
3SB3803-0AA3 |  | 3SB3803-0AA3 | 1 | UN | 1 | 10 | C | D | N | N | 85389099 | 1 | 4011209513440 | 0.26 | KG | 27.08 | 27.08 | CP20 | CP20 | ENCLOSURE FOR 22MM PROGRAM PLASTIC VERSION 3 COMMAND POSITIONS GRAY TOP PART !!! Phased-out product !!! SIRIUS ACT 3SU1 is successor Preferred successor type is >>3SU1803-0AA00-0AB1<< | - | 0 | 7
3SB3803-0AA3-Z | W95 | 3SB3803-0AA3-ZW95 | 1 | UN | 1 | 10 | C | D | N | N | 85389099 | 24 | 4047621030944 | 0.26 | KG | 27.08 | 27.08 | CP20 | CP20 | Enclosure for command devices, 22 mm, round, enclosure material plastic, enclosure top part gray, 3 control points, without equipment, floor mounting, top and bottom 1 x M20 each, Z=24-unit pack !!! Phased-out product !!! SIRIUS ACT 3SU1 is the successor | - | 0 | 7
3SB3803-0DA |  | 3SB3803-0DA | 1 | UN | 1 | 40 | X | D | N | N | 85365080 | 1 | 4011209188099 | 0.349 | KG | 80.37 | 80.37 | CP20 | CP20 | ENCAPSULATED PUSHBUTTON ENCLOSED PUSHBUTTON ENCAPSULATED PUSHBUTTON ENCLOSED PUSHBUTTON C=INDICATOR LIGHT CLEAR C= INDICATOR LIGHT CLEAR B=PUSHBUTTON GREEN,PLATE I C=PUSHBUTTON RED,PLATE 0 IP65, BA9S, 1N0, 1NC | - | 0 | 7
3SB3803-0DA3 |  | 3SB3803-0DA3 | 1 | UN | 1 | 10 | C | D | EAR99 | N | 85365080 | 1 | 4011209513532 | 0.33 | KG | 80.37 | 80.37 | CP20 | CP20 | ENCLOSURE FOR 22MM PROGRAM PLASTIC VERSION 3 COMMAND POSITIONS GRAY TOP PART A=PUSHBUTTON RED, LABEL "O" 1NC B=PUSHBUTTON GREEN, LABEL "I" 1NO C=INDICATOR LIGHT CLEAR BA9S !!! Phased-out product !!! SIRIUS ACT 3SU1 is successor Preferred successor ty >>3SU1803-0AB00-2AB1<< | - | 0 | 7
3SB3803-0DB |  | 3SB3803-0DB | 1 | UN | 1 | 40 | X | D | N | N | 85365080 | 1 | 4011209193758 | 0.329 | KG | 95.95 | 95.95 | CP20 | CP20 | ENCLOSURE FOR COMMAND DEVICES, 22MM, ROUND, ENCLOSURE MATERIAL PLASTIC, ENCLOSURE TOP PART GRAY, 3 COMMAND POSITIONS, C=PUSHBUTTON BLACK, LABEL: II, 1NO, SCREW TERMINAL, B=PUSHBUTTON BLACK, LABEL: I, 1NO, SCREW TERMINAL, A=PUSHBUTTON RED, LABEL: O, 1NC, SCREW TERMINAL, FLOOR MOUNTING, TOP AND BOTTOM 1 X PG16 !!! Phased-out product !!! SIRIUS ACT 3SU1 is successor Preferred successor type is >>3SU1803-0AZ00 K0Y<< | - | 0 | 9
3SB3803-0DB3 |  | 3SB3803-0DB3 | 1 | UN | 1 | 10 | C | D | EAR99 | N | 85365080 | 1 | 4011209513549 | 0.343 | KG | 95.95 | 95.95 | CP20 | CP20 | ENCLOSURE FOR 22MM PROGRAM PLASTIC VERSION 3 COMMAND POSITIONS GRAY TOP PART A=PUSHBUTTON RED, LABEL "O" 1NC B=PUSHBUTTON BLACK,LABEL"I" 1NO C=PUSHBUTTON BLACK 1NO, WITH LABEL "II" !!! Phased-out product !!! SIRIUS ACT 3SU1 is successor Preferred successor type is >>3SU1803-0AD00-2AB1<< | - | 0 | 7
3SB3803-0DC3 |  | 3SB3803-0DC3 | 1 | UN | 1 | 10 | C | D | EAR99 | N | 85365080 | 1 | 4011209513556 | 0.35 | KG | 80.37 | 80.37 | CP20 | CP20 | ENCLOSURE FOR 22MM PROGRAM PLASTIC VERSION 3 COMMAND POSITIONS GRAY TOP PART A=PUSHBUTTON BLACK,LABEL"O" 1NC B=PUSHBUTTON WHITE, LABEL "I" 1NO C=INDICATOR LIGHT CLEAR BA9S !!! Phased-out product !!! SIRIUS ACT 3SU1 is successor Preferred successor ty >>3SU1803-0AC00-2AB1<< | - | 0 | 7
3SB3803-0DD3 |  | 3SB3803-0DD3 | 1 | UN | 1 | 10 | C | D | N | N | 85365080 | 1 | 4011209765917 | 0.348 | KG | 91.3 | 91.3 | CP20 | CP20 | ENCLOSED PUSHBUTTON, C=INDICATOR LIGHT YELLOW,BASE MOUNT.LED B=BUTTON GREEN, LABELED PLATE "I", A=BUTTON RED, LABELED PLATE "O",IP65, BA 9S, 1NO, 1NC, | - | 0 | 7
3SB3803-0FA3 |  | 3SB3803-0FA3 | 1 | UN | 1 | 10 | C | D | N | N | 85365080 | 1 | 4011209628885 | 0.596 | KG | 167.2 | 167.2 | CP20 | CP20 | Enclosure for command devices, 22 mm, round, enclosure material plastic, enclosure top part gray, 3 control points, actuator metal, C=illuminated pushbutton clear, inscription plate: I, 1 NO, 24 V LED, spring-type terminal, B=indicator light white, 24 V LED, spring-type terminal, A=CES lock, O<I, momentary contact type, removal O, 1 NO, spring-type terminal, floor mounting, top and bottom 1 x M20 each, Offer 47085 !!! Phased-out product !!! SIRIUS ACT 3SU1 is the successor | - | 0 | 7
3SB3803-0FB3 |  | 3SB3803-0FB3 | 1 | UN | 1 | 10 | C | D | N | N | 85365080 | 1 | 4011209628809 | 0.35 | KG | 151.05 | 151.05 | CP20 | CP20 | Enclosure for command devices, 22 mm, round, enclosure material plastic, enclosure top part gray, 3 control points, actuator metal, C=selector switch black, 3 pos. momentary contact type, 1 NO, 1 NO, spring-type terminal, B=illuminated pushbutton clear, 1 NO, LED 24 V, spring-type terminal, A=emergency stop 32 mm rotate-to-unlatch, yellow backing plate, 2NC, spring-type terminal, floor mounting, top and bottom 1 x M20 each, Offer 47087 !!! Phased-out product !!! SIRIUS ACT 3SU1 is the successor | - | 0 | 7
3SB3803-2AA3 |  | 3SB3803-2AA3 | 1 | UN | 1 | 10 | C | D | N | N | 85389099 | 1 | 4011209584785 | 0.642 | KG | 70.68 | 70.68 | CP20 | CP20 | ENCLOSURE FOR 22MM PROGRAM METAL VERSION 3 COMMAND POSITIONS GRAY TOP PART !!! Phased-out product !!! SIRIUS ACT 3SU1 is successor Preferred successor type is >>3SU1853-0AA00-0AB1<< | - | 0 | 7
3SB3803-2DA3 |  | 3SB3803-2DA3 | 1 | UN | 1 | 10 | C | D | N | N | 85365080 | 1 | 4011209591905 | 0.86 | KG | 132.05 | 132.05 | CP20 | CP20 | ENCLOSURE FOR 22MM PROGRAM METAL VERSION 3 COMMAND POSITIONS GRAY TOP PART A=PUSHBUTTON RED, LABEL "O" 1NC B=PUSHBUTTON GREEN, LABEL "I" 1NO C=INDICATOR LIGHT CLEAR BA9S !!! Phased-out product !!! SIRIUS ACT 3SU1 is successor Preferred successor ty >>3SU1853-0AB00-2AB1<< | - | 0 | 7
3SB3803-2DB3 |  | 3SB3803-2DB3 | 1 | UN | 1 | 10 | C | D | N | N | 85365080 | 1 | 4011209591912 | 0.915 | KG | 135.85 | 135.85 | CP20 | CP20 | ENCLOSURE FOR 22MM PROGRAM METAL VERSION 3 COMMAND POSITIONS GRAY TOP PART A=PUSHBUTTON RED, LABEL "O" B=PUSHBUTTON BLACK,LABEL"I" C=PUSHBUTTON BLACK,LABEL II 1NO !!! Phased-out product !!! SIRIUS ACT 3SU1 is successor Preferred successor type is >>3SU1853-0AD00-2AB1<< | - | 0 | 7
3SB3803-2DC3 |  | 3SB3803-2DC3 | 1 | UN | 1 | 10 | C | D | N | N | 85365080 | 1 | 4011209591929 | 0.865 | KG | 132.05 | 132.05 | CP20 | CP20 | ENCLOSURE FOR 22MM PROGRAM METAL VERSION 3 COMMAND POSITIONS GRAY TOP PART A=PUSHBUTTON BLACK,LABEL"O" B=PUSHBUTTON WHITE, LABEL "I" C=INDICATOR LIGHT CLEAR | - | 0 | 7
3SB3804-0AA3 |  | 3SB3804-0AA3 | 1 | UN | 1 | 10 | C | D | N | N | 85389099 | 1 | 4011209513457 | 0.29 | KG | 37.62 | 37.62 | CP20 | CP20 | ENCLOSURE FOR 22MM PROGRAM PLASTIC VERSION 4 COMMAND POSITIONS GRAY TOP PART !!! Phased-out product !!! SIRIUS ACT 3SU1 is successor Preferred successor type is >>3SU1804-0AA00-0AB1<< | - | 0 | 7
3SB3804-0FJ3 |  | 3SB3804-0FJ3 | 1 | UN | 1 | 10 | C | D | N | N | 85389099 | 1 | 4047621009841 | 0.465 | KG | 133.95 | 133.95 | CP20 | CP20 | ENCLOSURE FOR 22MM PROGRAM PLASTIC VERSION 4 COMMAND POSITIONS GRAY TOP PART !!! Phased-out product !!! SIRIUS ACT 3SU1 is successor | - | 0 | 7
3SB3804-2AA3 |  | 3SB3804-2AA3 | 1 | UN | 1 | 10 | C | D | N | N | 85389099 | 1 | 4011209584792 | 0.762 | KG | 93.96 | 93.96 | CP20 | CP20 | ENCLOSURE FOR 22MM PROGRAM METAL VERSION 4 COMMAND POSITIONS GRAY TOP PART !!! Phased-out product !!! SIRIUS ACT 3SU1 is successor Preferred successor type is >>3SU1854-0AA00-0AB1<< | - | 0 | 7
3SB3806-0AA3 |  | 3SB3806-0AA3 | 1 | UN | 1 | 10 | C | D | N | N | 85389099 | 1 | 4011209513464 | 0.427 | KG | 54.53 | 54.53 | CP20 | CP20 | ENCLOSURE FOR 22MM PROGRAM PLASTIC VERSION 6 COMMAND POSITIONS GRAY TOP PART !!! Phased-out product !!! SIRIUS ACT 3SU1 is successor Preferred successor type is >>3SU1806-0AA00-0AB1<< | - | 0 | 7
3SB3806-0AE3 |  | 3SB3806-0AE3 | 1 | UN | 1 | 50 | X | D | EAR99 | N | 85389099 | 1 |  | 0.427 | KG | 66.12 | 66.12 | CP20 | CP20 | ENCLOSURE FOR 22MM PROGRAM PLASTIC VERSION 6 COMMAND POSITIONS GRAY TOP PART | - | 0 | 7
3SB3806-0FA3 |  | 3SB3806-0FA3 | 1 | UN | 1 | 10 | C | D | N | N | 85365080 | 1 | 4011209628878 | 0.84 | KG | 228 | 228 | CP20 | CP20 | ENCL. FOR COMMAND DEVICES, 22MM, ROUND, PLASTIC ENCLOSURE MAT., UPPER ENCLOSURE PART GRAY, 6 COMMAND POINTS, ACTUATOR METAL, F=SEALING PLUG BLACK, E=ILLUM. PUSHBUT. CLEAR, 1NO, LED 24V, SPR. TERM., INSERT LABEL: I, D=ILLUM. PUSHBUTTON CLEAR, 1NO, LED 24V, SPR. TERM., INS. LABEL I, C=ILL: PBTN.CLEAR 1NO, LED 24V, SPR. TERM., INSERT LABEL I,B=PUSHB. BLACK. 1NO, SPR. TERM., A=SEL. BLA.,I>O<II MOM. CONT., 1NO, 1NO, SPR. TERM., BASE MOUNTING, UP. AND LOW. 1X M25, QUO. 47084 | - | 0 | 7
3SB3806-2AA3 |  | 3SB3806-2AA3 | 1 | UN | 1 | 10 | C | D | N | N | 85389099 | 1 | 4011209584808 | 1.065 | KG | 121.6 | 121.6 | CP20 | CP20 | ENCLOSURE FOR 22MM PROGRAM METAL VERSION 6 COMMAND POSITIONS GRAY TOP PART !!! Phased-out product !!! SIRIUS ACT 3SU1 is successor Preferred successor type is >>3SU1856-0AA00-0AB1<< | - | 0 | 7
3SB3863-1BB3 |  | 3SB3863-1BB3 | 1 | UN | 1 | 10 | C | D | N | N | 85365080 | 1 | 4011209518285 | 2.3 | KG | 407.55 | 407.55 | CP20 | CP20 | TWO-HAND OPERATOR PANEL FOR COMMAND DEVICES, 22MM, ROUND, ENCLOSURE MATERIAL PLASTIC, ENCLOSURE TOP PART GRAY, 3 COMMAND POSITIONS, 2 MUSHROOM PUSHBUTTONS, BLACK, 40MM, EACH WITH 1NO+1NC, 1 EMERGENCY-STOP MUSH. PUSHBUTTON, RED, 40MM, POSITIVE LATCHING, 2NC, WITH 8 PRESET BREAKING POINTS FURTHER COMMAND DEVICE CABLE BREAK-THROUGHS SCREW GLANDS !!! Phased-out product !!! SIRIUS ACT 3SU1 is successor Preferred successor type is >>3SU1803-3NB00-1AE1<< |  | 0 | 7
3SB3863-4BA |  | 3SB3863-4BA | 1 | UN | 1 | 10 | C | D | N | N | 85365080 | 1 | 4011209525337 | 4.803 | KG | 734.35 | 734.35 | CP20 | CP20 | TWO-HAND OPERATION CONSOLE FOR CONTROL DEVICES, 22MM, ROUND, ENCLOSURE MATERIAL METAL, ENCLOSURE TOP PART GRAY, 3 COMMAND POINTS, 4 ADDITIONAL DRILL HOLES FOR 22 MM CONTROL DEVICES !!! Phased-out product !!! SIRIUS ACT 3SU1 is successor Preferred successor type is >>3SU1853-3NB00-1AD1<< | - | 0 | 7
3SB3863-4BB |  | 3SB3863-4BB | 1 | UN | 1 | 10 | C | D | N | N | 85365080 | 1 | 4011209525320 | 4.8 | KG | 703.95 | 703.95 | CP20 | CP20 | TWO-HAND OPERATION CONSOLE FOR CONTROL DEVICES, 22MM, ROUND, ENCLOSURE MATERIAL METAL, ENCLOSURE TOP PART GRAY, 3 COMMAND POINTS, STANDARD EQUIPMENT: 2 MUSHROOM PUSHBUTTONS BLACK, 40MM, 1NO+1NC, SCREW CONN., 1 EMERGENCY STOP RED, 40MM, 2NC, SCREW CONNECTION, METAL ACTUATOR !!! Phased-out product !!! SIRIUS ACT 3SU1 is successor Preferred successor type is >>3SU1853-3NB00-1AA1<< |  | 0 | 7
3SB3863-4BC |  | 3SB3863-4BC | 1 | UN | 1 | 10 | C | D | N | N | 85365080 | 1 | 4011209525344 | 4.35 | KG | 627 | 627 | CP20 | CP20 | TWO-HAND OPERATION CONSOLE FOR CONTROL DEVICES, 22MM, ROUND, ENCLOSURE MATERIAL METAL, ENCLOSURE TOP PART GRAY, 3 COMMAND POINTS, WITHOUT FASTENING !!! Phased-out product !!! SIRIUS ACT 3SU1 is successor Preferred successor type is >>3SU1853-3AA00-0AA1<< | - | 0 | 7
3SB3901-0AA |  | 3SB3901-0AA | 100 | UN | 1 | 10 | C | D | N | N | 85389099 | 10 | 4011209031043 | 0.002 | KG | 96.9 | 96.9 | CP20 | CP20 | ACCESSORY / SPARE PART FOR PLASTIC-/METAL PROGRAM ROUND, 22MM/SQUARE, 26X26MM: HOLDERS F.PRIN.CIRC.BOARDS FOR MOUNTING OF CONTROL DEVICES !!! Phased-out product !!! SIRIUS ACT 3SU1 is successor Preferred successor type is >>3SU1900-0KA10-0AA0<< | - | 0 | 7
3SB3901-0AB |  | 3SB3901-0AB | 100 | UN | 1 | 2 | A | D | N | N | 85389099 | 20 | 4011209031050 | 0.001 | KG | 52.16 | 52.16 | CP20 | CP20 | ACCESSORY / SPARE PART FOR PLASTIC-/METAL PROGRAM ROUND, 22MM/SQUARE, 26X26MM: HOLDER FOR PUSHBUTTON AND PUSHBUTTON SWITCH FOR SNAPPING ON 3 BLOCKS !!! Phased-out product !!! SIRIUS ACT 3SU1 is successor |  | 0 | 7
3SB3901-0AB-Z | X90 | 3SB3901-0AB-ZX90 | 100 | UN | 1 | 10 | C | D | N | N | 85389099 | 50 | 4011209385665 | 0.002 | KG | 52.16 | 52.16 | CP20 | CP20 | Support for snapping on 3 elements, for pushbutton, mushroom pushbutton, push-pull switch, and Pushbutton switch, Z=50-unit pack !!! Phased-out product !!! SIRIUS ACT 3SU1 is the successor | - | 0 | 7
3SB3901-0AC |  | 3SB3901-0AC | 100 | UN | 1 | 2 | A | D | N | N | 85389099 | 10 | 4011209151215 | 0.002 | KG | 69.45 | 69.45 | CP20 | CP20 | ACCESSORY / SPARE PART FOR PLASTIC-/METAL PROGRAM ROUND, 22MM/SQUARE, 26X26MM: HOLDER FOR SELECTOR SWITCH,KEY- OPER.SWITCH A.TWIN PUSHBUT.FOR SNAPPING ON 3 BLOCKS FOR ACTUATING THE CENTRAL CONTACT BLOCKS !!! Phased-out product !!! SIRIUS ACT 3SU1 is successor |  | 0 | 7
3SB3901-0AD |  | 3SB3901-0AD | 1 | UN | 1 | 10 | C | D | N | N | 85389099 | 1 | 4011209368637 | 0.002 | KG | 4.46 | 4.46 | CP20 | CP20 | ACCESSORY / SPARE PART FOR PLASTIC-/METAL PROGRAM ROUND, 22MM/SQUARE, 26X26MM: COMPLETE SOCKET CONTACT !!! Phased-out product !!! SIRIUS ACT 3SU1 is successor | - | 0 | 7
3SB3901-0AE |  | 3SB3901-0AE | 1 | UN | 1 | 10 | C | D | N | N | 85389099 | 1 | 4011209315594 | 0.014 | KG | 16.91 | 16.91 | CP20 | CP20 | ACCESSORY FOR ENCLOSURE, 22MM CONNECTION PIECE FOR 2 ENCLOSURES, PG 16 HEXAGON NUT INCLUDED !!! Phased-out product !!! SIRIUS ACT 3SU1 is successor | - | 0 | 7
3SB3901-0AF |  | 3SB3901-0AF | 1 | UN | 1 | 20 | D | D | N | N | 85389099 | 1 | 4011209307223 | 0.018 | KG | 21.28 | 21.28 | CP20 | CP20 | ACCESSORY FOR ASI-ENCLOSURE CONNECTING TERMINAL PG16 FOR AS-I FLAT CABLE !!! Phased-out product !!! SIRIUS ACT 3SU1 is successor | - | 0 | 7
3SB3901-0AG |  | 3SB3901-0AG | 1 | UN | 1 | 10 | C | D | N | N | 85369010 | 1 | 4011209398917 | 0.01 | KG | 9.22 | 9.22 | CP20 | CP20 | ACCESSORY FOR ENCLOSURE, 22MM FOR FLOOR MOUNTING SUPPORT TERMINAL SCREW TERMINAL BLACK !!! Phased-out product !!! SIRIUS ACT 3SU1 is successor Preferred successor type is >>3SU1400-2DA10-1AA0<< | - | 0 | 7
3SB3901-0AH |  | 3SB3901-0AH | 1 | UN | 1 | 10 | C | D | N | N | 85369010 | 1 | 4011209424265 | 0.01 | KG | 9.22 | 9.22 | CP20 | CP20 | ACCESSORY FOR ENCLOSURE, 22MM FOR FLOOR MOUNTING SUPPORT TERMINAL SCREW TERMINAL BLUE !!! Phased-out product !!! SIRIUS ACT 3SU1 is successor Preferred successor type is >>3SU1400-2DA50-1AA0<< | - | 0 | 7
3SB3901-0AJ |  | 3SB3901-0AJ | 1 | UN | 1 | 10 | C | D | N | N | 85369010 | 1 | 4011209424258 | 0.01 | KG | 9.22 | 9.22 | CP20 | CP20 | ACCESSORY FOR ENCLOSURE, 22MM FOR FLOOR MOUNTING SUPPORT TERMINAL SCREW TERMINAL GREEN/YELLOW !!! Phased-out product !!! SIRIUS ACT 3SU1 is successor Preferred successor type is >>3SU1400-2DA43-1AA0<< | - | 0 | 7
3SB3901-0AK |  | 3SB3901-0AK | 1 | UN | 1 | 10 | C | D | N | N | 85389099 | 1 | 4011209340145 | 0.015 | KG | 10.74 | 10.74 | CP20 | CP20 | ACCESSORY FOR ENCLOSURE, 22MM CABLE GLAND PG16 WITHOUT NUT !!! Phased-out product !!! SIRIUS ACT 3SU1 is successor | - | 0 | 7
3SB3901-0AL |  | 3SB3901-0AL | 100 | UN | 1 | 10 | C | D | N | N | 85389099 | 10 | 4011209378032 | 0.017 | KG | 173.85 | 173.85 | CP20 | CP20 | ACCESSORY FOR ENCLOSURE, 22MM HEXAGON NUT FOR CABLE GLAND PG16 BLACK !!! Phased-out product !!! SIRIUS ACT 3SU1 is successor | - | 0 | 7
3SB3901-0AM |  | 3SB3901-0AM | 1 | UN | 1 | 50 | X | D | N | N | 85389099 | 1 | 4011209340152 | 0.802 | KG | 10.74 | 10.74 | CP20 | CP20 | ACCESSORY FOR ENCLOSURE, 22MM CABLE GLAND PG21 WITHOUT NUT !!! Phased-out product !!! SIRIUS ACT 3SU1 is successor | - | 0 | 7
3SB3901-0AN |  | 3SB3901-0AN | 100 | UN | 1 | 10 | C | D | N | N | 85389099 | 10 | 4011209399532 | 0.006 | KG | 173.85 | 173.85 | CP20 | CP20 | ACCESSORY FOR ENCLOSURE, 22MM HEXAGON NUT FOR CABLE GLAND PG21 BLACK !!! Phased-out product !!! SIRIUS ACT 3SU1 is successor | - | 0 | 7
3SB3901-0AQ3 |  | 3SB3901-0AQ3 | 1 | UN | 1 | 10 | C | D | N | N | 85389099 | 1 | 4011209518292 | 15 | KG | 754.3 | 754.3 | CP20 | CP20 | STAND F.TWO-HAND OPER.CONSOLE WITH BREAK-THROUGHS FOR METRIC CABLE GLANDS !!! Phased-out product !!! SIRIUS ACT 3SU1 is successor Preferred successor type is >>3SU1950-0HN10-0AA0<< |  | 0 | 7
3SB3901-0AW |  | 3SB3901-0AW | 100 | UN | 1 | 10 | C | D | N | N | 85389099 | 10 | 4011209406889 | 0.002 | KG | 62.13 | 62.13 | CP20 | CP20 | ACCESSORY / SPARE PART FOR PLASTIC-/METAL PROGRAM ROUND, 22MM/SQUARE, 26X26MM: PRESSURE PLATE F.SELECTOR SW., F.PRIN.CIRC.BOARD-/FLOOR MOUNT. KEY-OPER.SWITCH A.TWIN PUSHB. FOR ACTUATING THE CENTRAL CONTACT BLOCKS !!! Phased-out product !!! SIRIUS ACT 3SU1 is suc Preferred successor ty >>3SU1900-0KC10-0AA0 << | - | 0 | 7
3SB3901-0BC |  | 3SB3901-0BC | 1 | UN | 1 | 50 | X | D | EAR99H | N | 85285900 | 1 |  | 0.969 | KG | 1206.5 | 1206.5 | CP20 | CP20 | ACCESSORY / SPARE PART FOR PLASTIC-/METAL PROGRAM ROUND, 22MM/SQUARE, 26X26MM: ELECTRONICS BOX I !!! Phased-out product !!! SIRIUS ACT 3SU1 is successor | - | 0 | 7
3SB3901-0BD |  | 3SB3901-0BD | 1 | UN | 1 | 20 | D | D | EAR99H | N | 85285900 | 1 |  | 1 | KG | 1510.5 | 1510.5 | CP20 | CP20 | ACCESSORY / SPARE PART FOR PLASTIC-/METAL PROGRAM ROUND, 22MM/SQUARE, 26X26MM: ELECTRONICS BOX I !!! Phased-out product !!! SIRIUS ACT 3SU1 is successor | - | 0 | 7
3SB3901-0CA |  | 3SB3901-0CA | 100 | UN | 1 | 10 | C | D | EAR99 | N | 85369010 | 50 | 4011209528789 | 0.776 | G | 147.25 | 147.25 | CP20 | CP20 | ACCESSORY / SPARE PART FOR PLASTIC-/METAL PROGRAM ROUND, 22MM/SQUARE, 26X26MM: CONNECTION TAG FOR GROUNDING CABLE !!! Phased-out product !!! SIRIUS ACT 3SU1 is successor | - | 0 | 7
3SB3901-0CB |  | 3SB3901-0CB | 1 | UN | 1 | 20 | D | D | EAR99 | N | 85389099 | 1 | 4011209640412 | 0.014 | KG | 9.22 | 9.22 | CP20 | CP20 | ACCESSORY / SPARE PART FOR PLASTIC-/METAL PROGRAM ROUND, 22MM/SQUARE, 26X26MM: TOOLS CONTACT BLOCKS AND DEMOUNTING TOOL FOR LAMP HOLDERS SCREW TERMINAL !!! Phased-out product !!! SIRIUS ACT 3SU1 is successor | - | 0 | 7
3SB3901-0CC |  | 3SB3901-0CC | 1 | UN | 1 | 10 | C | D | N | N | 85389099 | 1 | 4011209555396 | 0.004 | KG | 4.01 | 4.01 | CP20 | CP20 | ACCESSORY FOR ENCLOSURE, 22MM CENTERING CLIP FOR CONTACT BLOCKS FLOOR MOUNTING !!! Phased-out product !!! SIRIUS ACT 3SU1 is successor | - | 0 | 7
3SB3901-0CG |  | 3SB3901-0CG | 1 | UN | 1 | 20 | D | D | N | N | 85389099 | 1 | 4011209626799 | 0.014 | KG | 25.27 | 25.27 | CP20 | CP20 | ACCESSORY / SPARE PART FOR PLASTIC-/METAL PROGRAM ROUND, 22MM/SQUARE, 26X26MM: TOOLS CONTACT BLOCKS AND DEMOUNTING TOOL FOR LAMP HOLDERS SPRING-LOADED TERMINAL !!! Phased-out product !!! SIRIUS ACT 3SU1 is successor | - | 0 | 7
3SB3901-0CH |  | 3SB3901-0CH | 100 | UN | 1 | 10 | C | D | N | N | 85389099 | 10 | 4011209670266 | 0.003 | KG | 91.96 | 91.96 | CP20 | CP20 | ACCESSORY / SPARE PART FOR PLASTIC-/METAL PROGRAM ROUND, 22MM/SQUARE, 26X26MM: FOR MOUNTING ON FRONT PLATE SNAPPING ON CONTACT BLOCK, INSCRIPTION LABEL FOR DUST RESISTANCE WITHOUT INSCRIPTION FOR SUPPORTING DUST RESISTANCE WHITE !!! Phased-out product !!! SIRIUS ACT 3SU1 is successor Preferred successor type is >>3SU1900-0AY61-0AA0<< | - | 0 | 7
3SB3901-0CK |  | 3SB3901-0CK | 1 | UN | 1 | 10 | C | D | N | N | 85389099 | 1 | 4011209720312 | 0.016 | KG | 10.74 | 10.74 | CP20 | CP20 | Cable gland M20, with hexagon nut !!! Phased-out product !!! Successor is SIRIUS ACT 3SU1 Preferred successor type is >>3SU1900-0HG10-0AA0<< | - | 0 | 7
3SB3901-0CL |  | 3SB3901-0CL | 100 | UN | 1 | 10 | C | D | N | N | 85389099 | 10 | 4011209899162 | 0.003 | KG | 173.85 | 173.85 | CP20 | CP20 | ACCESSORY FOR ENCLOSURE, 22MM HEXAGON NUT FOR CABLE GLAND M20 BLACK !!! Phased-out product !!! SIRIUS ACT 3SU1 is successor | - | 0 | 7
3SB3901-0CM |  | 3SB3901-0CM | 1 | UN | 1 | 10 | C | D | N | N | 85389099 | 1 | 4011209720305 | 0.02 | KG | 10.74 | 10.74 | CP20 | CP20 | ACCESSORY FOR ENCLOSURE, 22MM CABLE GLAND M25 WITHOUT NUT !!! Phased-out product !!! SIRIUS ACT 3SU1 is successor Preferred successor type is >>3SU1900-0HH10-0AA0<< | - | 0 | 7
3SB3901-0CN |  | 3SB3901-0CN | 100 | UN | 1 | 10 | C | D | N | N | 85389099 | 10 | 4011209899179 | 0.005 | KG | 173.85 | 173.85 | CP20 | CP20 | ACCESSORY FOR ENCLOSURE, 22MM HEXAGON NUT FOR CABLE GLAND M25 BLACK !!! Phased-out product !!! SIRIUS ACT 3SU1 is successor | - | 0 | 7
3SB3901-0CP |  | 3SB3901-0CP | 1 | UN | 1 | 10 | C | D | N | N | 85389099 | 1 | 4011209646452 | 0.035 | KG | 28.41 | 28.41 | CP20 | CP20 | ACCESSORY FOR ENCLOSURE, 22MM CONNECTION PIECE FOR 2 ENCLOSURES METAL, M20/M20 !!! Phased-out product !!! SIRIUS ACT 3SU1 is successor Preferred successor type is >>3SU1950-0HJ10-0AA0<< | - | 0 | 7
3SB3901-0CQ |  | 3SB3901-0CQ | 1 | UN | 1 | 10 | C | D | EAR99 | N | 85389099 | 1 | 4011209646469 | 0.037 | KG | 28.41 | 28.41 | CP20 | CP20 | ACCESSORY FOR ENCLOSURE, 22MM CONNECTION PIECE FOR 2 ENCLOSURES METAL, M20/M25 !!! Phased-out product !!! SIRIUS ACT 3SU1 is successor Preferred successor type is >>3SU1950-0HK10-0AA0<< | - | 0 | 7
3SB3901-0CS |  | 3SB3901-0CS | 1 | UN | 1 | 10 | C | D | N | N | 85389099 | 1 | 4011209666481 | 0.009 | KG | 20.24 | 20.24 | CP20 | CP20 | ACCESSORY FOR ENCLOSURE, 22MM CONNECTION PIECE FOR 2 ENCLOSURES PLASTIC, M20/M20 !!! Phased-out product !!! SIRIUS ACT 3SU1 is successor Preferred successor type is >>3SU1900-0HJ10-0AA0<< | - | 0 | 7
3SB3901-0CT |  | 3SB3901-0CT | 1 | UN | 1 | 10 | C | D | N | N | 85389099 | 1 | 4011209666498 | 0.011 | KG | 20.24 | 20.24 | CP20 | CP20 | ACCESSORY FOR ENCLOSURE, 22MM CONNECTION PIECE FOR 2 ENCLOSURES PLASTIC, M20/M25 !!! Phased-out product !!! SIRIUS ACT 3SU1 is successor Preferred successor type is >>3SU1900-0HK10-0AA0<< | - | 0 | 7
3SB3901-0CU |  | 3SB3901-0CU | 1 | UN | 1 | 10 | C | D | N | N | 85389099 | 1 | 4011209666504 | 0.01 | KG | 55.2 | 55.2 | CP20 | CP20 | ACCESSORY FOR ENCLOSURE, 22MM CONNECTION PIECE FOR 2 ENCLOSURES PLASTIC, M25/M25 !!! Phased-out product !!! SIRIUS ACT 3SU1 is successor Preferred successor type is >>3SU1900-0HL10-0AA0<< | - | 0 | 7
3SB3901-0CW |  | 3SB3901-0CW | 1 | UN | 1 | 2 | A | D | N | N | 73182900 | 1 |  | 0.05 | KG | 0.02 | 0.02 | CP20 | CP20 | ACCESSORY FOR 3SB3 AND 3SF5 SAFETY CLIP FOR FIXING THE CASE NUT ONTO EMERGENCY STOP ACTUATOR | - | 0 | 7
3SB3901-1BA |  | 3SB3901-1BA | 1 | UN | 1 | 10 | C | D | N | N | 85437090 | 10 | 4011209031067 | 0.002 | KG | 12.83 | 12.83 | CP20 | CP20 | ACCESSORY / SPARE PART ROUND, 22MM/SQUARE, 26X26MM: LED SUPER-BRIGHT LAMPS, BASE BA 9S BULB DIAMETER 10MM RATED VOLTAGE 24V AC/DC OPERATIONAL CURRENT MAX. 15 MA YELLOW !!! Phased-out product !!! SIRIUS ACT 3SU1 is successor Preferred successor type is >>3SU1401-1BG30-1AA0<< |  | 0 | 7
3SB3901-1BC |  | 3SB3901-1BC | 1 | UN | 1 | 10 | C | D | N | N | 85437090 | 10 | 4011209469235 | 0.002 | KG | 13.11 | 13.11 | CP20 | CP20 | ACCESSORY / SPARE PART ROUND, 22MM/SQUARE, 26X26MM: LED SUPER-BRIGHT LAMPS, BASE BA 9S BULB DIAMETER 10MM RATED VOLTAGE 48V AC/DC OPERATIONAL CURRENT MAX. 15 MA YELLOW !!! Phased-out product !!! SIRIUS ACT 3SU1 is successor Preferred successor type is >>3SU1401-1BH30-1AA0<< | - | 0 | 7
3SB3901-1BD |  | 3SB3901-1BD | 1 | UN | 1 | 10 | C | D | N | N | 85437090 | 10 | 4011209469228 | 0.002 | KG | 21.66 | 21.66 | CP20 | CP20 | ACCESSORY / SPARE PART ROUND, 22MM/SQUARE, 26X26MM: LED SUPER-BRIGHT LAMPS, BASE BA 9S BULB DIAMETER 10MM RATED VOLTAGE 130V AC-90V DC OPERATIONAL CURRENT MAX. 15 MA YELLOW !!! Phased-out product !!! SIRIUS ACT 3SU1 is successor Preferred successor type is >>3SU1401-1BH30-1AA0<< | - | 0 | 7
3SB3901-1BF |  | 3SB3901-1BF | 1 | UN | 1 | 10 | C | D | N | N | 85437090 | 10 | 4011209498341 | 0.003 | KG | 21.66 | 21.66 | CP20 | CP20 | ACCESSORY / SPARE PART ROUND, 22MM/SQUARE, 26X26MM: LED SUPER-BRIGHT LAMPS, BASE BA 9S BULB DIAMETER 10MM RATED VOLTAGE 230V AC 110-160V DC, IF X1 TO + OPERATIONAL CURRENT MAX. 15 MA YELLOW !!! Phased-out product !!! SIRIUS ACT 3SU1 is successor Preferred successor type is >>3SU1401-1BH30-1AA0<< |  | 0 | 7
3SB3901-1BG |  | 3SB3901-1BG | 1 | UN | 1 | 10 | C | D | N | N | 85437090 | 10 | 4011209516380 | 0.002 | KG | 21.66 | 21.66 | CP20 | CP20 | ACCESSORY / SPARE PART ROUND, 22MM/SQUARE, 26X26MM: LED SUPER-BRIGHT LAMPS, BASE BA 9S BULB DIAMETER 10MM RATED VOLTAGE 230V AC/DC OPERATIONAL CURRENT MAX. 15 MA YELLOW !!! Phased-out product !!! SIRIUS ACT 3SU1 is successor Preferred successor type is >>3SU1401-1BH30-1AA0<< | - | 0 | 7
3SB3901-1CA |  | 3SB3901-1CA | 1 | UN | 1 | 2 | A | D | N | N | 85437090 | 10 | 4011209031074 | 0.002 | KG | 12.83 | 12.83 | CP20 | CP20 | ACCESSORY / SPARE PART ROUND, 22MM/SQUARE, 26X26MM: LED SUPER-BRIGHT LAMPS, BASE BA 9S BULB DIAMETER 10MM RATED VOLTAGE 24V AC/DC OPERATIONAL CURRENT MAX. 15 MA RED !!! Phased-out product !!! SIRIUS ACT 3SU1 is successor Preferred successor type is >>3SU1401-1BG20-1AA0<< |  | 0 | 7
3SB3901-1CC |  | 3SB3901-1CC | 1 | UN | 1 | 10 | C | D | N | N | 85437090 | 10 | 4011209469211 | 0.002 | KG | 13.11 | 13.11 | CP20 | CP20 | ACCESSORY / SPARE PART ROUND, 22MM/SQUARE, 26X26MM: LED SUPER-BRIGHT LAMPS, BASE BA 9S BULB DIAMETER 10MM RATED VOLTAGE 48V AC/DC OPERATIONAL CURRENT MAX. 15 MA RED !!! Phased-out product !!! SIRIUS ACT 3SU1 is successor Preferred successor type is >>3SU1401-1BH20-1AA0<< | - | 0 | 7
3SB3901-1CD |  | 3SB3901-1CD | 1 | UN | 1 | 10 | C | D | N | N | 85437090 | 10 | 4011209469204 | 0.002 | KG | 21.66 | 21.66 | CP20 | CP20 | ACCESSORY / SPARE PART ROUND, 22MM/SQUARE, 26X26MM: LED SUPER-BRIGHT LAMPS, BASE BA 9S BULB DIAMETER 10MM RATED VOLTAGE 130V AC OPERATIONAL CURRENT MAX. 15 MA RED !!! Phased-out product !!! SIRIUS ACT 3SU1 is successor Preferred successor type is >>3SU1401-1BH20-1AA0<< | - | 0 | 7
3SB3901-1CF |  | 3SB3901-1CF | 1 | UN | 1 | 10 | C | D | N | N | 85437090 | 10 | 4011209498334 | 0.003 | KG | 21.66 | 21.66 | CP20 | CP20 | ACCESSORY / SPARE PART ROUND, 22MM/SQUARE, 26X26MM: LED SUPER-BRIGHT LAMPS, BASE BA 9S BULB DIAMETER 10MM RATED VOLTAGE 230V AC, 110-160V DC, IF X1 TO + OPERATIONAL CURRENT MAX. 15 MA RED !!! Phased-out product !!! SIRIUS ACT 3SU1 is successor Preferred successor type is >>3SU1401-1BH20-1AA0<< |  | 0 | 7
3SB3901-1CG |  | 3SB3901-1CG | 1 | UN | 1 | 10 | C | D | N | N | 85437090 | 10 | 4011209516397 | 0.002 | KG | 21.66 | 21.66 | CP20 | CP20 | ACCESSORY / SPARE PART ROUND, 22MM/SQUARE, 26X26MM: LED SUPER-BRIGHT LAMPS, BASE BA 9S BULB DIAMETER 10MM RATED VOLTAGE 230V AC/DC OPERATIONAL CURRENT MAX. 15 MA RED !!! Phased-out product !!! SIRIUS ACT 3SU1 is successor Preferred successor type is >>3SU1401-1BH20-1AA0<< | - | 0 | 7
3SB3901-1DA |  | 3SB3901-1DA | 1 | UN | 1 | 2 | A | D | N | N | 85437090 | 10 | 4011209031081 | 0.002 | KG | 12.83 | 12.83 | CP20 | CP20 | ACCESSORY / SPARE PART ROUND, 22MM/SQUARE, 26X26MM: LED SUPER-BRIGHT LAMPS, BASE BA 9S BULB DIAMETER 10MM RATED VOLTAGE 24V AC/DC OPERATIONAL CURRENT MAX. 15 MA GREEN !!! Phased-out product !!! SIRIUS ACT 3SU1 is successor Preferred successor type is >>3SU1401-1BG40-1AA0<< |  | 0 | 7
3SB3901-1DC |  | 3SB3901-1DC | 1 | UN | 1 | 10 | C | D | N | N | 85437090 | 10 | 4011209469198 | 0.002 | KG | 13.11 | 13.11 | CP20 | CP20 | ACCESSORY / SPARE PART ROUND, 22MM/SQUARE, 26X26MM: LED SUPER-BRIGHT LAMPS, BASE BA 9S BULB DIAMETER 10MM RATED VOLTAGE 48V AC/DC OPERATIONAL CURRENT MAX. 15 MA GREEN !!! Phased-out product !!! SIRIUS ACT 3SU1 is successor Preferred successor type is >>3SU1401-1BH40-1AA0<< | - | 0 | 7
3SB3901-1DD |  | 3SB3901-1DD | 1 | UN | 1 | 10 | C | D | N | N | 85437090 | 10 | 4011209469181 | 0.002 | KG | 21.66 | 21.66 | CP20 | CP20 | ACCESSORY / SPARE PART ROUND, 22MM/SQUARE, 26X26MM: LED SUPER-BRIGHT LAMPS, BASE BA 9S BULB DIAMETER 10MM RATED VOLTAGE 130V AC-90V DC OPERATIONAL CURRENT MAX. 15 MA GREEN !!! Phased-out product !!! SIRIUS ACT 3SU1 is successor Preferred successor type is >>3SU1401-1BH40-1AA0<< | - | 0 | 7
3SB3901-1DF |  | 3SB3901-1DF | 1 | UN | 1 | 10 | C | D | N | N | 85437090 | 10 | 4011209498327 | 0.003 | KG | 21.66 | 21.66 | CP20 | CP20 | ACCESSORY / SPARE PART ROUND, 22MM/SQUARE, 26X26MM: LED SUPER-BRIGHT LAMPS, BASE BA 9S BULB DIAMETER 10MM RATED VOLTAGE 230V AC 110-160V DC, IF X1 TO + OPERATIONAL CURRENT MAX. 15 MA GREEN !!! Phased-out product !!! SIRIUS ACT 3SU1 is successor Preferred successor type is >>3SU1401-1BH40-1AA0<< |  | 0 | 7
3SB3901-1DG |  | 3SB3901-1DG | 1 | UN | 1 | 10 | C | D | N | N | 85437090 | 10 | 4011209516403 | 0.002 | KG | 21.66 | 21.66 | CP20 | CP20 | ACCESSORY / SPARE PART ROUND, 22MM/SQUARE, 26X26MM: LED SUPER-BRIGHT LAMPS, BASE BA 9S BULB DIAMETER 10MM RATED VOLTAGE 230V AC/DC OPERATIONAL CURRENT MAX. 15 MA GREEN !!! Phased-out product !!! SIRIUS ACT 3SU1 is successor Preferred successor type is >>3SU1401-1BH40-1AA0<< | - | 0 | 7
3SB3901-1PA |  | 3SB3901-1PA | 1 | UN | 1 | 10 | C | D | N | N | 85437090 | 10 | 4011209447134 | 0.002 | KG | 12.83 | 12.83 | CP20 | CP20 | ACCESSORY / SPARE PART ROUND, 22MM/SQUARE, 26X26MM: LED SUPER-BRIGHT LAMPS, BASE BA 9S BULB DIAMETER 10MM RATED VOLTAGE 24V AC/DC OPERATIONAL CURRENT MAX. 15 MA BLUE !!! Phased-out product !!! SIRIUS ACT 3SU1 is successor Preferred successor type is >>3SU1401-1BG50-1AA0<< |  | 0 | 7
3SB3901-1PC |  | 3SB3901-1PC | 1 | UN | 1 | 10 | C | D | N | N | 85437090 | 10 | 4011209469174 | 0.002 | KG | 13.11 | 13.11 | CP20 | CP20 | ACCESSORY / SPARE PART ROUND, 22MM/SQUARE, 26X26MM: LED SUPER-BRIGHT LAMPS, BASE BA 9S BULB DIAMETER 10MM RATED VOLTAGE 48V AC/DC OPERATIONAL CURRENT MAX. 15 MA BLUE !!! Phased-out product !!! SIRIUS ACT 3SU1 is successor Preferred successor type is >>3SU1401-1BH50-1AA0<< | - | 0 | 7
3SB3901-1PD |  | 3SB3901-1PD | 1 | UN | 1 | 10 | C | D | N | N | 85437090 | 10 | 4011209469167 | 0.002 | KG | 21.66 | 21.66 | CP20 | CP20 | ACCESSORY / SPARE PART ROUND, 22MM/SQUARE, 26X26MM: LED SUPER-BRIGHT LAMPS, BASE BA 9S BULB DIAMETER 10MM RATED VOLTAGE 130V AC-90V DC OPERATIONAL CURRENT MAX. 15 MA BLUE !!! Phased-out product !!! SIRIUS ACT 3SU1 is successor Preferred successor type is >>3SU1401-1BH50-1AA0<< | - | 0 | 7
3SB3901-1PF |  | 3SB3901-1PF | 1 | UN | 1 | 10 | C | D | N | N | 85437090 | 10 | 4011209498310 | 0.003 | KG | 21.66 | 21.66 | CP20 | CP20 | ACCESSORY / SPARE PART ROUND, 22MM/SQUARE, 26X26MM: LED SUPER-BRIGHT LAMPS, BASE BA 9S BULB DIAMETER 10MM RATED VOLTAGE 230V AC 110-160V DC, IF X1 TO + OPERATIONAL CURRENT MAX. 15 MA BLUE !!! Phased-out product !!! SIRIUS ACT 3SU1 is successor Preferred successor type is >>3SU1401-1BH50-1AA0<< |  | 0 | 7
3SB3901-1PG |  | 3SB3901-1PG | 1 | UN | 1 | 10 | C | D | N | N | 85437090 | 10 | 4011209516410 | 0.004 | KG | 21.66 | 21.66 | CP20 | CP20 | ACCESSORY / SPARE PART ROUND, 22MM/SQUARE, 26X26MM: LED SUPER-BRIGHT LAMPS, BASE BA 9S BULB DIAMETER 10MM RATED VOLTAGE 230V AC/DC OPERATIONAL CURRENT MAX. 15 MA BLUE !!! Phased-out product !!! SIRIUS ACT 3SU1 is successor Preferred successor type is >>3SU1401-1BH50-1AA0<< | - | 0 | 7
3SB3901-1QA |  | 3SB3901-1QA | 1 | UN | 1 | 10 | C | D | N | N | 85437090 | 10 | 4011209447127 | 0.002 | KG | 12.83 | 12.83 | CP20 | CP20 | LED lamp, super bright white, base BA 9S, rated voltage 24 V AC/DC, operating current maximum: 16 mA, bulb diameter 10 mm ! Phased-out product! Successor is SIRIUS ACT 3SU1 Preferred successor type is >>3SU1401-1BG60-1AA0<< |  | 0 | 7
3SB3901-1QC |  | 3SB3901-1QC | 1 | UN | 1 | 10 | C | D | N | N | 85437090 | 10 | 4011209469150 | 0.002 | KG | 13.11 | 13.11 | CP20 | CP20 | ACCESSORY / SPARE PART ROUND, 22MM/SQUARE, 26X26MM: LED SUPER-BRIGHT LAMPS, BASE BA 9S BULB DIAMETER 10MM RATED VOLTAGE 48V AC/DC OPERATIONAL CURRENT MAX. 15 MA WHITE !!! Phased-out product !!! SIRIUS ACT 3SU1 is successor Preferred successor type is >>3SU1401-1BH60-1AA0<< | - | 0 | 7
3SB3901-1QD |  | 3SB3901-1QD | 1 | UN | 1 | 10 | C | D | N | N | 85437090 | 10 | 4011209469143 | 0.002 | KG | 21.66 | 21.66 | CP20 | CP20 | ACCESSORY / SPARE PART ROUND, 22MM/SQUARE, 26X26MM: LED SUPER-BRIGHT LAMPS, BASE BA 9S BULB DIAMETER 10MM RATED VOLTAGE 130V AC-90V DC OPERATIONAL CURRENT MAX. 15 MA WHITE !!! Phased-out product !!! SIRIUS ACT 3SU1 is successor Preferred successor type is >>3SU1401-1BH60-1AA0<< | - | 0 | 7
3SB3901-1QF |  | 3SB3901-1QF | 1 | UN | 1 | 10 | C | D | N | N | 85437090 | 10 | 4011209498303 | 0.003 | KG | 21.66 | 21.66 | CP20 | CP20 | ACCESSORY / SPARE PART ROUND, 22MM/SQUARE, 26X26MM: LED SUPER-BRIGHT LAMPS, BASE BA 9S BULB DIAMETER 10MM RATED VOLTAGE 230V AC 110-160V DC, IF X1 TO + OPERATIONAL CURRENT MAX. 15 MA WHITE !!! Phased-out product !!! SIRIUS ACT 3SU1 is successor Preferred successor type is >>3SU1401-1BH60-1AA0<< |  | 0 | 7
3SB3901-1QG |  | 3SB3901-1QG | 1 | UN | 1 | 10 | C | D | N | N | 85437090 | 10 | 4011209516427 | 0.002 | KG | 21.66 | 21.66 | CP20 | CP20 | ACCESSORY / SPARE PART ROUND, 22MM/SQUARE, 26X26MM: LED SUPER-BRIGHT LAMPS, BASE BA 9S BULB DIAMETER 10MM RATED VOLTAGE 230V AC/DC OPERATIONAL CURRENT MAX. 15 MA WHITE !!! Phased-out product !!! SIRIUS ACT 3SU1 is successor Preferred successor type is >>3SU1401-1BH60-1AA0<< | - | 0 | 7
3SB3901-1RB |  | 3SB3901-1RB | 1 | UN | 1 | 10 | C | D | N | N | 85437090 | 10 | 4011209442061 | 0.64 | G | 11.21 | 11.21 | CP20 | CP20 | ACCESSORY / SPARE PART ROUND, 22MM/SQUARE, 26X26MM: LED SUPER-BRIGHT LAMPS, WEDGE-BASE WEDGE-BASE W2 X 4.6D RATED VOLTAGE 24V AC/DC OPERATIONAL CURRENT 10 MA YELLOW | - | 0 | 0
3SB3901-1RE |  | 3SB3901-1RE | 1 | UN | 1 | 10 | C | D | N | N | 85437090 | 10 | 4011209469136 | 0.001 | KG | 11.21 | 11.21 | CP20 | CP20 | ACCESSORY / SPARE PART ROUND, 22MM/SQUARE, 26X26MM: LED SUPER-BRIGHT LAMPS, WEDGE-BASE WEDGE-BASE W2 X 4.6D RATED VOLTAGE 28V AC/DC YELLOW | - | 0 | 0
3SB3901-1SB |  | 3SB3901-1SB | 1 | UN | 1 | 10 | C | D | N | N | 85437090 | 10 | 4011209442054 | 0.644 | G | 11.21 | 11.21 | CP20 | CP20 | ACCESSORY / SPARE PART ROUND, 22MM/SQUARE, 26X26MM: LED SUPER-BRIGHT LAMPS, WEDGE-BASE WEDGE-BASE W2 X 4.6D RATED VOLTAGE 24V AC/DC OPERATIONAL CURRENT 10 MA RED | - | 0 | 0
3SB3901-1SE |  | 3SB3901-1SE | 1 | UN | 1 | 10 | C | D | N | N | 85437090 | 10 | 4011209469129 | 0.003 | KG | 11.21 | 11.21 | CP20 | CP20 | ACCESSORY / SPARE PART ROUND, 22MM/SQUARE, 26X26MM: LED SUPER-BRIGHT LAMPS, WEDGE-BASE WEDGE-BASE W2 X 4.6D RATED VOLTAGE 28V AC/DC RED | - | 0 | 0
3SB3901-1TB |  | 3SB3901-1TB | 1 | UN | 1 | 10 | C | D | N | N | 85437090 | 10 | 4011209442047 | 0.66 | G | 11.21 | 11.21 | CP20 | CP20 | ACCESSORY / SPARE PART ROUND, 22MM/SQUARE, 26X26MM: LED SUPER-BRIGHT LAMPS, WEDGE-BASE WEDGE-BASE W2 X 4.6D RATED VOLTAGE 24V AC/DC OPERATIONAL CURRENT 10 MA GREEN | - | 0 | 0
3SB3901-1TE |  | 3SB3901-1TE | 1 | UN | 1 | 10 | C | D | N | N | 85437090 | 10 | 4011209469112 | 0.66 | G | 11.21 | 11.21 | CP20 | CP20 | ACCESSORY / SPARE PART ROUND, 22MM/SQUARE, 26X26MM: LED SUPER-BRIGHT LAMPS, WEDGE-BASE WEDGE-BASE W2 X 4.6D RATED VOLTAGE 28V AC/DC GREEN | - | 0 | 0
3SB3901-1UB |  | 3SB3901-1UB | 1 | UN | 1 | 10 | C | D | N | N | 85437090 | 10 | 4011209442030 | 0.64 | G | 11.21 | 11.21 | CP20 | CP20 | ACCESSORY / SPARE PART ROUND, 22MM/SQUARE, 26X26MM: LED SUPER-BRIGHT LAMPS, WEDGE-BASE WEDGE-BASE W2 X 4.6D RATED VOLTAGE 24V AC/DC OPERATIONAL CURRENT 10 MA WHITE | - | 0 | 0
3SB3901-1UE |  | 3SB3901-1UE | 1 | UN | 1 | 10 | C | D | N | N | 85437090 | 10 | 4011209469105 | 0.8 | G | 11.21 | 11.21 | CP20 | CP20 | ACCESSORY / SPARE PART ROUND, 22MM/SQUARE, 26X26MM: LED SUPER-BRIGHT LAMPS, WEDGE-BASE WEDGE-BASE W2 X 4.6D RATED VOLTAGE 28V AC/DC WHITE | - | 0 | 0
3SB3901-1VE |  | 3SB3901-1VE | 1 | UN | 1 | 20 | D | D | N | N | 85437090 | 10 | 4011209469099 | 0.72 | G | 11.21 | 11.21 | CP20 | CP20 | ACCESSORY / SPARE PART ROUND, 22MM/SQUARE, 26X26MM: LED SUPER-BRIGHT LAMPS, WEDGE-BASE WEDGE-BASE W2 X 4.6D RATED VOLTAGE 28V AC/DC BLUE | - | 0 | 0
3SB3901-2AB |  | 3SB3901-2AB | 100 | UN | 1 | 10 | C | D | N | N | 85389099 | 480 | 4011209645585 | 0.326 | KG | 66.69 | 66.69 | CP20 | CP20 | INSCRIPTION BY LASER PRINTER ILLUMINATED PUSHBUTTON/-SWITCH INSCRIPTION PLATES FOR SELF-INSCRIPTION WITHOUT INSCRIPTION MILKY 5 SHEETS A4, 480 LABELS !!! Phased-out product !!! SIRIUS ACT 3SU1 is successor Preferred successor type is >>3SU1900-0BH60-0AA0<< | - | 0 | 7
3SB3902-0MB |  | 3SB3902-0MB | 100 | UN | 1 | 10 | C | D | N | N | 85389099 | 1 | 4011209864801 | 0.003 | KG | 123.5 | 123.5 | CP20 | CP20 | INSCRIPTION ACTUATOR/INDICATOR ON LABEL HOLDER INSCRIPTION LABEL FOR STICKING = BACKING PLATE LABEL SIZE 12.5 X 27 MM WITH GRAPHICAL SYMBOL: O BLACK WITH WHITE PRINT | - | 0 | 7
3SB3902-0MC |  | 3SB3902-0MC | 100 | UN | 1 | 10 | C | D | N | N | 85389099 | 1 |  | 0.003 | KG | 123.5 | 123.5 | CP20 | CP20 | INSCRIPTION ACTUATOR/INDICATOR ON LABEL HOLDER INSCRIPTION LABEL FOR STICKING = BACKING PLATE LABEL SIZE 12.5 X 27 MM WITH GRAPHICAL SYMBOL: I BLACK WITH WHITE PRINT | - | 0 | 7
3SB3902-0MF |  | 3SB3902-0MF | 100 | UN | 1 | 10 | C | D | N | N | 85389099 | 1 | 4011209680456 | 0.003 | KG | 123.5 | 123.5 | CP20 | CP20 | INSCRIPTION ACTUATOR/INDICATOR ON LABEL HOLDER INSCRIPTION LABEL FOR STICKING = BACKING PLATE LABEL SIZE 12.5 X 27 MM WITH GRAPHICAL SYMBOL: O I BLACK WITH WHITE PRINT | - | 0 | 7
3SB3902-0ML |  | 3SB3902-0ML | 100 | UN | 1 | 10 | C | D | N | N | 85389099 | 1 |  | 0.003 | KG | 123.5 | 123.5 | CP20 | CP20 | INSCRIPTION ACTUATOR/INDICATOR ON LABEL HOLDER INSCRIPTION LABEL FOR STICKING = BACKING PLATE LABEL SIZE 12.5 X 27 MM WITH GRAPHICAL SYMBOL: 1 2 BLACK WITH WHITE PRINT | - | 0 | 7
3SB3902-0NA |  | 3SB3902-0NA | 100 | UN | 1 | 10 | C | D | N | N | 85389099 | 1 | 4011209828421 | 0.003 | KG | 123.5 | 123.5 | CP20 | CP20 | INSCRIPTION ACTUATOR/INDICATOR ON LABEL HOLDER INSCRIPTION LABEL FOR STICKING = BACKING PLATE LABEL SIZE 12.5 X 27 MM WITH GRAPHICAL SYMBOL: DIRECTION OF ARROW TO THE RIGHT BLACK WITH WHITE PRINT | - | 0 | 7
3SB3902-0NJ |  | 3SB3902-0NJ | 100 | UN | 1 | 10 | C | D | N | N | 85389099 | 1 |  | 0.003 | KG | 123.5 | 123.5 | CP20 | CP20 | INSCRIPTION ACTUATOR/INDICATOR ON LABEL HOLDER INSCRIPTION LABEL FOR STICKING = BACKING PLATE LABEL SIZE 12.5 X 27 MM WITH GRAPHICAL SYMBOL: DIRECTION OF ARROW UPWARDS BLACK WITH WHITE PRINT | - | 0 | 7
3SB3902-1AA |  | 3SB3902-1AA | 100 | UN | 1 | 10 | C | D | N | N | 85389099 | 10 | 4011209092273 | 0.22 | G | 77.71 | 77.71 | CP20 | CP20 | INSCRIPTION ACTUATOR/INDICATOR ON LABEL HOLDER INSCRIPTION LABEL FOR STICKING = BACKING PLATE LABEL SIZE 12.5 X 27 MM FOR SELF-INSCRIPTION WITHOUT INSCRIPTION BLACK WITH WHITE PRINT !!! Phased-out product !!! SIRIUS ACT 3SU1 is successor Preferred successor type is >>3SU1900-0AC16-0AA0<< | - | 0 | 7
3SB3902-1AB |  | 3SB3902-1AB | 100 | UN | 1 | 10 | C | D | N | N | 85389099 | 10 | 4011209155367 | 0.001 | KG | 106.4 | 106.4 | CP20 | CP20 | INSCRIPTION ACTUATOR/INDICATOR ON LABEL HOLDER INSCRIPTION LABEL FOR STICKING = BACKING PLATE LABEL SIZE 12.5 X 27 MM WITH INSCRIPTION: EIN BLACK WITH WHITE PRINT !!! Phased-out product !!! SIRIUS ACT 3SU1 is successor Preferred successor type is >>3SU1900-0AC16-0AB0<< | - | 0 | 7
3SB3902-1AC |  | 3SB3902-1AC | 100 | UN | 1 | 10 | C | D | N | N | 85389099 | 10 | 4011209085589 | 0.001 | KG | 106.4 | 106.4 | CP20 | CP20 | INSCRIPTION ACTUATOR/INDICATOR ON LABEL HOLDER INSCRIPTION LABEL FOR STICKING = BACKING PLATE LABEL SIZE 12.5 X 27 MM WITH INSCRIPTION: AUS BLACK WITH WHITE PRINT !!! Phased-out product !!! SIRIUS ACT 3SU1 is successor Preferred successor type is >>3SU1900-0AC16-0AC0<< | - | 0 | 7
3SB3902-1AD |  | 3SB3902-1AD | 100 | UN | 1 | 10 | C | D | N | N | 85389099 | 10 | 4011209179745 | 0.001 | KG | 106.4 | 106.4 | CP20 | CP20 | INSCRIPTION ACTUATOR/INDICATOR ON LABEL HOLDER INSCRIPTION LABEL FOR STICKING = BACKING PLATE LABEL SIZE 12.5 X 27 MM WITH INSCRIPTION: AUF BLACK WITH WHITE PRINT !!! Phased-out product !!! SIRIUS ACT 3SU1 is successor Preferred successor type is >>3SU1900-0AC16-0AD0<< | - | 0 | 7
3SB3902-1AE |  | 3SB3902-1AE | 100 | UN | 1 | 10 | C | D | N | N | 85389099 | 10 | 4011209179752 | 0.001 | KG | 106.4 | 106.4 | CP20 | CP20 | INSCRIPTION PLATE FOR STICKING ON LABEL HOLDER, LABEL SIZE 12.5 X 27 MM, BLACK WITH WHITE PRINT, WITH INSCRIPTION: AB !!! Phased-out product !!! SIRIUS ACT 3SU1 is successor Preferred successor type is >>3SU1900-0AC16-0AE0<< | - | 0 | 7
3SB3902-1AF |  | 3SB3902-1AF | 100 | UN | 1 | 10 | C | D | N | N | 85389099 | 10 | 4011209208889 | 0.002 | KG | 106.4 | 106.4 | CP20 | CP20 | IINSCRIPTION PLATE FOR STICKING ON LABEL HOLDER, LABEL SIZE 12.5 X 27 MM, BLACK WITH WHITE PRINT, WITH INSCRIPTION: VOR !!! Phased-out product !!! SIRIUS ACT 3SU1 is successor Preferred successor type is >>3SU1900-0AC16-0AF0<< | - | 0 | 7
3SB3902-1AG |  | 3SB3902-1AG | 100 | UN | 1 | 10 | C | D | N | N | 85389099 | 10 | 4011209208896 | 0.001 | G | 106.4 | 106.4 | CP20 | CP20 | INSCRIPTION ACTUATOR/INDICATOR ON LABEL HOLDER INSCRIPTION LABEL FOR STICKING = BACKING PLATE LABEL SIZE 12.5 X 27 MM WITH INSCRIPTION: ZURUECK BLACK WITH WHITE PRINT !!! Phased-out product !!! SIRIUS ACT 3SU1 is successor Preferred successor type is >>3SU1900-0AC16-0AG0<< | - | 0 | 7
3SB3902-1AH |  | 3SB3902-1AH | 100 | UN | 1 | 10 | C | D | N | N | 85389099 | 10 | 4011209203143 | 0.001 | KG | 106.4 | 106.4 | CP20 | CP20 | INSCRIPTION ACTUATOR/INDICATOR ON LABEL HOLDER INSCRIPTION LABEL FOR STICKING = BACKING PLATE LABEL SIZE 12.5 X 27 MM WITH INSCRIPTION: RECHTS BLACK WITH WHITE PRINT !!! Phased-out product !!! SIRIUS ACT 3SU1 is successor Preferred successor type is >>3SU1900-0AC16-0AH0<< | - | 0 | 7
3SB3902-1AJ |  | 3SB3902-1AJ | 100 | UN | 1 | 10 | C | D | N | N | 85389099 | 10 | 4011209203150 | 0.001 | KG | 106.4 | 106.4 | CP20 | CP20 | INSCRIPTION ACTUATOR/INDICATOR ON LABEL HOLDER INSCRIPTION LABEL FOR STICKING = BACKING PLATE LABEL SIZE 12.5 X 27 MM WITH INSCRIPTION: LINKS BLACK WITH WHITE PRINT !!! Phased-out product !!! SIRIUS ACT 3SU1 is successor Preferred successor type is >>3SU1900-0AC16-0AJ0<< | - | 0 | 7
3SB3902-1AK |  | 3SB3902-1AK | 100 | UN | 1 | 10 | C | D | N | N | 85389099 | 10 | 4011209215474 | 0.001 | KG | 106.4 | 106.4 | CP20 | CP20 | INSCRIPTION ACTUATOR/INDICATOR ON LABEL HOLDER INSCRIPTION LABEL FOR STICKING = BACKING PLATE LABEL SIZE 12.5 X 27 MM WITH INSCRIPTION: HALT BLACK WITH WHITE PRINT !!! Phased-out product !!! SIRIUS ACT 3SU1 is successor Preferred successor type is >>3SU1900-0AC16-0AK0<< | - | 0 | 7
3SB3902-1AL |  | 3SB3902-1AL | 100 | UN | 1 | 10 | C | D | N | N | 85389099 | 10 | 4011209215467 | 0.001 | KG | 106.4 | 106.4 | CP20 | CP20 | INSCRIPTION ACTUATOR/INDICATOR ON LABEL HOLDER INSCRIPTION LABEL FOR STICKING = BACKING PLATE LABEL SIZE 12.5 X 27 MM WITH INSCRIPTION: ZU BLACK WITH WHITE PRINT !!! Phased-out product !!! SIRIUS ACT 3SU1 is successor Preferred successor type is >>3SU1900-0AC16-0AL0<< | - | 0 | 7
3SB3902-1AP |  | 3SB3902-1AP | 100 | UN | 1 | 10 | C | D | N | N | 85389099 | 10 | 4011209181793 | 0.001 | KG | 106.4 | 106.4 | CP20 | CP20 | INSCRIPTION ACTUATOR/INDICATOR ON LABEL HOLDER INSCRIPTION LABEL FOR STICKING = BACKING PLATE LABEL SIZE 12.5 X 27 MM WITH INSCRIPTION: BETRIEB BLACK WITH WHITE PRINT !!! Phased-out product !!! SIRIUS ACT 3SU1 is successor Preferred successor type is >>3SU1900-0AC16-0AP0<< | - | 0 | 7
3SB3902-1AQ |  | 3SB3902-1AQ | 100 | UN | 1 | 10 | C | D | N | N | 85389099 | 10 | 4011209181779 | 0.001 | KG | 106.4 | 106.4 | CP20 | CP20 | INSCRIPTION ACTUATOR/INDICATOR ON LABEL HOLDER INSCRIPTION LABEL FOR STICKING = BACKING PLATE LABEL SIZE 12.5 X 27 MM WITH INSCRIPTION: STOERUNG BLACK WITH WHITE PRINT !!! Phased-out product !!! SIRIUS ACT 3SU1 is successor Preferred successor type is >>3SU1900-0AC16-0AQ0<< | - | 0 | 7
3SB3902-1AY |  | 3SB3902-1AY | 100 | UN | 1 | 10 | C | D | N | N | 85389099 | 120 | 4011209190399 | 0.533 | G | 170.05 | 170.05 | CP20 | CP20 | LABEL FOR STICKING ON LABEL HOLDER, LABEL SIZE 12.5 X 27 MM, SILVER, WITHOUT INSCRIPTION, 1 SHEET = 120 LABELS LABELING BY PLOTTER !!! Phased-out product !!! SIRIUS ACT 3SU1 is successor Preferred successor type is >>3SU1900-0BJ61-0AA0<< | - | 0 | 7
3SB3902-1BA |  | 3SB3902-1BA | 100 | UN | 1 | 10 | C | D | N | N | 85389099 | 10 | 4011209166462 | 0.001 | KG | 106.4 | 106.4 | CP20 | CP20 | INSCRIPTION ACTUATOR/INDICATOR ON LABEL HOLDER INSCRIPTION LABEL FOR STICKING = BACKING PLATE LABEL SIZE 12.5 X 27 MM WITH INSCRIPTION: HAND AUTO BLACK WITH WHITE PRINT !!! Phased-out product !!! SIRIUS ACT 3SU1 is successor Preferred successor type is >>3SU1900-0AC16-0DB0<< | - | 0 | 7
3SB3902-1BC |  | 3SB3902-1BC | 100 | UN | 1 | 10 | C | D | N | N | 85389099 | 10 | 4011209193352 | 0.001 | KG | 106.4 | 106.4 | CP20 | CP20 | INSCRIPTION ACTUATOR/INDICATOR ON LABEL HOLDER INSCRIPTION LABEL FOR STICKING = BACKING PLATE LABEL SIZE 12.5 X 27 MM WITH INSCRIPTION: STOP START BLACK WITH WHITE PRINT !!! Phased-out product !!! SIRIUS ACT 3SU1 is successor Preferred successor type is >>3SU1900-0AC16-0DC0<< | - | 0 | 7
3SB3902-1EA |  | 3SB3902-1EA | 100 | UN | 1 | 10 | C | D | N | N | 85389099 | 10 | 4011209571662 | 0.001 | KG | 106.4 | 106.4 | CP20 | CP20 | INSCRIPTION ACTUATOR/INDICATOR ON LABEL HOLDER INSCRIPTION LABEL FOR STICKING = BACKING PLATE LABEL SIZE 12.5 X 27 MM WITH INSCRIPTION: OFF ON BLACK WITH WHITE PRINT !!! Phased-out product !!! SIRIUS ACT 3SU1 is successor Preferred successor type is >>3SU1900-0AC16-0DH0<< | - | 0 | 7
3SB3902-1EB |  | 3SB3902-1EB | 100 | UN | 1 | 10 | C | D | N | N | 85389099 | 10 | 4011209213166 | 0.001 | KG | 106.4 | 106.4 | CP20 | CP20 | INSCRIPTION ACTUATOR/INDICATOR ON LABEL HOLDER INSCRIPTION LABEL FOR STICKING = BACKING PLATE LABEL SIZE 12.5 X 27 MM WITH INSCRIPTION: ON BLACK WITH WHITE PRINT !!! Phased-out product !!! SIRIUS ACT 3SU1 is successor Preferred successor type is >>3SU1900-0AC16-0DJ0<< | - | 0 | 7
3SB3902-1EC |  | 3SB3902-1EC | 100 | UN | 1 | 10 | C | D | N | N | 85389099 | 10 | 4011209213159 | 0.004 | KG | 106.4 | 106.4 | CP20 | CP20 | INSCRIPTION ACTUATOR/INDICATOR ON LABEL HOLDER INSCRIPTION LABEL FOR STICKING = BACKING PLATE LABEL SIZE 12.5 X 27 MM WITH INSCRIPTION: OFF BLACK WITH WHITE PRINT !!! Phased-out product !!! SIRIUS ACT 3SU1 is successor Preferred successor type is >>3SU1900-0AC16-0DK0<< | - | 0 | 7
3SB3902-1ED |  | 3SB3902-1ED | 100 | UN | 1 | 10 | C | D | N | N | 85389099 | 10 | 4011209203907 | 0.002 | KG | 106.4 | 106.4 | CP20 | CP20 | INSCRIPTION ACTUATOR/INDICATOR ON LABEL HOLDER INSCRIPTION LABEL FOR STICKING = BACKING PLATE LABEL SIZE 12.5 X 27 MM WITH INSCRIPTION: UP BLACK WITH WHITE PRINT !!! Phased-out product !!! SIRIUS ACT 3SU1 is successor Preferred successor type is >>3SU1900-0AC16-0DL0<< | - | 0 | 7
3SB3902-1EE |  | 3SB3902-1EE | 100 | UN | 1 | 10 | C | D | N | N | 85389099 | 10 | 4011209203914 | 0.001 | KG | 106.4 | 106.4 | CP20 | CP20 | INSCRIPTION ACTUATOR/INDICATOR ON LABEL HOLDER INSCRIPTION LABEL FOR STICKING = BACKING PLATE LABEL SIZE 12.5 X 27 MM WITH INSCRIPTION: DOWN BLACK WITH WHITE PRINT !!! Phased-out product !!! SIRIUS ACT 3SU1 is successor Preferred successor type is >>3SU1900-0AC16-0DM0<< | - | 0 | 7
3SB3902-1EF |  | 3SB3902-1EF | 100 | UN | 1 | 10 | C | D | N | N | 85389099 | 10 | 4011209215450 | 0.001 | KG | 106.4 | 106.4 | CP20 | CP20 | INSCRIPTION ACTUATOR/INDICATOR ON LABEL HOLDER INSCRIPTION LABEL FOR STICKING = BACKING PLATE LABEL SIZE 12.5 X 27 MM WITH INSCRIPTION: FORWARD BLACK WITH WHITE PRINT !!! Phased-out product !!! SIRIUS ACT 3SU1 is successor Preferred successor type is >>3SU1900-0AC16-0DN0<< | - | 0 | 7
3SB3902-1EG |  | 3SB3902-1EG | 100 | UN | 1 | 10 | C | D | N | N | 85389099 | 10 | 4011209215443 | 0.1 | KG | 106.4 | 106.4 | CP20 | CP20 | INSCRIPTION ACTUATOR/INDICATOR ON LABEL HOLDER INSCRIPTION LABEL FOR STICKING = BACKING PLATE LABEL SIZE 12.5 X 27 MM WITH INSCRIPTION: REVERSE BLACK WITH WHITE PRINT !!! Phased-out product !!! SIRIUS ACT 3SU1 is successor Preferred successor type is >>3SU1900-0AC16-0DP0<< | - | 0 | 7
3SB3902-1EH |  | 3SB3902-1EH | 100 | UN | 1 | 10 | C | D | N | N | 85389099 | 10 | 4011209203129 | 0.001 | KG | 106.4 | 106.4 | CP20 | CP20 | INSCRIPTION ACTUATOR/INDICATOR ON LABEL HOLDER INSCRIPTION LABEL FOR STICKING = BACKING PLATE LABEL SIZE 12.5 X 27 MM WITH INSCRIPTION: RIGHT BLACK WITH WHITE PRINT !!! Phased-out product !!! SIRIUS ACT 3SU1 is successor Preferred successor type is >>3SU1900-0AC16-0DQ0<< | - | 0 | 7
3SB3902-1EJ |  | 3SB3902-1EJ | 100 | UN | 1 | 10 | C | D | N | N | 85389099 | 10 | 4011209203136 | 0.001 | KG | 106.4 | 106.4 | CP20 | CP20 | INSCRIPTION ACTUATOR/INDICATOR ON LABEL HOLDER INSCRIPTION LABEL FOR STICKING = BACKING PLATE LABEL SIZE 12.5 X 27 MM WITH INSCRIPTION: LEFT BLACK WITH WHITE PRINT !!! Phased-out product !!! SIRIUS ACT 3SU1 is successor Preferred successor type is >>3SU1900-0AC16-0DR0<< | - | 0 | 7
3SB3902-1EK |  | 3SB3902-1EK | 100 | UN | 1 | 10 | C | D | N | N | 85389099 | 10 | 4011209193369 | 0.001 | KG | 106.4 | 106.4 | CP20 | CP20 | INSCRIPTION ACTUATOR/INDICATOR ON LABEL HOLDER INSCRIPTION LABEL FOR STICKING = BACKING PLATE LABEL SIZE 12.5 X 27 MM WITH INSCRIPTION: STOP BLACK WITH WHITE PRINT !!! Phased-out product !!! SIRIUS ACT 3SU1 is successor Preferred successor type is >>3SU1900-0AC16-0DS0<< | - | 0 | 7
3SB3902-1EL |  | 3SB3902-1EL | 100 | UN | 1 | 10 | C | D | N | N | 85389099 | 10 | 4011209179677 | 0.001 | KG | 106.4 | 106.4 | CP20 | CP20 | INSCRIPTION ACTUATOR/INDICATOR ON LABEL HOLDER INSCRIPTION LABEL FOR STICKING = BACKING PLATE LABEL SIZE 12.5 X 27 MM WITH INSCRIPTION: START BLACK WITH WHITE PRINT !!! Phased-out product !!! SIRIUS ACT 3SU1 is successor Preferred successor type is >>3SU1900-0AC16-0DT0<< | - | 0 | 7
3SB3902-1EN |  | 3SB3902-1EN | 100 | UN | 1 | 10 | C | D | N | N | 85389099 | 10 | 4011209181786 | 0.001 | KG | 106.4 | 106.4 | CP20 | CP20 | INSCRIPTION ACTUATOR/INDICATOR ON LABEL HOLDER INSCRIPTION LABEL FOR STICKING = BACKING PLATE LABEL SIZE 12.5 X 27 MM WITH INSCRIPTION: TEST BLACK WITH WHITE PRINT !!! Phased-out product !!! SIRIUS ACT 3SU1 is successor Preferred successor type is >>3SU1900-0AC16-0DV0<< | - | 0 | 7
3SB3902-1EP |  | 3SB3902-1EP | 100 | UN | 1 | 10 | C | D | N | N | 85389099 | 10 | 4011209215436 | 0.001 | KG | 106.4 | 106.4 | CP20 | CP20 | INSCRIPTION ACTUATOR/INDICATOR ON LABEL HOLDER INSCRIPTION LABEL FOR STICKING = BACKING PLATE LABEL SIZE 12.5 X 27 MM WITH INSCRIPTION: OPEN BLACK WITH WHITE PRINT !!! Phased-out product !!! SIRIUS ACT 3SU1 is successor Preferred successor type is >>3SU1900-0AC16-0DW0<< | - | 0 | 7
3SB3902-1EQ |  | 3SB3902-1EQ | 100 | UN | 1 | 10 | C | D | N | N | 85389099 | 10 | 4011209215429 | 0.003 | KG | 106.4 | 106.4 | CP20 | CP20 | INSCRIPTION ACTUATOR/INDICATOR ON LABEL HOLDER INSCRIPTION LABEL FOR STICKING = BACKING PLATE LABEL SIZE 12.5 X 27 MM WITH INSCRIPTION: CLOSE BLACK WITH WHITE PRINT !!! Phased-out product !!! SIRIUS ACT 3SU1 is successor Preferred successor type is >>3SU1900-0AC16-0DX0<< | - | 0 | 7
3SB3902-1EU |  | 3SB3902-1EU | 100 | UN | 1 | 10 | C | D | N | N | 85389099 | 10 | 4011209357518 | 0.001 | KG | 106.4 | 106.4 | CP20 | CP20 | INSCRIPTION ACTUATOR/INDICATOR ON LABEL HOLDER INSCRIPTION LABEL FOR STICKING = BACKING PLATE LABEL SIZE 12.5 X 27 MM WITH INSCRIPTION: MAN AUTO BLACK WITH WHITE PRINT !!! Phased-out product !!! SIRIUS ACT 3SU1 is successor Preferred successor type is >>3SU1900-0AC16-0EA0<< | - | 0 | 7
3SB3902-1EV |  | 3SB3902-1EV | 100 | UN | 1 | 10 | C | D | N | N | 85389099 | 10 | 4011209215412 | 0.001 | KG | 106.4 | 106.4 | CP20 | CP20 | INSCRIPTION ACTUATOR/INDICATOR ON LABEL HOLDER INSCRIPTION LABEL FOR STICKING = BACKING PLATE LABEL SIZE 12.5 X 27 MM WITH INSCRIPTION: RUNNING BLACK WITH WHITE PRINT !!! Phased-out product !!! SIRIUS ACT 3SU1 is successor Preferred successor type is >>3SU1900-0AC16-0EB0<< | - | 0 | 7
3SB3902-1EW |  | 3SB3902-1EW | 100 | UN | 1 | 10 | C | D | N | N | 85389099 | 10 | 4011209215405 | 0.001 | KG | 106.4 | 106.4 | CP20 | CP20 | INSCRIPTION ACTUATOR/INDICATOR ON LABEL HOLDER INSCRIPTION LABEL FOR STICKING = BACKING PLATE LABEL SIZE 12.5 X 27 MM WITH INSCRIPTION: FAULT BLACK WITH WHITE PRINT !!! Phased-out product !!! SIRIUS ACT 3SU1 is successor Preferred successor type is >>3SU1900-0AC16-0EC0<< | - | 0 | 7
3SB3902-1FB |  | 3SB3902-1FB | 100 | UN | 1 | 10 | C | D | N | N | 85389099 | 10 | 4011209264250 | 0.001 | KG | 106.4 | 106.4 | CP20 | CP20 | INSCRIPTION ACTUATOR/INDICATOR ON LABEL HOLDER INSCRIPTION LABEL FOR STICKING = BACKING PLATE LABEL SIZE 12.5 X 27 MM WITH INSCRIPTION: MARCHE BLACK WITH WHITE PRINT !!! Phased-out product !!! SIRIUS ACT 3SU1 is successor Preferred successor type is >>3SU1900-0AC16-0GA0<< | - | 0 | 7
3SB3902-1FC |  | 3SB3902-1FC | 100 | UN | 1 | 10 | C | D | N | N | 85389099 | 10 | 4011209267176 | 0.001 | G | 106.4 | 106.4 | CP20 | CP20 | INSCRIPTION ACTUATOR/INDICATOR ON LABEL HOLDER INSCRIPTION LABEL FOR STICKING = BACKING PLATE LABEL SIZE 12.5 X 27 MM WITH INSCRIPTION: ARRET BLACK WITH WHITE PRINT !!! Phased-out product !!! SIRIUS ACT 3SU1 is successor Preferred successor type is >>3SU1900-0AC16-0GB0<< | - | 0 | 7
3SB3902-1FD |  | 3SB3902-1FD | 100 | UN | 1 | 10 | C | D | N | N | 85389099 | 10 | 4011209268432 | 0.001 | KG | 106.4 | 106.4 | CP20 | CP20 | INSCRIPTION ACTUATOR/INDICATOR ON LABEL HOLDER INSCRIPTION LABEL FOR STICKING = BACKING PLATE LABEL SIZE 12.5 X 27 MM WITH INSCRIPTION: MONTEE BLACK WITH WHITE PRINT !!! Phased-out product !!! SIRIUS ACT 3SU1 is successor Preferred successor type is >>3SU1900-0AC16-0GC0<< | - | 0 | 7
3SB3902-1FE |  | 3SB3902-1FE | 100 | UN | 1 | 10 | C | D | N | N | 85389099 | 10 | 4011209268449 | 0.003 | KG | 106.4 | 106.4 | CP20 | CP20 | INSCRIPTION ACTUATOR/INDICATOR ON LABEL HOLDER INSCRIPTION LABEL FOR STICKING = BACKING PLATE LABEL SIZE 12.5 X 27 MM WITH INSCRIPTION: DESCENTE BLACK WITH WHITE PRINT !!! Phased-out product !!! SIRIUS ACT 3SU1 is successor Preferred successor type is >>3SU1900-0AC16-0GD0<< | - | 0 | 7
3SB3902-1FF |  | 3SB3902-1FF | 100 | UN | 1 | 10 | C | D | N | N | 85389099 | 10 | 4011209268456 | 0.001 | G | 106.4 | 106.4 | CP20 | CP20 | INSCRIPTION ACTUATOR/INDICATOR ON LABEL HOLDER INSCRIPTION LABEL FOR STICKING = BACKING PLATE LABEL SIZE 12.5 X 27 MM WITH INSCRIPTION: AVANT BLACK WITH WHITE PRINT !!! Phased-out product !!! SIRIUS ACT 3SU1 is successor Preferred successor type is >>3SU1900-0AC16-0GE0<< | - | 0 | 7
3SB3902-1FG |  | 3SB3902-1FG | 100 | UN | 1 | 10 | C | D | N | N | 85389099 | 10 | 4011209268463 | 0.001 | KG | 106.4 | 106.4 | CP20 | CP20 | INSCRIPTION ACTUATOR/INDICATOR ON LABEL HOLDER INSCRIPTION LABEL FOR STICKING = BACKING PLATE LABEL SIZE 12.5 X 27 MM WITH INSCRIPTION: RETOUR BLACK WITH WHITE PRINT !!! Phased-out product !!! SIRIUS ACT 3SU1 is successor Preferred successor type is >>3SU1900-0AC16-0GF0<< | - | 0 | 7
3SB3902-1FH |  | 3SB3902-1FH | 100 | UN | 1 | 10 | C | D | N | N | 85389099 | 10 | 4011209268470 | 0.001 | KG | 106.4 | 106.4 | CP20 | CP20 | INSCRIPTION ACTUATOR/INDICATOR ON LABEL HOLDER INSCRIPTION LABEL FOR STICKING = BACKING PLATE LABEL SIZE 12.5 X 27 MM WITH INSCRIPTION: DROITE BLACK WITH WHITE PRINT !!! Phased-out product !!! SIRIUS ACT 3SU1 is successor Preferred successor type is >>3SU1900-0AC16-0GG0<< | - | 0 | 7
3SB3902-1FJ |  | 3SB3902-1FJ | 100 | UN | 1 | 10 | C | D | N | N | 85389099 | 10 | 4011209268487 | 0.001 | KG | 106.4 | 106.4 | CP20 | CP20 | INSCRIPTION ACTUATOR/INDICATOR ON LABEL HOLDER INSCRIPTION LABEL FOR STICKING = BACKING PLATE LABEL SIZE 12.5 X 27 MM WITH INSCRIPTION: GAUCHE BLACK WITH WHITE PRINT !!! Phased-out product !!! SIRIUS ACT 3SU1 is successor Preferred successor type is >>3SU1900-0AC16-0GH0<< | - | 0 | 7
3SB3902-1FK |  | 3SB3902-1FK | 100 | UN | 1 | 10 | C | D | N | N | 85389099 | 10 | 4011209268494 | 0.01 | G | 106.4 | 106.4 | CP20 | CP20 | INSCRIPTION ACTUATOR/INDICATOR ON LABEL HOLDER INSCRIPTION LABEL FOR STICKING = BACKING PLATE LABEL SIZE 12.5 X 27 MM WITH INSCRIPTION: OUVERT BLACK WITH WHITE PRINT !!! Phased-out product !!! SIRIUS ACT 3SU1 is successor Preferred successor type is >>3SU1900-0AC16-0GJ0<< | - | 0 | 7
3SB3902-1FL |  | 3SB3902-1FL | 100 | UN | 1 | 10 | C | D | N | N | 85389099 | 10 | 4011209268500 | 0.001 | KG | 106.4 | 106.4 | CP20 | CP20 | INSCRIPTION ACTUATOR/INDICATOR ON LABEL HOLDER INSCRIPTION LABEL FOR STICKING = BACKING PLATE LABEL SIZE 12.5 X 27 MM WITH INSCRIPTION: FERME BLACK WITH WHITE PRINT !!! Phased-out product !!! SIRIUS ACT 3SU1 is successor Preferred successor type is >>3SU1900-0AC16-0GK0<< | - | 0 | 7
3SB3902-1FM |  | 3SB3902-1FM | 100 | UN | 1 | 10 | C | D | N | N | 85389099 | 10 | 4011209268517 | 0.001 | KG | 106.4 | 106.4 | CP20 | CP20 | INSCRIPTION ACTUATOR/INDICATOR ON LABEL HOLDER INSCRIPTION LABEL FOR STICKING = BACKING PLATE LABEL SIZE 12.5 X 27 MM WITH INSCRIPTION: RAPIDE BLACK WITH WHITE PRINT !!! Phased-out product !!! SIRIUS ACT 3SU1 is successor Preferred successor type is >>3SU1900-0AC16-0GL0<< | - | 0 | 7
3SB3902-1FN |  | 3SB3902-1FN | 100 | UN | 1 | 10 | C | D | N | N | 85389099 | 10 | 4011209268524 | 0.34 | G | 106.4 | 106.4 | CP20 | CP20 | Adhesive labeling plate on label holder, label size 12.5 x 27 mm, BLACK, white font, with inscription: LENT !!! Phased-out product !!! SIRIUS ACT 3SU1 is the successor The preferred successor type is >>3SU1900-0AC16-0AZ0 Q0Y<< | - | 0 | 7
3SB3902-1FP |  | 3SB3902-1FP | 100 | UN | 1 | 10 | C | D | N | N | 85389099 | 10 | 4011209268531 | 0.001 | KG | 106.4 | 106.4 | CP20 | CP20 | INSCRIPTION ACTUATOR/INDICATOR ON LABEL HOLDER INSCRIPTION LABEL FOR STICKING = BACKING PLATE LABEL SIZE 12.5 X 27 MM WITH INSCRIPTION: EN SERVICE BLACK WITH WHITE PRINT !!! Phased-out product !!! SIRIUS ACT 3SU1 is successor Preferred successor type is >>3SU1900-0AC16-0GM0<< | - | 0 | 7
3SB3902-1FQ |  | 3SB3902-1FQ | 100 | UN | 1 | 10 | C | D | N | N | 85389099 | 10 | 4011209268548 | 0.001 | KG | 106.4 | 106.4 | CP20 | CP20 | INSCRIPTION ACTUATOR/INDICATOR ON LABEL HOLDER INSCRIPTION LABEL FOR STICKING = BACKING PLATE LABEL SIZE 12.5 X 27 MM WITH INSCRIPTION: DEFAUT BLACK WITH WHITE PRINT !!! Phased-out product !!! SIRIUS ACT 3SU1 is successor Preferred successor type is >>3SU1900-0AC16-0GN0<< | - | 0 | 7
3SB3902-1FR |  | 3SB3902-1FR | 100 | UN | 1 | 10 | C | D | N | N | 85389099 | 10 | 4011209268555 | 0.001 | KG | 106.4 | 106.4 | CP20 | CP20 | INSCRIPTION ACTUATOR/INDICATOR ON LABEL HOLDER INSCRIPTION LABEL FOR STICKING = BACKING PLATE LABEL SIZE 12.5 X 27 MM WITH INSCRIPTION: REGLAGE BLACK WITH WHITE PRINT !!! Phased-out product !!! SIRIUS ACT 3SU1 is successor Preferred successor type is >>3SU1900-0AC16-0GP0<< | - | 0 | 7
3SB3902-1FS |  | 3SB3902-1FS | 100 | UN | 1 | 10 | C | D | N | N | 85389099 | 10 | 4011209421998 | 0.001 | KG | 106.4 | 106.4 | CP20 | CP20 | INSCRIPTION ACTUATOR/INDICATOR ON LABEL HOLDER INSCRIPTION LABEL FOR STICKING = BACKING PLATE LABEL SIZE 12.5 X 27 MM WITH INSCRIPTION: ARRET D'URGENCE BLACK WITH WHITE PRINT !!! Phased-out product !!! SIRIUS ACT 3SU1 is successor Preferred successor type is >>3SU1900-0AC16-0GQ0<< | - | 0 | 7
3SB3902-1FT |  | 3SB3902-1FT | 100 | UN | 1 | 10 | C | D | N | N | 85389099 | 10 | 4011209646131 | 0.007 | KG | 106.4 | 106.4 | CP20 | CP20 | INSCRIPTION ACTUATOR/INDICATOR ON LABEL HOLDER INSCRIPTION LABEL FOR STICKING = BACKING PLATE LABEL SIZE 12.5 X 27 MM WITH INSCRIPTION: HORS SERVICE BLACK WITH WHITE PRINT !!! Phased-out product !!! SIRIUS ACT 3SU1 is successor Preferred successor type is >>3SU1900-0AC16-0GR0<< | - | 0 | 7
3SB3902-1FU |  | 3SB3902-1FU | 100 | UN | 1 | 10 | C | D | N | N | 85389099 | 10 | 4011209464780 | 0.001 | KG | 106.4 | 106.4 | CP20 | CP20 | INSCRIPTION ACTUATOR/INDICATOR ON LABEL HOLDER INSCRIPTION LABEL FOR STICKING = BACKING PLATE LABEL SIZE 12.5 X 27 MM WITH INSCRIPTION: SOUS TENSION BLACK WITH WHITE PRINT !!! Phased-out product !!! SIRIUS ACT 3SU1 is successor Preferred successor type is >>3SU1900-0AC16-0GS0<< | - | 0 | 7
3SB3902-1FV |  | 3SB3902-1FV | 100 | UN | 1 | 10 | C | D | N | N | 85389099 | 10 | 4011209464797 | 0.001 | KG | 106.4 | 106.4 | CP20 | CP20 | INSCRIPTION ACTUATOR/INDICATOR ON LABEL HOLDER INSCRIPTION LABEL FOR STICKING = BACKING PLATE LABEL SIZE 12.5 X 27 MM WITH INSCRIPTION: MANU AUTO BLACK WITH WHITE PRINT !!! Phased-out product !!! SIRIUS ACT 3SU1 is successor Preferred successor type is >>3SU1900-0AC16-0GT0<< | - | 0 | 7
3SB3902-1FW |  | 3SB3902-1FW | 100 | UN | 1 | 10 | C | D | N | N | 85389099 | 10 | 4011209629196 | 0.001 | G | 106.4 | 106.4 | CP20 | CP20 | INSCRIPTION ACTUATOR/INDICATOR ON LABEL HOLDER INSCRIPTION LABEL FOR STICKING = BACKING PLATE LABEL SIZE 12.5 X 27 MM WITH INSCRIPTION: ARRET-MARCHE BLACK WITH WHITE PRINT !!! Phased-out product !!! SIRIUS ACT 3SU1 is successor Preferred successor type is >>3SU1900-0AC16-0GU0<< | - | 0 | 7
3SB3902-1FX |  | 3SB3902-1FX | 100 | UN | 1 | 10 | C | D | N | N | 85389099 | 10 | 4011209571648 | 0.004 | KG | 106.4 | 106.4 | CP20 | CP20 | INSCRIPTION ACTUATOR/INDICATOR ON LABEL HOLDER INSCRIPTION LABEL FOR STICKING = BACKING PLATE LABEL SIZE 12.5 X 27 MM WITH INSCRIPTION: REARMEMENT BLACK WITH WHITE PRINT !!! Phased-out product !!! SIRIUS ACT 3SU1 is successor Preferred successor type is >>3SU1900-0AC16-0GV0<< | - | 0 | 7
3SB3902-1MB |  | 3SB3902-1MB | 100 | UN | 1 | 10 | C | D | N | N | 85389099 | 10 | 4011209193376 | 0.001 | KG | 106.4 | 106.4 | CP20 | CP20 | INSCRIPTION ACTUATOR/INDICATOR ON LABEL HOLDER INSCRIPTION LABEL FOR STICKING = BACKING PLATE LABEL SIZE 12.5 X 27 MM WITH GRAPHICAL SYMBOL: O BLACK WITH WHITE PRINT !!! Phased-out product !!! SIRIUS ACT 3SU1 is successor Preferred successor type is >>3SU1900-0AC16-0QA0<< | - | 0 | 7
3SB3902-1MC |  | 3SB3902-1MC | 100 | UN | 1 | 10 | C | D | N | N | 85389099 | 10 | 4011209193383 | 0.001 | G | 106.4 | 106.4 | CP20 | CP20 | INSCRIPTION ACTUATOR/INDICATOR ON LABEL HOLDER INSCRIPTION LABEL FOR STICKING = BACKING PLATE LABEL SIZE 12.5 X 27 MM WITH GRAPHICAL SYMBOL: I BLACK WITH WHITE PRINT !!! Phased-out product !!! SIRIUS ACT 3SU1 is successor Preferred successor type is >>3SU1900-0AC16-0QB0<< | - | 0 | 7
3SB3902-1MF |  | 3SB3902-1MF | 100 | UN | 1 | 10 | C | D | N | N | 85389099 | 10 | 4011209165694 | 0.002 | KG | 106.4 | 106.4 | CP20 | CP20 | INSCRIPTION ACTUATOR/INDICATOR ON LABEL HOLDER INSCRIPTION LABEL FOR STICKING = BACKING PLATE LABEL SIZE 12.5 X 27 MM WITH GRAPHICAL SYMBOL: O I BLACK WITH WHITE PRINT !!! Phased-out product !!! SIRIUS ACT 3SU1 is successor Preferred successor type is >>3SU1900-0AC16-0QG0<< | - | 0 | 7
3SB3902-1MG |  | 3SB3902-1MG | 100 | UN | 1 | 10 | C | D | N | N | 85389099 | 10 | 4011209827127 | 0.001 | KG | 106.4 | 106.4 | CP20 | CP20 | Adhesive labeling plate on label holder, label size 12.5 x 27 mm, BLACK, white font, with graphic symbol: I O II !!! Phased-out product !!! SIRIUS ACT 3SU1 is the successor The preferred successor type is >>3SU1900-0AC16-0AZ0 Q1Y<< | - | 0 | 7
3SB3902-1ML |  | 3SB3902-1ML | 100 | UN | 1 | 10 | C | D | N | N | 85389099 | 10 | 4011209213142 | 0.002 | KG | 106.4 | 106.4 | CP20 | CP20 | INSCRIPTION ACTUATOR/INDICATOR ON LABEL HOLDER INSCRIPTION LABEL FOR STICKING = BACKING PLATE LABEL SIZE 12.5 X 27 MM WITH GRAPHICAL SYMBOL: 1 2 BLACK WITH WHITE PRINT !!! Phased-out product !!! SIRIUS ACT 3SU1 is successor Preferred successor type is >>3SU1900-0AC16-0QJ0<< | - | 0 | 7
3SB3902-1MP |  | 3SB3902-1MP | 100 | UN | 1 | 5 | B | D | N | N | 85389099 | 1 |  | 0.001 | KG | 106.4 | 106.4 | CP20 | CP20 | INSCRIPTION ACTUATOR/INDICATOR ON LABEL HOLDER INSCRIPTION LABEL FOR STICKING = BACKING PLATE LABEL SIZE 12.5 X 27 MM WITH GRAPHICAL SYMBOL: O I BLACK WITH WHITE PRINT !!! Phased-out product !!! SIRIUS ACT 3SU1 is successor Preferred successor type is >>3SU1900-0AC16-0QG0<< | - | 0 | 7
3SB3902-1NA |  | 3SB3902-1NA | 100 | UN | 1 | 10 | C | D | N | N | 85389099 | 10 | 4011209121454 | 0.001 | KG | 106.4 | 106.4 | CP20 | CP20 | Adhesive labeling plate on label holder, label size 12.5 x 27 mm, BLACK, white font, with graphic symbol: arrow pointing right !!! Phased-out product !!! SIRIUS ACT 3SU1 is the successor The preferred successor type is >>3SU1900-0AC16-0AZ0 Q3Y<< | - | 0 | 7
3SB3902-1NJ |  | 3SB3902-1NJ | 100 | UN | 1 | 10 | C | D | N | N | 85389099 | 10 | 4011209121461 | 0.001 | KG | 106.4 | 106.4 | CP20 | CP20 | INSCRIPTION ACTUATOR/INDICATOR ON LABEL HOLDER INSCRIPTION LABEL FOR STICKING = BACKING PLATE LABEL SIZE 12.5 X 27 MM WITH GRAPHICAL SYMBOL: DIRECTION OF ARROW UPWARDS BLACK WITH WHITE PRINT !!! Phased-out product !!! SIRIUS ACT 3SU1 is successor Preferred successor type is >>3SU1900-0AC16-0QS0<< | - | 0 | 7
3SB3902-1XZ | K0Y | 3SB3902-1XZK0Y | 1 | UN | 1 | 20 | D | D | N | N | 85389099 | 1 |  | 0.001 | KG | 3.54 | 3.54 | CP20 | CP20 | INSCRIPTION ACTUATOR/INDICATOR ON LABEL HOLDER INSCRIPTION LABEL FOR STICKING = BACKING PLATE LABEL SIZE 12.5 X 27 MM WITH CUSTOM MADE INSCRIPTION ACC.TO ORDER FORM SUPPLEMENT BLACK WITH WHITE PRINT UPPER/LOWER CASE | - | 0 | 7
3SB3902-1XZ | K1Y | 3SB3902-1XZK1Y | 1 | UN | 1 | 10 | C | D | N | N | 85389099 | 1 |  | 0.005 | KG | 3.54 | 3.54 | CP20 | CP20 | INSCRIPTION ACTUATOR/INDICATOR ON LABEL HOLDER INSCRIPTION LABEL FOR STICKING = BACKING PLATE LABEL SIZE 12.5 X 27 MM WITH CUSTOM MADE INSCRIPTION ACC.TO ORDER FORM SUPPLEMENT BLACK WITH WHITE PRINT UPPER CASE | - | 0 | 7
3SB3902-1XZ | K2Y | 3SB3902-1XZK2Y | 1 | UN | 1 | 10 | C | D | N | N | 85389099 | 1 |  | 0.001 | KG | 3.54 | 3.54 | CP20 | CP20 | INSCRIPTION ACTUATOR/INDICATOR ON LABEL HOLDER INSCRIPTION LABEL FOR STICKING = BACKING PLATE LABEL SIZE 12.5 X 27 MM WITH CUSTOM MADE INSCRIPTION ACC.TO ORDER FORM SUPPLEMENT BLACK WITH WHITE PRINT LOWER CASE | - | 0 | 7
3SB3902-1XZ | K3Y | 3SB3902-1XZK3Y | 1 | UN | 1 | 10 | C | D | N | N | 85389099 | 1 |  | 0.199 | G | 3.54 | 3.54 | CP20 | CP20 | INSCRIPTION ACTUATOR/INDICATOR ON LABEL HOLDER INSCRIPTION LABEL FOR STICKING = BACKING PLATE LABEL SIZE 12.5 X 27 MM WITH CUSTOM MADE INSCRIPTION ACC.TO ORDER FORM SUPPLEMENT BLACK WITH WHITE PRINT SYMBOL NO. DIN REPORT | - | 0 | 7
3SB3902-1XZ | K5Y | 3SB3902-1XZK5Y | 1 | UN | 1 | 10 | C | D | N | N | 85389099 | 1 |  | 0.001 | KG | 3.54 | 3.54 | CP20 | CP20 | LABELING PLATE FOR GLUING ON LABEL HOLDER, LABEL SIZE 12.5 X 27MM, BLACK, WHITE LETTERING, CUSTOMIZED INSCRIPTION, CAPITALS AND LOWER CASE, START OF WORD ALWAYS CAPITAL | - | 0 | 7
3SB3902-1XZ | K9Y | 3SB3902-1XZK9Y | 1 | UN | 1 | 10 | C | D | N | N | 85389099 | 1 |  | 0.001 | KG | 3.54 | 3.54 | CP20 | CP20 | INSCRIPTION ACTUATOR/INDICATOR ON LABEL HOLDER INSCRIPTION LABEL FOR STICKING = BACKING PLATE LABEL SIZE 12.5 X 27 MM WITH CUSTOM MADE INSCRIPTION ACC.TO ORDER FORM SUPPLEMENT BLACK WITH WHITE PRINT SYMBOL ACC.TO ORDER FORM SUPPL. | - | 0 | 7
3SB3902-2AA |  | 3SB3902-2AA | 100 | UN | 1 | 10 | C | D | EAR99 | N | 48211010 | 480 | 4011209642126 | 0.287 | G | 57.67 | 57.67 | CP20 | CP20 | INSCRIPTION BY LASER PRINTER ON LABEL HOLDER INSCRIPTION LABEL FOR STICKING LABEL SIZE 12.5 X 27 MM LABEL SIZE 27 X 27 MM WITHOUT INSCRIPTION WHITE 4 SHEETS A4, 480 LABELS !!! Phased-out product !!! SIRIUS ACT 3SU1 is successor Preferred successor type is >>3SU1900-0BJ61-0AA0<< | - | 0 | 7
3SB3903-0MB |  | 3SB3903-0MB | 100 | UN | 1 | 10 | C | D | N | N | 85389099 | 1 | 4011209829138 | 0.001 | KG | 145.35 | 145.35 | CP20 | CP20 | INSCRIPTION ACTUATOR/INDICATOR ON LABEL HOLDER INSCRIPTION LABEL FOR STICKING = BACKING PLATE LABEL SIZE 27 X 27 MM WITH GRAPHICAL SYMBOL: O BLACK WITH WHITE PRINT | - | 0 | 7
3SB3903-0MC |  | 3SB3903-0MC | 100 | UN | 1 | 10 | C | D | N | N | 85389099 | 1 | 4011209829145 | 0.001 | KG | 145.35 | 145.35 | CP20 | CP20 | INSCRIPTION ACTUATOR/INDICATOR ON LABEL HOLDER INSCRIPTION LABEL FOR STICKING = BACKING PLATE LABEL SIZE 27 X 27 MM WITH GRAPHICAL SYMBOL: I BLACK WITH WHITE PRINT | - | 0 | 7
3SB3903-0MF |  | 3SB3903-0MF | 100 | UN | 1 | 10 | C | D | N | N | 85389099 | 1 | 4011209829152 | 0.001 | KG | 145.35 | 145.35 | CP20 | CP20 | INSCRIPTION ACTUATOR/INDICATOR ON LABEL HOLDER INSCRIPTION LABEL FOR STICKING = BACKING PLATE LABEL SIZE 27 X 27 MM WITH GRAPHICAL SYMBOL: O I BLACK WITH WHITE PRINT | - | 0 | 7
3SB3903-0ML |  | 3SB3903-0ML | 100 | UN | 1 | 10 | C | D | N | N | 85389099 | 1 | 4011209829169 | 0.001 | KG | 145.35 | 145.35 | CP20 | CP20 | INSCRIPTION ACTUATOR/INDICATOR ON LABEL HOLDER INSCRIPTION LABEL FOR STICKING = BACKING PLATE LABEL SIZE 27 X 27 MM WITH GRAPHICAL SYMBOL: 1 2 BLACK WITH WHITE PRINT | - | 0 | 7
3SB3903-0NA |  | 3SB3903-0NA | 100 | UN | 1 | 10 | C | D | N | N | 85389099 | 1 | 4011209829121 | 0.001 | KG | 145.35 | 145.35 | CP20 | CP20 | INSCRIPTION ACTUATOR/INDICATOR ON LABEL HOLDER INSCRIPTION LABEL FOR STICKING = BACKING PLATE LABEL SIZE 27 X 27 MM WITH GRAPHICAL SYMBOL: DIRECTION OF ARROW TO THE RIGHT BLACK WITH WHITE PRINT | - | 0 | 7
3SB3903-0NJ |  | 3SB3903-0NJ | 100 | UN | 1 | 10 | C | D | N | N | 85389099 | 1 | 4011209829176 | 0.001 | KG | 145.35 | 145.35 | CP20 | CP20 | INSCRIPTION ACTUATOR/INDICATOR ON LABEL HOLDER INSCRIPTION LABEL FOR STICKING = BACKING PLATE LABEL SIZE 27 X 27 MM WITH GRAPHICAL SYMBOL: DIRECTION OF ARROW UPWARDS BLACK WITH WHITE PRINT | - | 0 | 7
3SB3903-1AA |  | 3SB3903-1AA | 100 | UN | 1 | 10 | C | D | N | N | 85389099 | 10 | 4011209031098 | 0.472 | G | 98.8 | 98.8 | CP20 | CP20 | INSCRIPTION ACTUATOR/INDICATOR ON LABEL HOLDER INSCRIPTION LABEL FOR STICKING = BACKING PLATE LABEL SIZE 27 X 27 MM FOR SELF-INSCRIPTION WITHOUT INSCRIPTION BLACK WITH WHITE PRINT !!! Phased-out product !!! SIRIUS ACT 3SU1 is successor Preferred successor type is >>3SU1900-0AE16-0AA0<< | - | 0 | 7
3SB3903-1AB |  | 3SB3903-1AB | 100 | UN | 1 | 10 | C | D | N | N | 85389099 | 10 | 4011209176157 | 0.001 | KG | 117.8 | 117.8 | CP20 | CP20 | INSCRIPTION ACTUATOR/INDICATOR ON LABEL HOLDER INSCRIPTION LABEL FOR STICKING = BACKING PLATE LABEL SIZE 27 X 27 MM WITH INSCRIPTION: EIN BLACK WITH WHITE PRINT !!! Phased-out product !!! SIRIUS ACT 3SU1 is successor Preferred successor type is >>3SU1900-0AE16-0AB0<< | - | 0 | 7
3SB3903-1AC |  | 3SB3903-1AC | 100 | UN | 1 | 10 | C | D | N | N | 85389099 | 10 | 4011209176164 | 0.002 | KG | 117.8 | 117.8 | CP20 | CP20 | INSCRIPTION ACTUATOR/INDICATOR ON LABEL HOLDER INSCRIPTION LABEL FOR STICKING = BACKING PLATE LABEL SIZE 27 X 27 MM WITH INSCRIPTION: AUS BLACK WITH WHITE PRINT !!! Phased-out product !!! SIRIUS ACT 3SU1 is successor Preferred successor type is >>3SU1900-0AE16-0AC0<< | - | 0 | 7
3SB3903-1AD |  | 3SB3903-1AD | 100 | UN | 1 | 10 | C | D | N | N | 85389099 | 10 | 4011209193642 | 0.003 | KG | 117.8 | 117.8 | CP20 | CP20 | INSCRIPTION ACTUATOR/INDICATOR ON LABEL HOLDER INSCRIPTION LABEL FOR STICKING = BACKING PLATE LABEL SIZE 27 X 27 MM WITH INSCRIPTION: AUF BLACK WITH WHITE PRINT !!! Phased-out product !!! SIRIUS ACT 3SU1 is successor Preferred successor type is >>3SU1900-0AE16-0AD0<< | - | 0 | 7
3SB3903-1AE |  | 3SB3903-1AE | 100 | UN | 1 | 10 | C | D | N | N | 85389099 | 10 | 4011209193659 | 0.001 | KG | 117.8 | 117.8 | CP20 | CP20 | INSCRIPTION ACTUATOR/INDICATOR ON LABEL HOLDER INSCRIPTION LABEL FOR STICKING = BACKING PLATE LABEL SIZE 27 X 27 MM WITH INSCRIPTION: AB BLACK WITH WHITE PRINT !!! Phased-out product !!! SIRIUS ACT 3SU1 is successor Preferred successor type is >>3SU1900-0AE16-0AE0<< | - | 0 | 7
3SB3903-1AF |  | 3SB3903-1AF | 100 | UN | 1 | 10 | C | D | N | N | 85389099 | 10 | 4011209193666 | 0.002 | KG | 117.8 | 117.8 | CP20 | CP20 | INSCRIPTION ACTUATOR/INDICATOR ON LABEL HOLDER INSCRIPTION LABEL FOR STICKING = BACKING PLATE LABEL SIZE 27 X 27 MM WITH INSCRIPTION: VOR BLACK WITH WHITE PRINT !!! Phased-out product !!! SIRIUS ACT 3SU1 is successor Preferred successor type is >>3SU1900-0AE16-0AF0<< | - | 0 | 7
3SB3903-1AG |  | 3SB3903-1AG | 100 | UN | 1 | 10 | C | D | N | N | 85389099 | 10 | 4011209193673 | 0.001 | KG | 117.8 | 117.8 | CP20 | CP20 | INSCRIPTION ACTUATOR/INDICATOR ON LABEL HOLDER INSCRIPTION LABEL FOR STICKING = BACKING PLATE LABEL SIZE 27 X 27 MM WITH INSCRIPTION: ZURUECK BLACK WITH WHITE PRINT !!! Phased-out product !!! uccessor is SIRI is successor Preferred successor type is >>3SU1900-0AE16-0AG0<< | - | 0 | 7
3SB3903-1AH |  | 3SB3903-1AH | 100 | UN | 1 | 10 | C | D | N | N | 85389099 | 10 | 4011209237599 | 0.001 | KG | 117.8 | 117.8 | CP20 | CP20 | INSCRIPTION ACTUATOR/INDICATOR ON LABEL HOLDER INSCRIPTION LABEL FOR STICKING = BACKING PLATE LABEL SIZE 27 X 27 MM WITH INSCRIPTION: RIGHT BLACK WITH WHITE PRINT !!! Phased-out product !!! SIRIUS ACT 3SU1 is successor Preferred successor type is >>3SU1900-0AE16-0AH0<< | - | 0 | 7
3SB3903-1AJ |  | 3SB3903-1AJ | 100 | UN | 1 | 10 | C | D | N | N | 85389099 | 10 | 4011209237605 | 0.001 | G | 117.8 | 117.8 | CP20 | CP20 | INSCRIPTION ACTUATOR/INDICATOR ON LABEL HOLDER INSCRIPTION LABEL FOR STICKING = BACKING PLATE LABEL SIZE 27 X 27 MM WITH INSCRIPTION: LINKS BLACK WITH WHITE PRINT !!! Phased-out product !!! SIRIUS ACT 3SU1 is successor Preferred successor type is >>3SU1900-0AE16-0AJ0<< | - | 0 | 7
3SB3903-1AK |  | 3SB3903-1AK | 100 | UN | 1 | 10 | C | D | N | N | 85389099 | 10 | 4011209356542 | 0.001 | KG | 117.8 | 117.8 | CP20 | CP20 | INSCRIPTION ACTUATOR/INDICATOR ON LABEL HOLDER INSCRIPTION LABEL FOR STICKING = BACKING PLATE LABEL SIZE 27 X 27 MM WITH INSCRIPTION: HALT BLACK WITH WHITE PRINT !!! Phased-out product !!! SIRIUS ACT 3SU1 is successor Preferred successor type is >>3SU1900-0AE16-0AK0<< | - | 0 | 7
3SB3903-1AL |  | 3SB3903-1AL | 100 | UN | 1 | 10 | C | D | N | N | 85389099 | 10 | 4011209343542 | 0.001 | KG | 117.8 | 117.8 | CP20 | CP20 | INSCRIPTION ACTUATOR/INDICATOR ON LABEL HOLDER INSCRIPTION LABEL FOR STICKING = BACKING PLATE LABEL SIZE 27 X 27 MM WITH INSCRIPTION: ZU BLACK WITH WHITE PRINT !!! Phased-out product !!! uccessor is SIRI is successor Preferred successor type is >>3SU1900-0AE16-0AL0<< | - | 0 | 7
3SB3903-1AP |  | 3SB3903-1AP | 100 | UN | 1 | 10 | C | D | N | N | 85389099 | 10 | 4011209199125 | 0.002 | KG | 117.8 | 117.8 | CP20 | CP20 | INSCRIPTION ACTUATOR/INDICATOR ON LABEL HOLDER INSCRIPTION LABEL FOR STICKING = BACKING PLATE LABEL SIZE 27 X 27 MM WITH INSCRIPTION: BETRIEB BLACK WITH WHITE PRINT !!! Phased-out product !!! SIRIUS ACT 3SU1 is successor Preferred successor type is >>3SU1900-0AE16-0AP0<< | - | 0 | 7
3SB3903-1AQ |  | 3SB3903-1AQ | 100 | UN | 1 | 10 | C | D | N | N | 85389099 | 10 | 4011209199118 | 0.002 | KG | 117.8 | 117.8 | CP20 | CP20 | INSCRIPTION ACTUATOR/INDICATOR ON LABEL HOLDER INSCRIPTION LABEL FOR STICKING = BACKING PLATE LABEL SIZE 27 X 27 MM WITH INSCRIPTION: STOERUNG BLACK WITH WHITE PRINT !!! Phased-out product !!! SIRIUS ACT 3SU1 is successor Preferred successor type is >>3SU1900-0AE16-0AQ0<< | - | 0 | 7
3SB3903-1BA |  | 3SB3903-1BA | 100 | UN | 1 | 10 | C | D | N | N | 85389099 | 10 | 4011209359826 | 0.001 | KG | 117.8 | 117.8 | CP20 | CP20 | INSCRIPTION ACTUATOR/INDICATOR ON LABEL HOLDER INSCRIPTION LABEL FOR STICKING = BACKING PLATE LABEL SIZE 27 X 27 MM WITH INSCRIPTION: HAND AUTO BLACK WITH WHITE PRINT !!! Phased-out product !!! SIRIUS ACT 3SU1 is successor Preferred successor type is >>3SU1900-0AE16-0DB0<< | - | 0 | 7
3SB3903-1BC |  | 3SB3903-1BC | 100 | UN | 1 | 10 | C | D | N | N | 85389099 | 10 | 4011209221482 | 0.003 | KG | 117.8 | 117.8 | CP20 | CP20 | INSCRIPTION ACTUATOR/INDICATOR ON LABEL HOLDER INSCRIPTION LABEL FOR STICKING = BACKING PLATE LABEL SIZE 27 X 27 MM WITH INSCRIPTION: STOP START BLACK WITH WHITE PRINT !!! Phased-out product !!! SIRIUS ACT 3SU1 is successor Preferred successor type is >>3SU1900-0AE16-0DC0<< | - | 0 | 7
3SB3903-1EB |  | 3SB3903-1EB | 100 | UN | 1 | 10 | C | D | N | N | 85389099 | 10 | 4011209286269 | 0.001 | KG | 117.8 | 117.8 | CP20 | CP20 | INSCRIPTION ACTUATOR/INDICATOR ON LABEL HOLDER INSCRIPTION LABEL FOR STICKING = BACKING PLATE LABEL SIZE 27 X 27 MM WITH INSCRIPTION: ON BLACK WITH WHITE PRINT !!! Phased-out product !!! SIRIUS ACT 3SU1 is successor Preferred successor type is >>3SU1900-0AE16-0DJ0<< | - | 0 | 7
3SB3903-1EC |  | 3SB3903-1EC | 100 | UN | 1 | 10 | C | D | N | N | 85389099 | 10 | 4011209286276 | 0.002 | KG | 117.8 | 117.8 | CP20 | CP20 | INSCRIPTION ACTUATOR/INDICATOR ON LABEL HOLDER INSCRIPTION LABEL FOR STICKING = BACKING PLATE LABEL SIZE 27 X 27 MM WITH INSCRIPTION: OFF BLACK WITH WHITE PRINT !!! Phased-out product !!! SIRIUS ACT 3SU1 is successor Preferred successor type is >>3SU1900-0AE16-0DK0<< | - | 0 | 7
3SB3903-1ED |  | 3SB3903-1ED | 100 | UN | 1 | 10 | C | D | N | N | 85389099 | 10 | 4011209221499 | 0.001 | KG | 117.8 | 117.8 | CP20 | CP20 | INSCRIPTION ACTUATOR/INDICATOR ON LABEL HOLDER INSCRIPTION LABEL FOR STICKING = BACKING PLATE LABEL SIZE 27 X 27 MM WITH INSCRIPTION: UP BLACK WITH WHITE PRINT !!! Phased-out product !!! SIRIUS ACT 3SU1 is successor Preferred successor type is >>3SU1900-0AE16-0DL0<< | - | 0 | 7
3SB3903-1EE |  | 3SB3903-1EE | 100 | UN | 1 | 10 | C | D | N | N | 85389099 | 10 | 4011209221505 | 0.001 | KG | 117.8 | 117.8 | CP20 | CP20 | INSCRIPTION ACTUATOR/INDICATOR ON LABEL HOLDER INSCRIPTION LABEL FOR STICKING = BACKING PLATE LABEL SIZE 27 X 27 MM WITH INSCRIPTION: DOWN BLACK WITH WHITE PRINT !!! Phased-out product !!! SIRIUS ACT 3SU1 is successor Preferred successor type is >>3SU1900-0AE16-0DM0<< | - | 0 | 7
3SB3903-1EF |  | 3SB3903-1EF | 100 | UN | 1 | 10 | C | D | N | N | 85389099 | 10 | 4011209221451 | 0.9 | G | 117.8 | 117.8 | CP20 | CP20 | INSCRIPTION ACTUATOR/INDICATOR ON LABEL HOLDER INSCRIPTION LABEL FOR STICKING = BACKING PLATE LABEL SIZE 27 X 27 MM WITH INSCRIPTION: FORWARD BLACK WITH WHITE PRINT !!! Phased-out product !!! SIRIUS ACT 3SU1 is successor Preferred successor type is >>3SU1900-0AE16-0DN0<< | - | 0 | 7
3SB3903-1EG |  | 3SB3903-1EG | 100 | UN | 1 | 10 | C | D | N | N | 85389099 | 10 | 4011209221468 | 0.9 | G | 117.8 | 117.8 | CP20 | CP20 | INSCRIPTION ACTUATOR/INDICATOR ON LABEL HOLDER INSCRIPTION LABEL FOR STICKING = BACKING PLATE LABEL SIZE 27 X 27 MM WITH INSCRIPTION: REVERSE BLACK WITH WHITE PRINT !!! Phased-out product !!! SIRIUS ACT 3SU1 is successor Preferred successor type is >>3SU1900-0AE16-0DP0<< | - | 0 | 7
3SB3903-1EJ |  | 3SB3903-1EJ | 100 | UN | 1 | 10 | C | D | N | N | 85389099 | 10 | 4011209420274 | 0.9 | G | 117.8 | 117.8 | CP20 | CP20 | Adhesive labeling plate on label holder, label size 27 x 27 mm, BLACK, white font, with inscription: LEFT !!! Phased-out product !!! SIRIUS ACT 3SU1 is the successor The preferred successor type is >>3SU1900-0AE16-0AZ0 Q0Y<< | - | 0 | 7
3SB3903-1EK |  | 3SB3903-1EK | 100 | UN | 1 | 10 | C | D | N | N | 85389099 | 10 | 4011209203594 | 0.001 | KG | 117.8 | 117.8 | CP20 | CP20 | INSCRIPTION ACTUATOR/INDICATOR ON LABEL HOLDER INSCRIPTION LABEL FOR STICKING = BACKING PLATE LABEL SIZE 27 X 27 MM WITH INSCRIPTION: STOP BLACK WITH WHITE PRINT !!! Phased-out product !!! SIRIUS ACT 3SU1 is successor Preferred successor type is >>3SU1900-0AE16-0DS0<< | - | 0 | 7
3SB3903-1EL |  | 3SB3903-1EL | 100 | UN | 1 | 10 | C | D | N | N | 85389099 | 10 | 4011209221512 | 0.001 | KG | 117.8 | 117.8 | CP20 | CP20 | INSCRIPTION ACTUATOR/INDICATOR ON LABEL HOLDER INSCRIPTION LABEL FOR STICKING = BACKING PLATE LABEL SIZE 27 X 27 MM WITH INSCRIPTION: START BLACK WITH WHITE PRINT !!! Phased-out product !!! SIRIUS ACT 3SU1 is successor Preferred successor type is >>3SU1900-0AE16-0DT0<< | - | 0 | 7
3SB3903-1EN |  | 3SB3903-1EN | 100 | UN | 1 | 10 | C | D | N | N | 85389099 | 10 | 4011209274860 | 0.001 | KG | 117.8 | 117.8 | CP20 | CP20 | Adhesive labeling plate on label holder, label size 27 x 27 mm, BLACK, white font, with inscription: TEST !!! Phased-out product !!! SIRIUS ACT 3SU1 is the successor The preferred successor type is >>3SU1900-0AE16-0AZ0 Q0Y<< | - | 0 | 7
3SB3903-1EU |  | 3SB3903-1EU | 100 | UN | 1 | 10 | C | D | N | N | 85389099 | 10 | 4011209232266 | 0.001 | KG | 117.8 | 117.8 | CP20 | CP20 | Adhesive labeling plate on label holder, label size 27 x 27 mm, BLACK, white font, with inscription: MANUAL AUTO !!! Phased-out product !!! SIRIUS ACT 3SU1 is the successor The preferred successor type is >>3SU1900-0AE16-0AZ0 Q5Y<< | - | 0 | 7
3SB3903-1EV |  | 3SB3903-1EV | 100 | UN | 1 | 10 | C | D | N | N | 85389099 | 10 | 4011209420281 | 0.001 | KG | 117.8 | 117.8 | CP20 | CP20 | Adhesive labeling plate on label holder, label size 27 x 27 mm, BLACK, white font, with inscription: RUNNING !!! Phased-out product !!! SIRIUS ACT 3SU1 is the successor The preferred successor type is >>3SU1900-0AE16-0AZ0 Q0Y<< | - | 0 | 7
3SB3903-1EW |  | 3SB3903-1EW | 100 | UN | 1 | 10 | C | D | N | N | 85389099 | 10 | 4011209221475 | 0.002 | KG | 117.8 | 117.8 | CP20 | CP20 | Adhesive labeling plate on label holder, label size 27 x 27 mm, BLACK, white font, with inscription: FAULT !!! Phased-out product !!! SIRIUS ACT 3SU1 is the successor The preferred successor type is >>3SU1900-0AE16-0AZ0 Q0Y<< | - | 0 | 7
3SB3903-1EX |  | 3SB3903-1EX | 100 | UN | 1 | 10 | C | D | N | N | 85389099 | 10 |  | 0.001 | G | 117.8 | 117.8 | CP20 | CP20 | Adhesive labeling plate on label holder, label size 27 x 27 mm, BLACK, white font, with inscription: RUN !!! Phased-out product !!! SIRIUS ACT 3SU1 is the successor The preferred successor type is >>3SU1900-0AE16-0AZ0 Q0Y<< | - | 0 | 7
3SB3903-1FB |  | 3SB3903-1FB | 100 | UN | 1 | 10 | C | D | N | N | 85389099 | 10 | 4011209268562 | 0.001 | KG | 117.8 | 117.8 | CP20 | CP20 | INSCRIPTION ACTUATOR/INDICATOR ON LABEL HOLDER INSCRIPTION LABEL FOR STICKING = BACKING PLATE LABEL SIZE 27 X 27 MM WITH INSCRIPTION: MARCHE BLACK WITH WHITE PRINT !!! Phased-out product !!! SIRIUS ACT 3SU1 is successor Preferred successor type is >>3SU1900-0AE16-0GA0<< | - | 0 | 7
3SB3903-1FC |  | 3SB3903-1FC | 100 | UN | 1 | 10 | C | D | N | N | 85389099 | 10 | 4011209268579 | 0.015 | KG | 117.8 | 117.8 | CP20 | CP20 | INSCRIPTION ACTUATOR/INDICATOR ON LABEL HOLDER INSCRIPTION LABEL FOR STICKING = BACKING PLATE LABEL SIZE 27 X 27 MM WITH INSCRIPTION: ARRET BLACK WITH WHITE PRINT !!! Phased-out product !!! SIRIUS ACT 3SU1 is successor Preferred successor type is >>3SU1900-0AE16-0GB0<< | - | 0 | 7
3SB3903-1FD |  | 3SB3903-1FD | 100 | UN | 1 | 10 | C | D | N | N | 85389099 | 10 | 4011209268586 | 0.001 | KG | 117.8 | 117.8 | CP20 | CP20 | INSCRIPTION ACTUATOR/INDICATOR ON LABEL HOLDER INSCRIPTION LABEL FOR STICKING = BACKING PLATE LABEL SIZE 27 X 27 MM WITH INSCRIPTION: MONTEE BLACK WITH WHITE PRINT !!! Phased-out product !!! SIRIUS ACT 3SU1 is successor Preferred successor type is >>3SU1900-0AE16-0GC0<< | - | 0 | 7
3SB3903-1FE |  | 3SB3903-1FE | 100 | UN | 1 | 10 | C | D | N | N | 85389099 | 10 | 4011209268593 | 0.001 | KG | 117.8 | 117.8 | CP20 | CP20 | INSCRIPTION ACTUATOR/INDICATOR ON LABEL HOLDER INSCRIPTION LABEL FOR STICKING = BACKING PLATE LABEL SIZE 27 X 27 MM WITH INSCRIPTION: DESCENTE BLACK WITH WHITE PRINT !!! Phased-out product !!! SIRIUS ACT 3SU1 is successor Preferred successor type is >>3SU1900-0AE16-0GD0<< | - | 0 | 7
3SB3903-1FF |  | 3SB3903-1FF | 100 | UN | 1 | 10 | C | D | N | N | 85389099 | 10 | 4011209268609 | 0.001 | KG | 117.8 | 117.8 | CP20 | CP20 | Adhesive labeling plate on label holder, label size 27 x 27 mm, BLACK, white font, with inscription: AVANT !!! Phased-out product !!! SIRIUS ACT 3SU1 is the successor The preferred successor type is >>3SU1900-0AE16-0AZ0 Q0Y<< | - | 0 | 7
3SB3903-1FG |  | 3SB3903-1FG | 100 | UN | 1 | 10 | C | D | N | N | 85389099 | 10 | 4011209268616 | 0.001 | KG | 117.8 | 117.8 | CP20 | CP20 | Adhesive labeling plate on label holder, label size 27 x 27 mm, BLACK, white font, with inscription: RETOUR !!! Phased-out product !!! SIRIUS ACT 3SU1 is the successor The preferred successor type is >>3SU1900-0AE16-0AZ0 Q0Y<< | - | 0 | 7
3SB3903-1FH |  | 3SB3903-1FH | 100 | UN | 1 | 10 | C | D | N | N | 85389099 | 10 | 4011209268623 | 0.7 | G | 117.8 | 117.8 | CP20 | CP20 | Adhesive labeling plate on label holder, label size 27 x 27 mm, BLACK, white font, with inscription: DROITE !!! Phased-out product !!! SIRIUS ACT 3SU1 is the successor The preferred successor type is >>3SU1900-0AE16-0AZ0 Q0Y<< | - | 0 | 7
3SB3903-1FJ |  | 3SB3903-1FJ | 100 | UN | 1 | 10 | C | D | N | N | 85389099 | 10 | 4011209268630 | 0.001 | KG | 117.8 | 117.8 | CP20 | CP20 | Adhesive labeling plate on label holder, label size 27 x 27 mm, BLACK, white font, with inscription: GAUCHE !!! Phased-out product !!! SIRIUS ACT 3SU1 is the successor The preferred successor type is >>3SU1900-0AE16-0AZ0 Q0Y<< | - | 0 | 7
3SB3903-1FK |  | 3SB3903-1FK | 100 | UN | 1 | 10 | C | D | N | N | 85389099 | 10 | 4011209268647 | 0.001 | KG | 117.8 | 117.8 | CP20 | CP20 | Adhesive labeling plate on label holder, label size 27 x 27 mm, BLACK, white font, with inscription: OUVERT !!! Phased-out product !!! SIRIUS ACT 3SU1 is the successor The preferred successor type is >>3SU1900-0AE16-0AZ0 Q0Y<< | - | 0 | 7
3SB3903-1FL |  | 3SB3903-1FL | 100 | UN | 1 | 10 | C | D | N | N | 85389099 | 10 | 4011209268654 | 0.001 | KG | 117.8 | 117.8 | CP20 | CP20 | Adhesive labeling plate on label holder, label size 27 x 27 mm, BLACK, white font, with inscription: FERME !!! Phased-out product !!! SIRIUS ACT 3SU1 is the successor The preferred successor type is >>3SU1900-0AE16-0AZ0 Q0Y<< | - | 0 | 7
3SB3903-1FN |  | 3SB3903-1FN | 100 | UN | 1 | 10 | C | D | N | N | 85389099 | 10 | 4011209268678 | 0.001 | KG | 117.8 | 117.8 | CP20 | CP20 | INSCRIPTION ACTUATOR/INDICATOR ON LABEL HOLDER INSCRIPTION LABEL FOR STICKING = BACKING PLATE LABEL SIZE 27 X 27 MM WITH INSCRIPTION: LENT BLACK WITH WHITE PRINT !!! Phased-out product !!!s SIRIUS ACT 3SU1 US ACT 3SU1 preffered successor t ype is | - | 0 | 7
3SB3903-1FP |  | 3SB3903-1FP | 100 | UN | 1 | 10 | C | D | N | N | 85389099 | 10 | 4011209268685 | 0.9 | G | 117.8 | 117.8 | CP20 | CP20 | INSCRIPTION ACTUATOR/INDICATOR ON LABEL HOLDER INSCRIPTION LABEL FOR STICKING = BACKING PLATE LABEL SIZE 27 X 27 MM WITH INSCRIPTION: EN SERVICE BLACK WITH WHITE PRINT !!! Phased-out product !!! SIRIUS ACT 3SU1 is successor Preferred successor type is >>3SU1900-0AE16-0GM0<< | - | 0 | 7
3SB3903-1FQ |  | 3SB3903-1FQ | 100 | UN | 1 | 10 | C | D | N | N | 85389099 | 10 | 4011209268692 | 0.001 | KG | 117.8 | 117.8 | CP20 | CP20 | INSCRIPTION ACTUATOR/INDICATOR ON LABEL HOLDER INSCRIPTION LABEL FOR STICKING = BACKING PLATE LABEL SIZE 27 X 27 MM WITH INSCRIPTION: DEFAUT BLACK WITH WHITE PRINT !!! Phased-out product !!! SIRIUS ACT 3SU1 is successor Preferred successor type is >>3SU1900-0AE16-0GN0<< | - | 0 | 7
3SB3903-1FR |  | 3SB3903-1FR | 100 | UN | 1 | 10 | C | D | N | N | 85389099 | 10 | 4011209268708 | 0.002 | KG | 117.8 | 117.8 | CP20 | CP20 | Adhesive labeling plate on label holder, label size 27 x 27 mm, BLACK, white font, with inscription: REGLAGE !!! Phased-out product !!! SIRIUS ACT 3SU1 is the successor The preferred successor type is >>3SU1900-0AE16-0AZ0 Q0Y<< | - | 0 | 7
3SB3903-1FS |  | 3SB3903-1FS | 100 | UN | 1 | 10 | C | D | N | N | 85389099 | 10 | 4011209422001 | 0.001 | KG | 117.8 | 117.8 | CP20 | CP20 | Labeling plate for gluing on label holder, label size 27 x 27 mm, black, white font, with inscription: ARRET D'URGENCE !!! Phased-out product !!! Successor is SIRIUS ACT 3SU1 Preferred successor type is >>3SU1900-0AE16-0AZ0 Q0Y<< | - | 0 | 7
3SB3903-1FU |  | 3SB3903-1FU | 100 | UN | 1 | 10 | C | D | N | N | 85389099 | 10 | 4011209779808 | 0.001 | KG | 117.8 | 117.8 | CP20 | CP20 | INSCRIPTION ACTUATOR/INDICATOR ON LABEL HOLDER INSCRIPTION LABEL FOR STICKING = BACKING PLATE LABEL SIZE 27 X 27 MM WITH INSCRIPTION: SOUS TENSION BLACK WITH WHITE PRINT !!! Phased-out product !!! SIRIUS ACT 3SU1 is successor Preferred successor type is >>3SU1900-0AE16-0GS0<< | - | 0 | 7
3SB3903-1FV |  | 3SB3903-1FV | 100 | UN | 1 | 10 | C | D | N | N | 85389099 | 10 | 4011209632530 | 0.3 | G | 117.8 | 117.8 | CP20 | CP20 | INSCRIPTION ACTUATOR/INDICATOR ON LABEL HOLDER INSCRIPTION LABEL FOR STICKING = BACKING PLATE LABEL SIZE 27 X 27 MM WITH INSCRIPTION: MANU AUTO BLACK WITH WHITE PRINT !!! Phased-out product !!! SIRIUS ACT 3SU1 is successor Preferred successor type is >>3SU1900-0AE16-0GT0<< | - | 0 | 7
3SB3903-1FW |  | 3SB3903-1FW | 100 | UN | 1 | 10 | C | D | N | N | 85389099 | 10 | 4011209632523 | 0.001 | KG | 117.8 | 117.8 | CP20 | CP20 | INSCRIPTION ACTUATOR/INDICATOR ON LABEL HOLDER INSCRIPTION LABEL FOR STICKING = BACKING PLATE LABEL SIZE 27 X 27 MM WITH INSCRIPTION: ARRET-MARCHE BLACK WITH WHITE PRINT !!! Phased-out product !!! SIRIUS ACT 3SU1 is successor Preferred successor type is >>3SU1900-0AE16-0GU0<< | - | 0 | 7
3SB3903-1FX |  | 3SB3903-1FX | 100 | UN | 1 | 10 | C | D | N | N | 85389099 | 10 | 4011209681279 | 0.15 | G | 117.8 | 117.8 | CP20 | CP20 | Adhesive labeling plate on label holder, label size 27 x 27 mm, BLACK, white font, with inscription: REARMEMENT !!! Phased-out product !!! SIRIUS ACT 3SU1 is the successor The preferred successor type is >>3SU1900-0AE16-0AZ0 Q0Y<< | - | 0 | 7
3SB3903-1MB |  | 3SB3903-1MB | 100 | UN | 1 | 10 | C | D | N | N | 85389099 | 10 | 4011209231801 | 0.001 | KG | 117.8 | 117.8 | CP20 | CP20 | Adhesive labeling plate on label holder, label size 27 x 27 mm, BLACK, white font, with graphic symbol: O !!! Phased-out product !!! SIRIUS ACT 3SU1 is the successor The preferred successor type is >>3SU1900-0AE16-0AZ0 Q3Y<< | - | 0 | 7
3SB3903-1MC |  | 3SB3903-1MC | 100 | UN | 1 | 10 | C | D | N | N | 85389099 | 10 | 4011209231818 | 0.001 | KG | 117.8 | 117.8 | CP20 | CP20 | Adhesive labeling plate on label holder, label size 27 x 27 mm, BLACK, white font, with graphic symbol: I !!! Phased-out product !!! SIRIUS ACT 3SU1 is the successor The preferred successor type is >>3SU1900-0AE16-0AZ0 Q3Y<< | - | 0 | 7
3SB3903-1MF |  | 3SB3903-1MF | 100 | UN | 1 | 10 | C | D | N | N | 85389099 | 10 | 4011209231825 | 0.001 | KG | 117.8 | 117.8 | CP20 | CP20 | INSCRIPTION ACTUATOR/INDICATOR ON LABEL HOLDER INSCRIPTION LABEL FOR STICKING = BACKING PLATE LABEL SIZE 27 X 27 MM WITH GRAPHICAL SYMBOL: O I BLACK WITH WHITE PRINT !!! Phased-out product !!! SIRIUS ACT 3SU1 is successor Preferred successor type is >>3SU1900-0AE16-0QG0<< | - | 0 | 7
3SB3903-1ML |  | 3SB3903-1ML | 100 | UN | 1 | 10 | C | D | N | N | 85389099 | 10 | 4011209231832 | 0.001 | KG | 117.8 | 117.8 | CP20 | CP20 | Adhesive labeling plate on label holder, label size 27 x 27 mm, BLACK, white font, with graphic symbol: 1 2 !!! Phased-out product !!! SIRIUS ACT 3SU1 is the successor The preferred successor type is >>3SU1900-0AE16-0AZ0 Q1Y<< | - | 0 | 7
3SB3903-1NA |  | 3SB3903-1NA | 100 | UN | 1 | 10 | C | D | N | N | 85389099 | 10 | 4011209167575 | 0.001 | KG | 117.8 | 117.8 | CP20 | CP20 | INSCRIPTION ACTUATOR/INDICATOR ON LABEL HOLDER INSCRIPTION LABEL FOR STICKING = BACKING PLATE LABEL SIZE 27 X 27 MM WITH GRAPHICAL SYMBOL: DIRECTION OF ARROW TO THE RIGHT BLACK WITH WHITE PRINT !!! Phased-out product !!! SIRIUS ACT 3SU1 is successor Preferred successor type is >>3SU1900-0AE16-0QR0<< | - | 0 | 7
3SB3903-1NJ |  | 3SB3903-1NJ | 100 | UN | 1 | 10 | C | D | N | N | 85389099 | 10 | 4011209262805 | 0.001 | KG | 117.8 | 117.8 | CP20 | CP20 | Adhesive labeling plate on label holder, label size 27 x 27 mm, BLACK, white font, with graphic symbol: ARROW POINTING UP !!! Phased-out product !!! SIRIUS ACT 3SU1 is the successor The preferred successor type is >>3SU1900-0AE16-0AZ0 Q3Y<< | - | 0 | 7
3SB3903-1XZ | K0Y | 3SB3903-1XZK0Y | 1 | UN | 1 | 20 | D | D | N | N | 85389099 | 1 |  | 0.02 | KG | 3.54 | 3.54 | CP20 | CP20 | INSCRIPTION ACTUATOR/INDICATOR ON LABEL HOLDER INSCRIPTION LABEL FOR STICKING = BACKING PLATE LABEL SIZE 27 X 27 MM WITH CUSTOM MADE INSCRIPTION ACC.TO ORDER FORM SUPPLEMENT BLACK WITH WHITE PRINT | - | 0 | 7
3SB3903-1XZ | K1Y | 3SB3903-1XZK1Y | 1 | UN | 1 | 10 | C | D | N | N | 85389099 | 1 |  | 0.002 | KG | 3.54 | 3.54 | CP20 | CP20 | INSCRIPTION ACTUATOR/INDICATOR ON LABEL HOLDER INSCRIPTION LABEL FOR STICKING = BACKING PLATE LABEL SIZE 27 X 27 MM WITH CUSTOM MADE INSCRIPTION ACC.TO ORDER FORM SUPPLEMENT BLACK WITH WHITE PRINT | - | 0 | 7
3SB3903-1XZ | K2Y | 3SB3903-1XZK2Y | 1 | UN | 1 | 10 | C | D | N | N | 85389099 | 1 |  | 0.001 | KG | 3.54 | 3.54 | CP20 | CP20 | INSCRIPTION ACTUATOR/INDICATOR ON LABEL HOLDER INSCRIPTION LABEL FOR STICKING = BACKING PLATE LABEL SIZE 27 X 27 MM WITH CUSTOM MADE INSCRIPTION ACC.TO ORDER FORM SUPPLEMENT BLACK WITH WHITE PRINT | - | 0 | 7
3SB3903-1XZ | K3Y | 3SB3903-1XZK3Y | 1 | UN | 1 | 10 | C | D | N | N | 85389099 | 1 |  | 0.001 | KG | 3.54 | 3.54 | CP20 | CP20 | INSCRIPTION ACTUATOR/INDICATOR ON LABEL HOLDER INSCRIPTION LABEL FOR STICKING = BACKING PLATE LABEL SIZE 27 X 27 MM WITH CUSTOM MADE INSCRIPTION ACC.TO ORDER FORM SUPPLEMENT BLACK WITH WHITE PRINT | - | 0 | 7
3SB3903-1XZ | K5Y | 3SB3903-1XZK5Y | 1 | UN | 1 | 10 | C | D | N | N | 85389099 | 1 |  | 0.01 | KG | 3.54 | 3.54 | CP20 | CP20 | LABELING PLATE FOR GLUING ON LABEL HOLDER, LABEL SIZE 27 X 27MM, BLACK, WHITE LETTERING, CUSTOMIZED INSCRIPTION, CAPITALS AND LOWER CASE, START OF WORD ALWAYS CAPITAL | - | 0 | 7
3SB3903-1XZ | K9Y | 3SB3903-1XZK9Y | 1 | UN | 1 | 10 | C | D | N | N | 85389099 | 1 |  | 0.01 | KG | 3.54 | 3.54 | CP20 | CP20 | INSCRIPTION ACTUATOR/INDICATOR ON LABEL HOLDER INSCRIPTION LABEL FOR STICKING = BACKING PLATE LABEL SIZE 27 X 27 MM WITH CUSTOM MADE INSCRIPTION ACC.TO ORDER FORM SUPPLEMENT BLACK WITH WHITE PRINT | - | 0 | 7
3SB3903-2AA |  | 3SB3903-2AA | 100 | UN | 1 | 10 | C | D | EAR99 | N | 85389099 | 480 | 4011209642133 | 0.49 | G | 57.67 | 57.67 | CP20 | CP20 | INSCRIPTION BY LASER PRINTER ON LABEL HOLDER INSCRIPTION LABEL FOR STICKING LABEL SIZE 27 X 27 MM LABEL SIZE 27 X 27 MM WITHOUT INSCRIPTION WHITE 7 SHEETS A4, 480 LABELS !!! Phased-out product !!! SIRIUS ACT 3SU1 is successor Preferred successor type is >>3SU1900-0BL61-0AA0<< | - | 0 | 7
3SB3905-1AA |  | 3SB3905-1AA | 100 | UN | 1 | 10 | C | D | N | N | 85389099 | 10 | 4011209189805 | 0.247 | G | 77.71 | 77.71 | CP20 | CP20 | INSCRIPTION ACTUATOR/INDICATOR ON LABEL HOLDER INSCRIPT.LABEL FOR SNAPPING ON = BACKING PLATE LABEL SIZE 17.5 X 28 MM FOR SELF-INSCRIPTION WITHOUT INSCRIPTION BLACK WITH WHITE PRINT !!! Phased-out product !!! SIRIUS ACT 3SU1 is successor Preferred successor type is >>3SU1900-0AD16-0AA0<< | - | 0 | 7
3SB3905-1AB |  | 3SB3905-1AB | 100 | UN | 1 | 10 | C | D | N | N | 85389099 | 10 | 4011209188525 | 0.01 | G | 106.4 | 106.4 | CP20 | CP20 | INSCRIPTION ACTUATOR/INDICATOR ON LABEL HOLDER INSCRIPT.LABEL FOR SNAPPING ON = BACKING PLATE LABEL SIZE 17.5 X 28 MM WITH INSCRIPTION: EIN BLACK WITH WHITE PRINT !!! Phased-out product !!! SIRIUS ACT 3SU1 is successor Preferred successor type is >>3SU1900-0AD16-0AB0<< | - | 0 | 7
3SB3905-1AC |  | 3SB3905-1AC | 100 | UN | 1 | 10 | C | D | N | N | 85389099 | 10 | 4011209188532 | 0.001 | KG | 106.4 | 106.4 | CP20 | CP20 | INSCRIPTION ACTUATOR/INDICATOR ON LABEL HOLDER INSCRIPT.LABEL FOR SNAPPING ON = BACKING PLATE LABEL SIZE 17.5 X 28 MM WITH INSCRIPTION: AUS BLACK WITH WHITE PRINT !!! Phased-out product !!! SIRIUS ACT 3SU1 is successor Preferred successor type is >>3SU1900-0AD16-0AC0<< | - | 0 | 7
3SB3905-1AD |  | 3SB3905-1AD | 100 | UN | 1 | 10 | C | D | N | N | 85389099 | 10 | 4011209188761 | 0.001 | KG | 106.4 | 106.4 | CP20 | CP20 | INSCRIPTION ACTUATOR/INDICATOR ON LABEL HOLDER INSCRIPT.LABEL FOR SNAPPING ON = BACKING PLATE LABEL SIZE 17.5 X 28 MM WITH INSCRIPTION: AUF BLACK WITH WHITE PRINT !!! Phased-out product !!! SIRIUS ACT 3SU1 is successor Preferred successor type is >>3SU1900-0AD16-0AD0<< | - | 0 | 7
3SB3905-1AE |  | 3SB3905-1AE | 100 | UN | 1 | 10 | C | D | N | N | 85389099 | 10 | 4011209188549 | 0.001 | KG | 106.4 | 106.4 | CP20 | CP20 | INSCRIPTION ACTUATOR/INDICATOR ON LABEL HOLDER INSCRIPT.LABEL FOR SNAPPING ON = BACKING PLATE LABEL SIZE 17.5 X 28 MM WITH INSCRIPTION: AB BLACK WITH WHITE PRINT !!! Phased-out product !!! SIRIUS ACT 3SU1 is successor Preferred successor type is >>3SU1900-0AD16-0AE0<< | - | 0 | 7
3SB3905-1AF |  | 3SB3905-1AF | 100 | UN | 1 | 10 | C | D | N | N | 85389099 | 10 | 4011209188556 | 0.001 | KG | 106.4 | 106.4 | CP20 | CP20 | INSCRIPTION ACTUATOR/INDICATOR ON LABEL HOLDER INSCRIPT.LABEL FOR SNAPPING ON = BACKING PLATE LABEL SIZE 17.5 X 28 MM WITH INSCRIPTION: VOR BLACK WITH WHITE PRINT !!! Phased-out product !!! SIRIUS ACT 3SU1 is successor Preferred successor type is >>3SU1900-0AD16-0AF0<< | - | 0 | 7
3SB3905-1AG |  | 3SB3905-1AG | 100 | UN | 1 | 10 | C | D | N | N | 85389099 | 10 | 4011209188563 | 0.001 | KG | 106.4 | 106.4 | CP20 | CP20 | INSCRIPTION ACTUATOR/INDICATOR ON LABEL HOLDER INSCRIPT.LABEL FOR SNAPPING ON = BACKING PLATE LABEL SIZE 17.5 X 28 MM WITH INSCRIPTION: ZURUECK BLACK WITH WHITE PRINT !!! Phased-out product !!! SIRIUS ACT 3SU1 is successor Preferred successor type is >>3SU1900-0AD16-0AG0<< | - | 0 | 7
3SB3905-1AH |  | 3SB3905-1AH | 100 | UN | 1 | 10 | C | D | N | N | 85389099 | 10 | 4011209188570 | 0.001 | KG | 106.4 | 106.4 | CP20 | CP20 | Labeling plate for snapping on label holder, label size 17.5 x 28 mm BLACK, white font, with inscription: RIGHT !!! Phased-out product !!! SIRIUS ACT 3SU1 is the successor The preferred successor type is >>3SU1900-0AD16-0AZ0 Q0Y<< | - | 0 | 7
3SB3905-1AJ |  | 3SB3905-1AJ | 100 | UN | 1 | 10 | C | D | N | N | 85389099 | 10 | 4011209188587 | 0.001 | KG | 106.4 | 106.4 | CP20 | CP20 | Labeling plate for snapping on label holder, label size 17.5 x 28 mm BLACK, white font, with inscription: LEFT !!! Phased-out product !!! SIRIUS ACT 3SU1 is the successor The preferred successor type is >>3SU1900-0AD16-0AZ0 Q0Y<< | - | 0 | 7
3SB3905-1AK |  | 3SB3905-1AK | 100 | UN | 1 | 10 | C | D | N | N | 85389099 | 10 | 4011209188594 | 0.001 | KG | 106.4 | 106.4 | CP20 | CP20 | INSCRIPTION ACTUATOR/INDICATOR ON LABEL HOLDER INSCRIPT.LABEL FOR SNAPPING ON = BACKING PLATE LABEL SIZE 17.5 X 28 MM WITH INSCRIPTION: HALT BLACK WITH WHITE PRINT !!! Phased-out product !!! SIRIUS ACT 3SU1 is successor Preferred successor type is >>3SU1900-0AD16-0AK0<< | - | 0 | 7
3SB3905-1AL |  | 3SB3905-1AL | 100 | UN | 1 | 10 | C | D | N | N | 85389099 | 10 | 4011209188600 | 0.001 | KG | 106.4 | 106.4 | CP20 | CP20 | INSCRIPTION ACTUATOR/INDICATOR ON LABEL HOLDER INSCRIPT.LABEL FOR SNAPPING ON = BACKING PLATE LABEL SIZE 17.5 X 28 MM WITH INSCRIPTION: ZU BLACK WITH WHITE PRINT !!! Phased-out product !!! SIRIUS ACT 3SU1 is successor Preferred successor type is >>3SU1900-0AD16-0AL0<< | - | 0 | 7
3SB3905-1AP |  | 3SB3905-1AP | 100 | UN | 1 | 10 | C | D | N | N | 85389099 | 10 | 4011209188617 | 0.004 | KG | 106.4 | 106.4 | CP20 | CP20 | INSCRIPTION ACTUATOR/INDICATOR ON LABEL HOLDER INSCRIPT.LABEL FOR SNAPPING ON = BACKING PLATE LABEL SIZE 17.5 X 28 MM WITH INSCRIPTION: BETRIEB BLACK WITH WHITE PRINT !!! Phased-out product !!! SIRIUS ACT 3SU1 is successor Preferred successor type is >>3SU1900-0AD16-0AP0<< | - | 0 | 7
3SB3905-1AQ |  | 3SB3905-1AQ | 100 | UN | 1 | 10 | C | D | N | N | 85389099 | 10 | 4011209188624 | 0.001 | KG | 106.4 | 106.4 | CP20 | CP20 | INSCRIPTION ACTUATOR/INDICATOR ON LABEL HOLDER INSCRIPT.LABEL FOR SNAPPING ON = BACKING PLATE LABEL SIZE 17.5 X 28 MM WITH INSCRIPTION: STOERUNG BLACK WITH WHITE PRINT !!! Phased-out product !!! SIRIUS ACT 3SU1 is successor Preferred successor type is >>3SU1900-0AD16-0AQ0<< | - | 0 | 7
3SB3905-1AX |  | 3SB3905-1AX | 100 | UN | 1 | 10 | C | D | N | N | 85389099 | 10 | 4011209257719 | 0.15 | G | 106.4 | 106.4 | CP20 | CP20 | INSCRIPTION ACTUATOR/INDICATOR INSCRIPT.LABEL FOR SNAPPING ON LABEL HOLDER LABEL SIZE 17.5 X 28 MM TRANSPARENT FOR USER-SPECIFIC INSCRIPTIONS !!! Phased-out product !!! SIRIUS ACT 3SU1 is successor Preferred successor type is >>3SU1900-0AD70-0AA0<< | - | 0 | 7
3SB3905-1BA |  | 3SB3905-1BA | 100 | UN | 1 | 10 | C | D | N | N | 85389099 | 10 | 4011209189256 | 0.001 | KG | 106.4 | 106.4 | CP20 | CP20 | INSCRIPTION ACTUATOR/INDICATOR ON LABEL HOLDER INSCRIPT.LABEL FOR SNAPPING ON = BACKING PLATE LABEL SIZE 17.5 X 28 MM WITH INSCRIPTION: HAND AUTO BLACK WITH WHITE PRINT !!! Phased-out product !!! SIRIUS ACT 3SU1 is successor Preferred successor type is >>3SU1900-0AD16-0DB0<< | - | 0 | 7
3SB3905-1BC |  | 3SB3905-1BC | 100 | UN | 1 | 10 | C | D | N | N | 85389099 | 10 | 4011209189263 | 0.001 | G | 106.4 | 106.4 | CP20 | CP20 | INSCRIPTION ACTUATOR/INDICATOR ON LABEL HOLDER INSCRIPT.LABEL FOR SNAPPING ON = BACKING PLATE LABEL SIZE 17.5 X 28 MM WITH INSCRIPTION: STOP START BLACK WITH WHITE PRINT !!! Phased-out product !!! SIRIUS ACT 3SU1 is successor Preferred successor type is >>3SU1900-0AD16-0DC0<< | - | 0 | 7
3SB3905-1EB |  | 3SB3905-1EB | 100 | UN | 1 | 10 | C | D | N | N | 85389099 | 10 | 4011209188778 | 0.001 | KG | 106.4 | 106.4 | CP20 | CP20 | INSCRIPTION ACTUATOR/INDICATOR ON LABEL HOLDER INSCRIPT.LABEL FOR SNAPPING ON = BACKING PLATE LABEL SIZE 17.5 X 28 MM WITH INSCRIPTION: EIN BLACK WITH WHITE PRINT !!! Phased-out product !!! SIRIUS ACT 3SU1 is successor Preferred successor type is >>3SU1900-0AD16-0DJ0<< | - | 0 | 7
3SB3905-1EC |  | 3SB3905-1EC | 100 | UN | 1 | 10 | C | D | N | N | 85389099 | 10 | 4011209188785 | 0.001 | KG | 106.4 | 106.4 | CP20 | CP20 | INSCRIPTION ACTUATOR/INDICATOR ON LABEL HOLDER INSCRIPT.LABEL FOR SNAPPING ON = BACKING PLATE LABEL SIZE 17.5 X 28 MM WITH INSCRIPTION: AUS BLACK WITH WHITE PRINT !!! Phased-out product !!! SIRIUS ACT 3SU1 is successor Preferred successor type is >>3SU1900-0AD16-0DK0<< | - | 0 | 7
3SB3905-1ED |  | 3SB3905-1ED | 100 | UN | 1 | 10 | C | D | N | N | 85389099 | 10 | 4011209188792 | 0.001 | KG | 106.4 | 106.4 | CP20 | CP20 | INSCRIPTION ACTUATOR/INDICATOR ON LABEL HOLDER INSCRIPT.LABEL FOR SNAPPING ON = BACKING PLATE LABEL SIZE 17.5 X 28 MM WITH INSCRIPTION: UP BLACK WITH WHITE PRINT !!! Phased-out product !!! SIRIUS ACT 3SU1 is successor Preferred successor type is >>3SU1900-0AD16-0DL0<< | - | 0 | 7
3SB3905-1EE |  | 3SB3905-1EE | 100 | UN | 1 | 10 | C | D | N | N | 85389099 | 10 | 4011209188808 | 0.001 | KG | 106.4 | 106.4 | CP20 | CP20 | INSCRIPTION ACTUATOR/INDICATOR ON LABEL HOLDER INSCRIPT.LABEL FOR SNAPPING ON = BACKING PLATE LABEL SIZE 17.5 X 28 MM WITH INSCRIPTION: DOWN BLACK WITH WHITE PRINT !!! Phased-out product !!! SIRIUS ACT 3SU1 is successor Preferred successor type is >>3SU1900-0AD16-0DM0<< | - | 0 | 7
3SB3905-1EF |  | 3SB3905-1EF | 100 | UN | 1 | 10 | C | D | N | N | 85389099 | 10 | 4011209188815 | 0.001 | KG | 106.4 | 106.4 | CP20 | CP20 | INSCRIPTION ACTUATOR/INDICATOR ON LABEL HOLDER INSCRIPT.LABEL FOR SNAPPING ON = BACKING PLATE LABEL SIZE 17.5 X 28 MM WITH INSCRIPTION: FORWARD BLACK WITH WHITE PRINT !!! Phased-out product !!! SIRIUS ACT 3SU1 is successor Preferred successor type is >>3SU1900-0AD16-0DN0<< | - | 0 | 7
3SB3905-1EG |  | 3SB3905-1EG | 100 | UN | 1 | 10 | C | D | N | N | 85389099 | 10 | 4011209188822 | 0.001 | KG | 106.4 | 106.4 | CP20 | CP20 | INSCRIPTION ACTUATOR/INDICATOR ON LABEL HOLDER INSCRIPT.LABEL FOR SNAPPING ON = BACKING PLATE LABEL SIZE 17.5 X 28 MM WITH INSCRIPTION: REVERSE BLACK WITH WHITE PRINT !!! Phased-out product !!! SIRIUS ACT 3SU1 is successor Preferred successor type is >>3SU1900-0AD16-0DP0<< | - | 0 | 7
3SB3905-1EH |  | 3SB3905-1EH | 100 | UN | 1 | 10 | C | D | N | N | 85389099 | 10 | 4011209188839 | 0.5 | G | 106.4 | 106.4 | CP20 | CP20 | INSCRIPTION ACTUATOR/INDICATOR ON LABEL HOLDER INSCRIPT.LABEL FOR SNAPPING ON = BACKING PLATE LABEL SIZE 17.5 X 28 MM WITH INSCRIPTION: RIGHT BLACK WITH WHITE PRINT !!! Phased-out product !!! SIRIUS ACT 3SU1 is successor Preferred successor type is >>3SU1900-0AD16-0DQ0<< | - | 0 | 7
3SB3905-1EJ |  | 3SB3905-1EJ | 100 | UN | 1 | 10 | C | D | EAR99 | N | 85389099 | 10 | 4011209188846 | 0.001 | KG | 106.4 | 106.4 | CP20 | CP20 | Labeling plate for snapping on label holder, label size 17.5 x 28 mm BLACK, white font, with inscription: LEFT !!! Phased-out product !!! SIRIUS ACT 3SU1 is the successor The preferred successor type is >>3SU1900-0AD16-0AZ0 Q0Y<< | - | 0 | 7
3SB3905-1EK |  | 3SB3905-1EK | 100 | UN | 1 | 10 | C | D | N | N | 85389099 | 10 | 4011209188853 | 0.001 | KG | 106.4 | 106.4 | CP20 | CP20 | INSCRIPTION ACTUATOR/INDICATOR ON LABEL HOLDER INSCRIPT.LABEL FOR SNAPPING ON = BACKING PLATE LABEL SIZE 17.5 X 28 MM WITH INSCRIPTION: STOP BLACK WITH WHITE PRINT !!! Phased-out product !!! SIRIUS ACT 3SU1 is successor Preferred successor type is >>3SU1900-0AD16-0DS0<< | - | 0 | 7
3SB3905-1EL |  | 3SB3905-1EL | 100 | UN | 1 | 10 | C | D | N | N | 85389099 | 10 | 4011209189270 | 0.003 | KG | 106.4 | 106.4 | CP20 | CP20 | INSCRIPTION ACTUATOR/INDICATOR ON LABEL HOLDER INSCRIPT.LABEL FOR SNAPPING ON = BACKING PLATE LABEL SIZE 17.5 X 28 MM WITH INSCRIPTION: START BLACK WITH WHITE PRINT !!! Phased-out product !!! SIRIUS ACT 3SU1 is successor Preferred successor type is >>3SU1900-0AD16-0DT0<< | - | 0 | 7
3SB3905-1EN |  | 3SB3905-1EN | 100 | UN | 1 | 10 | C | D | N | N | 85389099 | 10 | 4011209189287 | 0.4 | G | 106.4 | 106.4 | CP20 | CP20 | Labeling plate for snapping on label holder, label size 17.5 x 28 mm BLACK, white font, with inscription: TEST !!! Phased-out product !!! SIRIUS ACT 3SU1 is the successor The preferred successor type is >>3SU1900-0AD16-0AZ0 Q0Y<< | - | 0 | 7
3SB3905-1EP |  | 3SB3905-1EP | 100 | UN | 1 | 10 | C | D | N | N | 85389099 | 10 | 4011209188860 | 0.001 | KG | 106.4 | 106.4 | CP20 | CP20 | INSCRIPTION ACTUATOR/INDICATOR ON LABEL HOLDER INSCRIPT.LABEL FOR SNAPPING ON = BACKING PLATE LABEL SIZE 17.5 X 28 MM WITH INSCRIPTION: OPEN BLACK WITH WHITE PRINT !!! Phased-out product !!! SIRIUS ACT 3SU1 is successor Preferred successor type is >>3SU1900-0AD16-0DW0<< | - | 0 | 7
3SB3905-1EQ |  | 3SB3905-1EQ | 100 | UN | 1 | 10 | C | D | N | N | 85389099 | 10 | 4011209188877 | 0.001 | KG | 106.4 | 106.4 | CP20 | CP20 | INSCRIPTION ACTUATOR/INDICATOR ON LABEL HOLDER INSCRIPT.LABEL FOR SNAPPING ON = BACKING PLATE LABEL SIZE 17.5 X 28 MM WITH INSCRIPTION: CLOSE BLACK WITH WHITE PRINT !!! Phased-out product !!! SIRIUS ACT 3SU1 is successor Preferred successor type is >>3SU1900-0AD16-0DX0<< | - | 0 | 7
3SB3905-1EU |  | 3SB3905-1EU | 100 | UN | 1 | 10 | C | D | N | N | 85389099 | 10 | 4011209189294 | 0.001 | KG | 106.4 | 106.4 | CP20 | CP20 | INSCRIPTION ACTUATOR/INDICATOR ON LABEL HOLDER INSCRIPT.LABEL FOR SNAPPING ON = BACKING PLATE LABEL SIZE 17.5 X 28 MM WITH INSCRIPTION: MAN AUTO BLACK WITH WHITE PRINT !!! Phased-out product !!! SIRIUS ACT 3SU1 is successor Preferred successor type is >>3SU1900-0AD16-0EA0<< | - | 0 | 7
3SB3905-1EV |  | 3SB3905-1EV | 100 | UN | 1 | 10 | C | D | N | N | 85389099 | 10 | 4011209188884 | 0.001 | KG | 106.4 | 106.4 | CP20 | CP20 | INSCRIPTION ACTUATOR/INDICATOR ON LABEL HOLDER INSCRIPT.LABEL FOR SNAPPING ON = BACKING PLATE LABEL SIZE 17.5 X 28 MM WITH INSCRIPTION: RUNNING BLACK WITH WHITE PRINT !!! Phased-out product !!! SIRIUS ACT 3SU1 is successor Preferred successor type is >>3SU1900-0AD16-0EB0<< | - | 0 | 7
3SB3905-1EW |  | 3SB3905-1EW | 100 | UN | 1 | 10 | C | D | N | N | 85389099 | 10 | 4011209189300 | 0.001 | KG | 106.4 | 106.4 | CP20 | CP20 | INSCRIPTION ACTUATOR/INDICATOR ON LABEL HOLDER INSCRIPT.LABEL FOR SNAPPING ON = BACKING PLATE LABEL SIZE 17.5 X 28 MM WITH INSCRIPTION: FAULT BLACK WITH WHITE PRINT !!! Phased-out product !!! SIRIUS ACT 3SU1 is successor Preferred successor type is >>3SU1900-0AD16-0EC0<< | - | 0 | 7
3SB3905-1FB |  | 3SB3905-1FB | 100 | UN | 1 | 10 | C | D | N | N | 85389099 | 10 | 4011209268715 | 0.001 | G | 106.4 | 106.4 | CP20 | CP20 | INSCRIPTION ACTUATOR/INDICATOR ON LABEL HOLDER INSCRIPT.LABEL FOR SNAPPING ON = BACKING PLATE LABEL SIZE 17.5 X 28 MM WITH INSCRIPTION: MARCHE BLACK WITH WHITE PRINT !!! Phased-out product !!! SIRIUS ACT 3SU1 is successor Preferred successor type is >>3SU1900-0AD16-0GA0<< | - | 0 | 7
3SB3905-1FC |  | 3SB3905-1FC | 100 | UN | 1 | 10 | C | D | N | N | 85389099 | 10 | 4011209268722 | 0.001 | KG | 106.4 | 106.4 | CP20 | CP20 | INSCRIPTION ACTUATOR/INDICATOR ON LABEL HOLDER INSCRIPT.LABEL FOR SNAPPING ON = BACKING PLATE LABEL SIZE 17.5 X 28 MM WITH INSCRIPTION: ARRET BLACK WITH WHITE PRINT !!! Phased-out product !!! SIRIUS ACT 3SU1 is successor Preferred successor type is >>3SU1900-0AD16-0GB0<< | - | 0 | 7
3SB3905-1FD |  | 3SB3905-1FD | 100 | UN | 1 | 10 | C | D | N | N | 85389099 | 10 | 4011209268739 | 0.001 | KG | 106.4 | 106.4 | CP20 | CP20 | Labeling plate for snapping on label holder, label size 17.5 x 28 mm BLACK, white font, with inscription: MONTEE !!! Phased-out product !!! SIRIUS ACT 3SU1 is the successor The preferred successor type is >>3SU1900-0AD16-0AZ0 Q0Y<< | - | 0 | 7
3SB3905-1FE |  | 3SB3905-1FE | 100 | UN | 1 | 10 | C | D | N | N | 85389099 | 10 | 4011209268746 | 0.001 | KG | 106.4 | 106.4 | CP20 | CP20 | Labeling plate for snapping on label holder, label size 17.5 x 28 mm BLACK, white font, with inscription: DESCENTE !!! Phased-out product !!! SIRIUS ACT 3SU1 is the successor The preferred successor type is >>3SU1900-0AD16-0AZ0 Q0Y<< | - | 0 | 7
3SB3905-1FF |  | 3SB3905-1FF | 100 | UN | 1 | 10 | C | D | N | N | 85389099 | 10 | 4011209268753 | 0.001 | KG | 106.4 | 106.4 | CP20 | CP20 | Labeling plate for snapping on label holder, label size 17.5 x 28 mm BLACK, white font, with inscription: AVANT !!! Phased-out product !!! SIRIUS ACT 3SU1 is the successor The preferred successor type is >>3SU1900-0AD16-0AZ0 Q0Y<< | - | 0 | 7
3SB3905-1FG |  | 3SB3905-1FG | 100 | UN | 1 | 10 | C | D | N | N | 85389099 | 10 | 4011209268760 | 0.001 | KG | 106.4 | 106.4 | CP20 | CP20 | Labeling plate for snapping on label holder, label size 17.5 x 28 mm BLACK, white font, with inscription: RETOUR !!! Phased-out product !!! SIRIUS ACT 3SU1 is the successor The preferred successor type is >>3SU1900-0AD16-0AZ0 Q0Y<< | - | 0 | 7
3SB3905-1FH |  | 3SB3905-1FH | 100 | UN | 1 | 10 | C | D | N | N | 85389099 | 10 | 4011209268777 | 0.001 | KG | 106.4 | 106.4 | CP20 | CP20 | INSCRIPTION ACTUATOR/INDICATOR ON LABEL HOLDER INSCRIPT.LABEL FOR SNAPPING ON = BACKING PLATE LABEL SIZE 17.5 X 28 MM WITH INSCRIPTION: DROITE BLACK WITH WHITE PRINT !!! Phased-out product !!! SIRIUS ACT 3SU1 is successor Preferred successor type is >>3SU1900-0AD16-0GG0<< | - | 0 | 7
3SB3905-1FJ |  | 3SB3905-1FJ | 100 | UN | 1 | 10 | C | D | N | N | 85389099 | 10 | 4011209268784 | 0.001 | KG | 106.4 | 106.4 | CP20 | CP20 | INSCRIPTION ACTUATOR/INDICATOR ON LABEL HOLDER INSCRIPT.LABEL FOR SNAPPING ON = BACKING PLATE LABEL SIZE 17.5 X 28 MM WITH INSCRIPTION: GAUCHE BLACK WITH WHITE PRINT !!! Phased-out product !!! SIRIUS ACT 3SU1 is successor Preferred successor type is >>3SU1900-0AD16-0GH0<< | - | 0 | 7
3SB3905-1FK |  | 3SB3905-1FK | 100 | UN | 1 | 10 | C | D | N | N | 85389099 | 10 | 4011209424364 | 0.001 | KG | 106.4 | 106.4 | CP20 | CP20 | Labeling plate for snapping on label holder, label size 17.5 x 28 mm BLACK, white font, with inscription: OUVERT !!! Phased-out product !!! SIRIUS ACT 3SU1 is the successor The preferred successor type is >>3SU1900-0AD16-0AZ0 Q0Y<< | - | 0 | 7
3SB3905-1FL |  | 3SB3905-1FL | 100 | UN | 1 | 10 | C | D | N | N | 85389099 | 10 | 4011209268791 | 0.001 | KG | 106.4 | 106.4 | CP20 | CP20 | Labeling plate for snapping on label holder, label size 17.5 x 28 mm BLACK, white font, with inscription: FERME !!! Phased-out product !!! SIRIUS ACT 3SU1 is the successor The preferred successor type is >>3SU1900-0AD16-0AZ0 Q0Y<< | - | 0 | 7
3SB3905-1FM |  | 3SB3905-1FM | 100 | UN | 1 | 10 | C | D | N | N | 85389099 | 10 | 4011209268807 | 0.002 | KG | 106.4 | 106.4 | CP20 | CP20 | Labeling plate for snapping on label holder, label size 17.5 x 28 mm BLACK, white font, with inscription: RAPIDE !!! Phased-out product !!! SIRIUS ACT 3SU1 is the successor The preferred successor type is >>3SU1900-0AD16-0AZ0 Q0Y<< | - | 0 | 7
3SB3905-1FN |  | 3SB3905-1FN | 100 | UN | 1 | 10 | C | D | N | N | 85389099 | 10 | 4011209268814 | 0.002 | KG | 106.4 | 106.4 | CP20 | CP20 | Labeling plate for snapping on label holder, label size 17.5 x 28 mm BLACK, white font, with inscription: LENT !!! Phased-out product !!! SIRIUS ACT 3SU1 is the successor The preferred successor type is >>3SU1900-0AD16-0AZ0 Q0Y<< | - | 0 | 7
3SB3905-1FP |  | 3SB3905-1FP | 100 | UN | 1 | 10 | C | D | N | N | 85389099 | 10 | 4011209268821 | 0.001 | KG | 106.4 | 106.4 | CP20 | CP20 | INSCRIPTION ACTUATOR/INDICATOR ON LABEL HOLDER INSCRIPT.LABEL FOR SNAPPING ON = BACKING PLATE LABEL SIZE 17.5 X 28 MM WITH INSCRIPTION: EN SERVICE BLACK WITH WHITE PRINT !!! Phased-out product !!! SIRIUS ACT 3SU1 is successor Preferred successor type is >>3SU1900-0AD16-0GM0<< | - | 0 | 7
3SB3905-1FQ |  | 3SB3905-1FQ | 100 | UN | 1 | 10 | C | D | N | N | 85389099 | 10 | 4011209268838 | 0.3 | G | 106.4 | 106.4 | CP20 | CP20 | INSCRIPTION ACTUATOR/INDICATOR ON LABEL HOLDER INSCRIPT.LABEL FOR SNAPPING ON = BACKING PLATE LABEL SIZE 17.5 X 28 MM WITH INSCRIPTION: DEFAUT BLACK WITH WHITE PRINT !!! Phased-out product !!! SIRIUS ACT 3SU1 is successor Preferred successor type is >>3SU1900-0AD16-0GN0<< | - | 0 | 7
3SB3905-1FR |  | 3SB3905-1FR | 100 | UN | 1 | 10 | C | D | N | N | 85389099 | 10 | 4011209268845 | 0.001 | KG | 106.4 | 106.4 | CP20 | CP20 | Labeling plate for snapping on label holder, label size 17.5 x 28 mm BLACK, white font, with inscription: REGLAGE !!! Phased-out product !!! SIRIUS ACT 3SU1 is the successor The preferred successor type is >>3SU1900-0AD16-0AZ0 Q0Y<< | - | 0 | 7
3SB3905-1FS |  | 3SB3905-1FS | 100 | UN | 1 | 10 | C | D | N | N | 85389099 | 10 | 4011209441286 | 0.55 | G | 106.4 | 106.4 | CP20 | CP20 | Labeling plate for snapping on label holder, label size 17.5 x 28 mm BLACK, white font, with inscription: EMERGENCY STOP !!! Phased-out product !!! SIRIUS ACT 3SU1 is the successor The preferred successor type is >>3SU1900-0AD16-0AZ0 Q0Y<< | - | 0 | 7
3SB3905-1FT |  | 3SB3905-1FT | 100 | UN | 1 | 10 | C | D | N | N | 85389099 | 10 | 4011209800069 | 0.001 | KG | 106.4 | 106.4 | CP20 | CP20 | Labeling plate for snapping on label holder, label size 17.5 x 28 mm BLACK, white font, with inscription: HORS SERVICE !!! Phased-out product !!! SIRIUS ACT 3SU1 is the successor The preferred successor type is >>3SU1900-0AD16-0AZ0 Q0Y<< | - | 0 | 7
3SB3905-1FU |  | 3SB3905-1FU | 100 | UN | 1 | 10 | C | D | N | N | 85389099 | 10 | 4011209612822 | 0.002 | KG | 106.4 | 106.4 | CP20 | CP20 | INSCRIPTION ACTUATOR/INDICATOR ON LABEL HOLDER INSCRIPT.LABEL FOR SNAPPING ON = BACKING PLATE LABEL SIZE 17.5 X 28 MM WITH INSCRIPTION: SOUS TENSION BLACK WITH WHITE PRINT !!! Phased-out product !!! SIRIUS ACT 3SU1 is successor Preferred successor type is >>3SU1900-0AD16-0GS0<< | - | 0 | 7
3SB3905-1FV |  | 3SB3905-1FV | 100 | UN | 1 | 10 | C | D | N | N | 85389099 | 10 | 4011209632431 | 0.6 | G | 106.4 | 106.4 | CP20 | CP20 | INSCRIPTION ACTUATOR/INDICATOR ON LABEL HOLDER INSCRIPT.LABEL FOR SNAPPING ON = BACKING PLATE LABEL SIZE 17.5 X 28 MM WITH INSCRIPTION: MANU AUTO BLACK WITH WHITE PRINT !!! Phased-out product !!! SIRIUS ACT 3SU1 is successor Preferred successor type is >>3SU1900-0AD16-0GT0<< | - | 0 | 7
3SB3905-1FW |  | 3SB3905-1FW | 100 | UN | 1 | 10 | C | D | N | N | 85389099 | 10 | 4011209779631 | 0.4 | G | 106.4 | 106.4 | CP20 | CP20 | INSCRIPTION ACTUATOR/INDICATOR ON LABEL HOLDER INSCRIPT.LABEL FOR SNAPPING ON = BACKING PLATE LABEL SIZE 17.5 X 28 MM WITH INSCRIPTION: ARRET-MARCHE BLACK WITH WHITE PRINT !!! Phased-out product !!! SIRIUS ACT 3SU1 is successor Preferred successor type is >>3SU1900-0AD16-0GU0<< | - | 0 | 7
3SB3905-1FX |  | 3SB3905-1FX | 100 | UN | 1 | 10 | C | D | N | N | 85389099 | 10 | 4011209639904 | 0.001 | KG | 106.4 | 106.4 | CP20 | CP20 | INSCRIPTION ACTUATOR/INDICATOR ON LABEL HOLDER INSCRIPT.LABEL FOR SNAPPING ON = BACKING PLATE LABEL SIZE 17.5 X 28 MM WITH INSCRIPTION: REARMEMENT BLACK WITH WHITE PRINT !!! Phased-out product !!! SIRIUS ACT 3SU1 is successor Preferred successor type is >>3SU1900-0AD16-0GV0<< | - | 0 | 7
3SB3905-1MB |  | 3SB3905-1MB | 100 | UN | 1 | 10 | C | D | N | N | 85389099 | 10 | 4011209189317 | 0.001 | KG | 106.4 | 106.4 | CP20 | CP20 | INSCRIPTION ACTUATOR/INDICATOR ON LABEL HOLDER INSCRIPT.LABEL FOR SNAPPING ON = BACKING PLATE LABEL SIZE 17.5 X 28 MM WITH GRAPHICAL SYMBOL: O BLACK WITH WHITE PRINT !!! Phased-out product !!! SIRIUS ACT 3SU1 is successor Preferred successor type is >>3SU1900-0AD16-0QA0<< | - | 0 | 7
3SB3905-1MC |  | 3SB3905-1MC | 100 | UN | 1 | 10 | C | D | N | N | 85389099 | 10 | 4011209189324 | 0.001 | KG | 106.4 | 106.4 | CP20 | CP20 | INSCRIPTION ACTUATOR/INDICATOR ON LABEL HOLDER INSCRIPT.LABEL FOR SNAPPING ON = BACKING PLATE LABEL SIZE 17.5 X 28 MM WITH GRAPHICAL SYMBOL: I BLACK WITH WHITE PRINT !!! Phased-out product !!! SIRIUS ACT 3SU1 is successor Preferred successor type is >>3SU1900-0AD16-0QB0<< | - | 0 | 7
3SB3905-1MF |  | 3SB3905-1MF | 100 | UN | 1 | 10 | C | D | N | N | 85389099 | 10 | 4011209189331 | 0.001 | KG | 106.4 | 106.4 | CP20 | CP20 | INSCRIPTION ACTUATOR/INDICATOR ON LABEL HOLDER INSCRIPT.LABEL FOR SNAPPING ON = BACKING PLATE LABEL SIZE 17.5 X 28 MM WITH GRAPHICAL SYMBOL: O I BLACK WITH WHITE PRINT !!! Phased-out product !!! SIRIUS ACT 3SU1 is successor Preferred successor type is >>3SU1900-0AD16-0QG0<< | - | 0 | 7
3SB3905-1ML |  | 3SB3905-1ML | 100 | UN | 1 | 10 | C | D | N | N | 85389099 | 10 | 4011209189348 | 0.3 | G | 106.4 | 106.4 | CP20 | CP20 | Labeling plate for snapping on label holder, label size 17.5 x 28 mm BLACK, white font, with graphic symbol: 1 2 !!! Phased-out product !!! SIRIUS ACT 3SU1 is the successor The preferred successor type is >>3SU1900-0AD16-0AZ0 Q0Y<< | - | 0 | 7
3SB3905-1NA |  | 3SB3905-1NA | 100 | UN | 1 | 10 | C | D | N | N | 85389099 | 10 | 4011209189355 | 0.001 | KG | 106.4 | 106.4 | CP20 | CP20 | INSCRIPTION ACTUATOR/INDICATOR ON LABEL HOLDER INSCRIPT.LABEL FOR SNAPPING ON = BACKING PLATE LABEL SIZE 17.5 X 28 MM WITH GRAPHICAL SYMBOL: DIRECTION OF ARROW TO THE RIGHT BLACK WITH WHITE PRINT !!! Phased-out product !!! SIRIUS ACT 3SU1 is successor Preferred successor type is >>3SU1900-0AD16-0QR0<< | - | 0 | 7
3SB3905-1NJ |  | 3SB3905-1NJ | 100 | UN | 1 | 10 | C | D | N | N | 85389099 | 10 | 4011209189362 | 0.001 | KG | 106.4 | 106.4 | CP20 | CP20 | INSCRIPTION ACTUATOR/INDICATOR ON LABEL HOLDER INSCRIPT.LABEL FOR SNAPPING ON = BACKING PLATE LABEL SIZE 17.5 X 28 MM WITH GRAPHICAL SYMBOL: DIRECTION OF ARROW UPWARDS BLACK WITH WHITE PRINT !!! Phased-out product !!! SIRIUS ACT 3SU1 is successor Preferred successor type is >>3SU1900-0AD16-0QS0<< | - | 0 | 7
3SB3905-1XZ | K0Y | 3SB3905-1XZK0Y | 1 | UN | 1 | 20 | D | D | N | N | 85389099 | 1 |  | 0.007 | KG | 3.54 | 3.54 | CP20 | CP20 | INSCRIPTION ACTUATOR/INDICATOR ON LABEL HOLDER INSCRIPT.LABEL FOR SNAPPING ON = BACKING PLATE LABEL SIZE 17.5 X 28 MM WITH CUSTOMIZED INSCRIPTION IN UPPER/LOWER CASE BEGINNING OF LINE ALWAYS CAPITALIZED BLACK WITH WHITE PRINT | - | 0 | 7
3SB3905-1XZ | K1Y | 3SB3905-1XZK1Y | 1 | UN | 1 | 10 | C | D | N | N | 85389099 | 1 |  | 0.001 | KG | 3.54 | 3.54 | CP20 | CP20 | INSCRIPTION ACTUATOR/INDICATOR ON LABEL HOLDER INSCRIPT.LABEL FOR SNAPPING ON = BACKING PLATE LABEL SIZE 17.5 X 28 MM WITH CUSTOMIZED INSCRIPTION IN UPPER CASE BLACK WITH WHITE PRINT | - | 0 | 7
3SB3905-1XZ | K2Y | 3SB3905-1XZK2Y | 1 | UN | 1 | 10 | C | D | N | N | 85389099 | 1 |  | 0.001 | KG | 3.54 | 3.54 | CP20 | CP20 | INSCRIPTION ACTUATOR/INDICATOR ON LABEL HOLDER INSCRIPT.LABEL FOR SNAPPING ON = BACKING PLATE LABEL SIZE 17.5 X 28 MM WITH CUSTOMIZED INSCRIPTION IN LOWER CASE BLACK WITH WHITE PRINT | - | 0 | 7
3SB3905-1XZ | K3Y | 3SB3905-1XZK3Y | 1 | UN | 1 | 10 | C | D | N | N | 85389099 | 1 |  | 0.01 | KG | 3.54 | 3.54 | CP20 | CP20 | INSCRIPTION ACTUATOR/INDICATOR ON LABEL HOLDER INSCRIPT.LABEL FOR SNAPPING ON = BACKING PLATE LABEL SIZE 17.5 X 28 MM WITH CUSTOMIZED INSCRIPTION SYMBOL WITH NO. BLACK WITH WHITE PRINT | - | 0 | 7
3SB3905-1XZ | K5Y | 3SB3905-1XZK5Y | 1 | UN | 1 | 10 | C | D | N | N | 85389099 | 1 |  | 0.09 | KG | 3.54 | 3.54 | CP20 | CP20 | LABELING PLATE FOR SNAPPING ONTO LABEL HOLDER, LABEL SIZE 17.5 X 28MM, BLACK, WHITE LETTERING, CUSTOMIZED INSCRIPTION IN UPPER/LOWER CASE, START OF WORD ALWAYS IN CAPITALS | - | 0 | 7
3SB3905-1XZ | K9Y | 3SB3905-1XZK9Y | 1 | UN | 1 | 10 | C | D | N | N | 85389099 | 1 |  | 0.001 | KG | 3.54 | 3.54 | CP20 | CP20 | INSCRIPTION ACTUATOR/INDICATOR ON LABEL HOLDER INSCRIPT.LABEL FOR SNAPPING ON = BACKING PLATE LABEL SIZE 17.5 X 28 MM WITH CUSTOM MADE INSCRIPTION ACC.TO ORDER FORM SUPPLEMENT BLACK WITH WHITE PRINT | - | 0 | 7
3SB3905-2AA |  | 3SB3905-2AA | 100 | UN | 1 | 10 | C | D | N | N | 85389099 | 784 | 4011209642140 | 0.173 | G | 45.22 | 45.22 | CP20 | CP20 | INSCRIPTION LABELS FOR SNAPPING ONTO LABEL HOLDERS, LABEL SIZE 17.5 X 28 MM, WHITE, BLANK, FOR SELF-LABELLING, 7 SHEETS A4, 784 LABELS !!! Phased-out product !!! SIRIUS ACT 3SU1 is successor Preferred successor type is >>3SU1900-0BK61-0AA0<< | - | 0 | 7
3SB3906-0XZ | K0Y | 3SB3906-0XZK0Y | 1 | UN | 1 | 20 | D | D | N | N | 85389099 | 1 |  | 0.008 | KG | 5.23 | 5.23 | CP20 | CP20 | INSCRIPTION FOR ENCLOSURE INSCRIPTION LABEL FOR STICKING LABEL SIZE 22 X 22 MM WITH CUSTOM MADE INSCRIPTION ACC.TO ORDER FORM SUPPLEMENT BLACK WITH WHITE PRINT | - | 0 | 7
3SB3906-0XZ | K1Y | 3SB3906-0XZK1Y | 1 | UN | 1 | 10 | C | D | N | N | 85389099 | 1 |  | 0.001 | KG | 5.23 | 5.23 | CP20 | CP20 | INSCRIPTION FOR ENCLOSURE INSCRIPTION LABEL FOR STICKING LABEL SIZE 22 X 22 MM WITH CUSTOM MADE INSCRIPTION ACC.TO ORDER FORM SUPPLEMENT BLACK WITH WHITE PRINT | - | 0 | 7
3SB3906-0XZ | K2Y | 3SB3906-0XZK2Y | 1 | UN | 1 | 10 | C | D | N | N | 85389099 | 1 |  | 0.001 | KG | 5.23 | 5.23 | CP20 | CP20 | INSCRIPTION FOR ENCLOSURE INSCRIPTION LABEL FOR STICKING LABEL SIZE 22 X 22 MM WITH CUSTOM MADE INSCRIPTION ACC.TO ORDER FORM SUPPLEMENT BLACK WITH WHITE PRINT | - | 0 | 7
3SB3906-0XZ | K3Y | 3SB3906-0XZK3Y | 1 | UN | 1 | 10 | C | D | N | N | 85389099 | 1 |  | 0.001 | KG | 5.23 | 5.23 | CP20 | CP20 | INSCRIPTION FOR ENCLOSURE INSCRIPTION LABEL FOR STICKING LABEL SIZE 22 X 22 MM WITH CUSTOM MADE INSCRIPTION ACC.TO ORDER FORM SUPPLEMENT BLACK WITH WHITE PRINT | - | 0 | 7
3SB3906-0XZ | K5Y | 3SB3906-0XZK5Y | 1 | UN | 1 | 10 | C | D | N | N | 85389099 | 1 |  | 0.001 | KG | 5.23 | 5.23 | CP20 | CP20 | LABELING PLATE FOR GLUING ON ENCLOSURE, LABEL SIZE 22 X 22MM, BLACK, WHITE LETTERING, CUSTOMIZED INSCRIPTION, CAPITALS AND LOWER CASE, START OF WORD ALWAYS CAPITALS | - | 0 | 7
3SB3906-0XZ | K9Y | 3SB3906-0XZK9Y | 1 | UN | 1 | 10 | C | D | N | N | 85389099 | 1 |  | 0.001 | KG | 5.23 | 5.23 | CP20 | CP20 | INSCRIPTION FOR ENCLOSURE INSCRIPTION LABEL FOR STICKING LABEL SIZE 22 X 22 MM WITH CUSTOM MADE INSCRIPTION ACC.TO ORDER FORM SUPPLEMENT BLACK WITH WHITE PRINT | - | 0 | 7
3SB3906-1AA |  | 3SB3906-1AA | 100 | UN | 1 | 10 | C | D | N | N | 85389099 | 10 | 4011209184688 | 0.31 | G | 98.8 | 98.8 | CP20 | CP20 | INSCRIPTION FOR ENCLOSURE INSCRIPTION LABEL FOR STICKING LABEL SIZE 22 X 22 MM FOR SELF-INSCRIPTION WITHOUT INSCRIPTION BLACK WITH WHITE PRINT !!! Phased-out product !!! SIRIUS ACT 3SU1 is successor Preferred successor type is >>3SU1900-0AF16-0AA0<< | - | 0 | 7
3SB3906-1AB |  | 3SB3906-1AB | 1 | UN | 1 | 10 | C | D | N | N | 85389099 | 10 | 4011209190832 | 0.001 | KG | 2.61 | 2.61 | CP20 | CP20 | INSCRIPTION FOR ENCLOSURE INSCRIPTION LABEL FOR STICKING LABEL SIZE 22 X 22 MM WITH INSCRIPTION: EIN BLACK WITH WHITE PRINT !!! Phased-out product !!! SIRIUS ACT 3SU1 is successor Preferred successor type is >>3SU1900-0AF16-0AB0<< | - | 0 | 7
3SB3906-1AC |  | 3SB3906-1AC | 1 | UN | 1 | 10 | C | D | N | N | 85389099 | 10 | 4011209190849 | 0.001 | KG | 2.61 | 2.61 | CP20 | CP20 | INSCRIPTION FOR ENCLOSURE INSCRIPTION LABEL FOR STICKING LABEL SIZE 22 X 22 MM WITH INSCRIPTION: AUS BLACK WITH WHITE PRINT !!! Phased-out product !!! SIRIUS ACT 3SU1 is successor Preferred successor type is >>3SU1900-0AF16-0AC0<< | - | 0 | 7
3SB3906-1AD |  | 3SB3906-1AD | 1 | UN | 1 | 10 | C | D | N | N | 85389099 | 10 | 4011209190856 | 0.002 | KG | 2.61 | 2.61 | CP20 | CP20 | INSCRIPTION FOR ENCLOSURE INSCRIPTION LABEL FOR STICKING LABEL SIZE 22 X 22 MM WITH INSCRIPTION: AUF BLACK WITH WHITE PRINT !!! Phased-out product !!! SIRIUS ACT 3SU1 is successor Preferred successor type is >>3SU1900-0AF16-0AD0<< | - | 0 | 7
3SB3906-1AE |  | 3SB3906-1AE | 1 | UN | 1 | 10 | C | D | N | N | 85389099 | 10 | 4011209190863 | 0.002 | KG | 2.61 | 2.61 | CP20 | CP20 | INSCRIPTION FOR ENCLOSURE INSCRIPTION LABEL FOR STICKING LABEL SIZE 22 X 22 MM WITH INSCRIPTION: AB BLACK WITH WHITE PRINT !!! Phased-out product !!! SIRIUS ACT 3SU1 is successor Preferred successor type is >>3SU1900-0AF16-0AE0<< | - | 0 | 7
3SB3906-1AF |  | 3SB3906-1AF | 1 | UN | 1 | 10 | C | D | N | N | 85389099 | 10 | 4011209193482 | 0.001 | KG | 2.61 | 2.61 | CP20 | CP20 | INSCRIPTION FOR ENCLOSURE INSCRIPTION LABEL FOR STICKING LABEL SIZE 22 X 22 MM WITH INSCRIPTION: VOR BLACK WITH WHITE PRINT !!! Phased-out product !!! SIRIUS ACT 3SU1 is successor Preferred successor type is >>3SU1900-0AF16-0AF0<< | - | 0 | 7
3SB3906-1AG |  | 3SB3906-1AG | 1 | UN | 1 | 10 | C | D | N | N | 85389099 | 10 | 4011209193499 | 0.002 | KG | 2.61 | 2.61 | CP20 | CP20 | INSCRIPTION FOR ENCLOSURE INSCRIPTION LABEL FOR STICKING LABEL SIZE 22 X 22 MM WITH INSCRIPTION: ZURUECK BLACK WITH WHITE PRINT !!! Phased-out product !!! SIRIUS ACT 3SU1 is successor Preferred successor type is >>3SU1900-0AF16-0AG0<< | - | 0 | 7
3SB3906-1AH |  | 3SB3906-1AH | 1 | UN | 1 | 10 | C | D | N | N | 85389099 | 10 | 4011209224551 | 0.001 | KG | 2.61 | 2.61 | CP20 | CP20 | INSCRIPTION FOR ENCLOSURE INSCRIPTION LABEL FOR STICKING LABEL SIZE 22 X 22 MM WITH INSCRIPTION: RECHTS BLACK WITH WHITE PRINT !!! Phased-out product !!! SIRIUS ACT 3SU1 is successor Preferred successor type is >>3SU1900-0AF16-0AH0<< | - | 0 | 7
3SB3906-1AJ |  | 3SB3906-1AJ | 1 | UN | 1 | 10 | C | D | N | N | 85389099 | 10 | 4011209224568 | 0.001 | KG | 2.61 | 2.61 | CP20 | CP20 | INSCRIPTION FOR ENCLOSURE INSCRIPTION LABEL FOR STICKING LABEL SIZE 22 X 22 MM WITH INSCRIPTION: LINKS BLACK WITH WHITE PRINT !!! Phased-out product !!! SIRIUS ACT 3SU1 is successor Preferred successor type is >>3SU1900-0AF16-0AJ0<< | - | 0 | 7
3SB3906-1AK |  | 3SB3906-1AK | 1 | UN | 1 | 10 | C | D | N | N | 85389099 | 10 | 4011209193505 | 0.004 | KG | 2.61 | 2.61 | CP20 | CP20 | INSCRIPTION FOR ENCLOSURE INSCRIPTION LABEL FOR STICKING LABEL SIZE 22 X 22 MM WITH INSCRIPTION: HALT BLACK WITH WHITE PRINT !!! Phased-out product !!! SIRIUS ACT 3SU1 is successor Preferred successor type is >>3SU1900-0AF16-0AK0<< | - | 0 | 7
3SB3906-1AL |  | 3SB3906-1AL | 1 | UN | 1 | 10 | C | D | N | N | 85389099 | 10 | 4011209193512 | 0.001 | G | 2.61 | 2.61 | CP20 | CP20 | INSCRIPTION FOR ENCLOSURE INSCRIPTION LABEL FOR STICKING LABEL SIZE 22 X 22 MM WITH INSCRIPTION: ZU BLACK WITH WHITE PRINT !!! Phased-out product !!! SIRIUS ACT 3SU1 is successor Preferred successor type is >>3SU1900-0AF16-0AL0<< | - | 0 | 7
3SB3906-1AM |  | 3SB3906-1AM | 1 | UN | 1 | 10 | C | D | N | N | 85389099 | 10 | 4011209193529 | 0.001 | KG | 2.61 | 2.61 | CP20 | CP20 | INSCRIPTION FOR ENCLOSURE INSCRIPTION LABEL FOR STICKING LABEL SIZE 22 X 22 MM WITH INSCRIPTION: SCHNELL BLACK WITH WHITE PRINT !!! Phased-out product !!! SIRIUS ACT 3SU1 is successor Preferred successor type is >>3SU1900-0AF16-0AM0<< | - | 0 | 7
3SB3906-1AN |  | 3SB3906-1AN | 1 | UN | 1 | 10 | C | D | N | N | 85389099 | 10 | 4011209193536 | 0.002 | KG | 2.61 | 2.61 | CP20 | CP20 | INSCRIPTION FOR ENCLOSURE INSCRIPTION LABEL FOR STICKING LABEL SIZE 22 X 22 MM WITH INSCRIPTION: LANGSAM BLACK WITH WHITE PRINT !!! Phased-out product !!! SIRIUS ACT 3SU1 is successor Preferred successor type is >>3SU1900-0AF16-0AN0<< | - | 0 | 7
3SB3906-1AP |  | 3SB3906-1AP | 1 | UN | 1 | 10 | C | D | N | N | 85389099 | 10 | 4011209193543 | 0.002 | KG | 2.61 | 2.61 | CP20 | CP20 | INSCRIPTION FOR ENCLOSURE INSCRIPTION LABEL FOR STICKING LABEL SIZE 22 X 22 MM WITH INSCRIPTION: BETRIEB BLACK WITH WHITE PRINT !!! Phased-out product !!! SIRIUS ACT 3SU1 is successor Preferred successor type is >>3SU1900-0AF16-0AP0<< | - | 0 | 7
3SB3906-1AQ |  | 3SB3906-1AQ | 1 | UN | 1 | 10 | C | D | N | N | 85389099 | 10 | 4011209193550 | 0.001 | KG | 2.61 | 2.61 | CP20 | CP20 | INSCRIPTION FOR ENCLOSURE INSCRIPTION LABEL FOR STICKING LABEL SIZE 22 X 22 MM WITH INSCRIPTION: STOERUNG BLACK WITH WHITE PRINT !!! Phased-out product !!! SIRIUS ACT 3SU1 is successor Preferred successor type is >>3SU1900-0AF16-0AQ0<< | - | 0 | 7
3SB3906-1AR |  | 3SB3906-1AR | 1 | UN | 1 | 10 | C | D | N | N | 85389099 | 10 | 4011209233836 | 0.002 | KG | 2.61 | 2.61 | CP20 | CP20 | INSCRIPTION FOR ENCLOSURE INSCRIPTION LABEL FOR STICKING LABEL SIZE 22 X 22 MM WITH INSCRIPTION: EINRICHTEN BLACK WITH WHITE PRINT !!! Phased-out product !!! SIRIUS ACT 3SU1 is successor Preferred successor type is >>3SU1900-0AF16-0AR0<< | - | 0 | 7
3SB3906-1AS |  | 3SB3906-1AS | 1 | UN | 1 | 10 | C | D | N | N | 85389099 | 10 | 4011209189539 | 0.003 | KG | 2.61 | 2.61 | CP20 | CP20 | INSCRIPTION FOR ENCLOSURE INSCRIPTION LABEL FOR STICKING LABEL SIZE 22 X 22 MM WITH INSCRIPTION: NOT-HALT BLACK WITH WHITE PRINT !!! Phased-out product !!! SIRIUS ACT 3SU1 is successor Preferred successor type is >>3SU1900-0AF16-0AS0<< | - | 0 | 7
3SB3906-1AV |  | 3SB3906-1AV | 1 | UN | 1 | 10 | C | D | N | N | 85389099 | 10 | 4011209789036 | 0.002 | KG | 2.61 | 2.61 | CP20 | CP20 | LABELING PLATE FOR GLUING ONTO ENCLOSURE, LABEL SIZE 22 X 22MM, BLACK, WHITE LETTERING, WITH INSCRIPTION: NOT-AUS !!! Phased-out product !!! SIRIUS ACT 3SU1 is successor Preferred successor type is >>3SU1900-0AF16-0AS0<< | - | 0 | 7
3SB3906-1CA |  | 3SB3906-1CA | 1 | UN | 1 | 10 | C | D | N | N | 85389099 | 10 | 4011209240803 | 0.001 | KG | 2.61 | 2.61 | CP20 | CP20 | INSCRIPTION FOR ENCLOSURE INSCRIPTION LABEL FOR STICKING LABEL SIZE 22 X 22 MM WITH INSCRIPTION: LUEFTER BLACK WITH WHITE PRINT !!! Phased-out product !!! SIRIUS ACT 3SU1 is successor Preferred successor type is >>3SU1900-0AF16-0RV0<< | - | 0 | 7
3SB3906-1CB |  | 3SB3906-1CB | 1 | UN | 1 | 10 | C | D | N | N | 85389099 | 10 | 4011209254305 | 0.002 | KG | 2.61 | 2.61 | CP20 | CP20 | INSCRIPTION FOR ENCLOSURE INSCRIPTION LABEL FOR STICKING LABEL SIZE 22 X 22 MM WITH INSCRIPTION: PUMPE BLACK WITH WHITE PRINT !!! Phased-out product !!! SIRIUS ACT 3SU1 is successor Preferred successor type is >>3SU1900-0AF16-0RD0<< | - | 0 | 7
3SB3906-1CC |  | 3SB3906-1CC | 1 | UN | 1 | 10 | C | D | N | N | 85389099 | 10 | 4011209419995 | 0.001 | G | 2.61 | 2.61 | CP20 | CP20 | INSCRIPTION FOR ENCLOSURE INSCRIPTION LABEL FOR STICKING LABEL SIZE 22 X 22 MM WITH INSCRIPTION: KUEHLUNG BLACK WITH WHITE PRINT !!! Phased-out product !!! SIRIUS ACT 3SU1 is successor Preferred successor type is >>3SU1900-0AF16-0RW0<< | - | 0 | 7
3SB3906-1CD |  | 3SB3906-1CD | 1 | UN | 1 | 10 | C | D | N | N | 85389099 | 10 | 4011209269040 | 0.002 | KG | 2.61 | 2.61 | CP20 | CP20 | Adhesive labeling plate on enclosure, label size 22 x 22 mm, BLACK, white font, with inscription: Heating !!! Phased-out product !!! SIRIUS ACT 3SU1 is the successor The preferred successor type is >>3SU1900-0AF16-0AZ0 Q0Y<< | - | 0 | 7
3SB3906-1CE |  | 3SB3906-1CE | 1 | UN | 1 | 10 | C | D | N | N | 85389099 | 10 | 4011209217577 | 0.002 | KG | 2.61 | 2.61 | CP20 | CP20 | INSCRIPTION FOR ENCLOSURE INSCRIPTION LABEL FOR STICKING LABEL SIZE 22 X 22 MM WITH INSCRIPTION: BELEUCHTUNG BLACK WITH WHITE PRINT !!! Phased-out product !!! SIRIUS ACT 3SU1 is successor Preferred successor type is >>3SU1900-0AF16-0RX0<< | - | 0 | 7
3SB3906-1CF |  | 3SB3906-1CF | 1 | UN | 1 | 10 | C | D | N | N | 85389099 | 10 | 4011209381636 | 0.001 | KG | 2.61 | 2.61 | CP20 | CP20 | Adhesive labeling plate on enclosure, label size 22 x 22 mm, BLACK, white font, with inscription: FILTER !!! Phased-out product !!! SIRIUS ACT 3SU1 is the successor The preferred successor type is >>3SU1900-0AF16-0AZ0 Q0Y<< | - | 0 | 7
3SB3906-1CG |  | 3SB3906-1CG | 1 | UN | 1 | 10 | C | D | N | N | 85389099 | 10 | 4011209309708 | 0.6 | G | 2.61 | 2.61 | CP20 | CP20 | INSCRIPTION FOR ENCLOSURE INSCRIPTION LABEL FOR STICKING LABEL SIZE 22 X 22 MM WITH INSCRIPTION: MOTOR BLACK WITH WHITE PRINT !!! Phased-out product !!! SIRIUS ACT 3SU1 is successor Preferred successor type is >>3SU1900-0AF16-0RY0<< | - | 0 | 7
3SB3906-1CH |  | 3SB3906-1CH | 1 | UN | 1 | 10 | C | D | N | N | 85389099 | 10 | 4011209263758 | 0.001 | KG | 2.61 | 2.61 | CP20 | CP20 | Adhesive labeling plate on enclosure, label size 22 x 22 mm, BLACK, white font, with inscription: Compressor !!! Phased-out product !!! SIRIUS ACT 3SU1 is the successor The preferred successor type is >>3SU1900-0AF16-0AZ0 Q0Y<< | - | 0 | 7
3SB3906-1EB |  | 3SB3906-1EB | 1 | UN | 1 | 10 | C | D | N | N | 85389099 | 10 | 4011209214316 | 0.001 | KG | 2.61 | 2.61 | CP20 | CP20 | INSCRIPTION FOR ENCLOSURE INSCRIPTION LABEL FOR STICKING LABEL SIZE 22 X 22 MM WITH INSCRIPTION: ON BLACK WITH WHITE PRINT !!! Phased-out product !!! SIRIUS ACT 3SU1 is successor Preferred successor type is >>3SU1900-0AF16-0DJ0<< | - | 0 | 7
3SB3906-1EC |  | 3SB3906-1EC | 1 | UN | 1 | 10 | C | D | N | N | 85389099 | 10 | 4011209215399 | 0.001 | KG | 2.61 | 2.61 | CP20 | CP20 | INSCRIPTION FOR ENCLOSURE INSCRIPTION LABEL FOR STICKING LABEL SIZE 22 X 22 MM WITH INSCRIPTION: OFF BLACK WITH WHITE PRINT !!! Phased-out product !!! SIRIUS ACT 3SU1 is successor Preferred successor type is >>3SU1900-0AF16-0DK0<< | - | 0 | 7
3SB3906-1ED |  | 3SB3906-1ED | 1 | UN | 1 | 10 | C | D | N | N | 85389099 | 10 | 4011209213982 | 0.001 | KG | 2.61 | 2.61 | CP20 | CP20 | INSCRIPTION FOR ENCLOSURE INSCRIPTION LABEL FOR STICKING LABEL SIZE 22 X 22 MM WITH INSCRIPTION: UP BLACK WITH WHITE PRINT !!! Phased-out product !!! SIRIUS ACT 3SU1 is successor Preferred successor type is >>3SU1900-0AF16-0DL0<< | - | 0 | 7
3SB3906-1EE |  | 3SB3906-1EE | 1 | UN | 1 | 10 | C | D | N | N | 85389099 | 10 | 4011209213999 | 0.001 | KG | 2.61 | 2.61 | CP20 | CP20 | INSCRIPTION FOR ENCLOSURE INSCRIPTION LABEL FOR STICKING LABEL SIZE 22 X 22 MM WITH INSCRIPTION: DOWN BLACK WITH WHITE PRINT !!! Phased-out product !!! SIRIUS ACT 3SU1 is successor Preferred successor type is >>3SU1900-0AF16-0DM0<< | - | 0 | 7
3SB3906-1EF |  | 3SB3906-1EF | 1 | UN | 1 | 10 | C | D | N | N | 85389099 | 10 | 4011209256910 | 0.009 | KG | 2.61 | 2.61 | CP20 | CP20 | INSCRIPTION FOR ENCLOSURE INSCRIPTION LABEL FOR STICKING LABEL SIZE 22 X 22 MM WITH INSCRIPTION: FORWARD BLACK WITH WHITE PRINT !!! Phased-out product !!! SIRIUS ACT 3SU1 is successor Preferred successor type is >>3SU1900-0AF16-0DN0<< | - | 0 | 7
3SB3906-1EG |  | 3SB3906-1EG | 1 | UN | 1 | 10 | C | D | N | N | 85389099 | 10 | 4011209299818 | 0.002 | KG | 2.61 | 2.61 | CP20 | CP20 | INSCRIPTION FOR ENCLOSURE INSCRIPTION LABEL FOR STICKING LABEL SIZE 22 X 22 MM WITH INSCRIPTION: REVERSE BLACK WITH WHITE PRINT !!! Phased-out product !!! SIRIUS ACT 3SU1 is successor Preferred successor type is >>3SU1900-0AF16-0DP0<< | - | 0 | 7
3SB3906-1EH |  | 3SB3906-1EH | 1 | UN | 1 | 10 | C | D | N | N | 85389099 | 10 | 4011209210820 | 0.004 | KG | 2.61 | 2.61 | CP20 | CP20 | INSCRIPTION FOR ENCLOSURE INSCRIPTION LABEL FOR STICKING LABEL SIZE 22 X 22 MM WITH INSCRIPTION: RIGHT BLACK WITH WHITE PRINT !!! Phased-out product !!! SIRIUS ACT 3SU1 is successor Preferred successor type is >>3SU1900-0AF16-0DQ0<< | - | 0 | 7
3SB3906-1EJ |  | 3SB3906-1EJ | 1 | UN | 1 | 10 | C | D | N | N | 85389099 | 10 | 4011209210837 | 0.004 | KG | 2.61 | 2.61 | CP20 | CP20 | INSCRIPTION FOR ENCLOSURE INSCRIPTION LABEL FOR STICKING LABEL SIZE 22 X 22 MM WITH INSCRIPTION: LEFT BLACK WITH WHITE PRINT !!! Phased-out product !!! SIRIUS ACT 3SU1 is successor Preferred successor type is >>3SU1900-0AF16-0DR0<< | - | 0 | 7
3SB3906-1EK |  | 3SB3906-1EK | 1 | UN | 1 | 10 | C | D | N | N | 85389099 | 10 | 4011209198272 | 0.001 | KG | 2.61 | 2.61 | CP20 | CP20 | INSCRIPTION FOR ENCLOSURE INSCRIPTION LABEL FOR STICKING LABEL SIZE 22 X 22 MM WITH INSCRIPTION: STOP BLACK WITH WHITE PRINT !!! Phased-out product !!! SIRIUS ACT 3SU1 is successor Preferred successor type is >>3SU1900-0AF16-0DS0<< | - | 0 | 7
3SB3906-1EL |  | 3SB3906-1EL | 1 | UN | 1 | 10 | C | D | N | N | 85389099 | 10 | 4011209193833 | 0.001 | KG | 2.61 | 2.61 | CP20 | CP20 | INSCRIPTION FOR ENCLOSURE INSCRIPTION LABEL FOR STICKING LABEL SIZE 22 X 22 MM WITH INSCRIPTION: START BLACK WITH WHITE PRINT !!! Phased-out product !!! SIRIUS ACT 3SU1 is successor Preferred successor type is >>3SU1900-0AF16-0DT0<< | - | 0 | 7
3SB3906-1EM |  | 3SB3906-1EM | 1 | UN | 1 | 10 | C | D | N | N | 85389099 | 10 | 4011209222359 | 0.001 | KG | 2.61 | 2.61 | CP20 | CP20 | INSCRIPTION FOR ENCLOSURE INSCRIPTION LABEL FOR STICKING LABEL SIZE 22 X 22 MM WITH INSCRIPTION: RESET BLACK WITH WHITE PRINT !!! Phased-out product !!! SIRIUS ACT 3SU1 is successor Preferred successor type is >>3SU1900-0AF16-0DU0<< | - | 0 | 7
3SB3906-1EN |  | 3SB3906-1EN | 1 | UN | 1 | 10 | C | D | N | N | 85389099 | 10 | 4011209225183 | 0.001 | KG | 2.61 | 2.61 | CP20 | CP20 | INSCRIPTION FOR ENCLOSURE INSCRIPTION LABEL FOR STICKING LABEL SIZE 22 X 22 MM WITH INSCRIPTION: TEST BLACK WITH WHITE PRINT !!! Phased-out product !!! SIRIUS ACT 3SU1 is successor Preferred successor type is >>3SU1900-0AF16-0DV0<< | - | 0 | 7
3SB3906-1EP |  | 3SB3906-1EP | 1 | UN | 1 | 10 | C | D | N | N | 85389099 | 10 | 4011209218208 | 0.002 | KG | 2.61 | 2.61 | CP20 | CP20 | INSCRIPTION FOR ENCLOSURE INSCRIPTION LABEL FOR STICKING LABEL SIZE 22 X 22 MM WITH INSCRIPTION: OPEN BLACK WITH WHITE PRINT !!! Phased-out product !!! SIRIUS ACT 3SU1 is successor Preferred successor type is >>3SU1900-0AF16-0DW0<< | - | 0 | 7
3SB3906-1EQ |  | 3SB3906-1EQ | 1 | UN | 1 | 10 | C | D | N | N | 85389099 | 10 | 4011209218215 | 0.002 | KG | 2.61 | 2.61 | CP20 | CP20 | INSCRIPTION FOR ENCLOSURE INSCRIPTION LABEL FOR STICKING LABEL SIZE 22 X 22 MM WITH INSCRIPTION: CLOSE BLACK WITH WHITE PRINT !!! Phased-out product !!! SIRIUS ACT 3SU1 is successor Preferred successor type is >>3SU1900-0AF16-0DX0<< | - | 0 | 7
3SB3906-1ER |  | 3SB3906-1ER | 1 | UN | 1 | 10 | C | D | N | N | 85389099 | 10 | 4011209307216 | 0.001 | KG | 2.61 | 2.61 | CP20 | CP20 | INSCRIPTION FOR ENCLOSURE INSCRIPTION LABEL FOR STICKING LABEL SIZE 22 X 22 MM WITH INSCRIPTION: FAST BLACK WITH WHITE PRINT !!! Phased-out product !!! SIRIUS ACT 3SU1 is successor Preferred successor type is >>3SU1900-0AF16-0EE0<< | - | 0 | 7
3SB3906-1ES |  | 3SB3906-1ES | 1 | UN | 1 | 10 | C | D | N | N | 85389099 | 10 | 4011209288386 | 0.002 | KG | 2.61 | 2.61 | CP20 | CP20 | INSCRIPTION FOR ENCLOSURE INSCRIPTION LABEL FOR STICKING LABEL SIZE 22 X 22 MM WITH INSCRIPTION: SLOW BLACK WITH WHITE PRINT !!! Phased-out product !!! SIRIUS ACT 3SU1 is successor Preferred successor type is >>3SU1900-0AF16-0EF0<< | - | 0 | 7
3SB3906-1EV |  | 3SB3906-1EV | 1 | UN | 1 | 10 | C | D | N | N | 85389099 | 10 | 4011209223257 | 0.001 | KG | 2.61 | 2.61 | CP20 | CP20 | INSCRIPTION FOR ENCLOSURE INSCRIPTION LABEL FOR STICKING LABEL SIZE 22 X 22 MM WITH INSCRIPTION: RUNNING BLACK WITH WHITE PRINT !!! Phased-out product !!! SIRIUS ACT 3SU1 is successor Preferred successor type is >>3SU1900-0AF16-0EB0<< | - | 0 | 7
3SB3906-1EW |  | 3SB3906-1EW | 1 | UN | 1 | 10 | C | D | N | N | 85389099 | 10 | 4011209241961 | 0.001 | KG | 2.61 | 2.61 | CP20 | CP20 | INSCRIPTION FOR ENCLOSURE INSCRIPTION LABEL FOR STICKING LABEL SIZE 22 X 22 MM WITH INSCRIPTION: FAULT BLACK WITH WHITE PRINT !!! Phased-out product !!! SIRIUS ACT 3SU1 is successor Preferred successor type is >>3SU1900-0AF16-0EC0<< | - | 0 | 7
3SB3906-1EY |  | 3SB3906-1EY | 1 | UN | 1 | 10 | C | D | N | N | 85389099 | 10 | 4011209678880 | 0.001 | KG | 2.61 | 2.61 | CP20 | CP20 | INSCRIPTION FOR ENCLOSURE INSCRIPTION LABEL FOR STICKING LABEL SIZE 22 X 22 MM WITH INSCRIPTION: EMERGENCY STOP BLACK WITH WHITE PRINT !!! Phased-out product !!! SIRIUS ACT 3SU1 is successor Preferred successor type is >>3SU1900-0AF16-0DA0<< | - | 0 | 7
3SB3906-1FB |  | 3SB3906-1FB | 1 | UN | 1 | 10 | C | D | N | N | 85389099 | 10 | 4011209253735 | 0.001 | G | 2.61 | 2.61 | CP20 | CP20 | INSCRIPTION FOR ENCLOSURE INSCRIPTION LABEL FOR STICKING LABEL SIZE 22 X 22 MM WITH INSCRIPTION: MARCHE BLACK WITH WHITE PRINT !!! Phased-out product !!! SIRIUS ACT 3SU1 is successor Preferred successor type is >>3SU1900-0AF16-0GA0<< | - | 0 | 7
3SB3906-1FC |  | 3SB3906-1FC | 1 | UN | 1 | 10 | C | D | N | N | 85389099 | 10 | 4011209253742 | 0.001 | KG | 2.61 | 2.61 | CP20 | CP20 | INSCRIPTION FOR ENCLOSURE INSCRIPTION LABEL FOR STICKING LABEL SIZE 22 X 22 MM WITH INSCRIPTION: ARRET BLACK WITH WHITE PRINT !!! Phased-out product !!! SIRIUS ACT 3SU1 is successor Preferred successor type is >>3SU1900-0AF16-0GB0<< | - | 0 | 7
3SB3906-1FD |  | 3SB3906-1FD | 1 | UN | 1 | 10 | C | D | N | N | 85389099 | 10 | 4011209268852 | 0.003 | KG | 2.61 | 2.61 | CP20 | CP20 | INSCRIPTION FOR ENCLOSURE INSCRIPTION LABEL FOR STICKING LABEL SIZE 22 X 22 MM WITH INSCRIPTION: MONTEE BLACK WITH WHITE PRINT !!! Phased-out product !!! SIRIUS ACT 3SU1 is successor Preferred successor type is >>3SU1900-0AF16-0GC0<< | - | 0 | 7
3SB3906-1FE |  | 3SB3906-1FE | 1 | UN | 1 | 10 | C | D | N | N | 85389099 | 1 | 4011209268869 | 0.002 | KG | 2.61 | 2.61 | CP20 | CP20 | INSCRIPTION FOR ENCLOSURE INSCRIPTION LABEL FOR STICKING LABEL SIZE 22 X 22 MM WITH INSCRIPTION: DESCENTE BLACK WITH WHITE PRINT !!! Phased-out product !!! SIRIUS ACT 3SU1 is successor Preferred successor type is >>3SU1900-0AF16-0GD0<< | - | 0 | 7
3SB3906-1FF |  | 3SB3906-1FF | 1 | UN | 1 | 10 | C | D | N | N | 85389099 | 1 | 4011209268876 | 0.002 | KG | 2.61 | 2.61 | CP20 | CP20 | INSCRIPTION FOR ENCLOSURE INSCRIPTION LABEL FOR STICKING LABEL SIZE 22 X 22 MM WITH INSCRIPTION: AVANT BLACK WITH WHITE PRINT !!! Phased-out product !!! SIRIUS ACT 3SU1 is successor Preferred successor type is >>3SU1900-0AF16-0GE0<< | - | 0 | 7
3SB3906-1FG |  | 3SB3906-1FG | 1 | UN | 1 | 10 | C | D | N | N | 85389099 | 1 | 4011209268883 | 0.002 | KG | 2.61 | 2.61 | CP20 | CP20 | INSCRIPTION FOR ENCLOSURE INSCRIPTION LABEL FOR STICKING LABEL SIZE 22 X 22 MM WITH INSCRIPTION: RETOUR BLACK WITH WHITE PRINT !!! Phased-out product !!! SIRIUS ACT 3SU1 is successor Preferred successor type is >>3SU1900-0AF16-0GF0<< | - | 0 | 7
3SB3906-1FH |  | 3SB3906-1FH | 1 | UN | 1 | 10 | C | D | N | N | 85389099 | 10 | 4011209268890 | 0.001 | KG | 2.61 | 2.61 | CP20 | CP20 | INSCRIPTION FOR ENCLOSURE INSCRIPTION LABEL FOR STICKING LABEL SIZE 22 X 22 MM WITH INSCRIPTION: DROITE BLACK WITH WHITE PRINT !!! Phased-out product !!! SIRIUS ACT 3SU1 is successor Preferred successor type is >>3SU1900-0AF16-0GG0<< | - | 0 | 7
3SB3906-1FJ |  | 3SB3906-1FJ | 1 | UN | 1 | 10 | C | D | N | N | 85389099 | 10 | 4011209268906 | 0.001 | KG | 2.61 | 2.61 | CP20 | CP20 | INSCRIPTION FOR ENCLOSURE INSCRIPTION LABEL FOR STICKING LABEL SIZE 22 X 22 MM WITH INSCRIPTION: GAUCHE BLACK WITH WHITE PRINT !!! Phased-out product !!! SIRIUS ACT 3SU1 is successor Preferred successor type is >>3SU1900-0AF16-0GH0<< | - | 0 | 7
3SB3906-1FK |  | 3SB3906-1FK | 1 | UN | 1 | 10 | C | D | N | N | 85389099 | 10 | 4011209357648 | 0.7 | G | 2.61 | 2.61 | CP20 | CP20 | INSCRIPTION FOR ENCLOSURE INSCRIPTION LABEL FOR STICKING LABEL SIZE 22 X 22 MM WITH INSCRIPTION: OUVERT BLACK WITH WHITE PRINT !!! Phased-out product !!! SIRIUS ACT 3SU1 is successor Preferred successor type is >>3SU1900-0AF16-0GJ0<< | - | 0 | 7
3SB3906-1FL |  | 3SB3906-1FL | 1 | UN | 1 | 10 | C | D | N | N | 85389099 | 10 | 4011209268913 | 0.7 | G | 2.61 | 2.61 | CP20 | CP20 | INSCRIPTION FOR ENCLOSURE INSCRIPTION LABEL FOR STICKING LABEL SIZE 22 X 22 MM WITH INSCRIPTION: FERME BLACK WITH WHITE PRINT !!! Phased-out product !!! SIRIUS ACT 3SU1 is successor Preferred successor type is >>3SU1900-0AF16-0GK0<< | - | 0 | 7
3SB3906-1FM |  | 3SB3906-1FM | 1 | UN | 1 | 10 | C | D | N | N | 85389099 | 10 | 4011209268920 | 0.001 | KG | 2.61 | 2.61 | CP20 | CP20 | INSCRIPTION FOR ENCLOSURE INSCRIPTION LABEL FOR STICKING LABEL SIZE 22 X 22 MM WITH INSCRIPTION: RAPIDE BLACK WITH WHITE PRINT !!! Phased-out product !!! SIRIUS ACT 3SU1 is successor Preferred successor type is >>3SU1900-0AF16-0GL0<< | - | 0 | 7
3SB3906-1FN |  | 3SB3906-1FN | 1 | UN | 1 | 10 | C | D | N | N | 85389099 | 10 | 4011209268937 | 0.001 | KG | 2.61 | 2.61 | CP20 | CP20 | INSCRIPTION FOR ENCLOSURE INSCRIPTION LABEL FOR STICKING LABEL SIZE 22 X 22 MM WITH INSCRIPTION: LENT BLACK WITH WHITE PRINT !!! Phased-out product !!! SIRIUS ACT 3SU1 is successor Preferred successor type is >>3SU1900-0AF16-0GW0<< | - | 0 | 7
3SB3906-1FP |  | 3SB3906-1FP | 1 | UN | 1 | 10 | C | D | N | N | 85389099 | 10 | 4011209268944 | 0.5 | G | 2.61 | 2.61 | CP20 | CP20 | INSCRIPTION FOR ENCLOSURE INSCRIPTION LABEL FOR STICKING LABEL SIZE 22 X 22 MM WITH INSCRIPTION: EN SERVICE BLACK WITH WHITE PRINT !!! Phased-out product !!! SIRIUS ACT 3SU1 is successor Preferred successor type is >>3SU1900-0AF16-0GM0<< | - | 0 | 7
3SB3906-1FQ |  | 3SB3906-1FQ | 1 | UN | 1 | 10 | C | D | N | N | 85389099 | 10 | 4011209268951 | 0.001 | KG | 2.61 | 2.61 | CP20 | CP20 | INSCRIPTION FOR ENCLOSURE INSCRIPTION LABEL FOR STICKING LABEL SIZE 22 X 22 MM WITH INSCRIPTION: DEFAUT BLACK WITH WHITE PRINT !!! Phased-out product !!! SIRIUS ACT 3SU1 is successor Preferred successor type is >>3SU1900-0AF16-0GN0<< | - | 0 | 7
3SB3906-1FR |  | 3SB3906-1FR | 1 | UN | 1 | 10 | C | D | N | N | 85389099 | 10 | 4011209268968 | 0.1 | G | 2.61 | 2.61 | CP20 | CP20 | Adhesive labeling plate on enclosure, label size 22 x 22 mm, BLACK, white font, with inscription: REGLAGE !!! Phased-out product !!! SIRIUS ACT 3SU1 is the successor The preferred successor type is >>3SU1900-0AF16-0AZ0 Q0Y<< | - | 0 | 7
3SB3906-1FS |  | 3SB3906-1FS | 1 | UN | 1 | 10 | C | D | N | N | 85389099 | 10 | 4011209231795 | 0.002 | KG | 2.61 | 2.61 | CP20 | CP20 | INSCRIPTION FOR ENCLOSURE INSCRIPTION LABEL FOR STICKING LABEL SIZE 22 X 22 MM WITH INSCRIPTION: ARRET D'URGENCE BLACK WITH WHITE PRINT !!! Phased-out product !!! SIRIUS ACT 3SU1 is successor Preferred successor type is >>3SU1900-0AF16-0GX0<< | - | 0 | 7
3SB3906-1FU |  | 3SB3906-1FU | 1 | UN | 1 | 10 | C | D | N | N | 85389099 | 10 | 4011209682580 | 0.001 | KG | 2.61 | 2.61 | CP20 | CP20 | INSCRIPTION FOR ENCLOSURE INSCRIPTION LABEL FOR STICKING LABEL SIZE 22 X 22 MM WITH INSCRIPTION: SOUS TENSION BLACK WITH WHITE PRINT !!! Phased-out product !!! SIRIUS ACT 3SU1 is successor Preferred successor type is >>3SU1900-0AF16-0GS0<< | - | 0 | 7
3SB3906-1FV |  | 3SB3906-1FV | 1 | UN | 1 | 10 | C | D | N | N | 85389099 | 10 | 4011209632448 | 0.001 | KG | 2.61 | 2.61 | CP20 | CP20 | INSCRIPTION FOR ENCLOSURE INSCRIPTION LABEL FOR STICKING LABEL SIZE 22 X 22 MM WITH INSCRIPTION: MANU AUTO BLACK WITH WHITE PRINT !!! Phased-out product !!! SIRIUS ACT 3SU1 is successor Preferred successor type is >>3SU1900-0AF16-0GT0<< | - | 0 | 7
3SB3906-1FW |  | 3SB3906-1FW | 1 | UN | 1 | 10 | C | D | N | N | 85389099 | 10 | 4011209637856 | 0.7 | G | 2.61 | 2.61 | CP20 | CP20 | INSCRIPTION FOR ENCLOSURE INSCRIPTION LABEL FOR STICKING LABEL SIZE 22 X 22 MM WITH INSCRIPTION: ARRET-MARCHE BLACK WITH WHITE PRINT !!! Phased-out product !!! SIRIUS ACT 3SU1 is successor Preferred successor type is >>3SU1900-0AF16-0GU0<< | - | 0 | 7
3SB3906-1FX |  | 3SB3906-1FX | 1 | UN | 1 | 10 | C | D | N | N | 85389099 | 10 | 4011209682566 | 0.001 | KG | 2.61 | 2.61 | CP20 | CP20 | INSCRIPTION FOR ENCLOSURE INSCRIPTION LABEL FOR STICKING LABEL SIZE 22 X 22 MM WITH INSCRIPTION: REARMEMENT BLACK WITH WHITE PRINT !!! Phased-out product !!! SIRIUS ACT 3SU1 is successor Preferred successor type is >>3SU1900-0AF16-0GV0<< | - | 0 | 7
3SB3906-1MB |  | 3SB3906-1MB | 1 | UN | 1 | 10 | C | D | N | N | 85389099 | 10 | 4011209193826 | 0.003 | KG | 2.61 | 2.61 | CP20 | CP20 | INSCRIPTION FOR ENCLOSURE INSCRIPTION LABEL FOR STICKING LABEL SIZE 22 X 22 MM WITH GRAPHICAL SYMBOL: O BLACK WITH WHITE PRINT !!! Phased-out product !!! SIRIUS ACT 3SU1 is successor Preferred successor type is >>3SU1900-0AF16-0QA0<< | - | 0 | 7
3SB3906-1MC |  | 3SB3906-1MC | 1 | UN | 1 | 10 | C | D | N | N | 85389099 | 10 | 4011209193819 | 0.001 | KG | 2.61 | 2.61 | CP20 | CP20 | INSCRIPTION FOR ENCLOSURE INSCRIPTION LABEL FOR STICKING LABEL SIZE 22 X 22 MM WITH GRAPHICAL SYMBOL: I BLACK WITH WHITE PRINT !!! Phased-out product !!! SIRIUS ACT 3SU1 is successor Preferred successor type is >>3SU1900-0AF16-0QB0<< | - | 0 | 7
3SB3906-1MD |  | 3SB3906-1MD | 1 | UN | 1 | 10 | C | D | N | N | 85389099 | 10 | 4011209193918 | 0.003 | KG | 2.61 | 2.61 | CP20 | CP20 | INSCRIPTION FOR ENCLOSURE INSCRIPTION LABEL FOR STICKING LABEL SIZE 22 X 22 MM WITH GRAPHICAL SYMBOL: II BLACK WITH WHITE PRINT !!! Phased-out product !!! SIRIUS ACT 3SU1 is successor Preferred successor type is >>3SU1900-0AF16-0QC0<< | - | 0 | 7
3SB3906-1ME |  | 3SB3906-1ME | 1 | UN | 1 | 10 | C | D | N | N | 85389099 | 10 | 4011209215382 | 0.001 | KG | 2.61 | 2.61 | CP20 | CP20 | INSCRIPTION FOR ENCLOSURE INSCRIPTION LABEL FOR STICKING LABEL SIZE 22 X 22 MM WITH GRAPHICAL SYMBOL: III BLACK WITH WHITE PRINT !!! Phased-out product !!! SIRIUS ACT 3SU1 is successor Preferred successor type is >>3SU1900-0AF16-0QD0<< | - | 0 | 7
3SB3906-1MF |  | 3SB3906-1MF | 1 | UN | 1 | 10 | C | D | N | N | 85389099 | 10 | 4011209193901 | 0.001 | KG | 2.61 | 2.61 | CP20 | CP20 | INSCRIPTION FOR ENCLOSURE INSCRIPTION LABEL FOR STICKING LABEL SIZE 22 X 22 MM WITH GRAPHICAL SYMBOL: O I BLACK WITH WHITE PRINT !!! Phased-out product !!! SIRIUS ACT 3SU1 is successor Preferred successor type is >>3SU1900-0AF16-0QG0<< | - | 0 | 7
3SB3906-1MG |  | 3SB3906-1MG | 1 | UN | 1 | 10 | C | D | N | N | 85389099 | 10 | 4011209193895 | 0.001 | KG | 2.61 | 2.61 | CP20 | CP20 | INSCRIPTION FOR ENCLOSURE INSCRIPTION LABEL FOR STICKING LABEL SIZE 22 X 22 MM WITH GRAPHICAL SYMBOL: I O II BLACK WITH WHITE PRINT !!! Phased-out product !!! SIRIUS ACT 3SU1 is successor Preferred successor type is >>3SU1900-0AF16-0QK0<< | - | 0 | 7
3SB3906-1MH |  | 3SB3906-1MH | 1 | UN | 1 | 10 | C | D | N | N | 85389099 | 10 | 4011209193888 | 0.004 | KG | 2.61 | 2.61 | CP20 | CP20 | INSCRIPTION FOR ENCLOSURE INSCRIPTION LABEL FOR STICKING LABEL SIZE 22 X 22 MM WITH GRAPHICAL SYMBOL: I O BLACK WITH WHITE PRINT !!! Phased-out product !!! SIRIUS ACT 3SU1 is successor Preferred successor type is >>3SU1900-0AF16-0QP0<< | - | 0 | 7
3SB3906-1MW |  | 3SB3906-1MW | 1 | UN | 1 | 10 | C | D | N | N | 85389099 | 10 | 4011209193871 | 0.001 | KG | 2.61 | 2.61 | CP20 | CP20 | INSCRIPTION FOR ENCLOSURE INSCRIPTION LABEL FOR STICKING LABEL SIZE 22 X 22 MM WITH GRAPHICAL SYMBOL: II O I BLACK WITH WHITE PRINT !!! Phased-out product !!! SIRIUS ACT 3SU1 is successor Preferred successor type is >>3SU1900-0AF16-0QQ0<< | - | 0 | 7
3SB3906-1NA |  | 3SB3906-1NA | 1 | UN | 1 | 10 | C | D | N | N | 85389099 | 10 | 4011209213067 | 0.001 | KG | 2.61 | 2.61 | CP20 | CP20 | INSCRIPTION FOR ENCLOSURE INSCRIPTION LABEL FOR STICKING LABEL SIZE 22 X 22 MM WITH GRAPHICAL SYMBOL: DIRECTION OF ARROW TO THE RIGHT BLACK WITH WHITE PRINT !!! Phased-out product !!! SIRIUS ACT 3SU1 is successor Preferred successor type is >>3SU1900-0AF16-0QR0<< | - | 0 | 7
3SB3906-2AA |  | 3SB3906-2AA | 100 | UN | 1 | 10 | C | D | EAR99 | N | 85389099 | 700 | 4011209642157 | 0.328 | G | 57.67 | 57.67 | CP20 | CP20 | INSCRIPTION BY LASER PRINTER ON ENCLOSURE INSCRIPTION LABEL FOR STICKING LABEL SIZE 22 X 22 MM FOR SELF-INSCRIPTION WITHOUT INSCRIPTION WHITE 8 SHEETS A4, 700 LABELS !!! Phased-out product !!! SIRIUS ACT 3SU1 is successor Preferred successor type is >>3SU1900-0BM61-0AA0<< | - | 0 | 7
3SB3910-4A |  | 3SB3910-4A | 1 | UN | 1 | 10 | C | D | N | N | 83017000 | 1 | 4011209031173 | 0.006 | KG | 5.23 | 5.23 | CP20 | CP20 | KEY FOR RONIS KEY-OPER. SWITCH, LOCK NO. SB30, POSSIBLE SPECIAL LOCKINGS: 3SB31, 421, 455 !!! Phased-out product !!! SIRIUS ACT 3SU1 is successor Preferred successor type is >>3SU1950-0FB80-0AA0<< | - | 0 | 7
3SB3910-4A-Z | Y04 | 3SB3910-4A-ZY04 | 1 | UN | 1 | 1 | A | D | N | N | 83017000 | 1 |  | 0.012 | KG | 8.55 | 8.55 | CP20 | CP20 | Key For Ronis key-operated switch, with special lock, possible special locks: 3SB31, 421, 455 !!! Phased-out product !!! SIRIUS ACT 3SU1 is the successor The preferred successor type is <<3SU1950-0FB80-0AA0-ZY04>> | - | 0 | 7
3SB3915-1AA |  | 3SB3915-1AA | 100 | UN | 1 | 20 | D | D | N | N | 85389099 | 10 | 4011209796003 | 0.632 | G | 106.4 | 106.4 | CP20 | CP20 | ACCESSORY FOR 3SB3 LABELING PLATE 17.5X28MM; FOR SNAPPING ON; W/O INSCRIPTION; WHITE !!! Phased-out product !!! SIRIUS ACT 3SU1 is successor Preferred successor type is >>3SU1900-0AD81-0AA0<< | - | 0 | 7
3SB3921-0AA |  | 3SB3921-0AA | 1 | UN | 1 | 2 | A | D | N | N | 85389099 | 10 | 4011209031180 | 0.012 | KG | 4.46 | 4.46 | CP20 | CP20 | Sealing plug for unused round command points, black, Complete with locknut !!! Phased-out product !!! SIRIUS ACT 3SU1 is successor Preferred successor type is >>3SU1900-0FA10-0AA0 + 3SU1500-0AA10-0AA0<< !!! | - | 0 | 7
3SB3921-0AA-Z | X90 | 3SB3921-0AA-ZX90 | 1 | UN | 1 | 10 | C | D | N | N | 85389099 | 50 | 4011209385672 | 0.013 | KG | 4.46 | 4.46 | CP20 | CP20 | Sealing plug for unused round control points, black, Z=50-unit pack !!! Phased-out product !!! SIRIUS ACT 3SU1 is the successor The preferred successor type is <<3SU1900-0FA10-0AA0-ZX90 + 3SU1500-0AA10-0AA0>> | - | 0 | 7
3SB3921-0AB |  | 3SB3921-0AB | 1 | UN | 1 | 10 | C | D | N | N | 85389099 | 1 | 4011209031197 | 0.001 | KG | 5.38 | 5.38 | CP20 | CP20 | ACCESSORY / SPARE PART FOR PLASTIC-/METAL PROGRAM ROUND, 22MM: BACKING PLATE FOR EMERGEN.-STOP OUTER/INNER DIAMETER 80/23MM WITHOUT INSCRIPTION SELF-ADHESIVE YELLOW !!! Phased-out product !!! SIRIUS ACT 3SU1 is successor Preferred successor type is >>3SU1900-0BC31-0AA0<< | - | 0 | 7
3SB3921-0AC |  | 3SB3921-0AC | 1 | UN | 1 | 10 | C | D | N | N | 85389099 | 1 | 4011209031203 | 0.001 | KG | 5.38 | 5.38 | CP20 | CP20 | ACCESSORY / SPARE PART FOR PLASTIC-/METAL PROGRAM ROUND, 22MM: BACKING PLATE FOR EMERGEN.-STOP OUTER/INNER DIAMETER 80/23MM WITH INSCRIPTION: NOT-HALT SELF-ADHESIVE YELLOW !!! Phased-out product !!! SIRIUS ACT 3SU1 is successor Preferred successor type is >>3SU1900-0BC31-0AT0<< | - | 0 | 7
3SB3921-0AD |  | 3SB3921-0AD | 1 | UN | 1 | 10 | C | D | N | N | 85389099 | 1 | 4011209031210 | 0.001 | KG | 5.38 | 5.38 | CP20 | CP20 | ACCESSORY / SPARE PART FOR PLASTIC-/METAL PROGRAM ROUND, 22MM: BACKING PLATE FOR EMERGEN.-STOP OUTER/INNER DIAMETER 80/23MM WITH INSCRIPTION: EMERGENCY STOP SELF-ADHESIVE YELLOW !!! Phased-out product !!! SIRIUS ACT 3SU1 is successor Preferred successor type is >>3SU1900-0BC31-0DA0<< | - | 0 | 7
3SB3921-0AE |  | 3SB3921-0AE | 1 | UN | 1 | 10 | C | D | N | N | 85389099 | 1 | 4011209031227 | 0.008 | KG | 4.61 | 4.61 | CP20 | CP20 | ACCESSORY / SPARE PART FOR PLASTIC-/METAL PROGRAM ROUND, 22MM: FOR MOUNTING ON FRONT PLATE ADAPTER FOR MOUNTING HOLE 30.5MM; SUITABLE AS THRUST RING FOR THIN FRONT PLATES SELF-ADHESIVE MATERIAL METAL !!! Phased-out product !!! SIRIUS ACT 3SU1 is successor Preferred successor type is >>3SU1950-0KB10-0AA0<< | - | 0 | 7
3SB3921-0AG |  | 3SB3921-0AG | 1 | UN | 1 | 10 | C | D | N | N | 85389099 | 1 | 4011209232396 | 0.002 | KG | 5.38 | 5.38 | CP20 | CP20 | ACCESSORY / SPARE PART FOR PLASTIC-/METAL PROGRAM ROUND, 22MM: BACKING PLATE FOR EMERGEN.-STOP OUTER/INNER DIAMETER 80/23MM WITH INSCRIPTION: ARRET D'URGENCE SELF-ADHESIVE YELLOW !!! Phased-out product !!! SIRIUS ACT 3SU1 is successor Preferred successor type is >>3SU1900-0BC31-0GQ0<< | - | 0 | 7
3SB3921-0AH |  | 3SB3921-0AH | 1 | UN | 1 | 10 | C | D | N | N | 85389099 | 1 | 4011209279070 | 0.002 | KG | 4.46 | 4.46 | CP20 | CP20 | ACCESSORY / SPARE PART FOR THE PLASTIC PROGRAM ROUND, 22MM: PROTECTIVE COVER FOR FLAT BUTTON (PLASTIC) MATERIAL SILICONE CLEAR !!! Phased-out product !!! SIRIUS ACT 3SU1 is successor Preferred successor type is >>3SU1900-0DB70-0AA0<< | - | 0 | 7
3SB3921-0AJ |  | 3SB3921-0AJ | 1 | UN | 1 | 10 | C | D | N | N | 85389099 | 1 | 4011209256118 | 0.002 | KG | 4.46 | 4.46 | CP20 | CP20 | ACCESSORY / SPARE PART FOR THE PLASTIC PROGRAM ROUND, 22MM: PROTECTIVE COVER FOR FLAT BUTTON (PLASTIC) MATERIAL ELASTOLAN CLEAR !!! Phased-out product !!! SIRIUS ACT 3SU1 is successor Preferred successor type is >>3SU1900-0ED70-0AA0<< | - | 0 | 7
3SB3921-0AK |  | 3SB3921-0AK | 1 | UN | 1 | 10 | C | D | N | N | 85389099 | 1 | 4011209359079 | 0.065 | KG | 10.64 | 10.64 | CP20 | CP20 | ACCESSORY / SPARE PART FOR PLASTIC-/METAL PROGRAM ROUND, 22MM: FOR MOUNTING ON FRONT PLATE PROTECTIVE COLLAR FOR MUSHR.PUSHBUTTON WITHOUT KEY-OPER.SWITCH, YELLOW !!! Phased-out product !!! SIRIUS ACT 3SU1 is successor Preferred successor type is >>3SU1900-0DY30-0AA0<< | - | 0 | 7
3SB3921-0AM |  | 3SB3921-0AM | 1 | UN | 1 | 10 | C | D | N | N | 85389099 | 1 | 4011209256125 | 0.002 | KG | 4.94 | 4.94 | CP20 | CP20 | ACCESSORY / SPARE PART FOR PLASTIC-/METAL PROGRAM ROUND, 22MM: PROTECTIVE COVER FOR RAISED BUTTON (PLASTIC) AND FLAT BUTTON (METAL) MATERIAL ELASTOLAN CLEAR !!! Phased-out product !!! SIRIUS ACT 3SU1 is successor Preferred successor type is >>3SU1900-0EE70-0AA0<< | - | 0 | 7
3SB3921-0AN |  | 3SB3921-0AN | 1 | UN | 1 | 10 | C | D | N | N | 85389099 | 1 | 4011209407831 | 0.002 | KG | 5.38 | 5.38 | CP20 | CP20 | ACCESSORY / SPARE PART FOR PLASTIC-/METAL PROGRAM ROUND, 22MM: BACKING PLATE FOR EMERGEN.-STOP OUTER/INNER DIAMETER 80/23MM WITH INSCRIPTION: EMERGENZA SELF-ADHESIVE YELLOW !!! Phased-out product !!! SIRIUS ACT 3SU1 is successor Preferred successor type is >>3SU1900-0BC31-0JA0<< | - | 0 | 7
3SB3921-0AP |  | 3SB3921-0AP | 1 | UN | 1 | 20 | D | D | N | N | 85389099 | 1 | 4011209377356 | 0.06 | KG | 13.59 | 13.59 | CP20 | CP20 | ACCESSORY / SPARE PART FOR PLASTIC-/METAL PROGRAM ROUND, 22MM: PROTECTIVE COLLAR FOR MUSHR.PUSHBUTTON WITHOUT KEY-OPER.SWITCH, GRAY !!! Phased-out product !!! SIRIUS ACT 3SU1 is successor Preferred successor type is >>3SU1900-0DY80-0AA0<< | - | 0 | 7
3SB3921-0AQ |  | 3SB3921-0AQ | 1 | UN | 1 | 10 | C | D | N | N | 85389099 | 1 | 4011209351356 | 0.004 | KG | 5.38 | 5.38 | CP20 | CP20 | ACCESSORY / SPARE PART FOR THE PLASTIC PROGRAM ROUND, 22MM: PROTECTIVE COVER FOR TWIN PUSHBUTTON MATERIAL SILICONE CLEAR !!! Phased-out product !!! SIRIUS ACT 3SU1 is successor Preferred successor type is >>3SU1900-0DG70-0AA0<< | - | 0 | 7
3SB3921-0AS |  | 3SB3921-0AS | 1 | UN | 1 | 10 | C | D | N | N | 85389099 | 1 | 4011209382206 | 0.001 | KG | 2.17 | 2.17 | CP20 | CP20 | ACCESSORY / SPARE PART FOR PLASTIC-/METAL PROGRAM ROUND, 22MM: SUN COLLAR FOR ILLUMINATED PUSHBUTTON BLACK !!! Phased-out product !!! SIRIUS ACT 3SU1 is successor Preferred successor type is >>3SU1900-0DJ10-0AA0<< | - | 0 | 7
3SB3921-0AT |  | 3SB3921-0AT | 1 | UN | 1 | 10 | C | D | N | N | 85389099 | 1 | 4011209505384 | 0.001 | KG | 5.38 | 5.38 | CP20 | CP20 | ACCESSORY / SPARE PART FOR PLASTIC-/METAL PROGRAM ROUND, 22MM: BACKING PLATE FOR EMERGEN.-STOP EXTERNAL DIAMETER 80MM WITH INSCRIPTION: NODSTOP SELF-ADHESIVE YELLOW !!! Phased-out product !!! SIRIUS ACT 3SU1 is successor Preferred successor type is >>3SU1900-0BC31-0LA0<< | - | 0 | 7
3SB3921-0AU |  | 3SB3921-0AU | 1 | UN | 1 | 20 | D | D | N | N | 85389099 | 1 | 4011209334533 | 0.002 | KG | 2.77 | 2.77 | CP20 | CP20 | ACCESSORY / SPARE PART FOR THE PLASTIC PROGRAM ROUND, 22MM: SINGLE FRAME FOR SQUARE DESIGN BLACK !!! Phased-out product !!! SIRIUS ACT 3SU1 is successor Preferred successor type is >>3SU1900-0AX10-0AA0<< | - | 0 | 7
3SB3921-0AX |  | 3SB3921-0AX | 1 | UN | 1 | 10 | C | D | N | N | 85389099 | 1 | 4011209360679 | 0.072 | KG | 14.35 | 14.35 | CP20 | CP20 | ACCESSORY / SPARE PART FOR PLASTIC-/METAL PROGRAM ROUND, 22MM: PROTECTIVE COLLAR FOR MUSHR.PUSHBUTTON W.KEY-OPER.SW. YELLOW !!! Phased-out product !!! SIRIUS ACT 3SU1 is successor Preferred successor type is >>3SU1900-0DY30-0AA0<< | - | 0 | 7
3SB3921-0AY |  | 3SB3921-0AY | 1 | UN | 1 | 10 | C | D | N | N | 85389099 | 1 | 4011209424227 | 0.03 | KG | 12.45 | 12.45 | CP20 | CP20 | ACCESSORY / SPARE PART FOR PLASTIC-/METAL PROGRAM ROUND, 22MM: SHROUDING COVER FOR CONTACT BLOCK AND LAMP HOLDER CLEAR !!! Phased-out product !!! SIRIUS ACT 3SU1 is successor Preferred successor type is >>3SU1900-0EW70-0AA0<< | - | 0 | 7
3SB3921-0AZ | K1Y | 3SB3921-0AZK1Y | 1 | UN | 1 | 40 | X | D | N | N | 85389099 | 1 |  | 0.01 | KG | 5.38 | 5.38 | CP20 | CP20 | ACCESSORY / SPARE PART FOR PLASTIC-/METAL PROGRAM ROUND, 22MM: BACKING PLATE FOR EMERGEN.-STOP OUTER/INNER DIAMETER 80/23MM WITHOUT INSCRIPTION SELF-ADHESIVE YELLOW | - | 0 | 7
3SB3921-0AZ | K9Y | 3SB3921-0AZK9Y | 1 | UN | 1 | 20 | D | D | EAR99 | N | 85389099 | 1 |  | 0.001 | KG | 6.55 | 6.55 | CP20 | CP20 | BACKING PLATE ROUND FOR EMERGEN. STOP MUSHROOM PUSHBUTTON, YELLOW, SELF-ADHESIVE, EXTERNAL DIAMETER 80MM, INTERNAL DIAMETER 23MM, CUSTOMIZED INSCRIPTION, ACC.TO ORDER FORM SUPPLEMENT | - | 0 | 7
3SB3921-0BA |  | 3SB3921-0BA | 1 | UN | 1 | 10 | C | D | N | N | 85389099 | 1 | 4011209392717 | 0.003 | KG | 4.46 | 4.46 | CP20 | CP20 | ACCESSORY / SPARE PART FOR PLASTIC-/METAL PROGRAM ROUND, 22MM: PROTECTIVE COVER FOR SELECTOR SWITCH STANDARD VERS. MATERIAL SILICONE CLEAR !!! Phased-out product !!! SIRIUS ACT 3SU1 is successor Preferred successor type is >>3SU1900-0DD70-0AA0<< | - | 0 | 7
3SB3921-0BB |  | 3SB3921-0BB | 1 | UN | 1 | 20 | D | D | N | N | 85389099 | 1 | 4011209429314 | 0.069 | KG | 14.35 | 14.35 | CP20 | CP20 | ACCESSORY / SPARE PART FOR PLASTIC-/METAL PROGRAM ROUND, 22MM: PROTECTIVE COLLAR FOR ANTI-ROTATION ELEMENT, 50.5MM YELLOW !!! Phased-out product !!! SIRIUS ACT 3SU1 is successor | - | 0 | 7
3SB3921-0BC |  | 3SB3921-0BC | 1 | UN | 1 | 10 | C | D | N | N | 85389099 | 1 | 4011209449688 | 0.024 | KG | 9.88 | 9.88 | CP20 | CP20 | MOUNTING TOOL (PLASTIC), FOR PUSHBUTTONS AND LENSES, METAL VERSIONS !!! Phased-out product !!! SIRIUS ACT 3SU1 is successor | - | 0 | 7
3SB3921-0BD |  | 3SB3921-0BD | 100 | UN | 1 | 10 | C | D | N | N | 73181558 | 50 | 4011209449695 | 0.001 | KG | 11.69 | 11.69 | CP20 | CP20 | ACCESSORY / SPARE PART FOR THE METAL PROGRAM ROUND, 22MM: GROUNDING SCREW FOR METAL HOLDER F.GROUNDING OF METAL ACTUATOR FOR FRONT PLATES MADE OF NON-CONDUCTING MATERIAL NON-CONDUCTING MATERIAS !!! Phased-out product !!! SIRIUS ACT 3SU1 is successor Preferred successor type is >>3SU1950-0KK80-0AA0<< | - | 0 | 7
3SB3921-0BT |  | 3SB3921-0BT | 1 | UN | 1 | 10 | C | D | N | N | 85389099 | 1 | 4011209524002 | 0.003 | KG | 2.77 | 2.77 | CP20 | CP20 | ACCESSORY / SPARE PART FOR PLASTIC-/METAL PROGRAM ROUND, 22MM: DUST COVER FOR KEY SWITCH CES; BKS; IKON AND O.M.R. (NOT RONIS) CLEAR !!! Phased-out product !!! SIRIUS ACT 3SU1 is successor Preferred successor type is >>3SU1900-0EB10-0AA0<< | - | 0 | 7
3SB3921-0BU |  | 3SB3921-0BU | 1 | UN | 1 | 10 | C | D | N | N | 85389099 | 1 | 4011209543515 | 0.01 | KG | 20.33 | 20.33 | CP20 | CP20 | PROTECTIVE COVER FOR EMERGEN.-STOP MUSHR.PUSHB. 40MM, CLEAR, MATERIAL SILICONE !!! Phased-out product !!! SIRIUS ACT 3SU1 is successor Preferred successor type is >>3SU1900-0DF70-0AA0<< | - | 0 | 7
3SB3921-0BV |  | 3SB3921-0BV | 1 | UN | 1 | 10 | C | D | N | N | 85389099 | 1 | 4011209800083 | 0.982 | G | 5.68 | 5.68 | CP20 | CP20 | BACKING PLATE FOR EMERGENCY-STOP MUSHROOM PUSHBUTTON IN ENCLOSURE, YELLOW, SELF-ADHESIVE, WITHOUT INSCRIPTION !!! Phased-out product !!! SIRIUS ACT 3SU1 is successor Preferred successor type is >>3SU1900-0BF31-0AA0<< | - | 0 | 7
3SB3921-0BW |  | 3SB3921-0BW | 1 | UN | 1 | 10 | C | D | N | N | 85389099 | 1 | 4011209576452 | 0.001 | KG | 6.01 | 6.01 | CP20 | CP20 | ACCESSORY / SPARE PART FOR PLASTIC-/METAL PROGRAM ROUND, 22MM: BACKING PLATE FOR EMERGEN.-STOP OUTER/INNER DIAMETER 80/23MM WITH INSCRIPTION: NOT-HALT 4 LANGUAGES:G,EN,IT,SP SELF-ADHESIVE YELLOW !!! Phased-out product !!! SIRIUS ACT 3SU1 is suc Preferred successor ty >>3SU1900-0BC31-0NB0 << | - | 0 | 7
3SB3921-0BX |  | 3SB3921-0BX | 1 | UN | 1 | 10 | C | D | N | N | 85389099 | 10 | 4011209667471 | 0.002 | KG | 6.01 | 6.01 | CP20 | CP20 | ACCESSORY / SPARE PART FOR PLASTIC-/METAL PROGRAM ROUND, 22MM: BACKING PLATE FOR EMERGEN.-STOP OUTER/INNER DIAMETER 80/23MM WITH INSCRIPTION: CHINESISCH SELF-ADHESIVE YELLOW !!! Phased-out product !!! SIRIUS ACT 3SU1 is successor Preferred successor type is >>3SU1900-0BC31-0MA0<< | - | 0 | 7
3SB3921-0BY |  | 3SB3921-0BY | 1 | UN | 1 | 10 | C | D | N | N | 85389099 | 10 | 4011209638679 | 0.011 | KG | 7.22 | 7.22 | CP20 | CP20 | ACCESSORY / SPARE PART FOR PLASTIC-/METAL PROGRAM ROUND, 22MM: WASHER FOR EMERGEN.-STOP EXTERNAL DIAMETER 60MM 1MM THICK WITHOUT INSCRIPTION 1MM THICK YELLOW !!! Phased-out product !!! SIRIUS ACT 3SU1 is successor Preferred successor type is >>3SU1900-0BB31-0AA0<< | - | 0 | 7
3SB3921-0CC |  | 3SB3921-0CC | 1 | UN | 1 | 2 | A | D | N | N | 85389099 | 50 |  | 0.044 | KG | 43.89 | 43.89 | CP20 | CP20 | ACCESSORY / SPARE PART FOR PLASTIC-/METAL PROGRAM ROUND, 22MM: FOR MOUNTING ON FRONT PLATE PROTECTIVE COLLAR FOR MUSHR.PUSHBUTTON WITHOUT KEY-OPER.SWITCH, RED | - | 0 | 7
3SB3921-0CG |  | 3SB3921-0CG | 1 | UN | 1 | 10 | C | D | N | N | 85389099 | 1 | 4011209641587 | 0.065 | KG | 67.74 | 67.74 | CP20 | CP20 | PROTECTIVE COLLAR FOR EMERGENCY STOP MUSHROOM PUSHBUTTONS 3SB3...-1AA20, FOR 5 PADLOCKS, YELLOW !!! Phased-out product !!! Successor is SIRIUS ACT 3SU1 Preferred successor type is >>3SU1900-0EX30-0AA0<< | - | 0 | 7
3SB3921-0CH |  | 3SB3921-0CH | 1 | UN | 1 | 10 | C | D | N | N | 85389099 | 1 | 4011209899001 | 0.005 | KG | 8.46 | 8.46 | CP20 | CP20 | BACKING PLATE ROUND, FOR EM.-STOP MUSHR. PUSHB., YELLOW, THICKNESS 1MM, OUTER/INNER DIAMETER 75/22.5MM WITH INSCRIPTION: NOT-HALT !!! Phased-out product !!! SIRIUS ACT 3SU1 is successor Preferred successor type is >>3SU1900-0BB31-0AS0<< | - | 0 | 7
3SB3921-0CJ |  | 3SB3921-0CJ | 1 | UN | 1 | 10 | C | D | N | N | 85389099 | 1 | 4011209899018 | 0.001 | KG | 6.31 | 6.31 | CP20 | CP20 | BACKING PLATE FOR EM.-STOP MUSHR. PUSHBUTTON IN ENCLOSURE, YELLOW, SELF-ADHESIVE, WITH INSCRIPTION: NOT-AUS !!! Phased-out product !!! SIRIUS ACT 3SU1 is successor Preferred successor type is >>3SU1900-0BE31-0AS0<< | - | 0 | 7
3SB3921-0CK |  | 3SB3921-0CK | 1 | UN | 1 | 10 | C | D | N | N | 85389099 | 1 | 4011209779860 | 0.002 | KG | 5.38 | 5.38 | CP20 | CP20 | BACKING PLATE ROUND, FOR EM.-STOP MUSHR. PUSHB., YELLOW, SELF-ADHESIVE, OUTER/INNER DIAMETER 80/23MM WITH INSCRIPTION: NOT-AUS !!! Phased-out product !!! SIRIUS ACT 3SU1 is successor Preferred successor type is >>3SU1900-0BC31-0AS0<< | - | 0 | 7
3SB3921-0CL |  | 3SB3921-0CL | 1 | UN | 1 | 20 | D | D | N | N | 85389099 | 1 | 4011209860469 | 0.02 | KG | 5.38 | 5.38 | CP20 | CP20 | Backing plate round for emergency stop mushroom pushbutton, yellow, self-adhesive, external diameter 60 mm, inside diameter 23 mm, with inscription: NOODSTOP (NL) !!! Phased-out product !!! SIRIUS ACT 3SU1 is the successor The preferred successor type is >>3SU1900-0BC31-0AZ0 Q1Y<< | - | 0 | 7
3SB3921-0CM |  | 3SB3921-0CM | 1 | UN | 1 | 20 | D | D | N | N | 85389099 | 1 | 4011209860476 | 0.007 | KG | 5.38 | 5.38 | CP20 | CP20 | Backing plate round for emergency stop mushroom pushbutton, yellow, self-adhesive, external diameter 80 mm, inside diameter 23 mm, with inscription: NOODSTOP (NL) !!! Phased-out product !!! SIRIUS ACT 3SU1 is the successor The preferred successor type is >>3SU1900-0BC31-0AZ0 Q1Y<< | - | 0 | 7
3SB3921-0DA |  | 3SB3921-0DA | 1 | UN | 1 | 2 | A | D | N | N | 85389099 | 1 | 4011209682870 | 0.022 | KG | 94.72 | 94.72 | CP20 | CP20 | ACCESSORY / SPARE PART FOR PLASTIC-/METAL PROGRAM ROUND, 22MM: BACKING PLATE ILLUMINATED AS SENSOR FOR EMERGEN.-STOP WITHOUT INSCRIPTION 5MM THICK YELLOW !!! Phased-out product !!! SIRIUS ACT 3SU1 is successor Preferred successor type is >>3SU1901-0BD31-0AA0<< | - | 0 | 7
3SB3921-0DC |  | 3SB3921-0DC | 1 | UN | 1 | 10 | C | D | N | N | 85389099 | 1 | 4011209789609 | 0.027 | KG | 110.2 | 110.2 | CP20 | CP20 | BACKING PLATE ROUND, FOR EM.-STOP MUSHR. PUSHB., YELLOW, ILLUMINATED, THICKNESS 5MM, OUTER/INNER DIAMETER 60/23MM WITH INSCRIPTION: NOT-AUS !!! Phased-out product !!! SIRIUS ACT 3SU1 is successor Preferred successor type is >>3SU1901-0BD31-0AS0<< | - | 0 | 7
3SB3921-0DD |  | 3SB3921-0DD | 1 | UN | 1 | 10 | C | D | N | N | 85389099 | 1 | 4011209718791 | 0.022 | KG | 110.2 | 110.2 | CP20 | CP20 | ACCESSORY / SPARE PART FOR PLASTIC-/METAL PROGRAM ROUND, 22MM: BACKING PLATE ILLUMINATED AS SENSOR FOR EMERGEN.-STOP WITH INSCRIPTION: EMERGENCY STOP 5MM THICK YELLOW !!! Phased-out product !!! SIRIUS ACT 3SU1 is successor Preferred successor type is >>3SU1901-0BD31-0DA0<< | - | 0 | 7
3SB3921-0DK |  | 3SB3921-0DK | 1 | UN | 1 | 2 | A | D | N | N | 85389099 | 1 | 4011209718784 | 0.021 | KG | 110.2 | 110.2 | CP20 | CP20 | ACCESSORY / SPARE PART FOR PLASTIC-/METAL PROGRAM ROUND, 22MM: BACKING PLATE ILLUMINATED AS SENSOR FOR EMERGEN.-STOP WITH INSCRIPTION: EMERGEN.-STOP 5MM THICK YELLOW !!! Phased-out product !!! SIRIUS ACT 3SU1 is successor Preferred successor type is >>3SU1901-0BD31-0AT0<< | - | 0 | 7
3SB3921-0DY |  | 3SB3921-0DY | 1 | UN | 1 | 10 | C | D | N | N | 85389099 | 1 | 4011209713451 | 0.001 | KG | 6.31 | 6.31 | CP20 | CP20 | ACCESSORY / SPARE PART FOR PLASTIC-/METAL PROGRAM ROUND, 22MM: BACKING PLATE FOR EMERGEN.-STOP EXTERNAL DIAMETER 60MM WITHOUT INSCRIPTION SELF-ADHESIVE YELLOW !!! Phased-out product !!! SIRIUS ACT 3SU1 is successor Preferred successor type is >>3SU1900-0BB31-0AA0<< | - | 0 | 7
3SB3921-0DZ | K1Y | 3SB3921-0DZK1Y | 1 | UN | 1 | 40 | X | D | N | N | 85389099 | 1 |  | 0.001 | KG | 7.54 | 7.54 | CP20 | CP20 | BACKING PLATE ROUND FOR EMERGEN. STOP MUSHROOM PUSHBUTTON, YELLOW, SELF-ADHESIVE, EXTERNAL DIAMETER 60MM, INTERNAL DIAMETER 23MM, CUSTOMIZED INSCRIPTION, UPPER-CASE LETTERS | - | 0 | 7
3SB3921-0DZ | K9Y | 3SB3921-0DZK9Y | 1 | UN | 1 | 20 | D | D | EAR99 | N | 85389099 | 1 |  | 0.001 | KG | 7.54 | 7.54 | CP20 | CP20 | BACKING PLATE ROUND FOR EMERGEN. STOP MUSHROOM PUSHBUTTON, YELLOW, SELF-ADHESIVE, EXTERNAL DIAMETER 60MM, INTERNAL DIAMETER 23MM, CUSTOMIZED INSCRIPTION, ACC.TO ORDER FORM SUPPLEMENT | - | 0 | 7
3SB3922-0AS |  | 3SB3922-0AS | 1 | UN | 1 | 10 | C | D | N | N | 85389099 | 1 | 4011209646537 | 0.003 | KG | 2.61 | 2.61 | CP20 | CP20 | INSCRIPTION ACTUATOR/INDICATOR POTENTIOMETER DRIVE FOR FLAT LABEL HOLDER FOR INSCRIPTION LABEL FOR STICKING LABEL SIZE 12.5 X 27 MM BLACK !!! Phased-out product !!! SIRIUS ACT 3SU1 is successor Preferred successor type is >>3SU1900-0AN10-0AA0<< | - | 0 | 7
3SB3922-0AV |  | 3SB3922-0AV | 100 | UN | 1 | 10 | C | D | N | N | 85389099 | 10 | 4011209542587 | 0.002 | KG | 96.9 | 96.9 | CP20 | CP20 | Label holder, round program, BLACK, For labeling plate for gluing, 12.5 mm x 27 mm !!! Phased-out product !!! SIRIUS ACT 3SU1 is the successor The preferred successor type is >>3SU1900-0AN10-0AA0<< | - | 0 | 7
3SB3922-0AW |  | 3SB3922-0AW | 1 | UN | 1 | 10 | C | D | N | N | 85389099 | 1 | 4011209359062 | 0.003 | KG | 2.61 | 2.61 | CP20 | CP20 | INSCRIPTION ACTUATOR/INDICATOR POTENTIOMETER DRIVE FOR LABEL HOLDER RAISED FOR INSCRIPTION LABEL FOR STICKING LABEL SIZE 12.5 X 27 MM BLACK !!! Phased-out product !!! SIRIUS ACT 3SU1 is successor Preferred successor type is >>3SU1900-0AN10-0AA0<< | - | 0 | 7
3SB3922-0AY |  | 3SB3922-0AY | 100 | UN | 1 | 10 | C | D | N | N | 85389099 | 10 | 4011209346284 | 0.003 | KG | 93.01 | 93.01 | CP20 | CP20 | INSCRIPTION ACTUATOR/INDICATOR TWIN PUSHBUTTON FOR FLAT LABEL HOLDER FOR INSCRIPTION LABEL FOR STICKING LABEL SIZE 12.5 X 27 MM BLACK !!! Phased-out product !!! SIRIUS ACT 3SU1 is successor Preferred successor type is >>3SU1900-0AK10-0AA0<< | - | 0 | 7
3SB3923-0AS |  | 3SB3923-0AS | 1 | UN | 1 | 10 | C | D | N | N | 85389099 | 1 | 4011209646544 | 0.003 | KG | 2.61 | 2.61 | CP20 | CP20 | INSCRIPTION ACTUATOR/INDICATOR POTENTIOMETER DRIVE FOR FLAT LABEL HOLDER FOR INSCRIPTION LABEL FOR STICKING LABEL SIZE 27 X 27 MM BLACK !!! Phased-out product !!! SIRIUS ACT 3SU1 is successor Preferred successor type is >>3SU1900-0AQ10-0AA0<< | - | 0 | 7
3SB3923-0AV |  | 3SB3923-0AV | 100 | UN | 1 | 10 | C | D | N | N | 85389099 | 10 | 4011209542594 | 0.003 | KG | 96.9 | 96.9 | CP20 | CP20 | INSCRIPTION ACTUATOR/INDICATOR FLAT LABEL HOLDER FOR INSCRIPTION LABEL FOR STICKING LABEL SIZE 27 X 27 MM BLACK !!! Phased-out product !!! SIRIUS ACT 3SU1 is successor Preferred successor type is >>3SU1900-0AT10-0AA0<< | - | 0 | 7
3SB3923-0AX |  | 3SB3923-0AX | 1 | UN | 1 | 20 | D | D | N | N | 85389099 | 10 | 4011209031241 | 0.005 | KG | 5.08 | 5.08 | CP20 | CP20 | INSCRIPTION ACTUATOR/INDICATOR LABEL HOLDER RAISED FOR INSCRIPTION LABEL FOR STICKING LABEL SIZE 27 X 27 MM BLACK !!! Phased-out product !!! SIRIUS ACT 3SU1 is successor Preferred successor type is >>3SU1900-0AQ10-0AA0<< | - | 0 | 7
3SB3924-0AE |  | 3SB3924-0AE | 1 | UN | 1 | 10 | C | D | N | N | 85389099 | 1 | 4011209031289 | 0.042 | KG | 18.62 | 18.62 | CP20 | CP20 | ACCESSORIES FOR 3SB3 LABEL ROUND PROGRAM EMERG.-STOP YELLOW, 120 X 120MM | - | 0 | 7
3SB3925-0AT |  | 3SB3925-0AT | 100 | UN | 1 | 20 | D | D | N | N | 85389099 | 10 | 4011209628793 | 0.002 | KG | 96.9 | 96.9 | CP20 | CP20 | Label holder, round program, black, without adhesive surface on the rear For labeling plate for snapping on, 17.5 mm x 28 mm !!! Phased-out product !!! SIRIUS ACT 3SU1 is the successor The preferred successor type is >>3SU1900-0AS10-0AA0<< | - | 0 | 7
3SB3925-0AV |  | 3SB3925-0AV | 100 | UN | 1 | 10 | C | D | N | N | 85389099 | 10 | 4011209558502 | 0.002 | KG | 96.9 | 96.9 | CP20 | CP20 | INSCRIPTION ACTUATOR/INDICATOR LABEL HOLDER WITH REAR STICKING AREA FOR INSCRIPT.LABEL FOR SNAPPING ON LABEL SIZE 17.5 X 28 MM BLACK !!! Phased-out product !!! SIRIUS ACT 3SU1 is successor Preferred successor type is >>3SU1900-0AS10-0AA0<< | - | 0 | 7
3SB3930-0CA2 |  | 3SB3930-0CA2 | 100 | UN | 1 | 10 | C | D | N | N | 85389099 | 10 | 4011209285330 | 0.001 | KG | 106.4 | 106.4 | CP20 | CP20 | ACCESSORY / SPARE PART ROUND, 22MM: FLAT BUTTON FOR ILLUMIN. PUSHBUTTON AND-SWITCH RED !!! Phased-out product !!! SIRIUS ACT 3SU1 is successor Preferred successor type is >>3SU1901-0FT20-0AA0<< |  | 0 | 7
3SB3930-0CA20-0PA0 |  | 3SB3930-0CA20-0PA0 | 100 | UN | 1 | 10 | C | D | N | N | 85389099 | 10 | 4011209637795 | 0.004 | KG | 106.4 | 106.4 | CP20 | CP20 | ACCESSORY / SPARE PART ROUND, 22MM: FLAT BUTTON FOR ILLUMIN. PUSHBUTTON AND-SWITCH RED, SOLVENT-RESISTANT NOT INSCRIBABLE WITH LASER !!! Phased-out product !!! SIRIUS ACT 3SU1 is successor Preferred successor type is >>3SU1900-0FT20-0AA0<< | - | 0 | 7
3SB3930-0CA3 |  | 3SB3930-0CA3 | 100 | UN | 1 | 10 | C | D | N | N | 85389099 | 10 | 4011209307414 | 0.001 | KG | 106.4 | 106.4 | CP20 | CP20 | ACCESSORY / SPARE PART ROUND, 22MM: FLAT BUTTON FOR ILLUMIN. PUSHBUTTON AND-SWITCH YELLOW !!! Phased-out product !!! SIRIUS ACT 3SU1 is successor Preferred successor type is >>3SU1901-0FT30-0AA0<< |  | 0 | 7
3SB3930-0CA30-0PA0 |  | 3SB3930-0CA30-0PA0 | 100 | UN | 1 | 10 | C | D | N | N | 85389099 | 10 | 4011209637801 | 0.001 | KG | 106.4 | 106.4 | CP20 | CP20 | ACCESSORY / SPARE PART ROUND, 22MM: FLAT BUTTON FOR ILLUMIN. PUSHBUTTON AND-SWITCH YELLOW, SOLVENT-RESISTANT NOT INSCRIBABLE WITH LASER !!! Phased-out product !!! SIRIUS ACT 3SU1 is successor Preferred successor type is >>3SU1900-0FT30-0AA0<< | - | 0 | 7
3SB3930-0CA4 |  | 3SB3930-0CA4 | 100 | UN | 1 | 10 | C | D | N | N | 85389099 | 10 | 4011209285347 | 0.001 | KG | 106.4 | 106.4 | CP20 | CP20 | ACCESSORY / SPARE PART ROUND, 22MM: FLAT BUTTON FOR ILLUMIN. PUSHBUTTON AND-SWITCH GREEN !!! Phased-out product !!! SIRIUS ACT 3SU1 is successor Preferred successor type is >>3SU1901-0FT40-0AA0<< |  | 0 | 7
3SB3930-0CA40-0PA0 |  | 3SB3930-0CA40-0PA0 | 100 | UN | 1 | 10 | C | D | N | N | 85389099 | 10 | 4011209637818 | 0.002 | KG | 106.4 | 106.4 | CP20 | CP20 | ACCESSORY / SPARE PART ROUND, 22MM: FLAT BUTTON FOR ILLUMIN. PUSHBUTTON AND-SWITCH GREEN, SOLVENT-RESISTANT NOT INSCRIBABLE WITH LASER !!! Phased-out product !!! SIRIUS ACT 3SU1 is successor Preferred successor type is >>3SU1900-0FT40-0AA0<< | - | 0 | 7
3SB3930-0CA5 |  | 3SB3930-0CA5 | 100 | UN | 1 | 10 | C | D | N | N | 85389099 | 10 | 4011209292178 | 0.001 | KG | 106.4 | 106.4 | CP20 | CP20 | ACCESSORY / SPARE PART ROUND, 22MM: FLAT BUTTON FOR ILLUMIN. PUSHBUTTON AND-SWITCH BLUE !!! Phased-out product !!! SIRIUS ACT 3SU1 is successor Preferred successor type is >>3SU1901-0FT50-0AA0<< |  | 0 | 7
3SB3930-0CA50-0PA0 |  | 3SB3930-0CA50-0PA0 | 100 | UN | 1 | 10 | C | D | N | N | 85389099 | 10 | 4011209637825 | 0.001 | KG | 106.4 | 106.4 | CP20 | CP20 | ACCESSORY / SPARE PART ROUND, 22MM: FLAT BUTTON FOR ILLUMIN. PUSHBUTTON AND-SWITCH BLUE, SOLVENT-RESISTANT NOT INSCRIBABLE WITH LASER !!! Phased-out product !!! SIRIUS ACT 3SU1 is successor Preferred successor type is >>3SU1900-0FT50-0AA0<< | - | 0 | 7
3SB3930-0CA6 |  | 3SB3930-0CA6 | 100 | UN | 1 | 10 | C | D | N | N | 85389099 | 10 | 4011209269194 | 0.001 | KG | 106.4 | 106.4 | CP20 | CP20 | ACCESSORY / SPARE PART ROUND, 22MM: FLAT BUTTON FOR ILLUMIN. PUSHBUTTON AND-SWITCH WHITE !!! Phased-out product !!! SIRIUS ACT 3SU1 is successor Preferred successor type is >>3SU1901-0FT60-0AA0<< |  | 0 | 7
3SB3930-0CA60-0PA0 |  | 3SB3930-0CA60-0PA0 | 100 | UN | 1 | 10 | C | D | N | N | 85389099 | 10 | 4011209637832 | 0.001 | KG | 106.4 | 106.4 | CP20 | CP20 | ACCESSORY / SPARE PART ROUND, 22MM: BUTTON, FLAT FOR ILLUMIN. PUSHBUTTON AND-SWITCH WHITE, SOLVENT-RESISTANT NOT INSCRIBABLE WITH LASER !!! Phased-out product !!! SIRIUS ACT 3SU1 is successor Preferred successor type is >>3SU1901-0FT60-0AA0<< | - | 0 | 7
3SB3930-0CA7 |  | 3SB3930-0CA7 | 100 | UN | 1 | 10 | C | D | N | N | 85389099 | 10 | 4011209285354 | 0.001 | KG | 106.4 | 106.4 | CP20 | CP20 | ACCESSORY / SPARE PART ROUND, 22MM: BUTTON, FLAT FOR ILLUMIN. PUSHBUTTON AND-SWITCH CLEAR !!! Phased-out product !!! SIRIUS ACT 3SU1 is successor Preferred successor type is >>3SU1901-0FT70-0AA0<< |  | 0 | 7
3SB3930-0CA70-0PA0 |  | 3SB3930-0CA70-0PA0 | 100 | UN | 1 | 10 | C | D | N | N | 85389099 | 10 | 4011209637849 | 0.002 | KG | 106.4 | 106.4 | CP20 | CP20 | ACCESSORY / SPARE PART ROUND, 22MM: FLAT BUTTON FOR ILLUMIN. PUSHBUTTON AND-SWITCH CLEAR, SOLVENT-RESISTANT NOT INSCRIBABLE WITH LASER !!! Phased-out product !!! SIRIUS ACT 3SU1 is successor Preferred successor type is >>3SU1901-0FT70-0AA0<< | - | 0 | 7
3SB3930-0DA2 |  | 3SB3930-0DA2 | 1 | UN | 1 | 10 | C | D | N | N | 85389099 | 10 | 4011209680128 | 0.001 | KG | 4.01 | 4.01 | CP20 | CP20 | ACCESSORY / SPARE PART ROUND, 22MM: RAISED BUTTON FOR ILLUMIN. PUSHBUTTON AND-SWITCH RED !!! Phased-out product !!! SIRIUS ACT 3SU1 is successor Preferred successor type is >>3SU1901-0FS20-0AA0<< | - | 0 | 7
3SB3930-0DA4 |  | 3SB3930-0DA4 | 1 | UN | 1 | 10 | C | D | N | N | 85389099 | 10 | 4011209680135 | 0.001 | KG | 4.01 | 4.01 | CP20 | CP20 | ACCESSORY / SPARE PART ROUND, 22MM: RAISED BUTTON FOR ILLUMIN. PUSHBUTTON AND-SWITCH GREEN !!! Phased-out product !!! SIRIUS ACT 3SU1 is successor Preferred successor type is >>3SU1901-0FS40-0AA0<< | - | 0 | 7
3SB3930-0DA7 |  | 3SB3930-0DA7 | 1 | UN | 1 | 10 | C | D | N | N | 85389099 | 10 | 4011209673977 | 0.001 | G | 4.01 | 4.01 | CP20 | CP20 | ACCESSORY / SPARE PART ROUND, 22MM: RAISED BUTTON FOR ILLUMIN. PUSHBUTTON AND-SWITCH CLEAR !!! Phased-out product !!! SIRIUS ACT 3SU1 is successor Preferred successor type is >>3SU1901-0FS70-0AA0<< | - | 0 | 7
3SB3930-0EA1 |  | 3SB3930-0EA1 | 100 | UN | 1 | 10 | C | D | N | N | 85389099 | 10 | 4011209465619 | 0.01 | KG | 106.4 | 106.4 | CP20 | CP20 | ACCESSORY / SPARE PART ROUND, 22MM: FLAT BUTTON FOR PUSHBUTTON AND -SWITCH BLACK SOLVENT RESISTANT !!! Phased-out product !!! SIRIUS ACT 3SU1 is successor Preferred successor type is >>3SU1900-0FT10-0AA0<< |  | 0 | 7
3SB3930-0EA2 |  | 3SB3930-0EA2 | 100 | UN | 1 | 10 | C | D | N | N | 85389099 | 10 | 4011209469341 | 0.01 | KG | 106.4 | 106.4 | CP20 | CP20 | ACCESSORY / SPARE PART ROUND, 22MM: FLAT BUTTON FOR PUSHBUTTON AND -SWITCH RED !!! Phased-out product !!! SIRIUS ACT 3SU1 is successor Preferred successor type is >>3SU1900-0FT20-0AA0<< |  | 0 | 7
3SB3930-0EA3 |  | 3SB3930-0EA3 | 100 | UN | 1 | 10 | C | D | N | N | 85389099 | 10 | 4011209473676 | 0.01 | KG | 106.4 | 106.4 | CP20 | CP20 | ACCESSORY / SPARE PART ROUND, 22MM: FLAT BUTTON FOR PUSHBUTTON AND -SWITCH YELLOW !!! Phased-out product !!! SIRIUS ACT 3SU1 is successor Preferred successor type is >>3SU1900-0FT30-0AA0<< |  | 0 | 7
3SB3930-0EA4 |  | 3SB3930-0EA4 | 100 | UN | 1 | 10 | C | D | N | N | 85389099 | 10 | 4011209476288 | 0.01 | KG | 106.4 | 106.4 | CP20 | CP20 | ACCESSORY / SPARE PART ROUND, 22MM: FLAT BUTTON FOR PUSHBUTTON AND -SWITCH GREEN !!! Phased-out product !!! SIRIUS ACT 3SU1 is successor Preferred successor type is >>3SU1900-0FT40-0AA0<< |  | 0 | 7
3SB3930-0EA5 |  | 3SB3930-0EA5 | 100 | UN | 1 | 10 | C | D | N | N | 85389099 | 10 | 4011209473683 | 0.01 | KG | 106.4 | 106.4 | CP20 | CP20 | ACCESSORY / SPARE PART ROUND, 22MM: FLAT BUTTON FOR PUSHBUTTON AND -SWITCH BLUE !!! Phased-out product !!! SIRIUS ACT 3SU1 is successor Preferred successor type is >>3SU1900-0FT50-0AA0<< |  | 0 | 7
3SB3930-0EA6 |  | 3SB3930-0EA6 | 100 | UN | 1 | 10 | C | D | N | N | 85389099 | 10 | 4011209473690 | 0.01 | KG | 106.4 | 106.4 | CP20 | CP20 | ACCESSORY / SPARE PART ROUND, 22MM: FLAT BUTTON FOR PUSHBUTTON AND -SWITCH WHITE !!! Phased-out product !!! SIRIUS ACT 3SU1 is successor Preferred successor type is >>3SU1900-0FT60-0AA0<< |  | 0 | 7
3SB3930-0EA7 |  | 3SB3930-0EA7 | 100 | UN | 1 | 10 | C | D | N | N | 85389099 | 10 | 4011209473706 | 0.01 | KG | 106.4 | 106.4 | CP20 | CP20 | ACCESSORY / SPARE PART ROUND, 22MM: FLAT BUTTON FOR PUSHBUTTON AND -SWITCH CLEAR !!! Phased-out product !!! SIRIUS ACT 3SU1 is successor Preferred successor type is >>3SU1901-0FT70-0AA0<< |  | 0 | 7
3SB3930-0FA1 |  | 3SB3930-0FA1 | 1 | UN | 1 | 20 | D | D | N | N | 85389099 | 10 | 4011209565197 | 0.01 | KG | 4.01 | 4.01 | CP20 | CP20 | ACCESSORY / SPARE PART ROUND, 22MM: RAISED BUTTON FOR PUSHBUTTON AND -SWITCH BLACK SOVENT RESISTANT !!! Phased-out product !!! SIRIUS ACT 3SU1 is successor Preferred successor type is >>3SU1900-0FS10-0AA0<< | - | 0 | 7
3SB3930-0FA2 |  | 3SB3930-0FA2 | 1 | UN | 1 | 20 | D | D | N | N | 85389099 | 10 | 4011209440593 | 0.01 | KG | 4.01 | 4.01 | CP20 | CP20 | ACCESSORY / SPARE PART ROUND, 22MM: RAISED BUTTON FOR PUSHBUTTON AND -SWITCH RED !!! Phased-out product !!! SIRIUS ACT 3SU1 is successor Preferred successor type is >>3SU1900-0FS20-0AA0<< | - | 0 | 7
3SB3930-0FA3 |  | 3SB3930-0FA3 | 1 | UN | 1 | 20 | D | D | N | N | 85389099 | 10 | 4011209440586 | 0.01 | KG | 4.01 | 4.01 | CP20 | CP20 | ACCESSORY / SPARE PART ROUND, 22MM: RAISED BUTTON FOR PUSHBUTTON AND -SWITCH YELLOW !!! Phased-out product !!! SIRIUS ACT 3SU1 is successor Preferred successor type is >>3SU1900-0FS30-0AA0<< | - | 0 | 7
3SB3930-0FA4 |  | 3SB3930-0FA4 | 1 | UN | 1 | 20 | D | D | N | N | 85389099 | 10 | 4011209440579 | 0.01 | KG | 4.01 | 4.01 | CP20 | CP20 | ACCESSORY / SPARE PART ROUND, 22MM: RAISED BUTTON FOR PUSHBUTTON AND -SWITCH GREEN !!! Phased-out product !!! SIRIUS ACT 3SU1 is successor Preferred successor type is >>3SU1900-0FS40-0AA0<< | - | 0 | 7
3SB3930-0FA5 |  | 3SB3930-0FA5 | 1 | UN | 1 | 20 | D | D | N | N | 85389099 | 10 | 4011209440562 | 10 | G | 4.01 | 4.01 | CP20 | CP20 | ACCESSORY / SPARE PART ROUND, 22MM: RAISED BUTTON FOR PUSHBUTTON AND -SWITCH BLUE !!! Phased-out product !!! SIRIUS ACT 3SU1 is successor Preferred successor type is >>3SU1900-0FS10-0AA0<< | - | 0 | 7
3SB3930-0FA6 |  | 3SB3930-0FA6 | 1 | UN | 1 | 20 | D | D | N | N | 85389099 | 10 | 4011209440555 | 10 | G | 4.01 | 4.01 | CP20 | CP20 | ACCESSORY / SPARE PART ROUND, 22MM: RAISED BUTTON FOR PUSHBUTTON AND -SWITCH WHITE !!! Phased-out product !!! SIRIUS ACT 3SU1 is successor Preferred successor type is >>3SU1900-0FS70-0AA0<< | - | 0 | 7
3SB3930-0FA7 |  | 3SB3930-0FA7 | 1 | UN | 1 | 20 | D | D | N | N | 85389099 | 10 | 4011209440548 | 0.01 | KG | 4.01 | 4.01 | CP20 | CP20 | ACCESSORY / SPARE PART ROUND, 22MM: RAISED BUTTON FOR PUSHBUTTON AND -SWITCH CLEAR !!! Phased-out product !!! SIRIUS ACT 3SU1 is successor Preferred successor type is >>3SU1901-0FS70-0AA0<< | - | 0 | 7
3SB3930-0GA0 |  | 3SB3930-0GA0 | 100 | UN | 1 | 10 | C | D | N | N | 85389099 | 10 | 4011209510395 | 0.01 | KG | 106.4 | 106.4 | CP20 | CP20 | ACCESSORY / SPARE PART ROUND, 22MM: FLAT BUTTON FOR ILLUMIN. PUSHBUTTON AND-SWITCH AMBER !!! Phased-out product !!! SIRIUS ACT 3SU1 is successor Preferred successor type is >>3SU1901-0FT00-0AA0<< | - | 0 | 7
3SB3930-0GA2 |  | 3SB3930-0GA2 | 100 | UN | 1 | 10 | C | D | N | N | 85389099 | 10 | 4011209469358 | 0.01 | KG | 106.4 | 106.4 | CP20 | CP20 | ACCESSORY / SPARE PART ROUND, 22MM: FLAT BUTTON FOR ILLUMIN. PUSHBUTTON AND-SWITCH RED !!! Phased-out product !!! SIRIUS ACT 3SU1 is successor Preferred successor type is >>3SU1901-0FT20-0AA0<< |  | 0 | 7
3SB3930-0GA20-0PA0 |  | 3SB3930-0GA20-0PA0 | 100 | UN | 1 | 10 | C | D | N | N | 85389099 | 10 | 4011209612594 | 0.002 | KG | 106.4 | 106.4 | CP20 | CP20 | ACCESSORY / SPARE PART ROUND, 22MM: FLAT BUTTON FOR ILLUMIN. PUSHBUTTON AND-SWITCH RED, SOLVENT-RESISTANT NOT INSCRIBABLE WITH LASER !!! Phased-out product !!! SIRIUS ACT 3SU1 is successor Preferred successor type is >>3SU1901-0FT20-0AA0<< | - | 0 | 7
3SB3930-0GA3 |  | 3SB3930-0GA3 | 100 | UN | 1 | 10 | C | D | N | N | 85389099 | 10 | 4011209477414 | 0.01 | KG | 106.4 | 106.4 | CP20 | CP20 | ACCESSORY / SPARE PART ROUND, 22MM: FLAT BUTTON FOR ILLUMIN. PUSHBUTTON AND-SWITCH YELLOW !!! Phased-out product !!! SIRIUS ACT 3SU1 is successor Preferred successor type is >>3SU1901-0FT30-0AA0<< |  | 0 | 7
3SB3930-0GA30-0PA0 |  | 3SB3930-0GA30-0PA0 | 100 | UN | 1 | 10 | C | D | N | N | 85389099 | 10 | 4011209612600 | 1.65 | G | 106.4 | 106.4 | CP20 | CP20 | ACCESSORY / SPARE PART ROUND, 22MM: FLAT BUTTON FOR ILLUMIN. PUSHBUTTON AND-SWITCH YELLOW, SOLVENT-RESISTANT NOT INSCRIBABLE WITH LASER !!! Phased-out product !!! SIRIUS ACT 3SU1 is successor Preferred successor type is >>3SU1901-0FT30-0AA0<< | - | 0 | 7
3SB3930-0GA4 |  | 3SB3930-0GA4 | 100 | UN | 1 | 10 | C | D | N | N | 85389099 | 10 | 4011209470095 | 0.01 | KG | 106.4 | 106.4 | CP20 | CP20 | ACCESSORY / SPARE PART ROUND, 22MM: FLAT BUTTON FOR ILLUMIN. PUSHBUTTON AND-SWITCH GREEN !!! Phased-out product !!! SIRIUS ACT 3SU1 is successor Preferred successor type is >>3SU1901-0FT40-0AA0<< |  | 0 | 7
3SB3930-0GA40-0PA0 |  | 3SB3930-0GA40-0PA0 | 100 | UN | 1 | 10 | C | D | N | N | 85389099 | 10 | 4011209612686 | 0.002 | KG | 106.4 | 106.4 | CP20 | CP20 | ACCESSORY / SPARE PART ROUND, 22MM: FLAT BUTTON FOR ILLUMIN. PUSHBUTTON AND-SWITCH GREEN, SOLVENT-RESISTANT NOT INSCRIBABLE WITH LASER !!! Phased-out product !!! SIRIUS ACT 3SU1 is successor Preferred successor type is >>3SU1901-0FT40-0AA0<< | - | 0 | 7
3SB3930-0GA5 |  | 3SB3930-0GA5 | 100 | UN | 1 | 10 | C | D | N | N | 85389099 | 10 | 4011209473713 | 0.01 | KG | 106.4 | 106.4 | CP20 | CP20 | ACCESSORY / SPARE PART ROUND, 22MM: FLAT BUTTON FOR ILLUMIN. PUSHBUTTON AND-SWITCH BLUE !!! Phased-out product !!! SIRIUS ACT 3SU1 is successor Preferred successor type is >>3SU1901-0FT50-0AA0<< |  | 0 | 7
3SB3930-0GA50-0PA0 |  | 3SB3930-0GA50-0PA0 | 100 | UN | 1 | 10 | C | D | N | N | 85389099 | 10 | 4011209612617 | 0.002 | KG | 106.4 | 106.4 | CP20 | CP20 | ACCESSORY / SPARE PART ROUND, 22MM: FLAT BUTTON FOR ILLUMIN. PUSHBUTTON AND-SWITCH BLUE, SOLVENT-RESISTANT NOT INSCRIBABLE WITH LASER !!! Phased-out product !!! SIRIUS ACT 3SU1 is successor Preferred successor type is >>3SU1901-0FT50-0AA0<< | - | 0 | 7
3SB3930-0GA6 |  | 3SB3930-0GA6 | 100 | UN | 1 | 10 | C | D | N | N | 85389099 | 10 | 4011209473720 | 0.01 | KG | 106.4 | 106.4 | CP20 | CP20 | ACCESSORY / SPARE PART ROUND, 22MM: FLAT BUTTON FOR ILLUMIN. PUSHBUTTON AND-SWITCH WHITE !!! Phased-out product !!! SIRIUS ACT 3SU1 is successor Preferred successor type is >>3SU1901-0FT60-0AA0<< |  | 0 | 7
3SB3930-0GA60-0PA0 |  | 3SB3930-0GA60-0PA0 | 100 | UN | 1 | 10 | C | D | N | N | 85389099 | 10 | 4011209612624 | 1.65 | G | 106.4 | 106.4 | CP20 | CP20 | ACCESSORY / SPARE PART ROUND, 22MM: FLAT BUTTON FOR ILLUMIN. PUSHBUTTON AND-SWITCH WHITE, SOLVENT-RESISTANT NOT INSCRIBABLE WITH LASER !!! Phased-out product !!! SIRIUS ACT 3SU1 is successor Preferred successor type is >>3SU1900-0FT60-0AA0<< | - | 0 | 7
3SB3930-0GA7 |  | 3SB3930-0GA7 | 100 | UN | 1 | 10 | C | D | N | N | 85389099 | 10 | 4011209470101 | 0.01 | KG | 106.4 | 106.4 | CP20 | CP20 | ACCESSORY / SPARE PART ROUND, 22MM: FLAT BUTTON FOR ILLUMIN. PUSHBUTTON AND-SWITCH CLEAR !!! Phased-out product !!! SIRIUS ACT 3SU1 is successor Preferred successor type is >>3SU1901-0FT70-0AA0<< |  | 0 | 7
3SB3930-0GA70-0PA0 |  | 3SB3930-0GA70-0PA0 | 100 | UN | 1 | 10 | C | D | N | N | 85389099 | 10 | 4011209612631 | 1.65 | G | 106.4 | 106.4 | CP20 | CP20 | ACCESSORY / SPARE PART ROUND, 22MM: FLAT BUTTON FOR ILLUMIN. PUSHBUTTON AND-SWITCH CLEAR, SOLVENT-RESISTANT NOT INSCRIBABLE WITH LASER !!! Phased-out product !!! SIRIUS ACT 3SU1 is successor Preferred successor type is >>3SU1901-0FT70-0AA0<< | - | 0 | 7
3SB3930-0HA0 |  | 3SB3930-0HA0 | 1 | UN | 1 | 20 | D | D | N | N | 85389099 | 10 | 4011209502185 | 10 | G | 4.01 | 4.01 | CP20 | CP20 | ACCESSORY / SPARE PART ROUND, 22MM: RAISED BUTTON FOR ILLUMIN. PUSHBUTTON AND-SWITCH AMBER !!! Phased-out product !!! SIRIUS ACT 3SU1 is successor Preferred successor type is >>3SU1901-0FS30-0AA0<< | - | 0 | 7
3SB3930-0HA2 |  | 3SB3930-0HA2 | 1 | UN | 1 | 20 | D | D | N | N | 85389099 | 10 | 4011209440531 | 0.01 | KG | 4.01 | 4.01 | CP20 | CP20 | ACCESSORY / SPARE PART ROUND, 22MM: RAISED BUTTON FOR ILLUMIN. PUSHBUTTON AND-SWITCH RED !!! Phased-out product !!! SIRIUS ACT 3SU1 is successor Preferred successor type is >>3SU1901-0FS20-0AA0<< | - | 0 | 7
3SB3930-0HA3 |  | 3SB3930-0HA3 | 1 | UN | 1 | 20 | D | D | N | N | 85389099 | 10 | 4011209440524 | 0.003 | KG | 4.01 | 4.01 | CP20 | CP20 | ACCESSORY / SPARE PART ROUND, 22MM: RAISED BUTTON FOR ILLUMIN. PUSHBUTTON AND-SWITCH YELLOW !!! Phased-out product !!! SIRIUS ACT 3SU1 is successor Preferred successor type is >>3SU1901-0FS30-0AA0<< | - | 0 | 7
3SB3930-0HA4 |  | 3SB3930-0HA4 | 1 | UN | 1 | 20 | D | D | N | N | 85389099 | 10 | 4011209440517 | 0.01 | KG | 4.01 | 4.01 | CP20 | CP20 | ACCESSORY / SPARE PART ROUND, 22MM: RAISED BUTTON FOR ILLUMIN. PUSHBUTTON AND-SWITCH GREEN !!! Phased-out product !!! SIRIUS ACT 3SU1 is successor Preferred successor type is >>3SU1901-0FS40-0AA0<< | - | 0 | 7
3SB3930-0HA5 |  | 3SB3930-0HA5 | 1 | UN | 1 | 20 | D | D | N | N | 85389099 | 10 | 4011209440500 | 0.01 | KG | 4.01 | 4.01 | CP20 | CP20 | ACCESSORY / SPARE PART ROUND, 22MM: RAISED BUTTON FOR ILLUMIN. PUSHBUTTON AND-SWITCH BLUE !!! Phased-out product !!! SIRIUS ACT 3SU1 is successor Preferred successor type is >>3SU1901-0FS50-0AA0<< | - | 0 | 7
3SB3930-0HA6 |  | 3SB3930-0HA6 | 1 | UN | 1 | 20 | D | D | N | N | 85389099 | 10 | 4011209440494 | 0.01 | KG | 4.01 | 4.01 | CP20 | CP20 | ACCESSORY / SPARE PART ROUND, 22MM: RAISED BUTTON FOR ILLUMIN. PUSHBUTTON AND-SWITCH WHITE !!! Phased-out product !!! SIRIUS ACT 3SU1 is successor Preferred successor type is >>3SU1901-0FS70-0AA0<< | - | 0 | 7
3SB3930-0HA7 |  | 3SB3930-0HA7 | 1 | UN | 1 | 20 | D | D | N | N | 85389099 | 10 | 4011209440487 | 0.01 | KG | 4.01 | 4.01 | CP20 | CP20 | ACCESSORY / SPARE PART ROUND, 22MM: RAISED BUTTON FOR ILLUMIN. PUSHBUTTON AND-SWITCH CLEAR !!! Phased-out product !!! SIRIUS ACT 3SU1 is successor Preferred successor type is >>3SU1901-0FS70-0AA0<< | - | 0 | 7
3SB3930-0JA1 |  | 3SB3930-0JA1 | 1 | UN | 1 | 10 | C | D | N | N | 85389099 | 100 | 4011209849204 | 0.006 | KG | 3.85 | 3.85 | CP20 | CP20 | BUTTON, RAISED, BLACK FOR PUSHBUTTONS WITH EXTENDED STROKE !!! Phased-out product !!! SIRIUS ACT 3SU1 is successor Preferred successor type is >>3SU1900-0FS10-0AA0<< | - | 0 | 7
3SB3930-6BA0 |  | 3SB3930-6BA0 | 1 | UN | 1 | 10 | C | D | N | N | 85389099 | 10 | 4011209491601 | 0.002 | KG | 2.61 | 2.61 | CP20 | CP20 | ACCESSORY / SPARE PART ROUND, 22MM: LENS, SMOOTH FOR INDICATOR LIGHT AMBER !!! Phased-out product !!! SIRIUS ACT 3SU1 is successor | - | 0 | 7
3SB3930-6BA2 |  | 3SB3930-6BA2 | 1 | UN | 1 | 10 | C | D | N | N | 85389099 | 10 | 4011209446243 | 0.001 | KG | 2.61 | 2.61 | CP20 | CP20 | ACCESSORY / SPARE PART ROUND, 22MM: LENS, SMOOTH FOR INDICATOR LIGHT RED !!! Phased-out product !!! SIRIUS ACT 3SU1 is successor |  | 0 | 7
3SB3930-6BA3 |  | 3SB3930-6BA3 | 1 | UN | 1 | 10 | C | D | N | N | 85389099 | 10 | 4011209443358 | 0.002 | KG | 2.61 | 2.61 | CP20 | CP20 | ACCESSORY / SPARE PART ROUND, 22MM: LENS, SMOOTH FOR INDICATOR LIGHT YELLOW !!! Phased-out product !!! SIRIUS ACT 3SU1 is successor |  | 0 | 7
3SB3930-6BA4 |  | 3SB3930-6BA4 | 1 | UN | 1 | 10 | C | D | N | N | 85389099 | 10 | 4011209446250 | 0.002 | KG | 2.61 | 2.61 | CP20 | CP20 | ACCESSORY / SPARE PART ROUND, 22MM: LENS, SMOOTH FOR INDICATOR LIGHT GREEN !!! Phased-out product !!! SIRIUS ACT 3SU1 is successor |  | 0 | 7
3SB3930-6BA5 |  | 3SB3930-6BA5 | 1 | UN | 1 | 10 | C | D | N | N | 85389099 | 10 | 4011209443365 | 0.002 | KG | 2.61 | 2.61 | CP20 | CP20 | ACCESSORY / SPARE PART ROUND, 22MM: LENS, SMOOTH FOR INDICATOR LIGHT BLUE !!! Phased-out product !!! SIRIUS ACT 3SU1 is successor |  | 0 | 7
3SB3930-6BA6 |  | 3SB3930-6BA6 | 1 | UN | 1 | 10 | C | D | N | N | 85389099 | 10 | 4011209473591 | 0.003 | KG | 2.61 | 2.61 | CP20 | CP20 | ACCESSORY / SPARE PART ROUND, 22MM: LENS, SMOOTH FOR INDICATOR LIGHT WHITE !!! Phased-out product !!! SIRIUS ACT 3SU1 is successor |  | 0 | 7
3SB3930-6BA7 |  | 3SB3930-6BA7 | 1 | UN | 1 | 10 | C | D | N | N | 85389099 | 10 | 4011209473737 | 0.003 | KG | 2.61 | 2.61 | CP20 | CP20 | ACCESSORY / SPARE PART ROUND, 22MM: LENS, SMOOTH FOR INDICATOR LIGHT CLEAR !!! Phased-out product !!! SIRIUS ACT 3SU1 is successor |  | 0 | 7
3SB3930-6CA0 |  | 3SB3930-6CA0 | 1 | UN | 1 | 10 | C | D | N | N | 85389099 | 10 | 4011209491564 | 0.001 | KG | 2.61 | 2.61 | CP20 | CP20 | ACCESSORY / SPARE PART ROUND, 22MM: LENS, CONCENTRICAL RINGS FOR INDICATOR LIGHT AMBER !!! Phased-out product !!! SIRIUS ACT 3SU1 is successor | - | 0 | 7
3SB3930-6CA2 |  | 3SB3930-6CA2 | 1 | UN | 1 | 10 | C | D | N | N | 85389099 | 10 | 4011209491625 | 0.001 | KG | 2.61 | 2.61 | CP20 | CP20 | ACCESSORY / SPARE PART ROUND, 22MM: LENS, CONCENTRICAL RINGS FOR INDICATOR LIGHT RED !!! Phased-out product !!! SIRIUS ACT 3SU1 is successor |  | 0 | 7
3SB3930-6CA3 |  | 3SB3930-6CA3 | 1 | UN | 1 | 10 | C | D | N | N | 85389099 | 10 | 4011209473744 | 0.002 | KG | 2.61 | 2.61 | CP20 | CP20 | ACCESSORY / SPARE PART ROUND, 22MM: LENS, CONCENTRICAL RINGS FOR INDICATOR LIGHT YELLOW !!! Phased-out product !!! SIRIUS ACT 3SU1 is successor |  | 0 | 7
3SB3930-6CA4 |  | 3SB3930-6CA4 | 1 | UN | 1 | 10 | C | D | N | N | 85389099 | 10 | 4011209463837 | 0.003 | KG | 2.61 | 2.61 | CP20 | CP20 | ACCESSORY / SPARE PART ROUND, 22MM: LENS, CONCENTRICAL RINGS FOR INDICATOR LIGHT GREEN !!! Phased-out product !!! SIRIUS ACT 3SU1 is successor |  | 0 | 7
3SB3930-6CA5 |  | 3SB3930-6CA5 | 1 | UN | 1 | 10 | C | D | N | N | 85389099 | 10 | 4011209473751 | 0.004 | KG | 2.61 | 2.61 | CP20 | CP20 | ACCESSORY / SPARE PART ROUND, 22MM: LENS, CONCENTRICAL RINGS FOR INDICATOR LIGHT BLUE !!! Phased-out product !!! SIRIUS ACT 3SU1 is successor |  | 0 | 7
3SB3930-6CA6 |  | 3SB3930-6CA6 | 1 | UN | 1 | 10 | C | D | N | N | 85389099 | 10 | 4011209469006 | 0.002 | KG | 2.61 | 2.61 | CP20 | CP20 | ACCESSORY / SPARE PART ROUND, 22MM: LENS, CONCENTRICAL RINGS FOR INDICATOR LIGHT WHITE !!! Phased-out product !!! SIRIUS ACT 3SU1 is successor |  | 0 | 7
3SB3930-6CA7 |  | 3SB3930-6CA7 | 1 | UN | 1 | 10 | C | D | N | N | 85389099 | 10 | 4011209473768 | 0.001 | KG | 2.61 | 2.61 | CP20 | CP20 | ACCESSORY / SPARE PART ROUND, 22MM: LENS, CONCENTRICAL RINGS FOR INDICATOR LIGHT CLEAR !!! Phased-out product !!! SIRIUS ACT 3SU1 is successor |  | 0 | 7
3SB3931-0AA |  | 3SB3931-0AA | 1 | UN | 1 | 2 | A | D | N | N | 85389099 | 10 | 4011209031296 | 0.012 | KG | 3.07 | 3.07 | CP20 | CP20 | ACCESSORY / SPARE PART FOR THE PLASTIC PROGRAM ROUND, 22MM: HOLDER, DEFAULT 1 - 4 MM BLACK !!! Phased-out product !!! SIRIUS ACT 3SU1 is successor Preferred successor type is >>3SU1500-0AA10-0AA0<< |  | 0 | 7
3SB3931-0AA-Z | X90 | 3SB3931-0AA-ZX90 | 1 | UN | 1 | 10 | C | D | N | N | 85389099 | 100 | 4011209385689 | 0.012 | KG | 3.07 | 3.07 | CP20 | CP20 | Holder black, round program, plastic, DEFAULT: 1 - 4 mm, Z=100-unit pack !!! Phased-out product !!! SIRIUS ACT 3SU1 is the successor The preferred successor type is <<3SU1500-0AA10-0AA0-ZX90>> | - | 0 | 7
3SB3931-0AB |  | 3SB3931-0AB | 1 | UN | 1 | 10 | C | D | N | N | 85389099 | 10 | 4011209385375 | 0.007 | KG | 1.94 | 1.94 | CP20 | CP20 | ACCESSORY FOR ENCLOSURE, 22MM ENCLOSURE NUT | - | 0 | 7
3SB3931-0AC |  | 3SB3931-0AC | 1 | UN | 1 | 2 | A | D | N | N | 85389099 | 10 | 4011209438705 | 0.041 | KG | 3.07 | 3.07 | CP20 | CP20 | ACCESSORY / SPARE PART FOR THE METAL PROGRAM ROUND, 22MM: HOLDER, DEFAULT 1 - 4 MM !!! Phased-out product !!! SIRIUS ACT 3SU1 is successor Preferred successor type is >>3SU1550-0AA10-0AA0<< |  | 0 | 7
3SB3931-0AD |  | 3SB3931-0AD | 1 | UN | 1 | 20 | D | D | N | N | 85389099 | 10 | 4011209691018 | 0.02 | KG | 2.77 | 2.77 | CP20 | CP20 | ACCESSORY / SPARE PART FOR THE PLASTIC PROGRAM ROUND, 22MM: HOLDER, DEFAULT 4 - 6 MM BLACK !!! Phased-out product !!! SIRIUS ACT 3SU1 is successor Preferred successor type is >>3SU1500-0AA10-0AA0<< | - | 0 | 7
3SB3931-0AD-Z | X90 | 3SB3931-0AD-ZX90 | 1 | UN | 1 | 50 | X | D | N | N | 85389099 | 100 |  | 0.02 | KG | 2.77 | 2.77 | CP20 | CP20 | Holder black, round program, plastic, DEFAULT: 3 - 6 mm Multi-unit pack Packing quantity 100 units !!! Phased-out product !!! SIRIUS ACT 3SU1 is the successor The preferred successor type is <<3SU1500-0AA10-0AA0-ZX90>> | - | 0 | 7
3SB3931-1AA |  | 3SB3931-1AA | 1 | UN | 1 | 10 | C | D | N | N | 85389099 | 1 | 4011209559165 | 0.002 | KG | 3.85 | 3.85 | CP20 | CP20 | ACCESSORY / SPARE PART ROUND, 22MM: BUTTON(SEAL) FLAT FOR ILLUMIN. PUSHBUTTON AND-SWITCH !!! Phased-out product !!! SIRIUS ACT 3SU1 is successor | - | 0 | 7
3SB3940-4AA |  | 3SB3940-4AA | 100 | UN | 1 | 10 | C | D | N | N | 85389099 | 10 | 4011209092259 | 0.196 | G | 106.4 | 106.4 | CP20 | CP20 | INSCRIPTION ACTUATOR/INDICATOR FOR ILLUMIN. PUSHBUTTON/SWITCH INSCRIPTION PLATE LABEL SIZE 19 X 19 MM FOR SELF-INSCRIPTION WITHOUT INSCRIPTION MILKY !!! Phased-out product !!! SIRIUS ACT 3SU1 is successor | - | 0 | 7
3SB3940-4AB |  | 3SB3940-4AB | 100 | UN | 1 | 10 | C | D | N | N | 85389099 | 10 | 4011209129894 | 0.001 | KG | 106.4 | 106.4 | CP20 | CP20 | INSCRIPTION ACTUATOR/INDICATOR FOR ILLUMIN. PUSHBUTTON/SWITCH INSCRIPTION PLATE LABEL SIZE 19 X 19 MM WITH INSCRIPTION: EIN MILKY WITH BLACK PRINT !!! Phased-out product !!! SIRIUS ACT 3SU1 is successor | - | 0 | 7
3SB3940-4AC |  | 3SB3940-4AC | 100 | UN | 1 | 10 | C | D | N | N | 85389099 | 10 | 4011209129900 | 0.003 | KG | 106.4 | 106.4 | CP20 | CP20 | INSCRIPTION ACTUATOR/INDICATOR FOR ILLUMIN. PUSHBUTTON/SWITCH INSCRIPTION PLATE LABEL SIZE 19 X 19 MM WITH INSCRIPTION: AUS MILKY WITH BLACK PRINT !!! Phased-out product !!! SIRIUS ACT 3SU1 is successor | - | 0 | 7
3SB3940-4AD |  | 3SB3940-4AD | 100 | UN | 1 | 10 | C | D | N | N | 85389099 | 10 | 4011209119338 | 0.001 | KG | 106.4 | 106.4 | CP20 | CP20 | INSCRIPTION ACTUATOR/INDICATOR FOR ILLUMIN. PUSHBUTTON/SWITCH INSCRIPTION PLATE LABEL SIZE 19 X 19 MM WITH INSCRIPTION: AUF MILKY WITH BLACK PRINT !!! Phased-out product !!! SIRIUS ACT 3SU1 is successor | - | 0 | 7
3SB3940-4AE |  | 3SB3940-4AE | 100 | UN | 1 | 10 | C | D | N | N | 85389099 | 10 | 4011209264496 | 0.01 | KG | 106.4 | 106.4 | CP20 | CP20 | INSCRIPTION ACTUATOR/INDICATOR FOR ILLUMIN. PUSHBUTTON/SWITCH INSCRIPTION PLATE LABEL SIZE 19 X 19 MM WITH INSCRIPTION: AB MILKY WITH BLACK PRINT !!! Phased-out product !!! SIRIUS ACT 3SU1 is successor | - | 0 | 7
3SB3940-4AF |  | 3SB3940-4AF | 100 | UN | 1 | 10 | C | D | N | N | 85389099 | 10 | 4011209421936 | 0.001 | KG | 106.4 | 106.4 | CP20 | CP20 | INSCRIPTION ACTUATOR/INDICATOR FOR ILLUMIN. PUSHBUTTON/SWITCH INSCRIPTION PLATE LABEL SIZE 19 X 19 MM WITH INSCRIPTION: VOR MILKY WITH BLACK PRINT !!! Phased-out product !!! SIRIUS ACT 3SU1 is successor | - | 0 | 7
3SB3940-4AG |  | 3SB3940-4AG | 100 | UN | 1 | 10 | C | D | N | N | 85389099 | 10 | 4011209129917 | 0.001 | KG | 106.4 | 106.4 | CP20 | CP20 | INSCRIPTION ACTUATOR/INDICATOR FOR ILLUMIN. PUSHBUTTON/SWITCH INSCRIPTION PLATE LABEL SIZE 19 X 19 MM WITH INSCRIPTION: ZURUECK MILKY WITH BLACK PRINT !!! Phased-out product !!! SIRIUS ACT 3SU1 is successor | - | 0 | 7
3SB3940-4AH |  | 3SB3940-4AH | 100 | UN | 1 | 10 | C | D | N | N | 85389099 | 10 | 4011209166202 | 0.001 | KG | 106.4 | 106.4 | CP20 | CP20 | INSCRIPTION ACTUATOR/INDICATOR FOR ILLUMIN. PUSHBUTTON/SWITCH INSCRIPTION PLATE LABEL SIZE 19 X 19 MM WITH INSCRIPTION: RECHTS MILKY WITH BLACK PRINT !!! Phased-out product !!! SIRIUS ACT 3SU1 is successor | - | 0 | 7
3SB3940-4AJ |  | 3SB3940-4AJ | 100 | UN | 1 | 10 | C | D | N | N | 85389099 | 10 | 4011209342477 | 0.002 | KG | 106.4 | 106.4 | CP20 | CP20 | INSCRIPTION ACTUATOR/INDICATOR FOR ILLUMIN. PUSHBUTTON/SWITCH INSCRIPTION PLATE LABEL SIZE 19 X 19 MM WITH INSCRIPTION: LINKS MILKY WITH BLACK PRINT !!! Phased-out product !!! SIRIUS ACT 3SU1 is successor | - | 0 | 7
3SB3940-4AK |  | 3SB3940-4AK | 100 | UN | 1 | 10 | C | D | N | N | 85389099 | 10 | 4011209173569 | 0.3 | G | 106.4 | 106.4 | CP20 | CP20 | INSCRIPTION ACTUATOR/INDICATOR FOR ILLUMIN. PUSHBUTTON/SWITCH INSCRIPTION PLATE LABEL SIZE 19 X 19 MM WITH INSCRIPTION: HALT MILKY WITH BLACK PRINT !!! Phased-out product !!! SIRIUS ACT 3SU1 is successor | - | 0 | 7
3SB3940-4AL |  | 3SB3940-4AL | 100 | UN | 1 | 10 | C | D | N | N | 85389099 | 10 | 4011209119321 | 0.004 | KG | 106.4 | 106.4 | CP20 | CP20 | INSCRIPTION ACTUATOR/INDICATOR FOR ILLUMIN. PUSHBUTTON/SWITCH INSCRIPTION PLATE LABEL SIZE 19 X 19 MM WITH INSCRIPTION: ZU MILKY WITH BLACK PRINT !!! Phased-out product !!! SIRIUS ACT 3SU1 is successor | - | 0 | 7
3SB3940-4AM |  | 3SB3940-4AM | 100 | UN | 1 | 10 | C | D | N | N | 85389099 | 10 | 4011209205727 | 0.3 | G | 106.4 | 106.4 | CP20 | CP20 | INSCRIPTION ACTUATOR/INDICATOR FOR ILLUMIN. PUSHBUTTON/SWITCH INSCRIPTION PLATE LABEL SIZE 19 X 19 MM WITH INSCRIPTION: SCHNELL MILKY WITH BLACK PRINT !!! Phased-out product !!! SIRIUS ACT 3SU1 is successor | - | 0 | 7
3SB3940-4AN |  | 3SB3940-4AN | 100 | UN | 1 | 10 | C | D | N | N | 85389099 | 10 | 4011209146914 | 0.002 | KG | 106.4 | 106.4 | CP20 | CP20 | INSCRIPTION ACTUATOR/INDICATOR FOR ILLUMIN. PUSHBUTTON/SWITCH INSCRIPTION PLATE LABEL SIZE 19 X 19 MM WITH INSCRIPTION: LANGSAM MILKY WITH BLACK PRINT !!! Phased-out product !!! SIRIUS ACT 3SU1 is successor | - | 0 | 7
3SB3940-4AP |  | 3SB3940-4AP | 100 | UN | 1 | 10 | C | D | N | N | 85389099 | 10 | 4011209189591 | 0.001 | KG | 106.4 | 106.4 | CP20 | CP20 | INSCRIPTION ACTUATOR/INDICATOR FOR ILLUMIN. PUSHBUTTON/SWITCH INSCRIPTION PLATE LABEL SIZE 19 X 19 MM WITH INSCRIPTION: BETRIEB MILKY WITH BLACK PRINT !!! Phased-out product !!! SIRIUS ACT 3SU1 is successor | - | 0 | 7
3SB3940-4AQ |  | 3SB3940-4AQ | 100 | UN | 1 | 10 | C | D | N | N | 85389099 | 10 | 4011209189584 | 0.001 | KG | 106.4 | 106.4 | CP20 | CP20 | INSCRIPTION ACTUATOR/INDICATOR FOR ILLUMIN. PUSHBUTTON/SWITCH INSCRIPTION PLATE LABEL SIZE 19 X 19 MM WITH INSCRIPTION: STOERUNG MILKY WITH BLACK PRINT !!! Phased-out product !!! SIRIUS ACT 3SU1 is successor | - | 0 | 7
3SB3940-4AR |  | 3SB3940-4AR | 100 | UN | 1 | 10 | C | D | N | N | 85389099 | 10 | 4011209166226 | 0.001 | KG | 106.4 | 106.4 | CP20 | CP20 | INSCRIPTION ACTUATOR/INDICATOR FOR ILLUMIN. PUSHBUTTON/SWITCH INSCRIPTION PLATE LABEL SIZE 19 X 19 MM WITH INSCRIPTION: EINRICHTEN MILKY WITH BLACK PRINT !!! Phased-out product !!! SIRIUS ACT 3SU1 is successor | - | 0 | 7
3SB3940-4AZ | K0Y | 3SB3940-4AZK0Y | 1 | UN | 1 | 20 | D | D | N | N | 85389099 | 1 |  | 0.001 | KG | 3.54 | 3.54 | CP20 | CP20 | INSCRIPTION ACTUATOR/INDICATOR FOR ILLUMIN. PUSHBUTTON/SWITCH INSCRIPTION PLATE LABEL SIZE 19 X 19 MM WITH CUSTOM MADE INSCRIPTION ACC.TO ORDER FORM SUPPLEMENT MILKY WITH BLACK PRINT UPPER/LOWER CASE | - | 0 | 7
3SB3940-4AZ | K1Y | 3SB3940-4AZK1Y | 1 | UN | 1 | 10 | C | D | N | N | 85389099 | 1 |  | 0.001 | KG | 3.54 | 3.54 | CP20 | CP20 | INSCRIPTION ACTUATOR/INDICATOR FOR ILLUMIN. PUSHBUTTON/SWITCH INSCRIPTION PLATE LABEL SIZE 19 X 19 MM WITH CUSTOM MADE INSCRIPTION ACC.TO ORDER FORM SUPPLEMENT MILKY WITH BLACK PRINT UPPER CASE | - | 0 | 7
3SB3940-4AZ | K2Y | 3SB3940-4AZK2Y | 1 | UN | 1 | 10 | C | D | N | N | 85389099 | 1 |  | 0.003 | KG | 3.54 | 3.54 | CP20 | CP20 | INSCRIPTION ACTUATOR/INDICATOR FOR ILLUMIN. PUSHBUTTON/SWITCH INSCRIPTION PLATE LABEL SIZE 19 X 19 MM WITH CUSTOM MADE INSCRIPTION ACC.TO ORDER FORM SUPPLEMENT MILKY WITH BLACK PRINT LOWER CASE | - | 0 | 7
3SB3940-4AZ | K3Y | 3SB3940-4AZK3Y | 1 | UN | 1 | 10 | C | D | N | N | 85389099 | 1 |  | 0.001 | KG | 3.54 | 3.54 | CP20 | CP20 | INSCRIPTION ACTUATOR/INDICATOR FOR ILLUMIN. PUSHBUTTON/SWITCH INSCRIPTION PLATE LABEL SIZE 19 X 19 MM WITH SYMBOL NUMBER ACC.TO COLLEC.OF GRAPH.SYMBOLS MILKY WITH BLACK PRINT | - | 0 | 7
3SB3940-4AZ | K9Y | 3SB3940-4AZK9Y | 1 | UN | 1 | 10 | C | D | N | N | 85389099 | 1 |  | 0.1 | G | 3.54 | 3.54 | CP20 | CP20 | INSCRIPTION ACTUATOR/INDICATOR FOR ILLUMIN. PUSHBUTTON/SWITCH INSCRIPTION PLATE LABEL SIZE 19 X 19 MM WITH CUSTOM MADE INSCRIPTION ACC.TO ORDER FORM SUPPLEMENT MILKY WITH BLACK PRINT INSCRIPTION OR SYMBOL | - | 0 | 7
3SB3940-4EB |  | 3SB3940-4EB | 100 | UN | 1 | 10 | C | D | N | N | 85389099 | 10 | 4011209147270 | 0.5 | G | 106.4 | 106.4 | CP20 | CP20 | INSCRIPTION ACTUATOR/INDICATOR FOR ILLUMIN. PUSHBUTTON/SWITCH INSCRIPTION PLATE LABEL SIZE 19 X 19 MM WITH INSCRIPTION: ON MILKY WITH BLACK PRINT !!! Phased-out product !!! SIRIUS ACT 3SU1 is successor | - | 0 | 7
3SB3940-4EC |  | 3SB3940-4EC | 100 | UN | 1 | 10 | C | D | N | N | 85389099 | 10 | 4011209132061 | 0.001 | KG | 106.4 | 106.4 | CP20 | CP20 | INSCRIPTION ACTUATOR/INDICATOR FOR ILLUMIN. PUSHBUTTON/SWITCH INSCRIPTION PLATE LABEL SIZE 19 X 19 MM WITH INSCRIPTION: OFF MILKY WITH BLACK PRINT !!! Phased-out product !!! SIRIUS ACT 3SU1 is successor | - | 0 | 7
3SB3940-4ED |  | 3SB3940-4ED | 100 | UN | 1 | 10 | C | D | N | N | 85389099 | 10 | 4011209266568 | 0.001 | KG | 106.4 | 106.4 | CP20 | CP20 | INSCRIPTION ACTUATOR/INDICATOR FOR ILLUMIN. PUSHBUTTON/SWITCH INSCRIPTION PLATE LABEL SIZE 19 X 19 MM WITH INSCRIPTION: UP MILKY WITH BLACK PRINT !!! Phased-out product !!! SIRIUS ACT 3SU1 is successor | - | 0 | 7
3SB3940-4EE |  | 3SB3940-4EE | 100 | UN | 1 | 10 | C | D | N | N | 85389099 | 10 | 4011209266575 | 0.001 | KG | 106.4 | 106.4 | CP20 | CP20 | INSCRIPTION ACTUATOR/INDICATOR FOR ILLUMIN. PUSHBUTTON/SWITCH INSCRIPTION PLATE LABEL SIZE 19 X 19 MM WITH INSCRIPTION: DOWN MILKY WITH BLACK PRINT !!! Phased-out product !!! SIRIUS ACT 3SU1 is successor | - | 0 | 7
3SB3940-4EF |  | 3SB3940-4EF | 100 | UN | 1 | 10 | C | D | N | N | 85389099 | 10 | 4011209390171 | 0.001 | KG | 106.4 | 106.4 | CP20 | CP20 | INSCRIPTION ACTUATOR/INDICATOR FOR ILLUMIN. PUSHBUTTON/SWITCH INSCRIPTION PLATE LABEL SIZE 19 X 19 MM WITH INSCRIPTION: FORWARD MILKY WITH BLACK PRINT !!! Phased-out product !!! SIRIUS ACT 3SU1 is successor | - | 0 | 7
3SB3940-4EG |  | 3SB3940-4EG | 100 | UN | 1 | 10 | C | D | N | N | 85389099 | 10 | 4011209147287 | 0.001 | KG | 106.4 | 106.4 | CP20 | CP20 | INSCRIPTION ACTUATOR/INDICATOR FOR ILLUMIN. PUSHBUTTON/SWITCH INSCRIPTION PLATE LABEL SIZE 19 X 19 MM WITH INSCRIPTION: REVERSE MILKY WITH BLACK PRINT !!! Phased-out product !!! SIRIUS ACT 3SU1 is successor | - | 0 | 7
3SB3940-4EH |  | 3SB3940-4EH | 100 | UN | 1 | 10 | C | D | N | N | 85389099 | 10 | 4011209421943 | 0.001 | KG | 106.4 | 106.4 | CP20 | CP20 | INSCRIPTION ACTUATOR/INDICATOR FOR ILLUMIN. PUSHBUTTON/SWITCH INSCRIPTION PLATE LABEL SIZE 19 X 19 MM WITH INSCRIPTION: RIGHT MILKY WITH BLACK PRINT !!! Phased-out product !!! SIRIUS ACT 3SU1 is successor | - | 0 | 7
3SB3940-4EJ |  | 3SB3940-4EJ | 100 | UN | 1 | 10 | C | D | N | N | 85389099 | 10 | 4011209421950 | 0.001 | KG | 106.4 | 106.4 | CP20 | CP20 | INSCRIPTION ACTUATOR/INDICATOR FOR ILLUMIN. PUSHBUTTON/SWITCH INSCRIPTION PLATE LABEL SIZE 19 X 19 MM WITH INSCRIPTION: LEFT MILKY WITH BLACK PRINT !!! Phased-out product !!! SIRIUS ACT 3SU1 is successor | - | 0 | 7
3SB3940-4EK |  | 3SB3940-4EK | 100 | UN | 1 | 10 | C | D | N | N | 85389099 | 10 | 4011209145054 | 0.001 | KG | 106.4 | 106.4 | CP20 | CP20 | INSCRIPTION ACTUATOR/INDICATOR FOR ILLUMIN. PUSHBUTTON/SWITCH INSCRIPTION PLATE LABEL SIZE 19 X 19 MM WITH INSCRIPTION: START MILKY WITH BLACK PRINT !!! Phased-out product !!! SIRIUS ACT 3SU1 is successor | - | 0 | 7
3SB3940-4EL |  | 3SB3940-4EL | 100 | UN | 1 | 10 | C | D | N | N | 85389099 | 10 | 4011209224285 | 0.3 | G | 106.4 | 106.4 | CP20 | CP20 | INSCRIPTION ACTUATOR/INDICATOR FOR ILLUMIN. PUSHBUTTON/SWITCH INSCRIPTION PLATE LABEL SIZE 19 X 19 MM WITH INSCRIPTION: STOP MILKY WITH BLACK PRINT !!! Phased-out product !!! SIRIUS ACT 3SU1 is successor | - | 0 | 7
3SB3940-4EM |  | 3SB3940-4EM | 100 | UN | 1 | 10 | C | D | N | N | 85389099 | 10 | 4011209145047 | 0.001 | KG | 106.4 | 106.4 | CP20 | CP20 | INSCRIPTION ACTUATOR/INDICATOR FOR ILLUMIN. PUSHBUTTON/SWITCH INSCRIPTION PLATE LABEL SIZE 19 X 19 MM WITH INSCRIPTION: RESET MILKY WITH BLACK PRINT !!! Phased-out product !!! SIRIUS ACT 3SU1 is successor | - | 0 | 7
3SB3940-4EN |  | 3SB3940-4EN | 100 | UN | 1 | 10 | C | D | N | N | 85389099 | 10 | 4011209251885 | 0.001 | KG | 106.4 | 106.4 | CP20 | CP20 | INSCRIPTION ACTUATOR/INDICATOR FOR ILLUMIN. PUSHBUTTON/SWITCH INSCRIPTION PLATE LABEL SIZE 19 X 19 MM WITH INSCRIPTION: TEST MILKY WITH BLACK PRINT !!! Phased-out product !!! SIRIUS ACT 3SU1 is successor | - | 0 | 7
3SB3940-4EP |  | 3SB3940-4EP | 100 | UN | 1 | 10 | C | D | N | N | 85389099 | 10 | 4011209421974 | 0.001 | KG | 106.4 | 106.4 | CP20 | CP20 | INSCRIPTION ACTUATOR/INDICATOR FOR ILLUMIN. PUSHBUTTON/SWITCH INSCRIPTION PLATE LABEL SIZE 19 X 19 MM WITH INSCRIPTION: OPEN MILKY WITH BLACK PRINT !!! Phased-out product !!! SIRIUS ACT 3SU1 is successor | - | 0 | 7
3SB3940-4EQ |  | 3SB3940-4EQ | 100 | UN | 1 | 10 | C | D | N | N | 85389099 | 10 | 4011209421981 | 0.002 | KG | 106.4 | 106.4 | CP20 | CP20 | INSCRIPTION ACTUATOR/INDICATOR FOR ILLUMIN. PUSHBUTTON/SWITCH INSCRIPTION PLATE LABEL SIZE 19 X 19 MM WITH INSCRIPTION: CLOSE MILKY WITH BLACK PRINT !!! Phased-out product !!! SIRIUS ACT 3SU1 is successor | - | 0 | 7
3SB3940-4ER |  | 3SB3940-4ER | 100 | UN | 1 | 10 | C | D | N | N | 85389099 | 10 | 4011209174177 | 0.002 | KG | 106.4 | 106.4 | CP20 | CP20 | INSCRIPTION ACTUATOR/INDICATOR FOR ILLUMIN. PUSHBUTTON/SWITCH INSCRIPTION PLATE LABEL SIZE 19 X 19 MM WITH INSCRIPTION: FAST MILKY WITH BLACK PRINT !!! Phased-out product !!! SIRIUS ACT 3SU1 is successor | - | 0 | 7
3SB3940-4ES |  | 3SB3940-4ES | 100 | UN | 1 | 10 | C | D | N | N | 85389099 | 10 | 4011209174160 | 0.001 | KG | 106.4 | 106.4 | CP20 | CP20 | INSCRIPTION ACTUATOR/INDICATOR FOR ILLUMIN. PUSHBUTTON/SWITCH INSCRIPTION PLATE LABEL SIZE 19 X 19 MM WITH INSCRIPTION: SLOW MILKY WITH BLACK PRINT !!! Phased-out product !!! SIRIUS ACT 3SU1 is successor | - | 0 | 7
3SB3940-4EV |  | 3SB3940-4EV | 100 | UN | 1 | 10 | C | D | N | N | 85389099 | 10 | 4011209341104 | 0.001 | KG | 106.4 | 106.4 | CP20 | CP20 | INSCRIPTION ACTUATOR/INDICATOR FOR ILLUMIN. PUSHBUTTON/SWITCH INSCRIPTION PLATE LABEL SIZE 19 X 19 MM WITH INSCRIPTION: RUNNING MILKY WITH BLACK PRINT !!! Phased-out product !!! SIRIUS ACT 3SU1 is successor | - | 0 | 7
3SB3940-4EW |  | 3SB3940-4EW | 100 | UN | 1 | 10 | C | D | N | N | 85389099 | 10 | 4011209378797 | 0.001 | KG | 106.4 | 106.4 | CP20 | CP20 | INSCRIPTION ACTUATOR/INDICATOR FOR ILLUMIN. PUSHBUTTON/SWITCH INSCRIPTION PLATE LABEL SIZE 19 X 19 MM WITH INSCRIPTION: FAULT MILKY WITH BLACK PRINT !!! Phased-out product !!! SIRIUS ACT 3SU1 is successor | - | 0 | 7
3SB3940-4MB |  | 3SB3940-4MB | 100 | UN | 1 | 10 | C | D | N | N | 85389099 | 10 | 4011209111103 | 0.007 | KG | 106.4 | 106.4 | CP20 | CP20 | INSCRIPTION ACTUATOR/INDICATOR FOR ILLUMIN. PUSHBUTTON/SWITCH INSCRIPTION PLATE LABEL SIZE 19 X 19 MM WITH GRAPHICAL SYMBOL: O MILKY WITH BLACK PRINT !!! Phased-out product !!! SIRIUS ACT 3SU1 is successor | - | 0 | 7
3SB3940-4MC |  | 3SB3940-4MC | 100 | UN | 1 | 10 | C | D | N | N | 85389099 | 10 | 4011209111110 | 0.001 | KG | 106.4 | 106.4 | CP20 | CP20 | INSCRIPTION ACTUATOR/INDICATOR FOR ILLUMIN. PUSHBUTTON/SWITCH INSCRIPTION PLATE LABEL SIZE 19 X 19 MM WITH GRAPHICAL SYMBOL: I MILKY WITH BLACK PRINT !!! Phased-out product !!! SIRIUS ACT 3SU1 is successor | - | 0 | 7
3SB3940-4MD |  | 3SB3940-4MD | 100 | UN | 1 | 10 | C | D | N | N | 85389099 | 10 | 4011209241527 | 0.001 | KG | 106.4 | 106.4 | CP20 | CP20 | INSCRIPTION ACTUATOR/INDICATOR FOR ILLUMIN. PUSHBUTTON/SWITCH INSCRIPTION PLATE LABEL SIZE 19 X 19 MM WITH GRAPHICAL SYMBOL: II MILKY WITH BLACK PRINT !!! Phased-out product !!! SIRIUS ACT 3SU1 is successor | - | 0 | 7
3SB3940-4NA |  | 3SB3940-4NA | 100 | UN | 1 | 10 | C | D | N | N | 85389099 | 10 | 4011209166219 | 0.002 | KG | 106.4 | 106.4 | CP20 | CP20 | INSCRIPTION ACTUATOR/INDICATOR FOR ILLUMIN. PUSHBUTTON/SWITCH INSCRIPTION PLATE LABEL SIZE 19 X 19 MM WITH GRAPHICAL SYMBOL: DIRECTION OF ARROW TO THE RIGHT MILKY WITH BLACK PRINT !!! Phased-out product !!! SIRIUS ACT 3SU1 is successor | - | 0 | 7
3SB3940-4NG |  | 3SB3940-4NG | 100 | UN | 1 | 10 | C | D | N | N | 85389099 | 10 | 4011209174702 | 0.001 | KG | 106.4 | 106.4 | CP20 | CP20 | INSCRIPTION ACTUATOR/INDICATOR FOR ILLUMIN. PUSHBUTTON/SWITCH INSCRIPTION PLATE LABEL SIZE 19 X 19 MM WITH GRAPHICAL SYMBOL: INCREASE, PLUS MILKY WITH BLACK PRINT !!! Phased-out product !!! SIRIUS ACT 3SU1 is successor | - | 0 | 7
3SB3940-4NH |  | 3SB3940-4NH | 100 | UN | 1 | 10 | C | D | N | N | 85389099 | 10 | 4011209361232 | 0.001 | KG | 106.4 | 106.4 | CP20 | CP20 | INSCRIPTION ACTUATOR/INDICATOR FOR ILLUMIN. PUSHBUTTON/SWITCH INSCRIPTION PLATE LABEL SIZE 19 X 19 MM WITH GRAPHICAL SYMBOL: DECREASE, MINUS MILKY WITH BLACK PRINT !!! Phased-out product !!! SIRIUS ACT 3SU1 is successor | - | 0 | 7
3SB3940-4PA |  | 3SB3940-4PA | 100 | UN | 1 | 10 | C | D | N | N | 85389099 | 10 | 4011209194274 | 0.002 | KG | 106.4 | 106.4 | CP20 | CP20 | INSCRIPTION ACTUATOR/INDICATOR FOR ILLUMIN. PUSHBUTTON/SWITCH INSCRIPTION PLATE LABEL SIZE 19 X 19 MM WITH GRAPHICAL SYMBOL: ELECTRIC MOTOR MILKY WITH BLACK PRINT !!! Phased-out product !!! SIRIUS ACT 3SU1 is successor | - | 0 | 7
3SB3941-0AA |  | 3SB3941-0AA | 1 | UN | 1 | 10 | C | D | N | N | 85389099 | 1 | 4011209031302 | 0.011 | KG | 4.46 | 4.46 | CP20 | CP20 | SEALING PLUG FOR FREE SQUARE CONTROL POINTS, BLACK, COMPLETE WITH LOCK NUT !!! Phased-out product !!! SIRIUS ACT 3SU1 is successor Preferred successor type is >>3SU1900-0FA10-0AA0<< | - | 0 | 7
3SB3941-0AB |  | 3SB3941-0AB | 1 | UN | 1 | 10 | C | D | N | N | 85389099 | 1 | 4011209294790 | 0.002 | KG | 5.38 | 5.38 | CP20 | CP20 | ACCESSORY / SPARE PART FOR THE PLASTIC PROGRAM SQUARE, 26X26MM: BACKING PLATE FOR EMERGEN.-STOP EXTERNAL DIAMETER 80MM WITHOUT INSCRIPTION CUTOUT 26 X 26 MM SELF-ADHESIVE YELLOW !!! Phased-out product !!! SIRIUS ACT 3SU1 is successor | - | 0 | 7
3SB3941-0AC |  | 3SB3941-0AC | 1 | UN | 1 | 10 | C | D | N | N | 85389099 | 1 | 4011209294806 | 0.001 | KG | 5.38 | 5.38 | CP20 | CP20 | ACCESSORY / SPARE PART FOR THE PLASTIC PROGRAM SQUARE, 26X26MM: BACKING PLATE FOR EMERGEN.-STOP EXTERNAL DIAMETER 80MM WITH INSCRIPTION: NOT-HALT CUTOUT 26 X 26 MM SELF-ADHESIVE YELLOW !!! Phased-out product !!! SIRIUS ACT 3SU1 is successor | - | 0 | 7
3SB3941-0AD |  | 3SB3941-0AD | 1 | UN | 1 | 10 | C | D | N | N | 85389099 | 1 | 4011209294813 | 0.001 | KG | 5.38 | 5.38 | CP20 | CP20 | ACCESSORY / SPARE PART FOR THE PLASTIC PROGRAM SQUARE, 26X26MM: BACKING PLATE FOR EMERGEN.-STOP YELLOW, EXTERNAL DIAMETER 80MM WITH INSCRIPTION: EMERGENCY STOP CUTOUT 26 X 26 MM SELF-ADHESIVE BLACK INSCRIPTION !!! Phased-out product !!! SIRIUS ACT 3SU1 is successor | - | 0 | 7
3SB3941-0AF |  | 3SB3941-0AF | 1 | UN | 1 | 10 | C | D | N | N | 85389099 | 1 | 4011209226982 | 0.848 | KG | 596.6 | 596.6 | CP20 | CP20 | ACCESSORY / SPARE PART FOR THE PLASTIC PROGRAM SQUARE, 26X26MM: TOOLS METAL PUNCH FOR INSTALL. HOLE 26MM X 26MM !!! Phased-out product !!! SIRIUS ACT 3SU1 is successor | - | 0 | 7
3SB3941-0AH |  | 3SB3941-0AH | 1 | UN | 1 | 10 | C | D | N | N | 85389099 | 1 | 4011209279087 | 0.002 | KG | 4.46 | 4.46 | CP20 | CP20 | ACCESSORY / SPARE PART FOR THE PLASTIC PROGRAM SQUARE, 26X26MM: PROTECTIVE COVER FOR FLAT BUTTON (PLASTIC) MATERIAL SILICONE CLEAR !!! Phased-out product !!! SIRIUS ACT 3SU1 is successor | - | 0 | 7
3SB3941-0AJ |  | 3SB3941-0AJ | 1 | UN | 1 | 10 | C | D | N | N | 85389099 | 1 | 4011209256132 | 0.002 | KG | 4.46 | 4.46 | CP20 | CP20 | ACCESSORY / SPARE PART FOR THE PLASTIC PROGRAM SQUARE, 26X26MM: PROTECTIVE COVER FOR FLAT BUTTON (PLASTIC) MATERIAL ELASTOLAN CLEAR !!! Phased-out product !!! SIRIUS ACT 3SU1 is successor | - | 0 | 7
3SB3941-0BX |  | 3SB3941-0BX | 1 | UN | 1 | 10 | C | D | N | N | 85389099 | 1 | 4011209899025 | 0.002 | KG | 5.38 | 5.38 | CP20 | CP20 | BACKING PLATE ROUND, FOR EM.-STOP MUSHR. PUSHB., YELLOW, SELF-ADHESIVE, OUTER/INNER CUTOUT 80/26X26MM, WITH INSCRIPTION: NOT-AUS !!! Phased-out product !!! SIRIUS ACT 3SU1 is successor | - | 0 | 7
3SB3942-0AX |  | 3SB3942-0AX | 100 | UN | 1 | 10 | C | D | N | N | 85389099 | 5 | 4011209031319 | 0.002 | KG | 106.4 | 106.4 | CP20 | CP20 | INSCRIPTION ACTUATOR/INDICATOR FLAT LABEL HOLDER FOR INSCRIPTION LABEL FOR STICKING LABEL SIZE 12.5 X 27 MM BLACK !!! Phased-out product !!! SIRIUS ACT 3SU1 is successor | - | 0 | 7
3SB3943-0AX |  | 3SB3943-0AX | 100 | UN | 1 | 10 | C | D | N | N | 85389099 | 1 | 4011209031326 | 0.002 | KG | 106.4 | 106.4 | CP20 | CP20 | INSCRIPTION ACTUATOR/INDICATOR FLAT LABEL HOLDER FOR INSCRIPTION LABEL FOR STICKING LABEL SIZE 27 X 27 MM BLACK !!! Phased-out product !!! SIRIUS ACT 3SU1 is successor | - | 0 | 7
3SB3944-0AA |  | 3SB3944-0AA | 1 | UN | 1 | 20 | D | D | N | N | 85389099 | 1 | 4011209031333 | 0.003 | KG | 3.2 | 3.2 | CP20 | CP20 | ACCESSORY / SPARE PART FOR THE PLASTIC PROGRAM SQUARE, 26X26MM: ADAPTER PLUG F. LABEL HOLDER | - | 0 | 7
3SB3950-0CA2 |  | 3SB3950-0CA2 | 100 | UN | 1 | 10 | C | D | N | N | 85389099 | 10 | 4011209273108 | 0.003 | KG | 106.4 | 106.4 | CP20 | CP20 | ACCESSORY / SPARE PART SQUARE, 26X26MM: FLAT BUTTON FOR ILLUMIN. PUSHBUTTON AND-SWITCH RED !!! Phased-out product !!! SIRIUS ACT 3SU1 is successor Preferred successor type is >>3SU1901-0FT20-0AA0<< | - | 0 | 7
3SB3950-0CA3 |  | 3SB3950-0CA3 | 100 | UN | 1 | 10 | C | D | N | N | 85389099 | 10 | 4011209273115 | 0.001 | KG | 106.4 | 106.4 | CP20 | CP20 | ACCESSORY / SPARE PART SQUARE, 26X26MM: FLAT BUTTON FOR ILLUMIN. PUSHBUTTON AND-SWITCH YELLOW !!! Phased-out product !!! SIRIUS ACT 3SU1 is successor Preferred successor type is >>3SU1901-0FT30-0AA0<< | - | 0 | 7
3SB3950-0CA4 |  | 3SB3950-0CA4 | 100 | UN | 1 | 10 | C | D | N | N | 85389099 | 10 | 4011209273122 | 0.001 | KG | 106.4 | 106.4 | CP20 | CP20 | ACCESSORY / SPARE PART SQUARE, 26X26MM: FLAT BUTTON FOR ILLUMIN. PUSHBUTTON AND-SWITCH GREEN !!! Phased-out product !!! SIRIUS ACT 3SU1 is successor Preferred successor type is >>3SU1901-0FT40-0AA0<< | - | 0 | 7
3SB3950-0CA5 |  | 3SB3950-0CA5 | 100 | UN | 1 | 10 | C | D | N | N | 85389099 | 10 | 4011209291560 | 0.001 | KG | 106.4 | 106.4 | CP20 | CP20 | ACCESSORY / SPARE PART SQUARE, 26X26MM: FLAT BUTTON FOR ILLUMIN. PUSHBUTTON AND-SWITCH BLUE !!! Phased-out product !!! SIRIUS ACT 3SU1 is successor Preferred successor type is >>3SU1901-0FT50-0AA0<< | - | 0 | 7
3SB3950-0CA6 |  | 3SB3950-0CA6 | 100 | UN | 1 | 10 | C | D | N | N | 85389099 | 10 | 4011209273139 | 0.004 | KG | 106.4 | 106.4 | CP20 | CP20 | ACCESSORY / SPARE PART SQUARE, 26X26MM: FLAT BUTTON FOR ILLUMIN. PUSHBUTTON AND-SWITCH WHITE !!! Phased-out product !!! SIRIUS ACT 3SU1 is successor Preferred successor type is >>3SU1901-0FT60-0AA0<< | - | 0 | 7
3SB3950-0CA7 |  | 3SB3950-0CA7 | 100 | UN | 1 | 10 | C | D | N | N | 85389099 | 10 | 4011209271678 | 0.001 | KG | 106.4 | 106.4 | CP20 | CP20 | ACCESSORY / SPARE PART SQUARE, 26X26MM: FLAT BUTTON FOR ILLUMIN. PUSHBUTTON AND-SWITCH CLEAR !!! Phased-out product !!! SIRIUS ACT 3SU1 is successor Preferred successor type is >>3SU1901-0FT70-0AA0<< | - | 0 | 7
3SB3950-6AA2 |  | 3SB3950-6AA2 | 1 | UN | 1 | 10 | C | D | N | N | 85389099 | 10 | 4011209273146 | 0.002 | KG | 2.61 | 2.61 | CP20 | CP20 | ACCESSORY / SPARE PART SQUARE, 26X26MM: LENS, SMOOTH FOR INDICATOR LIGHT RED !!! Phased-out product !!! SIRIUS ACT 3SU1 is successor Preferred successor type is >>3SU1001-6AA20-0AA0<< | - | 0 | 7
3SB3950-6AA3 |  | 3SB3950-6AA3 | 1 | UN | 1 | 10 | C | D | N | N | 85389099 | 10 | 4011209273153 | 0.004 | KG | 2.61 | 2.61 | CP20 | CP20 | ACCESSORY / SPARE PART SQUARE, 26X26MM: LENS, SMOOTH FOR INDICATOR LIGHT YELLOW !!! Phased-out product !!! SIRIUS ACT 3SU1 is successor Preferred successor type is >>3SU1001-6AA30-0AA0<< | - | 0 | 7
3SB3950-6AA4 |  | 3SB3950-6AA4 | 1 | UN | 1 | 10 | C | D | N | N | 85389099 | 10 | 4011209273160 | 0.005 | KG | 2.61 | 2.61 | CP20 | CP20 | ACCESSORY / SPARE PART SQUARE, 26X26MM: LENS, SMOOTH FOR INDICATOR LIGHT GREEN !!! Phased-out product !!! SIRIUS ACT 3SU1 is successor Preferred successor type is >>3SU1001-6AA40-0AA0<< | - | 0 | 7
3SB3950-6AA5 |  | 3SB3950-6AA5 | 1 | UN | 1 | 10 | C | D | N | N | 85389099 | 10 | 4011209420410 | 0.001 | KG | 2.61 | 2.61 | CP20 | CP20 | ACCESSORY / SPARE PART SQUARE, 26X26MM: LENS, SMOOTH FOR INDICATOR LIGHT BLUE !!! Phased-out product !!! SIRIUS ACT 3SU1 is successor Preferred successor type is >>3SU1001-6AA50-0AA0<< | - | 0 | 7
3SB3950-6AA6 |  | 3SB3950-6AA6 | 1 | UN | 1 | 10 | C | D | N | N | 85389099 | 10 | 4011209273177 | 0.002 | KG | 2.61 | 2.61 | CP20 | CP20 | ACCESSORY / SPARE PART SQUARE, 26X26MM: LENS, SMOOTH FOR INDICATOR LIGHT WHITE !!! Phased-out product !!! SIRIUS ACT 3SU1 is successor Preferred successor type is >>3SU1001-6AA60-0AA0<< | - | 0 | 7
3SB3950-6AA7 |  | 3SB3950-6AA7 | 1 | UN | 1 | 10 | C | D | N | N | 85389099 | 10 | 4011209420427 | 0.002 | KG | 2.61 | 2.61 | CP20 | CP20 | ACCESSORY / SPARE PART SQUARE, 26X26MM: LENS, SMOOTH FOR INDICATOR LIGHT CLEAR !!! Phased-out product !!! SIRIUS ACT 3SU1 is successor Preferred successor type is >>3SU1001-6AA70-0AA0<< | - | 0 | 7
3SB3951-0AA |  | 3SB3951-0AA | 1 | UN | 1 | 10 | C | D | N | N | 85389099 | 1 | 4011209031364 | 0.132 | KG | 3.07 | 3.07 | CP20 | CP20 | ACCESSORY / SPARE PART FOR THE PLASTIC PROGRAM SQUARE, 26X26MM: HOLDER, DEFAULT 1 - 4 MM BLACK !!! Phased-out product !!! SIRIUS ACT 3SU1 is successor | - | 0 | 7
3SB3951-1AA |  | 3SB3951-1AA | 1 | UN | 1 | 10 | C | D | N | N | 85389099 | 1 | 4011209559172 | 0.002 | KG | 3.85 | 3.85 | CP20 | CP20 | ACCESSORY / SPARE PART SQUARE, 26X26MM: BUTTON(SEAL) FLAT FOR ILLUMIN. PUSHBUTTON AND-SWITCH !!! Phased-out product !!! SIRIUS ACT 3SU1 is successor | - | 0 | 7
3SE2100-0A |  | 3SE2100-0A | 1 | UN | 1 | 20 | D | D | N | N | 85365080 | 1 | 4011209589476 | 0.203 | KG | 68.97 | 68.97 | CP19 | CP19 | METAL HOUSING IP67, POSITION SWITCH, WITHOUT DRIVE SLOW-ACTION CONTACTS 1NO+1NC | - | 0 | 7
3SE2100-0B |  | 3SE2100-0B | 1 | UN | 1 | 20 | D | D | N | N | 85365080 | 1 | 4011209529274 | 0.217 | KG | 78 | 78 | CP19 | CP19 | POSITION SWITCH,METAL-ENCLOSED ENCAPSULATED POSITION SWITCH SLOW-ACTION CONTACTS 1NO+1NC PLAIN PLUNGER 3 X M20 X 1.5 | - | 0 | 7
3SE2100-0C |  | 3SE2100-0C | 1 | UN | 1 | 20 | D | D | N | N | 85365080 | 1 | 4011209529243 | 0.266 | KG | 104.5 | 104.5 | CP19 | CP19 | POSITION SWITCH,METAL-ENCLOSED ENCAPSULATED POSITION SWITCH SLOW-ACTION CONTACTS 1NO+1NC ROUNDED PLUNGER FORM C, 3 X M20 X 1.5 | - | 0 | 7
3SE2100-0D |  | 3SE2100-0D | 1 | UN | 1 | 20 | D | D | N | N | 85365080 | 1 | 4011209529212 | 0.275 | KG | 115.9 | 115.9 | CP19 | CP19 | POSITION SWITCH,METAL-ENCLOSED SLOW-ACTION CONTACTS 1NO+1NC ROLLER PLUNGER FORM C. 3 X M20 X 1.5 | - | 0 | 7
3SE2100-0DV00-0AK0 |  | 3SE2100-0DV00-0AK0 | 1 | UN | 1 | 20 | D | D | N | N | 85365080 | 1 | 4011209632134 | 0.28 | KG | 152.95 | 152.95 | CP19 | CP19 | POSITION SWITCH METAL HOUSING, ROLLER PLUNGER SLOW-ACTION CONTACTS 1NO+1NC 3XM20X1.5 WITH INCR. CORROSION PROTECTION | - | 0 | 7
3SE2100-0E |  | 3SE2100-0E | 1 | UN | 1 | 20 | D | D | N | N | 85365080 | 1 | 4011209529182 | 0.244 | KG | 99.75 | 99.75 | CP19 | CP19 | POSITION SWITCH,METAL-ENCLOSED ENCAPSULATED POSITION SWITCH SLOW-ACTION CONTACTS 1NO+1NC ROLLER LEVER, 3 X M20 X 1.5 | - | 0 | 7
3SE2100-0EV00-0AA3 |  | 3SE2100-0EV00-0AA3 | 1 | UN | 1 | 20 | D | D | N | N | 85365080 | 1 | 4011209593756 | 0.25 | KG | 117.8 | 117.8 | CP19 | CP19 | METAL-ENCLOSED POSITION SWITCH POSITION SWITCH METAL-ENCLOSED 3XM20X1.5 SLOW-ACTION CONTACTS 1NO+1NC ROLLER LEVER AND WITH STAINLESS STEEL ROLL | - | 0 | 7
3SE2100-0EV00-0AF4 |  | 3SE2100-0EV00-0AF4 | 1 | UN | 1 | 20 | D | D | N | N | 85365080 | 1 | 4011209607217 | 0.24 | KG | 147.25 | 147.25 | CP19 | CP19 | METAL-ENCLOSED POSITION SWITCH POSITION SWITCH METAL-ENCLOSED 3XM20X1.5 SLOW-ACTION CONTACTS 1NO+1NC ROLLER LEVER WITH GLOW LAMP 230V AC | - | 0 | 7
3SE2100-0EV00-0AK0 |  | 3SE2100-0EV00-0AK0 | 1 | UN | 1 | 20 | D | D | N | N | 85365080 | 1 | 4011209608689 | 0.24 | KG | 136.8 | 136.8 | CP19 | CP19 | POSITION SWITCH METAL-ENCLOSED, ROLLER LEVER SLOW-ACTION CONTACTS 1NO+1NC 1XM20X1.5 WITH INCREASED CORROSION PROT. | - | 0 | 7
3SE2100-0F |  | 3SE2100-0F | 1 | UN | 1 | 20 | D | D | N | N | 85365080 | 1 | 4011209529168 | 0.24 | KG | 94.72 | 94.72 | CP19 | CP19 | ENCAPSULATED POSITION SWITCH POSITION SWITCH,METAL-ENCLOSED SLOW-ACTION CONTACTS 1NO+1NC ANGULAR ROLLER LEVER, 3 X M20 X 1.5 | - | 0 | 7
3SE2100-0GW |  | 3SE2100-0GW | 1 | UN | 1 | 20 | D | D | N | N | 85365080 | 1 | 4011209529496 | 0.335 | KG | 111.15 | 111.15 | CP19 | CP19 | ENCAPSULATED POSITION SWITCH POSITION SWITCH,METAL-ENCLOSED SLOW-ACTION CONTACTS 1NO+1NC TWIST LEVER FINE ADJUSTMENT, 3 X M20 X 1.5 | - | 0 | 7
3SE2100-0GW00-0AA3 |  | 3SE2100-0GW00-0AA3 | 1 | UN | 1 | 20 | D | D | N | N | 85365080 | 1 | 4011209682474 | 0.34 | KG | 129.2 | 129.2 | CP19 | CP19 | METAL-ENCLOSED POSITION SWITCH POSITION SWITCH METAL-ENCLOSED 3XM20X1.5 SLOW-ACTION CONTACTS 1NO+1NC TWIST LEVER FINE ADJUSTMENT AND WITH STAINLESS STEEL ROLL | - | 0 | 7
3SE2100-0T |  | 3SE2100-0T | 1 | UN | 1 | 20 | D | D | N | N | 85365080 | 1 | 4011209610569 | 0.2 | KG | 182.4 | 182.4 | CP19 | CP19 | METAL-ENCLOSED POSITION SWITCH SLOW-ACTION CONTACTS 1NO+1NC FORK LEVER, 3 X M20 X 1.5 | - | 0 | 7
3SE2100-0UW |  | 3SE2100-0UW | 1 | UN | 1 | 20 | D | D | N | N | 85365080 | 1 | 4011209529526 | 0.337 | KG | 136.8 | 136.8 | CP19 | CP19 | ENCAPSULATED POSITION SWITCH POSITION SWITCH, METAL-ENCLOSED SLOW-ACTION CONTACTS 1NO+1NC TWIST LEVER, ADJUSTABLE LENGTH 56MM HOUSING WIDTH, 3 X M20 X 1.5 | - | 0 | 7
3SE2100-0VW |  | 3SE2100-0VW | 1 | UN | 1 | 20 | D | D | N | N | 85365080 | 1 | 4011209529557 | 0.355 | KG | 129.2 | 129.2 | CP19 | CP19 | POSITION SWITCH, METAL-ENCLOSED ENCAPSULATED POSITION SWITCH SLOW-ACTION CONTACTS 1NO+1NC ROD ACTUATOR, FINE ADJUSTMENT ALUMINUM ROD, 3 X M20 X 1.5 | - | 0 | 7
3SE2100-0WW |  | 3SE2100-0WW | 1 | UN | 1 | 20 | D | D | N | N | 85365080 | 1 | 4011209529588 | 0.35 | KG | 128.25 | 128.25 | CP19 | CP19 | POSITION SWITCH, METAL-ENCLOSED METAL-ENCLOSED POSITION SWITCH SLOW-ACTION CONTACTS 1NO+1NC ROD ACTUATOR, FINE ADJUSTMENT MOLDED-PLASTIC ROD, 3 X M20 X 1.5 | - | 0 | 7
3SE2100-1A |  | 3SE2100-1A | 1 | UN | 1 | 20 | D | D | N | N | 85365080 | 1 | 4011209589483 | 0.205 | KG | 68.97 | 68.97 | CP19 | CP19 | METAL HOUSING IP67, METAL HOUSING IP67, POSITION SWITCH,W/O POSITION SWITCH, WITHOUT DRIVE OPERATING MECHANISM SNAP-ACTION CONTACTS 1NO+1NC | - | 0 | 7
3SE2100-1AV00-0AC1 |  | 3SE2100-1AV00-0AC1 | 1 | UN | 1 | 20 | D | D | N | N | 85365080 | 1 | 4011209791350 | 0.21 | KG | 152 | 152 | CP19 | CP19 | POS. METAL,BASIC UNIT, W/O HEAD, 3XM20X1.5 SNAP-ACTION CONTACTS 1NO+1NC WITH GOLD-PLATED CONTACTS | - | 0 | 7
3SE2100-1B |  | 3SE2100-1B | 1 | UN | 1 | 20 | D | D | N | N | 85365080 | 1 | 4011209529281 | 0.22 | KG | 78 | 78 | CP19 | CP19 | POSITION SWITCH, METAL-ENCLOSED SNAP-ACTION CONTACTS 1NO+1NC PLUNGER, 3 X M20 X 1,5 | - | 0 | 7
3SE2100-1BV00-0AE0 |  | 3SE2100-1BV00-0AE0 | 1 | UN | 1 | 20 | D | D | N | N | 85365080 | 1 | 4011209607316 | 0.22 | KG | 95.95 | 95.95 | CP19 | CP19 | POSITION SWITCH METAL-ENCLOSED METAL-ENCLOSED POSITION SWITCH PLAIN PLUNGER SNAP-ACTION CONTACTS 1NO+1NC HOUSING IP67, 56MM WIDE 3XM20X1.5 EX PROTECTION, FOR ZONE22 ACC. TO ATEX GUIDELINE NR. 94/9/EG, II 3 D | - | 0 | 7
3SE2100-1BV00-0AK0 |  | 3SE2100-1BV00-0AK0 | 1 | UN | 1 | 20 | D | D | N | N | 85365080 | 1 | 4011209626706 | 0.22 | KG | 115.9 | 115.9 | CP19 | CP19 | POSITION SWITCH METAL ENCL., PLAIN PLUNGER QUICK-ACTION CONTACTS 1NO+1NC 3XM20X1.5 WITH INCREASED COR. PROTECTION | - | 0 | 7
3SE2100-1C |  | 3SE2100-1C | 1 | UN | 1 | 20 | D | D | N | N | 85365080 | 1 | 4011209529250 | 0.256 | KG | 104.5 | 104.5 | CP19 | CP19 | POSITION SWITCH, METAL-ENCLOSED SNAP-ACTION CONTACTS 1NO+1NC ROUNDED PLUNGER FORM B, 3 X M20 X 1.5 | - | 0 | 7
3SE2100-1CV00-0AB0 |  | 3SE2100-1CV00-0AB0 | 1 | UN | 1 | 20 | D | D | N | N | 85365080 | 1 | 4011209581319 | 0.265 | KG | 199.5 | 199.5 | CP19 | CP19 | POSITION SWITCH METAL-SEALED, 2XM20X1.5 ROUNDED PLUNGER SNAP-ACTION CONTACTS 1NO+1NC M12 PLUG, 4-POLE ADJUSTABLE (ALT=A19) | - | 0 | 7
3SE2100-1CV00-0AE0 |  | 3SE2100-1CV00-0AE0 | 1 | UN | 1 | 20 | D | D | N | N | 85365080 | 1 | 4011209592421 | 0.26 | KG | 124.45 | 124.45 | CP19 | CP19 | POSITION SWITCH METAL HOUSING ROUNDED PLUNGER SNAP-ACTION CONTACTS 1NO+1NC HOUSING IP67, 56 MM WIDTH EX PROT., FOR ZONE 22 ACCORD. ATEX GUIDELINE NO. 94/9/EG, II 3 D | - | 0 | 7
3SE2100-1CV00-0AK0 |  | 3SE2100-1CV00-0AK0 | 1 | UN | 1 | 20 | D | D | N | N | 85365080 | 1 | 4011209608382 | 0.26 | KG | 142.5 | 142.5 | CP19 | CP19 | POSITION SWITCH METAL-ENCLOSED, ROUNDED PLUNGER SNAP-ACTION CONTACTS 1NO+1NC 1XM20X1.5 WITH INCREASED CORROSION PROT. | - | 0 | 7
3SE2100-1D |  | 3SE2100-1D | 1 | UN | 1 | 20 | D | D | N | N | 85365080 | 1 | 4011209529229 | 0.278 | KG | 115.9 | 115.9 | CP19 | CP19 | POSITION SWITCH, METAL-ENCLOSED SNAP-ACTION CONTACTS 1NO+1NC ROLLER PLUNGER TYPE C, 3 X M20 X 1.5 | - | 0 | 7
3SE2100-1DV00-0AA3 |  | 3SE2100-1DV00-0AA3 | 1 | UN | 1 | 20 | D | D | N | N | 85365080 | 1 | 4011209594180 | 0.2 | KG | 133.95 | 133.95 | CP19 | CP19 | POSITION SWITCH METAL-ENCLOSED | - | 0 | 7
3SE2100-1DV00-0AE0 |  | 3SE2100-1DV00-0AE0 | 1 | UN | 1 | 20 | D | D | N | N | 85365080 | 1 | 4011209592452 | 0.28 | KG | 133.95 | 133.95 | CP19 | CP19 | POSITION SWITCH METAL-ENCLOSED | - | 0 | 7
3SE2100-1DV00-0AF5 |  | 3SE2100-1DV00-0AF5 | 1 | UN | 1 | 20 | D | D | EAR99 | N | 85365080 | 1 | 4011209594197 | 0.2 | KG | 174.8 | 174.8 | CP19 | CP19 | POSITION SWITCH METAL-ENCLOSED 3XM20X1.5 SNAP-ACTION CONTACTS 1NO+1NC ROLLER PLUNGE WITH 1XLED 24 V AC/DC, YEL. AND WITH STAINLESS STEEL ROLL | - | 0 | 7
3SE2100-1DV00-0AH3 |  | 3SE2100-1DV00-0AH3 | 1 | UN | 1 | 20 | D | D | N | N | 85365080 | 1 | 4011209591707 | 0.28 | KG | 117.8 | 117.8 | CP19 | CP19 | POSITION SWITCH METAL-ENCLOSED 3XM20X1.5 SNAP-ACTION CONTACTS 1NO+1NC ROLLER PLUNGE 1NO+1NC W. MECH. HEAD TURN. BY 90 DEG. CLOCKWISE | - | 0 | 7
3SE2100-1DV00-0AK1 |  | 3SE2100-1DV00-0AK1 | 1 | UN | 1 | 20 | D | D | N | N | 85365080 | 1 | 4011209592339 | 0.28 | KG | 167.2 | 167.2 | CP19 | CP19 | POSITION SWITCH METAL ENCLOSURE 3XM20X1.5 SNAP ACTION CONTACTS 1NO+1NC ROLLER PLUNGER FORM C W. INCREASED CORROSION PROTECT. AND WITH STAINLESS STEEL ROLLER | - | 0 | 7
3SE2100-1E |  | 3SE2100-1E | 1 | UN | 1 | 20 | D | D | N | N | 85365080 | 1 | 4011209529199 | 0.236 | KG | 99.75 | 99.75 | CP19 | CP19 | POSITION SWITCH, METAL-ENCLOSED SNAP-ACTION CONTACTS 1NO+1NC, ROLLER LEVER, 3 X M20 X 1.5 | - | 0 | 7
3SE2100-1EV00-0AA3 |  | 3SE2100-1EV00-0AA3 | 1 | UN | 1 | 20 | D | D | N | N | 85365080 | 1 | 4011209610491 | 0.25 | KG | 117.8 | 117.8 | CP19 | CP19 | POSITION SWITCH METAL-ENCLOSED 3XM20X1.5 SNAP-ACTION CONTACTS 1NO+1NC ROLLER LEVER AND WITH STAINLESS STEEL ROLL | - | 0 | 7
3SE2100-1EV00-0AE0 |  | 3SE2100-1EV00-0AE0 | 1 | UN | 1 | 20 | D | D | N | N | 85365080 | 1 | 4011209592469 | 0.298 | KG | 118.75 | 118.75 | CP19 | CP19 | POSITION SWITCH METAL-ENCLOSED ROLLER LEVER SNAP-ACTION CONTACTS 1NO+1NC HOUSING IP67, WIDTH 56 MM EX PROT., FOR ZONE 22 ACCORD. ATEX GUIDELINE NO. 94/9/EG, II 3 D | - | 0 | 7
3SE2100-1EV00-0AJ3 |  | 3SE2100-1EV00-0AJ3 | 1 | UN | 1 | 20 | D | D | N | N | 85365080 | 1 | 4011209677494 | 0.2 | KG | 191.9 | 191.9 | CP19 | CP19 | POSITION SWITCH METAL ENCL., ROLLER LEVEL SNAP-ACTION CONTACTS 1NO+1NC M12 CONNECTOR,5-POLE, FIXED, PIN ASSIGNMENT,PIN1=13,PIN2=21, PIN3=22,PIN4=14,PIN5=PE NC=PIN2+3, S=PIN1+4, | - | 0 | 7
3SE2100-1EV00-0AK0 |  | 3SE2100-1EV00-0AK0 | 1 | UN | 1 | 20 | D | D | N | N | 85365080 | 1 | 4011209612815 | 0.24 | KG | 136.8 | 136.8 | CP19 | CP19 | POSITION SWITCH METAL-ENCLOSED, WITH ROLLER LEVER 3XM20X1.5 SNAP-ACTION CONTACTS 1NO+1NC WITH INCREASED CORROSION PROT. | - | 0 | 7
3SE2100-1EV00-0AK1 |  | 3SE2100-1EV00-0AK1 | 1 | UN | 1 | 20 | D | D | N | N | 85365080 | 1 | 4011209608412 | 0.2 | KG | 155.8 | 155.8 | CP19 | CP19 | POSITION SWITCH METAL-ENCLOSED, ROLLER LEVER SNAP-ACTION CONTACTS 1NO+1NC 3XM20X1.5 WITH INCREASED CORROSION PROT. AND STAINLESS STEEL ROLL | - | 0 | 7
3SE2100-1F |  | 3SE2100-1F | 1 | UN | 1 | 20 | D | D | N | N | 85365080 | 1 | 4011209529151 | 0.239 | KG | 94.72 | 94.72 | CP19 | CP19 | POSITION SWITCH, METAL-ENCLOSED SNAP-ACTION CONTACTS 1NO+1NC, ANGULAR ROLLER LEVER, 3 X M20 X 1.5 | - | 0 | 7
3SE2100-1FV00-0AA3 |  | 3SE2100-1FV00-0AA3 | 1 | UN | 1 | 20 | D | D | N | N | 85365080 | 1 | 4011209653566 | 0.235 | KG | 112.1 | 112.1 | CP19 | CP19 | POSITION SWITCH METAL-ENCLOSED 3XM20X1.5 SNAP-ACTION CONTACTS 1NO+1NC ANGULAR ROLLER LEVEL AND WITH STAINLESS STEEL ROLLER | - | 0 | 7
3SE2100-1FV00-0AE0 |  | 3SE2100-1FV00-0AE0 | 1 | UN | 1 | 20 | D | D | N | N | 85365080 | 1 | 4011209592476 | 0.255 | KG | 112.1 | 112.1 | CP19 | CP19 | POSITION SWITCH METAL-ENCLOSED | - | 0 | 7
3SE2100-1G |  | 3SE2100-1G | 1 | UN | 1 | 20 | D | D | N | N | 85365080 | 1 | 4011209606258 | 0.362 | KG | 126.35 | 126.35 | CP19 | CP19 | POSITION SWITCH METAL-ENCLOSED | - | 0 | 7
3SE2100-1GV00-0AA3 |  | 3SE2100-1GV00-0AA3 | 1 | UN | 1 | 20 | D | D | N | N | 85365080 | 1 | 4011209627789 | 0.31 | KG | 144.4 | 144.4 | CP19 | CP19 | POSITION SWITCH METAL HOUSING, 1XM20X1.5 SNAP-ACTION CONTACTS 1NO+1NC PIVOTED LEVER WITH METAL SHAFT AND WITH STAIN. STEEL ROLLER | - | 0 | 7
3SE2100-1GV00-0AK1 |  | 3SE2100-1GV00-0AK1 | 1 | UN | 1 | 20 | D | D | N | N | 85365080 | 1 | 4011209608405 | 0.3 | KG | 181.45 | 181.45 | CP19 | CP19 | POSITION SWITCH METAL-ENCLOSED, | - | 0 | 7
3SE2100-1GW |  | 3SE2100-1GW | 1 | UN | 1 | 20 | D | D | N | N | 85365080 | 1 | 4011209529489 | 0.338 | KG | 111.15 | 111.15 | CP19 | CP19 | POSITION SWITCH, METAL-ENCLOSED SNAP-ACTION CONTACTS 1NO+1NC ROLLER CRANK, FINE ADJUSTMENT, 3 X M20 X 1.5 | - | 0 | 7
3SE2100-1GW00-0AA3 |  | 3SE2100-1GW00-0AA3 | 1 | UN | 1 | 20 | D | D | N | N | 85365080 | 1 | 4011209609419 | 0.35 | KG | 129.2 | 129.2 | CP19 | CP19 | POSITION SWITCH METAL-ENCLOSED | - | 0 | 7
3SE2100-1GW00-0AC4 |  | 3SE2100-1GW00-0AC4 | 1 | UN | 1 | 20 | D | D | N | N | 85365080 | 1 | 4011209593862 | 0.34 | KG | 165.3 | 165.3 | CP19 | CP19 | POSITION SWITCH METAL-ENCL. 3XM20X1.5 SNAP-ACTION CONTACTS 1NO+1NC TWIST LEVER FINE ADJUST. WITH M12 CONNECTOR 4-POLE, 3SY3127 PLASTIC, NOT ADJUSTABLE PIN ASSIGN.: PIN1=21, PIN2=22, PIN3=13,PIN4=14 SUITABLE COUPLING BOX 3RX8000-0CB45 OR ANG. CABLE BOX 3RX8000-0CC45 | - | 0 | 7
3SE2100-1GW00-0AE0 |  | 3SE2100-1GW00-0AE0 | 1 | UN | 1 | 20 | D | D | N | N | 85365080 | 1 | 4011209592438 | 0.335 | KG | 132.05 | 132.05 | CP19 | CP19 | POSITION SWITCH METAL-ENCLOSED | - | 0 | 7
3SE2100-1GW00-0AK0 |  | 3SE2100-1GW00-0AK0 | 1 | UN | 1 | 20 | D | D | N | N | 85365080 | 1 | 4011209611276 | 0.335 | KG | 148.2 | 148.2 | CP19 | CP19 | POSITION SWITCH METAL-ENCLOSED 3XM20X1.5 SNAP-ACTION CONTACTS 1NO+1NC ROLLER LEVEL FINE ADJUSTMENT WITH INCREASED CORROSION PROT. | - | 0 | 7
3SE2100-1GW00-0AK1 |  | 3SE2100-1GW00-0AK1 | 1 | UN | 1 | 20 | D | D | N | N | 85365080 | 1 | 4011209607200 | 0.335 | KG | 167.2 | 167.2 | CP19 | CP19 | POSITION SWITCH METAL-ENCLOSED | - | 0 | 7
3SE2100-1R |  | 3SE2100-1R | 1 | UN | 1 | 20 | D | D | N | N | 85365080 | 1 | 4011209529137 | 0.266 | KG | 126.35 | 126.35 | CP19 | CP19 | POSITION SWITCH, METAL-ENCLOSED SNAP-ACTION CONTACTS 1NO+1NC SPRING ROD, 3 X M20 X 1,5 | - | 0 | 7
3SE2100-1RV00-0AK0 |  | 3SE2100-1RV00-0AK0 | 1 | UN | 1 | 20 | D | D | N | N | 85365080 | 1 | 4011209591752 | 0.27 | KG | 160.55 | 160.55 | CP19 | CP19 | POSITION SWITCH METAL-ENCLOSED 3XM20X1.5 SNAP-ACTION CONTACTS 1NO+1NC SPRING ROD WITH AUGMENT. CORROSION PROT. | - | 0 | 7
3SE2100-1T |  | 3SE2100-1T | 1 | UN | 1 | 20 | D | D | N | N | 85365080 | 1 | 4011209529144 | 0.365 | KG | 182.4 | 182.4 | CP19 | CP19 | POSITION SWITCH, ENCAPSULATED SNAP-ACTION CONTACTS 1NO + 1NC FORK LEVER, 3 X M 20 X 1.5 | - | 0 | 7
3SE2100-1U |  | 3SE2100-1U | 1 | UN | 1 | 20 | D | D | N | N | 85365080 | 1 | 4011209650541 | 0.418 | KG | 157.7 | 157.7 | CP19 | CP19 | POSITION SWITCH METAL-ENCLOSED | - | 0 | 7
3SE2100-1UV00-0AK0 |  | 3SE2100-1UV00-0AK0 | 1 | UN | 1 | 20 | D | D | N | N | 85365080 | 1 | 4011209646179 | 0.2 | KG | 182.4 | 182.4 | CP19 | CP19 | POSITION SWITCH METAL-ENCLOSED, 3XM20X1.5 SNAP-ACTION CONTACTS 1NO+1NC TWIST LEVER ADJUSTABLE LENGTH, METAL SHAFT WITH INCREASED CORROSION PROT. | - | 0 | 7
3SE2100-1UW |  | 3SE2100-1UW | 1 | UN | 1 | 20 | D | D | N | N | 85365080 | 1 | 4011209529519 | 0.34 | KG | 136.8 | 136.8 | CP19 | CP19 | POSITION SWITCH, METAL-ENCLOSED DEGREE OF PROTECTION IP67 SNAP-ACTION CONTACTS, ROLLER CRANK, FINE ADJUSTMENT, 3 X M20 X 1.5 | - | 0 | 7
3SE2100-1UW00-0AA3 |  | 3SE2100-1UW00-0AA3 | 1 | UN | 1 | 20 | D | D | N | N | 85365080 | 1 | 4011209605732 | 0.35 | KG | 155.8 | 155.8 | CP19 | CP19 | POSITION SWITCH METAL-ENCLOSED | - | 0 | 7
3SE2100-1UW00-0AA5 |  | 3SE2100-1UW00-0AA5 | 1 | UN | 1 | 20 | D | D | N | N | 85365080 | 1 | 4011209592834 | 0.345 | KG | 142.5 | 142.5 | CP19 | CP19 | POSITION SWITCH METAL-ENCLOSED 3XM20X1.5 SNAP-ACTION CONTACTS 1NO+1NC SWIVEL LEVER LENGTH ADJUST. WITH PLASTIC ROLL 30 MM | - | 0 | 7
3SE2100-1UW00-0AE0 |  | 3SE2100-1UW00-0AE0 | 1 | UN | 1 | 20 | D | D | N | N | 85365080 | 1 | 4011209683891 | 0.33 | KG | 157.7 | 157.7 | CP19 | CP19 | POSITION SWITCH METAL HOUS., TWIST LEVER LENGTH ADJUSTABLE SNAP-ACTION CONTACTS 1NO+1NC HOUSING IP67, 56MM WIDE EX-PROTECTION FOR ZONE 22 ACC. TO ATEX GUIDELINE NO. 94/9/EG, II 3 D | - | 0 | 7
3SE2100-1V |  | 3SE2100-1V | 1 | UN | 1 | 20 | D | D | N | N | 85365080 | 1 | 4011209606364 | 0.3 | KG | 140.6 | 140.6 | CP19 | CP19 | POSITION SWITCH METAL-ENCLOSED | - | 0 | 7
3SE2100-1VW |  | 3SE2100-1VW | 1 | UN | 1 | 20 | D | D | N | N | 85365080 | 1 | 4011209529540 | 0.353 | KG | 129.2 | 129.2 | CP19 | CP19 | POSITION SWITCH, METAL-ENCLOSED DEGREE OF PROTECTION IP67 SNAP-ACTION CONTACTS, ALUMINIUM ROD, 3 X M20 X 1.5 | - | 0 | 7
3SE2100-1W |  | 3SE2100-1W | 1 | UN | 1 | 20 | D | D | N | N | 85365080 | 1 | 4011209606371 | 0.3 | KG | 137.75 | 137.75 | CP19 | CP19 | POSITION SWITCH METAL-ENCLOSED | - | 0 | 7
3SE2100-1WV00-0AG3 |  | 3SE2100-1WV00-0AG3 | 1 | UN | 1 | 20 | D | D | N | 9I999IR | 85365080 | 1 | 4011209638006 | 0.3 | KG | 157.7 | 157.7 | CP19 | CP19 | POSITION SWITCH METAL-ENCLOSED 3XM20X1.5 SNAP-ACTION CONTACTS 1NO+1NC ROLLER LEVER ARM WITH MOULDED PLASTIC ROD WITH METAL SHAFT AND WITH VITON GASKET | - | 0 | 7
3SE2100-1WW |  | 3SE2100-1WW | 1 | UN | 1 | 20 | D | D | N | N | 85365080 | 1 | 4011209529571 | 0.35 | KG | 128.25 | 128.25 | CP19 | CP19 | POSITION SWITCH, METAL-ENCLOSED DEGREE OF PROTECTION IP67 SNAP-ACTION CONTACTS, MOULDED-PASTIC ROD, 3 X M20 X 1,5 | - | 0 | 7
3SE2100-1WW00-0AA0 |  | 3SE2100-1WW00-0AA0 | 1 | UN | 1 | 20 | D | D | N | N | 85365080 | 1 | 4011209607873 | 0.3 | KG | 133.95 | 133.95 | CP19 | CP19 | POSITION SWITCH METAL-ENCLOSED, | - | 0 | 7
3SE2100-3A |  | 3SE2100-3A | 1 | UN | 1 | 20 | D | D | N | N | 85365080 | 1 | 4011209589490 | 0.205 | KG | 68.97 | 68.97 | CP19 | CP19 | METAL HOUSING IP67, POSITION SWITCH, WITHOUT DRIVE SLOW-ACTION CONTACTS WITH OVERLAP 1NO+1NC | - | 0 | 0
3SE2100-3B |  | 3SE2100-3B | 1 | UN | 1 | 20 | D | D | N | N | 85365080 | 1 | 4011209529298 | 0.209 | KG | 79.42 | 79.42 | CP19 | CP19 | POSITION SWITCH, METAL-ENCLOSED SLOW-ACTION CONTACTS 1NO+1NC W.MAKE-BEFORE-BREAK FEATURE, PLUNGER, 3 X M20 X 1.5 | - | 0 | 0
3SE2100-3C |  | 3SE2100-3C | 1 | UN | 1 | 20 | D | D | N | N | 85365080 | 1 | 4011209529267 | 0.26 | KG | 102.6 | 102.6 | CP19 | CP19 | POSITION SWITCH, METAL-ENCLOSED SLOW-ACTION CONTACTS 1NO+1NC W. CONTACT OVERLAP OVERTRAVEL PLUNGER TYPE B, 3 X M20 X 1.5 | - | 0 | 0
3SE2100-3D |  | 3SE2100-3D | 1 | UN | 1 | 20 | D | D | N | N | 85365080 | 1 | 4011209529236 | 0.268 | KG | 116.85 | 116.85 | CP19 | CP19 | POSITION SWITCH, METAL-ENCLOSED SLOW-ACTION CONTACTS 1NO+1NC W. CONTACT OVERLAP, ROLLER PLUNGER TYPE C, 3 X M20 X 1.5 | - | 0 | 0
3SE2100-3E |  | 3SE2100-3E | 1 | UN | 1 | 20 | D | D | N | N | 85365080 | 1 | 4011209529205 | 0.237 | KG | 100.7 | 100.7 | CP19 | CP19 | POSITION SWITCH, METAL-ENCLOSED SLOW-ACTION CONTACTS 1NO+1NC W. MAKE-BEFORE-BREAK FEATURE, ROLLER LEVER, 3 X M20 X 1.5 | - | 0 | 0
3SE2100-3EV00-0AF1 |  | 3SE2100-3EV00-0AF1 | 1 | UN | 1 | 20 | D | D | EAR99 | N | 85365080 | 1 | 4011209607736 | 0.3 | KG | 160.55 | 160.55 | CP19 | CP19 | POSITION SWITCH METAL-ENCLOSED, ROLLER LEVER SLOW-ACTION CONTACTS 1NO+1NC WITH OVERLAP 1XM20X1.5 GREEN AND YELLOW | - | 0 | 7
3SE2100-3F |  | 3SE2100-3F | 1 | UN | 1 | 20 | D | D | N | N | 85365080 | 1 | 4011209529175 | 0.235 | KG | 94.72 | 94.72 | CP19 | CP19 | POSITION SWITCH, METAL-ENCLOSED SLOW-ACTION CONTACTS 1NO+1NC MAKE-BEFORE-BREAK FEATURE, ANGULAR ROLLER LEVER, 3 X M20 X 1.5 | - | 0 | 0
3SE2100-3GW |  | 3SE2100-3GW | 1 | UN | 1 | 20 | D | D | N | N | 85365080 | 1 | 4011209529502 | 0.328 | KG | 111.15 | 111.15 | CP19 | CP19 | POSITION SWITCH, METAL-ENCLOSED SLOW-ACTION CONTACTS 1NO+1NC W. MAKE-BEFORE-BREAK FEATURE, ROLLER CRANK, FINE ADJUSTABLE, 3 X M20 X 1.5 | - | 0 | 0
3SE2100-3T |  | 3SE2100-3T | 1 | UN | 1 | 20 | D | D | N | N | 85365080 | 1 | 4011209610576 | 0.3 | KG | 182.4 | 182.4 | CP19 | CP19 | POSITION SWITCH METAL CASING SLOW-A. CONTACT WITH 1NO+1NC FORK LEVER, 3 X M20 X 1.5 | - | 0 | 7
3SE2100-3UW |  | 3SE2100-3UW | 1 | UN | 1 | 20 | D | D | N | N | 85365080 | 1 | 4011209529533 | 0.34 | KG | 136.8 | 136.8 | CP19 | CP19 | POSITION SWITCH, METAL-ENCLOSED DEGREE OF PROTECTION IP67 SLOW-ACTION CONTACTS, ROLLER CRANK, FINE ADJUSTMENT, 3 X M20 X 1.5 | - | 0 | 0
3SE2100-3VW |  | 3SE2100-3VW | 1 | UN | 1 | 20 | D | D | N | N | 85365080 | 1 | 4011209529564 | 0.36 | KG | 129.2 | 129.2 | CP19 | CP19 | POSITION SWITCH, METAL-ENCLOSED DEGREE OF PROTECTION IP67, SLOW-ACTION CONTACTS, ALUMINIUM ROD, 3 X M20 X 1.5 | - | 0 | 7
3SE2100-3WW |  | 3SE2100-3WW | 1 | UN | 1 | 20 | D | D | N | N | 85365080 | 1 | 4011209529595 | 0.35 | KG | 128.25 | 128.25 | CP19 | CP19 | POSITION SWITCH, METAL-ENCLOSED DEGREE OF PROTECTION IP67, SLOW-ACTION CONTACTS, MOULDED-PASTIC ROD, 3 X M20 X 1,5 | - | 0 | 7
3SE2100-6A |  | 3SE2100-6A | 1 | UN | 1 | 20 | D | D | N | N | 85365080 | 1 | 4011209589506 | 0.21 | KG | 68.97 | 68.97 | CP19 | CP19 | METAL HOUSING IP67, POSITION SWITCH, WITHOUT DRIVE SLOW-ACTION CONTACTS 2NC | - | 0 | 7
3SE2100-6B |  | 3SE2100-6B | 1 | UN | 1 | 20 | D | D | N | N | 85365080 | 1 | 4011209529304 | 0.217 | KG | 78 | 78 | CP19 | CP19 | POSITION SWITCH,METAL-ENCLOSED SLOW-ACTION CONTACTS 2NC, PLUNGER, 3 X M20 X 1.5 | - | 0 | 7
3SE2100-6C |  | 3SE2100-6C | 1 | UN | 1 | 20 | D | D | N | N | 85365080 | 1 | 4011209529328 | 0.25 | KG | 104.5 | 104.5 | CP19 | CP19 | POSITION SWITCH,METAL-ENCLOSED SLOW-ACTION CONTACTS 2NC, OVERTRAVEL PLUNGER, 3 X M20 X 1.5 | - | 0 | 7
3SE2100-6CV00-0AK0 |  | 3SE2100-6CV00-0AK0 | 1 | UN | 1 | 20 | D | D | N | N | 85365080 | 1 | 4011209625211 | 0.26 | KG | 142.5 | 142.5 | CP19 | CP19 | POSITION SWITCH METAL HOUSING, ROUNDED PLUNGER SNAP-ACTION CONTACTS 1NO+1NC 3 X M20X1.5 WITH INCR. CORROSION PROTECTION | - | 0 | 7
3SE2100-6D |  | 3SE2100-6D | 1 | UN | 1 | 20 | D | D | N | N | 85365080 | 1 | 4011209529342 | 0.28 | KG | 115.9 | 115.9 | CP19 | CP19 | POSITION SWITCH,METAL-ENCLOSED SLOW-ACTION CONTACTS 2NC, ROLLER PLUNGER, 3 X M20 X 1.5 | - | 0 | 7
3SE2100-6E |  | 3SE2100-6E | 1 | UN | 1 | 20 | D | D | N | N | 85365080 | 1 | 4011209529366 | 0.22 | KG | 99.75 | 99.75 | CP19 | CP19 | POSITION SWITCH,METAL-ENCLOSED SLOW-ACTION CONTACTS 2NC, ROLLER LEVER, 3 X M20 X 1.5 | - | 0 | 7
3SE2100-6F |  | 3SE2100-6F | 1 | UN | 1 | 20 | D | D | N | N | 85365080 | 1 | 4011209529380 | 0.24 | KG | 94.72 | 94.72 | CP19 | CP19 | POSITION SWITCH,METAL-ENCLOSED SLOW-ACTION CONTACTS 2NC, ANGULAR ROLLER LEVER, 3 X M20 X 1.5 | - | 0 | 7
3SE2100-6GW |  | 3SE2100-6GW | 1 | UN | 1 | 20 | D | D | N | N | 85365080 | 1 | 4011209529403 | 0.33 | KG | 111.15 | 111.15 | CP19 | CP19 | POSITION SWITCH,METAL-ENCLOSED SLOW-ACTION CONTACTS 2NC, ROLLER CRANK, FINE ADJUSTMENT, 3 X M20 X 1.5 | - | 0 | 7
3SE2100-6UW |  | 3SE2100-6UW | 1 | UN | 1 | 20 | D | D | N | N | 85365080 | 1 | 4011209529427 | 0.35 | KG | 136.8 | 136.8 | CP19 | CP19 | POSITION SWITCH, METAL-ENCLOSED SLOW-ACTION CONTACTS 2 NC, ROLLER CRANK, ADJUSTABLE LENGTH 56MM HOUSING WIDTH, 3 X M20 X 1.5 | - | 0 | 7
3SE2100-6VW |  | 3SE2100-6VW | 1 | UN | 1 | 20 | D | D | N | N | 85365080 | 1 | 4011209529465 | 0.35 | KG | 129.2 | 129.2 | CP19 | CP19 | POSITION SWITCH, METAL-ENCLOSED SLOW-ACTION CONTACTS 2 NC, ROD ACTUATOR, FINE ADJUSTMENT, ALUMINIUM ROD, 3 X M20 X 1.5 | - | 0 | 7
3SE2100-6WW |  | 3SE2100-6WW | 1 | UN | 1 | 20 | D | D | N | N | 85365080 | 1 | 4011209529441 | 0.34 | KG | 128.25 | 128.25 | CP19 | CP19 | POSITION SWITCH, METAL-ENCLOSED SLOW-ACTION CONTACTS 2 NC, ROD ACTUATOR, FINE ADJUSTMENT, MOULDED-PASTIC ROD, 3 X M20 X 1,5 | - | 0 | 7
3SE2100-7A |  | 3SE2100-7A | 1 | UN | 1 | 20 | D | D | N | N | 85365080 | 1 | 4011209589513 | 0.205 | KG | 68.97 | 68.97 | CP19 | CP19 | METAL HOUSING IP67, POSITION SWITCH, WITHOUT DRIVE SLOW-ACTION CONTACTS 2NO | - | 0 | 0
3SE2100-7B |  | 3SE2100-7B | 1 | UN | 1 | 20 | D | D | N | N | 85365080 | 1 | 4011209529311 | 0.22 | KG | 78 | 78 | CP19 | CP19 | POSITION SWITCH,METAL-ENCLOSED SLOW-ACTION CONTACTS 2N0, PLUNGER, 3 X M20 X 1.5 | - | 0 | 0
3SE2100-7C |  | 3SE2100-7C | 1 | UN | 1 | 20 | D | D | N | N | 85365080 | 1 | 4011209529335 | 0.26 | KG | 104.5 | 104.5 | CP19 | CP19 | POSITION SWITCH,METAL-ENCLOSED SLOW-ACTION CONTACTS 2N0, OVERTRAVEL PLUNGER, 3 X M20 X 1.5 | - | 0 | 0
3SE2100-7D |  | 3SE2100-7D | 1 | UN | 1 | 20 | D | D | N | N | 85365080 | 1 | 4011209529359 | 0.275 | KG | 115.9 | 115.9 | CP19 | CP19 | POSITION SWITCH,METAL-ENCLOSED SLOW-ACTION CONTACTS 2N0, ROLLER PLUNGER, 3 X M20 X 1.5 | - | 0 | 0
3SE2100-7E |  | 3SE2100-7E | 1 | UN | 1 | 20 | D | D | N | N | 85365080 | 1 | 4011209529373 | 0.234 | KG | 99.75 | 99.75 | CP19 | CP19 | POSITION SWITCH,METAL-ENCLOSED SLOW-ACTION CONTACTS 2N0, ROLLER LEVER, 3 X M20 X 1.5 | - | 0 | 0
3SE2100-7EV00-0AA3 |  | 3SE2100-7EV00-0AA3 | 1 | UN | 1 | 20 | D | D | N | N | 85365080 | 1 | 4011209592735 | 0.25 | KG | 114.95 | 114.95 | CP19 | CP19 | POSITION SWITCH METAL-ENCLOSED 3XM20X1.5 SLOW-ACTION CONTACTS 2NO ROLLER LEVER AND WITH STAINLESS STEEL ROLL | - | 0 | 7
3SE2100-7F |  | 3SE2100-7F | 1 | UN | 1 | 20 | D | D | N | N | 85365080 | 1 | 4011209529397 | 0.235 | KG | 94.72 | 94.72 | CP19 | CP19 | POSITION SWITCH,METAL-ENCLOSED SLOW-ACTION CONTACTS 2N0, ANGULAR ROLLER LEVER, 3 X M20 X 1.5 | - | 0 | 0
3SE2100-7GW |  | 3SE2100-7GW | 1 | UN | 1 | 20 | D | D | N | N | 85365080 | 1 | 4011209529410 | 0.335 | KG | 111.15 | 111.15 | CP19 | CP19 | POSITION SWITCH,METAL-ENCLOSED SLOW-ACTION CONTACTS 2N0, ROLLER CRANK, FINE ADJUSTMENT, 3 X M20 X 1.5 | - | 0 | 0
3SE2100-7GW00-0AA5 |  | 3SE2100-7GW00-0AA5 | 1 | UN | 1 | 20 | D | D | N | N | 85365080 | 1 | 4011209591172 | 0.33 | KG | 117.8 | 117.8 | CP19 | CP19 | POSITION SWITCH METAL-ENCLOSED 3XM20X1.5 SLOW-ACTION CONTACTS 2NO SWIVEL LEVER FINE ADJUST. WITH PLASTIC ROLL 30 MM | - | 0 | 7
3SE2100-7UW |  | 3SE2100-7UW | 1 | UN | 1 | 20 | D | D | N | N | 85365080 | 1 | 4011209529434 | 0.34 | KG | 136.8 | 136.8 | CP19 | CP19 | POSITION SWITCH, METAL-ENCLOSED SLOW-ACTION CONTACTS 2 NO ROLLER CRANK, ADJUSTABLE LENGTH 56MM HOUSING WIDTH, 3 X M20 X 1.5 | - | 0 | 0
3SE2100-7VW |  | 3SE2100-7VW | 1 | UN | 1 | 20 | D | D | N | N | 85365080 | 1 | 4011209529472 | 0.35 | KG | 129.2 | 129.2 | CP19 | CP19 | POSITION SWITCH, METAL-ENCLOSED SLOW-ACTION CONTACTS 2 NO, ROD ACTUATOR, FINE ADJUSTMENT, ALUMINIUM ROD, 3 X M20 X 1.5 | - | 0 | 7
3SE2100-7WW |  | 3SE2100-7WW | 1 | UN | 1 | 20 | D | D | N | N | 85365080 | 1 | 4011209529458 | 0.35 | KG | 128.25 | 128.25 | CP19 | CP19 | POSITION SWITCH, METAL-ENCLOSED SLOW-ACTION CONTACTS 2 NO, ROD ACTUATOR, FINE ADJUSTMENT, MOULDED-PASTIC ROD, 3 X M20 X 1,5 | - | 0 | 7
3SE2100-8AV00 |  | 3SE2100-8AV00 | 1 | UN | 1 | 20 | D | D | N | N | 85365080 | 1 | 4011209589902 | 0.3 | KG | 89.78 | 89.78 | CP19 | CP19 | METAL HOUSING IP67, WITHOUT DRIVE SNAP-ACTION CONTACTS 2NC | - | 0 | 7
3SE2100-8BV00 |  | 3SE2100-8BV00 | 1 | UN | 1 | 20 | D | D | N | N | 85365080 | 1 | 4011209579897 | 0.23 | KG | 78 | 78 | CP19 | CP19 | POSITION SWITCH, METAL SNAP-ACTION CONTACTS 2NC, IP 67 PLAIN PLUNGER, POSITIVE OPENING, CABLE GLAND 1X (M20 X 1.5) | - | 0 | 7
3SE2100-8CV00 |  | 3SE2100-8CV00 | 1 | UN | 1 | 20 | D | D | N | N | 85365080 | 1 | 4011209579903 | 0.315 | KG | 104.5 | 104.5 | CP19 | CP19 | POSITION SWITCH, METAL SNAP-ACTION CONTACTS 2NC, IP 67 ROUNDED PLUNGER POSITIVE OPENING, CABLE GLAND 1X (M20 X 1.5) | - | 0 | 7
3SE2100-8DV00 |  | 3SE2100-8DV00 | 1 | UN | 1 | 20 | D | D | N | N | 85365080 | 1 | 4011209579910 | 0.297 | KG | 115.9 | 115.9 | CP19 | CP19 | POSITION SWITCH, METAL SNAP-ACTION CONTACTS 2NC, IP 67 ROLLER PLUNGER POSITIVE OPENING, CABLE GLAND 1X (M20 X 1.5) | - | 0 | 7
3SE2100-8EV00 |  | 3SE2100-8EV00 | 1 | UN | 1 | 20 | D | D | N | N | 85365080 | 1 | 4011209579972 | 0.237 | KG | 99.75 | 99.75 | CP19 | CP19 | POSITION SWITCH, METAL SNAP-ACTION CONTACTS 2NC, IP 67 ROLLER LEVER POSITIVE OPENING, CABLE GLAND 1X (M20 X 1.5) | - | 0 | 7
3SE2100-8FV00 |  | 3SE2100-8FV00 | 1 | UN | 1 | 20 | D | D | N | N | 85365080 | 1 | 4011209579989 | 0.34 | KG | 94.72 | 94.72 | CP19 | CP19 | POSITION SWITCH, METAL SNAP-ACTION CONTACTS 2NC, IP 67 ANGULAR ROLLER LEVEL POSITIVE OPENING, CABLE GLAND 1X (M20 X 1.5) | - | 0 | 7
3SE2100-8GW00 |  | 3SE2100-8GW00 | 1 | UN | 1 | 20 | D | D | N | N | 85365080 | 1 | 4011209579996 | 0.35 | KG | 116.85 | 116.85 | CP19 | CP19 | POSITION SWITCH, METAL SNAP-ACTION CONTACTS 2NC, IP 67 TWIST LEVER, FINELY ADJUSTABLE POSITIVE OPENING, CABLE GLAND 1X (M20 X 1.5) | - | 0 | 7
3SE2100-8GW00-0AA3 |  | 3SE2100-8GW00-0AA3 | 1 | UN | 1 | 20 | D | D | N | N | 85365080 | 1 | 4011209585928 | 0.34 | KG | 131.1 | 131.1 | CP19 | CP19 | POSITION SWITCH, METAL SNAP-ACTION CONTACTS 2NC, IP 67 TWIST LEVER, FINELY ADJUSTABLE WITH STAINLESS STEEL ROLLER CABLE GLAND 1X (M20 X 1.5) | - | 0 | 7
3SE2100-8RV00 |  | 3SE2100-8RV00 | 1 | UN | 1 | 20 | D | D | N | N | 85365080 | 1 | 4011209585898 | 0.27 | KG | 126.35 | 126.35 | CP19 | CP19 | POSITION SWITCH, METAL SNAP-ACTION CONTACTS 2NC, IP 67 SPRING ROD CABLE GLAND 1X (M20 X 1.5) | - | 0 | 7
3SE2100-8UW00 |  | 3SE2100-8UW00 | 1 | UN | 1 | 20 | D | D | N | N | 85365080 | 1 | 4011209580008 | 0.34 | KG | 136.8 | 136.8 | CP19 | CP19 | POSITION SWITCH, METAL SNAP-ACTION CONTACTS 2NC, IP 67 TWIST LEVER, ADJUSTABLE LENGTH CABLE GLAND 1X (M20 X 1.5) | - | 0 | 7
3SE2100-8VW00 |  | 3SE2100-8VW00 | 1 | UN | 1 | 20 | D | D | N | N | 85365080 | 1 | 4011209580015 | 0.36 | KG | 129.2 | 129.2 | CP19 | CP19 | POSITION SWITCH, METAL SNAP-ACTION CONTACTS 2NC, IP 67 ROD ACTUATOR (ALUMINUM) CABLE GLAND 1X (M20 X 1.5) | - | 0 | 7
3SE2100-8WW00 |  | 3SE2100-8WW00 | 1 | UN | 1 | 20 | D | D | N | N | 85365080 | 1 | 4011209580022 | 0.38 | KG | 128.25 | 128.25 | CP19 | CP19 | POSITION SWITCH, METAL SNAP-ACTION CONTACTS 2NC, IP 67 ROD ACTUATOR (MOULDED PLASTIC) CABLE GLAND 1X (M20 X 1.5) | - | 0 | 7
3SE2108 |  | 3SE2108 | 1 | UN | 1 | 20 | D | D | N | N | 85389099 | 1 | 4011209611283 | 0.203 | KG | 37.43 | 37.43 | CP19 | CP19 | Empty enclosure Metal enclosure 56 mm wide Device connection 3x (M20x 1.5) without contact block without actuator head | - | 0 | 7
3SE2120-0A |  | 3SE2120-0A | 1 | UN | 1 | 20 | D | D | N | N | 85365080 | 1 | 4011209589520 | 0.18 | KG | 89.78 | 89.78 | CP19 | CP19 | METAL HOUSING IP67, POSITION SWITCH, WITHOUT DRIVE SLOW-ACTION CONTACTS 1NO+1NC | - | 0 | 7
3SE2120-0AV00-0AF1 |  | 3SE2120-0AV00-0AF1 | 1 | UN | 1 | 20 | D | D | EAR99 | N | 85365080 | 1 | 4011209612693 | 0.2 | KG | 125.4 | 125.4 | CP19 | CP19 | POSITION SWITCH METAL-ENCLOSED WITHOUT OPERATING HEAD SNAP-ACTION CONTACTS 1NO+1NC 1XM20X1.5 AND WITH 2 LED 24 V AC/DC GREEN AND YELLOW | - | 0 | 7
3SE2120-0B |  | 3SE2120-0B | 1 | UN | 1 | 20 | D | D | N | N | 85365080 | 1 | 4011209528314 | 0.188 | KG | 78 | 78 | CP19 | CP19 | POSITION SWITCH, METAL-ENCLOSED SLOW-ACTION CONTACTS 1NO+1NC, PLUNGER, 1 X M20 X 1,5 | - | 0 | 7
3SE2120-0C |  | 3SE2120-0C | 1 | UN | 1 | 20 | D | D | N | N | 85365080 | 1 | 4011209528345 | 0.226 | KG | 104.5 | 104.5 | CP19 | CP19 | METAL-ENCLOSED POSITION SWITCH, SLOW-ACTION CONTACTS 1NO+1NC ROUNDED PLUNGER FORM B, 1 X M20 X 1.5 | - | 0 | 7
3SE2120-0D |  | 3SE2120-0D | 1 | UN | 1 | 20 | D | D | N | N | 85365080 | 1 | 4011209528376 | 0.251 | KG | 115.9 | 115.9 | CP19 | CP19 | POSITION SWITCH, METAL-ENCLOSED SLOW-ACTION CONTACTS 1NO+1NC, ROLLER PLUNGER TYPE C, 1 X M20 X 1,5 | - | 0 | 7
3SE2120-0DV00-0AA3 |  | 3SE2120-0DV00-0AA3 | 1 | UN | 1 | 20 | D | D | N | N | 85365080 | 1 | 4011209608610 | 0.25 | KG | 133.95 | 133.95 | CP19 | CP19 | METAL-ENCLOSED POSITION SWITCH, POSITION SWITCH METAL-ENCLOSED, ROLLER PLUNGER SLOW-ACTION CONTACTS 1NO+1NC 1XM20X1.5 WITH STAINLESS STEEL ROLL | - | 0 | 7
3SE2120-0DV00-0AD0 |  | 3SE2120-0DV00-0AD0 | 1 | UN | 1 | 20 | D | D | N | N | 85365080 | 1 | 4011209593121 | 0.2 | KG | 248.9 | 248.9 | CP19 | CP19 | FINISHED COMBINATION WITH POSITION SWITCH METAL-SEALED, ROLLER PLUNGER SLOW-MOTION CONTACT 1NO+1NC PARTITION SHEET 3SY3110 BASE PLATE 3SY3027 AND CONNECTOR SOCKET 3SY3131, 6-POLE AND PE PIN ASSIGN.: PIN1=21,PIN2=22, PIN3=13,PIN4=14 NC=PIN1+2, NO=PIN3+4 PIN 5 AND PIN 6 NOT USED, | - | 0 | 7
3SE2120-0DV00-0AD1 |  | 3SE2120-0DV00-0AD1 | 1 | UN | 1 | 20 | D | D | N | N | 85365080 | 1 | 4011209632189 | 0.32 | KG | 220.4 | 220.4 | CP19 | CP19 | FINISHED COMBINATION WITH POSITION SWITCH METAL HOUSING, ROLLER LEVER SLOW-ACTION CONTACTS 1NO+1NC AND UNIT CONNECTOR 3SY3131, 6-POLE AND PE PIN ASSIGN.: PIN1=21,PIN2=22, PIN3=13,PIN4=14 OE=PIN1+2, S=PIN3+4 PIN5 AND PIN6 NOT USED PE CONNECTED | - | 0 | 7
3SE2120-0DV00-0AF7 |  | 3SE2120-0DV00-0AF7 | 1 | UN | 1 | 20 | D | D | EAR99 | N | 85365080 | 1 | 4011209609402 | 0.2 | KG | 365.75 | 365.75 | CP19 | CP19 | POSITION SWITCH METAL-ENCLOSED, ROLLER PLUNGER FORM C SLOW-ACTION CONTACTS 1NO+1NC 1XM20X1.5 AND CONNECTOR SOCKET 3SY3131, 6-POLE AND PE PIN ALLOC.: PIN1=21,PIN2=22, PIN3=13,PIN4=14 PIN5=NOT USED PIN6 GROUND LED PE CONNECTED WITH STAINLESS STEEL ROLL AND TWO LED 24 V AC/DC YELLOW/GREEN LED GREEN TO 14 LED YELLOW TO 13 | - | 0 | 7
3SE2120-0DV00-0AK0 |  | 3SE2120-0DV00-0AK0 | 1 | UN | 1 | 20 | D | D | N | N | 85365080 | 1 | 4011209625228 | 0.249 | KG | 152.95 | 152.95 | CP19 | CP19 | POSITION SWITCH METAL-ENCLOSED 1XM20X1.5 SLOW-ACTION CONTACTS 1NO+1NC ROLLER PLUNGER WITH INCREASED CORROSION PROT. | - | 0 | 7
3SE2120-0E |  | 3SE2120-0E | 1 | UN | 1 | 20 | D | D | N | N | 85365080 | 1 | 4011209533929 | 0.202 | KG | 99.75 | 99.75 | CP19 | CP19 | POSITION SWITCH, METAL-ENCLOSED SLOW-ACTION CONTACTS 1NO+1NC, ROLLER LEVER, 1 X M20 X 1.5 | - | 0 | 7
3SE2120-0EV00-0AA3 |  | 3SE2120-0EV00-0AA3 | 1 | UN | 1 | 20 | D | D | N | N | 85365080 | 1 | 4011209611399 | 0.21 | KG | 117.8 | 117.8 | CP19 | CP19 | METAL-ENCLOSED POSITION SWITCH POSITION SWITCH METAL-ENCLOSED 1XM20X1.5 SLOW-ACTION CONTACTS 1NO+1NC ROLLER LEVER WITH STAINLESS STEEL ROLL | - | 0 | 7
3SE2120-0EV00-0AF1 |  | 3SE2120-0EV00-0AF1 | 1 | UN | 1 | 20 | D | D | EAR99 | N | 85365080 | 1 | 4011209607262 | 0.21 | KG | 158.65 | 158.65 | CP19 | CP19 | POSITION SWITCH METAL-ENCLOSED 1XM20X1.5 SLOW-ACTION CONTACTS 1NO+1NC ROLLER LEVER WITH 2 LED 24 V AC/DC, GREEN AND YELLOW | - | 0 | 7
3SE2120-0EV00-0AH4 |  | 3SE2120-0EV00-0AH4 | 1 | UN | 1 | 20 | D | D | N | N | 85365080 | 1 | 4011209652675 | 0.21 | KG | 101.65 | 101.65 | CP19 | CP19 | POSITION SWITCH METAL ENCLOSURE 1XM20X1.5 SLOW-ACTION CONTACTS 1NO+1NC ROLLER LEVER WITH ACTUATOR HEAD TURNED BY 180 DEG., CLOCKWISE | - | 0 | 7
3SE2120-0EV00-0AH6 |  | 3SE2120-0EV00-0AH6 | 1 | UN | 1 | 20 | D | D | N | N | 85365080 | 1 | 4011209594227 | 0.24 | KG | 106.4 | 106.4 | CP19 | CP19 | POSITION SWITCH METAL-ENCLOSED 1XM20X1.5 SLOW-ACTION CONTACTS 1NO+1NC ROLLER LEVER WITH NO POINT COMES EALIER | - | 0 | 7
3SE2120-0EV00-0AK0 |  | 3SE2120-0EV00-0AK0 | 1 | UN | 1 | 20 | D | D | N | N | 85365080 | 1 | 4011209590397 | 0.21 | KG | 133 | 133 | CP19 | CP19 | POSITION SWITCH METAL-ENCLOSED 1XM20X1.5 SLOW-ACTION CONTACTS 1NO+1NC ROLLER LEVER WITH AUGMENT. CORROSION PROT. | - | 0 | 7
3SE2120-0F |  | 3SE2120-0F | 1 | UN | 1 | 20 | D | D | N | N | 85365080 | 1 | 4011209528413 | 0.22 | KG | 94.72 | 94.72 | CP19 | CP19 | METAL-ENCLOSED POSITION SWITCH, SLOW-ACTION CONTACTS 1NO+1NC ANGULAR ROLLER LEVER, 1 X M20 X 1.5 | - | 0 | 7
3SE2120-0G |  | 3SE2120-0G | 1 | UN | 1 | 20 | D | D | N | N | 85365080 | 1 | 4011209610682 | 0.365 | KG | 114.95 | 114.95 | CP19 | CP19 | METAL-ENCLOSED POSITION SWITCH, TWIST LEVER FINE ADJUSTMENT WITH METAL SHAFT 1XM20X1.5 SLOW-ACTION CONTACTS 1NO+1NC | - | 0 | 7
3SE2120-0GV00-0AD1 |  | 3SE2120-0GV00-0AD1 | 1 | UN | 1 | 20 | D | D | N | N | 85365080 | 1 | 4011209638587 | 0.375 | KG | 218.5 | 218.5 | CP19 | CP19 | PREASSEMBLED COMBINATION WITH POSITION SWITCH METAL-SEALED, ROLLER LEVER, WITH METAL SHAFT SLOW-ACTION CONTACTS 1NO+1NC AND UNIT CONNECTOR 3SY3131, 6-POLE AND PE PIN ASSIGN.: PIN1=21,PIN2=22, PIN3=13,PIN4=14 NC=PIN1+2, NO=PIN3+4 PIN5 AND PIN6 NOT USED PE CONNECTED | - | 0 | 7
3SE2120-0GW |  | 3SE2120-0GW | 1 | UN | 1 | 20 | D | D | N | N | 85365080 | 1 | 4011209528802 | 0.3 | KG | 111.15 | 111.15 | CP19 | CP19 | POSITION SWITCH, METAL-ENCLOSED SLOW-ACTION CONTACTS 1NO+1NC, ROLLER CRANK, FINE ADJUSTMENT, 1 X M20 X 1.5 | - | 0 | 7
3SE2120-0GW00-0AA3 |  | 3SE2120-0GW00-0AA3 | 1 | UN | 1 | 20 | D | D | N | N | 85365080 | 1 | 4011209608672 | 0.3 | KG | 129.2 | 129.2 | CP19 | CP19 | POSITION SWITCH METAL-ENCLOSED, ROLLER LEVER FINE ADJUSTMENT 10 TO 10 DEG. SLOW-ACTION CONTACTS 1NO+1NC 1XM20X1.5 WITH STAINLESS STEEL ROLL | - | 0 | 7
3SE2120-0GW00-0AA4 |  | 3SE2120-0GW00-0AA4 | 1 | UN | 1 | 20 | D | D | N | N | 85365080 | 1 | 4011209608177 | 0.316 | KG | 129.2 | 129.2 | CP19 | CP19 | POSITION SWITCH METAL-ENCLOSED, ROLLER LEVER FINE ADJUSTMENT 10 TO 10 DEG. SLOW-ACTION CONTACTS 1NO+1NC 1XM20X1.5 AND WITH PLASTIC ROLL 22 MM | - | 0 | 7
3SE2120-0GW00-0AA5 |  | 3SE2120-0GW00-0AA5 | 1 | UN | 1 | 20 | D | D | N | N | 85365080 | 1 | 4011209608665 | 0.31 | KG | 120.65 | 120.65 | CP19 | CP19 | POSITION SWITCH METAL-ENCLOSED, ROLLER LEVER FINE ADJUSTMENT 10 TO 10 DEG. SLOW-ACTION CONTACTS 1NO+1NC AND WITH PLASTIC ROLL 30 MM | - | 0 | 7
3SE2120-0GW00-0AA7 |  | 3SE2120-0GW00-0AA7 | 1 | UN | 1 | 20 | D | D | N | N | 85365080 | 1 | 4011209608436 | 0.3 | KG | 122.55 | 122.55 | CP19 | CP19 | POSITION SWITCH METAL-ENCLOSED, ROLLER LEVER FINE ADJUSTMENT 10 TO 10 DEG. SLOW-ACTION CONTACTS 1NO+1NC 1XM20X1:5 AND WITH PLASTIC ROLL 50 MM | - | 0 | 7
3SE2120-0GW00-0AA8 |  | 3SE2120-0GW00-0AA8 | 1 | UN | 1 | 20 | D | D | N | N | 85365080 | 1 | 4011209700819 | 0.315 | KG | 124.45 | 124.45 | CP19 | CP19 | POSITION SWITCH METAL-ENCLOSED SNAP-ACTION CONTACTS 1NO+1NC PIVOTED LEVER FINE ADJUST. 1X M20 X 1,5 WITH RUBBER ROLLER 50 MM | - | 0 | 7
3SE2120-0GW00-0AF1 |  | 3SE2120-0GW00-0AF1 | 1 | UN | 1 | 20 | D | D | EAR99 | N | 85365080 | 1 | 4011209592353 | 0.305 | KG | 167.2 | 167.2 | CP19 | CP19 | POSITION SWITCH METAL-ENCLOSED 1XM20X1.5 SLOW-ACTION CONTACTS 1NO+1NC SWIVEL LEVER FINE ADJUST. WITH LED 24V AC/DC, YEL. | - | 0 | 7
3SE2120-0GW00-0AF2 |  | 3SE2120-0GW00-0AF2 | 1 | UN | 1 | 20 | D | D | N | N | 85365080 | 1 | 4011209891166 | 0.33 | KG | 346.75 | 346.75 | CP19 | CP19 | FINISHED COMBINATION WITH POSITION SWITCH METAL-SEALED, SLOW-ACTION CONTACTS 1NO+1NC SWIVEL LEVER FINE ADJUST. WITH 2XLED 24 V AC/DC, YEL./GREEN AND CONNECTOR SOCKET 3SY3131, 6-POLE AND PE PIN ASSIGN.: PIN1=21,PIN2=22, PIN3=13,PIN4=14 NC=PIN1+2, NO=PIN3+4 PIN5 NOT USED, PIN6 ON EARTH LEDS: LED GREEN: PLUS TO TERMINAL 14 LED YELLOW: PLUS AT TERMINAL 14 GROUNDING CONNECTION | - | 0 | 7
3SE2120-0GW00-0AF7 |  | 3SE2120-0GW00-0AF7 | 1 | UN | 1 | 20 | D | D | EAR99 | N | 85365080 | 1 | 4011209779235 | 0.35 | KG | 365.75 | 365.75 | CP19 | CP19 | POSITION SWITCH METAL HOUSING, TWIST LEVER PRECISE ADJUSTMENT SLOW-ACTION CONTACTS 1NO+1NC AND 3SY3131 SOCKET, 6-POLE AND PE PIN ASSIGNMENT: PIN1=21,PIN2=22 PIN3=13,PIN4=14 PIN5=NOT ASSIGNED PIN6 GROUND LED PE CONNECTED WITH STAINLESS STEEL ROLLER AND LED GREEN AN 13 LED YELLOW AN 14 WITH STAINLESS STEEL ROLLER AND TWO LED 24V AC/DC YELLOW/GREEN LED GREEN AN 13 LED YELLOW AN 14 | - | 0 | 7
3SE2120-0GW00-0AG2 |  | 3SE2120-0GW00-0AG2 | 1 | UN | 1 | 20 | D | D | N | N | 85365080 | 1 | 4011209606517 | 0.31 | KG | 136.8 | 136.8 | CP19 | CP19 | POSITION SWITCH METAL-ENCLOSED 1XM20X1.5 SLOW-ACTION CONTACTS 1NO+1NC SWIVEL LEVER FINE ADJUST. 10 TO 10 DEG. WITH STAINLES STEELROLL AND SWIVEL LEVER LEFT AND/OR RIGHT SWITCH., SELECTABLE | - | 0 | 7
3SE2120-0GW00-0AG6 |  | 3SE2120-0GW00-0AG6 | 1 | UN | 1 | 20 | D | D | N | N | 85365080 | 1 | 4011209675872 | 0.345 | KG | 114 | 114 | CP19 | CP19 | POSITION SWITCH METAL HOUSING, TWIST LEVER PRECISE ADJUSTMENT 10 TO 10 DEG SLOW-ACTION CONTACTS 1NO+1NC 1XM20X1,5 20 GRD SETTING WITH ADJUSTABLE PLUNGER (BY SCREW) | - | 0 | 7
3SE2120-0GW00-0AK0 |  | 3SE2120-0GW00-0AK0 | 1 | UN | 1 | 20 | D | D | N | N | 85365080 | 1 | 4011209593398 | 0.305 | KG | 148.2 | 148.2 | CP19 | CP19 | POSITION SWITCH METAL-ENCLOSED 1XM20X1.5 SLOW-ACTION CONTACTS 1NO+1NC SWIVEL LEVER FINE ADJUST. WITH AUGMENT. CORROSION PROT. | - | 0 | 7
3SE2120-0J |  | 3SE2120-0J | 1 | UN | 1 | 20 | D | D | N | N | 85365080 | 1 | 4011209607293 | 0.333 | KG | 125.4 | 125.4 | CP19 | CP19 | POSITION SWITCH METAL-ENCLOSED 1XM20X1.5 SLOW-ACTION CONTACTS 1NO+1NC SWIVEL LEVER 4X90 DEG. ADJUST., WITH METAL SHAFT | - | 0 | 7
3SE2120-0U |  | 3SE2120-0U | 1 | UN | 1 | 20 | D | D | N | N | 85365080 | 1 | 4011209629240 | 0.382 | KG | 157.7 | 157.7 | CP19 | CP19 | POSITION SWITCH METAL-ENCLOSED 1XM20X1.5 SLOW-ACTION CONTACTS 1NO+1NC ROLLER LEVER LENGTH ADJUSTABLE WITH METAL SHAFT | - | 0 | 7
3SE2120-0UW |  | 3SE2120-0UW | 1 | UN | 1 | 20 | D | D | N | N | 85365080 | 1 | 4011209528833 | 0.314 | KG | 145.35 | 145.35 | CP19 | CP19 | POSITION SWITCH, METAL-ENCLOSED SLOW-ACTION CONTACTS 1NO+1NC, ROLLER CRANK, ADJUSTABLE LENGTH 40MM HOUSING WIDTH, 1 X M20 X 1,5 | - | 0 | 7
3SE2120-0UW00-0AA3 |  | 3SE2120-0UW00-0AA3 | 1 | UN | 1 | 20 | D | D | N | N | 85365080 | 1 | 4011209609976 | 0.315 | KG | 155.8 | 155.8 | CP19 | CP19 | POSITION SWITCH METAL-ENCLOSED 1XM20X1.5 SLOW-ACTION CONTACTS 1NO+1NC ROLLER LEVER LENGTH ADJUSTABLE WITH STAINLESS STEEL ROLL | - | 0 | 7
3SE2120-0VW |  | 3SE2120-0VW | 1 | UN | 1 | 20 | D | D | N | N | 85365080 | 1 | 4011209528864 | 0.321 | KG | 129.2 | 129.2 | CP19 | CP19 | POSITION SWITCH, METAL-ENCLOSED SLOW-ACTION CONTACTS 1NO+1NC, ROD ACTUATOR, FINE ADJUSTMENT, ALUMINIUM ROD, 1 X M20 X 1,5 | - | 0 | 7
3SE2120-0WW |  | 3SE2120-0WW | 1 | UN | 1 | 20 | D | D | N | N | 85365080 | 1 | 4011209528895 | 0.315 | KG | 128.25 | 128.25 | CP19 | CP19 | POSITION SWITCH, METAL-ENCLOSED SLOW-ACTION CONTACTS 1NO+1NC, ROD ACTUATOR, FINE ADJUSTMENT, MOULDED-PASTIC ROD, 1 X M20 X 1,5 | - | 0 | 7
3SE2120-0WW00-0AK0 |  | 3SE2120-0WW00-0AK0 | 1 | UN | 1 | 20 | D | D | N | N | 85365080 | 1 |  | 0.315 | KG | 166.25 | 166.25 | CP19 | CP19 | POSITION SWITCH METAL-ENCLOSED, 1XM20X1.5 LOW-ACTION CONTACTS 1NO+1NC PLASTIC ROD ACTUATOR WITH INCREASED CORROSION PROT. | - | 0 | 7
3SE2120-0XX |  | 3SE2120-0XX | 1 | UN | 1 | 20 | D | D | N | N | 85365080 | 1 | 4011209534452 | 0.349 | KG | 158.65 | 158.65 | CP19 | CP19 | POSITION SWITCH METAL-ENCLOSED, TO BE OPERATED FROM THE SIDE | - | 0 | 7
3SE2120-0XX00-0AC4 |  | 3SE2120-0XX00-0AC4 | 1 | UN | 1 | 20 | D | D | N | N | 85365080 | 1 | 4011209639485 | 0.36 | KG | 211.85 | 211.85 | CP19 | CP19 | POSITION SWITCH METAL HOUSING, WITH SEPARATE ACTUATOR LATERAL ACTUATING SLOW-ACTION CONTACTS 1NO+1NC WITH M12 PLUG, 4 POLE, FIXED PIN ASSIGN.: PIN1=21,PIN2=22, PIN3=13,PIN4=14 MATCHING COUPLING PLUG 3RX8000-0CB45 | - | 0 | 7
3SE2120-0XX00-0AE0 |  | 3SE2120-0XX00-0AE0 | 1 | UN | 1 | 20 | D | D | N | N | 85365080 | 1 | 4011209677524 | 0.35 | KG | 179.55 | 179.55 | CP19 | CP19 | POSITION SWITCH WITH SEPARATE ACTUATOR METAL HOUS., F. EXPLOSION PROTECTION SIDE OPERATION SLOW-ACTION CONTACTS 1NO+1NC 1XM20X1.5 EX PROTECTION, FOR ZONE22 ACC. TO ATEX 95, GUIDELINE NR. 94/9/EG, II 3 D | - | 0 | 7
3SE2120-0XX00-0AF0 |  | 3SE2120-0XX00-0AF0 | 1 | UN | 1 | 20 | D | D | EAR99 | N | 85365080 | 1 | 4011209606555 | 0.35 | KG | 201.4 | 201.4 | CP19 | CP19 | POSITION SWITCH METAL-ENCLOSED WITH SEPARATE ACTUATOR LATERAL ACTIONING SLOW-MOTION CONTACT 1NO+1NC 1XM20X1.5 MIT 1 X YEL.ER LED 24 V AC/DC SUPPLY WITHOUT ACTUATOR | - | 0 | 7
3SE2120-1A |  | 3SE2120-1A | 1 | UN | 1 | 20 | D | D | N | N | 85365080 | 1 | 4011209579187 | 0.175 | KG | 89.78 | 89.78 | CP19 | CP19 | METAL HOUSING IP67, POSITION SWITCH, WITHOUT DRIVE SNAP-ACTION CONTACTS 1NO+1NC | - | 0 | 7
3SE2120-1AV00-0AC1 |  | 3SE2120-1AV00-0AC1 | 1 | UN | 1 | 20 | D | D | N | N | 85365080 | 1 | 4011209624634 | 0.18 | KG | 147.25 | 147.25 | CP19 | CP19 | POS. SWITCH BASIC UNIT W/O HEAD 1XM20X1.5 SNAP-ACTION CONTACTS 1NO+1NC WITH GOLDED CONTACTS | - | 0 | 7
3SE2120-1AV00-0AC4 |  | 3SE2120-1AV00-0AC4 | 1 | UN | 1 | 20 | D | D | N | N | 85365080 | 1 | 4011209624825 | 0.18 | KG | 117.8 | 117.8 | CP19 | CP19 | POSITION SWITCH METAL-ENCLOSED WITHOUT OPERATING HEAD SNAP-ACTION CONTACTS 1NO+1NC M12 PLUG, 4-POLE, FIXED, PIN ASSIGN.: PIN1=21,PIN2=22, PIN3=13,PIN4=14 NC=PIN1+2, NO=PIN3+4 | - | 0 | 7
3SE2120-1AV00-0AC5 |  | 3SE2120-1AV00-0AC5 | 1 | UN | 1 | 20 | D | D | N | N | 85365080 | 1 | 4011209624832 | 0.18 | KG | 122.55 | 122.55 | CP19 | CP19 | POSITION SWITCH METAL-ENCLOSED WITHOUT OPERATING HEAD SNAP-ACTION CONTACTS 1NO+1NC M12 PLUG, 5-POLE, FIXED, PIN ASSIGN.: PIN1=21,PIN2=22, PIN3=13,PIN4=14,PIN5=PE NC=PIN1+2, NO=PIN3+4 MATCHING COUPLING PLUG 3RX8000-0CB55 | - | 0 | 7
3SE2120-1AV00-0AD1 |  | 3SE2120-1AV00-0AD1 | 1 | UN | 1 | 20 | D | D | N | N | 85365080 | 1 | 4011209624849 | 0.24 | KG | 165.3 | 165.3 | CP19 | CP19 | PREASSEMBLED COMBINATION WITH POSITION SWITCH METAL-SEALED, WITHOUT OPERATING HEAD SNAP-ACTION CONTACTS 1NO+1NC AND UNIT CONNECTOR 3SY3131, 6-POLE AND PE PIN ASSIGN.: PIN1=21,PIN2=22, PIN3=13,PIN4=14 NC=PIN1+2, NO=PIN3+4 PIN5 AND PIN6 NOT USED, PE CONNECTED | - | 0 | 7
3SE2120-1AV00-0AD4 |  | 3SE2120-1AV00-0AD4 | 1 | UN | 1 | 20 | D | D | EAR99 | N | 85365080 | 1 | 4011209625198 | 0.22 | KG | 267.9 | 267.9 | CP19 | CP19 | PREASSEMBLED COMBINATION WITH BASIC SWITCH METAL HOUSING, W/O ACTUATOR HEAD WITH CONNECTOR 3SY3131, 6-POLE AND PE PIN ASSIGNM.: PIN1=21,PIN2=22, PIN3=13,PIN4=14 NC=PIN1+2, NO=PIN3+4 PIN5 =PE OF LED, PIN6 UNASSIGNED, PE CONNECTED WITH LED 24V AC/DC, YELLOW, FOR CABLE PLUG 3SY3123 | - | 0 | 7
3SE2120-1AV00-0AF0 |  | 3SE2120-1AV00-0AF0 | 1 | UN | 1 | 20 | D | D | EAR99 | N | 85365080 | 1 | 4011209610675 | 0.185 | KG | 108.3 | 108.3 | CP19 | CP19 | POSITION SWITCH METAL-ENCLOSED, WITHOUT OPERATING SNAP-ACTION CONTACTS 1NO+1NC 1XM20X1.5 AND WITH LED 24 V AC/DC YELLOW | - | 0 | 7
3SE2120-1AV00-0AF1 |  | 3SE2120-1AV00-0AF1 | 1 | UN | 1 | 20 | D | D | EAR99 | N | 85365080 | 1 | 4011209612792 | 0.2 | KG | 125.4 | 125.4 | CP19 | CP19 | POSITION SWITCH METAL-ENCLOSED WITHOUT OPERATING HEAD SNAP-ACTION CONTACTS 1NO+1NC 1XM20X1.5 AND WITH 2XLED 24 V AC/DC GREEN AND YELLOW | - | 0 | 7
3SE2120-1AV00-0AF2 |  | 3SE2120-1AV00-0AF2 | 1 | UN | 1 | 20 | D | D | EAR99 | N | 85365080 | 1 | 4011209624856 | 0.26 | KG | 299.25 | 299.25 | CP19 | CP19 | PREASSEM. COMBINATION POS.METAL 1XM20X1.5 WITHOUT OPERATING HEAD SNAP-ACTION CONTACTS 1NO+1NC WITH 2XLED 24 V AC/DC, GREEN/YELLOW WITH UNIT CONNECT. 3SY3131 PIN ASSIGN.: PIN1=21, PIN2=22,PIN3=13,PIN4=14 PIN5 NOT USED, PIN6=GROUND, TO LEDS: LED GREEN: PLUS TO TERMINAL 13 LED YELLOW: PLUS AT TERMINAL 14 GROUNDING CONNECTION | - | 0 | 7
3SE2120-1AV00-0AF4 |  | 3SE2120-1AV00-0AF4 | 1 | UN | 1 | 20 | D | D | N | N | 85365080 | 1 | 4011209624863 | 0.2 | KG | 126.35 | 126.35 | CP19 | CP19 | POSITION SWITCH METAL-ENCLOSED 1XM20X1.5 SNAP-ACTION CONTACTS 1NO+1NC WITHOUT OPERATING HEAD WITH LED 230 V AC | - | 0 | 7
3SE2120-1B |  | 3SE2120-1B | 1 | UN | 1 | 20 | D | D | N | N | 85365080 | 1 | 4011209528307 | 0.191 | KG | 78 | 78 | CP19 | CP19 | POSITION SWITCH, METAL-ENCLOSED SNAP-ACTION CONTACTS 1NO+1NC, PLAIN PLUNGER, 1 X M20 X 1.5 | - | 0 | 7
3SE2120-1BV00-0AC4 |  | 3SE2120-1BV00-0AC4 | 1 | UN | 1 | 20 | D | D | N | N | 85365080 | 1 | 4011209593176 | 0.2 | KG | 129.2 | 129.2 | CP19 | CP19 | POSITION SWITCH METAL-ENCLOSED PLAIN PLUNGER, SNAP-ACTION CONTACTS 1NO+1NC M12 CONNECT.,4-POLE, FIXED, PIN ASSIGN.: PIN1=21,PIN2=22, PIN3=13,PIN4=14 NC=PIN1+2, NO=PIN3+4 MATCHING COUPLING PLUG 3RX8000-0CB45 | - | 0 | 7
3SE2120-1BV00-0AC5 |  | 3SE2120-1BV00-0AC5 | 1 | UN | 1 | 20 | D | D | N | N | 85365080 | 1 | 4011209638617 | 0.2 | KG | 135.85 | 135.85 | CP19 | CP19 | POSITION SWITCH METAL-ENCLOSED PLAIN PLUNGER, SNAP-ACTION CONTACTS 1NO+1NC M12 CONNECT.,5-POLE, FIXED, PIN ASSIGN.: PIN1=21,PIN2=22, PIN3=13,PIN4=14,PIN5=PE NC=PIN1+2, NO=PIN3+4 MATCHING COUPLING PLUG 3RX8000-0CB55 | - | 0 | 7
3SE2120-1BV00-0AD0 |  | 3SE2120-1BV00-0AD0 | 1 | UN | 1 | 20 | D | D | N | N | 85365080 | 1 | 4011209593084 | 0.2 | KG | 212.8 | 212.8 | CP19 | CP19 | FINISHED COMBINATION WITH POSITION SWITCH METAL-SEALED, SINGLE PLUNGER SNAP-ACTION SWITCH 1NO+1NC PARTITION SHEET 3SY3110 BASE PLATE 3SY3027 AND CONNECTOR SOCKET 3SY3131, 6-POLE AND PE PIN ASSIGN.: PIN1=21,PIN2=22, PIN3=13,PIN4=14 NC=PIN1+2, NO=PIN3+4 PIN 5 AND PIN 6 NOT USED, | - | 0 | 7
3SE2120-1BV00-0AD1 |  | 3SE2120-1BV00-0AD1 | 1 | UN | 1 | 20 | D | D | N | N | 85365080 | 1 | 4011209608399 | 0.26 | KG | 182.4 | 182.4 | CP19 | CP19 | PREASSEMBLED COMBINATION WITH POSITION SWITCH METAL-SEALED, SINGLE PLUNGER SNAP-ACTION CONTACTS 1NO+1NC 1XM20X1.5 AND CONNECTOR SOCKET 3SY3131, 6-POLE AND PE PIN ALLOC.: PIN1=21,PIN2=22, PIN3=13,PIN4=14 NC=PIN1+2, NO=PIN3+4 PIN5 SND PIN6 NOT USED, PE CONNECTED | - | 0 | 7
3SE2120-1BV00-0AE0 |  | 3SE2120-1BV00-0AE0 | 1 | UN | 1 | 20 | D | D | N | N | 85365080 | 1 | 4011209592537 | 0.195 | KG | 95.95 | 95.95 | CP19 | CP19 | POSITION SWITCH METAL-ENCLOSED PLAIN PLUNGER SNAP-ACTION CONTACTS 1NO+1NC HOUSING IP67, WIDTH 40 MM EX PROT., FOR ZONE22 ACCORD. ATEX GUIDELINE NO. 94/9/EG, II 3 D | - | 0 | 7
3SE2120-1BV00-0AH7 |  | 3SE2120-1BV00-0AH7 | 1 | UN | 1 | 20 | D | D | N | N | 85365080 | 1 | 4011209606623 | 0.173 | KG | 86.74 | 86.74 | CP19 | CP19 | POSITION SWITCH METAL-ENCLOSED, 1XM20X1.5 SNAP-ACTION CONTACTS 1NO+1NC SINGLE PLUNGER WITH LONG PLUNGER | - | 0 | 7
3SE2120-1BV00-0AK0 |  | 3SE2120-1BV00-0AK0 | 1 | UN | 1 | 20 | D | D | N | N | 85365080 | 1 | 4011209626713 | 0.2 | KG | 114.95 | 114.95 | CP19 | CP19 | POSITION SWITCH METAL-ENCLOSED, 1XM20X1.5 SNAP-ACTION CONTACTS 1NO+1NC SINGLE PLUNGER WITH INCR. CORROSION PROTECTION | - | 0 | 7
3SE2120-1C |  | 3SE2120-1C | 1 | UN | 1 | 20 | D | D | N | N | 85365080 | 1 | 4011209528338 | 0.23 | KG | 104.5 | 104.5 | CP19 | CP19 | POSITION SWITCH, METAL-ENCLOSED SNAP-ACTION CONTACTS 1NO+1NC, OVERTRAVEL PLUNGER TYPE B, 1 X M20 X 1,5 | - | 0 | 7
3SE2120-1CV00-0AC4 |  | 3SE2120-1CV00-0AC4 | 1 | UN | 1 | 20 | D | D | N | N | 85365080 | 1 | 4011209593152 | 0.241 | KG | 155.8 | 155.8 | CP19 | CP19 | POSITION SWITCH METAL-ENCLOSED ROUNDED PLUNGER, SNAP-ACTION CONTACTS 1NO+1NC M12 CONNECT.,4-POLE, FIXED, PIN ASSIGN.: PIN1=21,PIN2=22, PIN3=13,PIN4=14 NC=PIN1+2, NO=PIN3+4 | - | 0 | 7
3SE2120-1CV00-0AC5 |  | 3SE2120-1CV00-0AC5 | 1 | UN | 1 | 20 | D | D | N | N | 85365080 | 1 | 4011209638624 | 0.2 | KG | 160.55 | 160.55 | CP19 | CP19 | POSITION SWITCH METAL-ENCLOSED ROUNDED PLUNGER, SNAP-ACTION CONTACTS 1NO+1NC M12 CONNECT.,5-POLE, FIXED, PIN ASSIGN.: PIN1=21,PIN2=22, PIN3=13,PIN4=14,PIN5=PE NC=PIN1+2, NO=PIN3+4 MATCHING COUPLING PLUG 3RX8000-0CB55 | - | 0 | 7
3SE2120-1CV00-0AD0 |  | 3SE2120-1CV00-0AD0 | 1 | UN | 1 | 20 | D | D | N | N | 85365080 | 1 | 4011209592940 | 0.2 | KG | 240.35 | 240.35 | CP19 | CP19 | FINISHED COMBINATION WITH POSITION SWITCH METAL-SEALED, ROUNDED PLUNGER SNAP-ACTION SWITCH 1NO+1NC PARTITION SHEET 3SY3110 BASE PLATE 3SY3027 AND CONNECTOR SOCKET 3SY3131, 6-POLE AND PE PIN ASSIGN.: PIN1=21,PIN2=22, PIN3=13,PIN4=14 NC=PIN1+2, NO=PIN3+4 PIN 5 AND PIN 6 NOT USED, | - | 0 | 7
3SE2120-1CV00-0AD1 |  | 3SE2120-1CV00-0AD1 | 1 | UN | 1 | 20 | D | D | N | N | 85365080 | 1 | 4011209592964 | 0.265 | KG | 209.95 | 209.95 | CP19 | CP19 | FINISHED COMBINATION WITH POSITION SWITCH METAL ENCLOSURE, ROUNDED PLUNGER SNAP-ACTION SWITCH 1NO+1NC AND CONNECTOR SOCKET 3SY3131, 6-POLE AND PE PIN ASSIGN.: PIN1=21,PIN2=22, PIN3=13,PIN4=14 NC=PIN1+2, NO=PIN3+4 PIN5 AND PIN6 NOT USED, PE CONNECTED AND SUITABLE CABLE BOX 3SY3136 | - | 0 | 7
3SE2120-1CV00-0AE0 |  | 3SE2120-1CV00-0AE0 | 1 | UN | 1 | 20 | D | D | N | N | 85365080 | 1 | 4011209592490 | 0.23 | KG | 124.45 | 124.45 | CP19 | CP19 | POSITION SWITCH METAL-ENCLOSED ROUNDED PLUNGER SNAP-ACTION CONTACTS 1NO+1NC HOUSING IP67, WIDTH 40 MM EX PROT., FOR ZONE22 ACCORD. ATEX GUIDELINE NO. 94/9/EG, II 3 D | - | 0 | 7
3SE2120-1CV00-0AF4 |  | 3SE2120-1CV00-0AF4 | 1 | UN | 1 | 20 | D | D | N | N | 85365080 | 1 | 4011209590380 | 0.23 | KG | 164.35 | 164.35 | CP19 | CP19 | POSITION SWITCH METAL-ENCLOSED 1XM20X1.5 SNAP-ACTION CONTACTS 1NO+1NC ROUNDED PLUNGER FORM B WITH LED 230V AC | - | 0 | 7
3SE2120-1CV00-0AK0 |  | 3SE2120-1CV00-0AK0 | 1 | UN | 1 | 20 | D | D | N | N | 85365080 | 1 | 4011209632424 | 0.24 | KG | 142.5 | 142.5 | CP19 | CP19 | POSITION SWITCH METAL-ENCLOSED, 1XM20X1.5 SNAP-ACTION CONTACTS 1NO+1NC ROLLER PLUNGER WITH INCR. CORROSION PROTECTION | - | 0 | 7
3SE2120-1D |  | 3SE2120-1D | 1 | UN | 1 | 20 | D | D | N | N | 85365080 | 1 | 4011209528369 | 0.245 | KG | 115.9 | 115.9 | CP19 | CP19 | POSITION SWITCH, METAL-ENCLOSED SNAP-ACTION CONTACTS 1NO+1NC, ROLLER PLUNGER, TYPE C, 1 X M20 X 1.5 | - | 0 | 7
3SE2120-1DV00-0AA3 |  | 3SE2120-1DV00-0AA3 | 1 | UN | 1 | 20 | D | D | N | N | 85365080 | 1 | 4011209594173 | 0.248 | KG | 133.95 | 133.95 | CP19 | CP19 | POSITION SWITCH METAL-ENCLOSED, ROLLER PLUNGER SNAP-ACTION CONTACTS 1NO+1NC 1XM20X1.5 WITH STAINLESS STEEL ROLL | - | 0 | 7
3SE2120-1DV00-0AC4 |  | 3SE2120-1DV00-0AC4 | 1 | UN | 1 | 20 | D | D | N | N | 85365080 | 1 | 4011209593169 | 0.265 | KG | 167.2 | 167.2 | CP19 | CP19 | POSITION SWITCH METAL-ENCLOSED ROLLER PLUNGER, SNAP-ACTION CONTACTS 1NO+1NC M12 CONNECT.,4-POLE, FIXED, PIN ASSIGN.: PIN1=21,PIN2=22, PIN3=13,PIN4=14 NC=PIN1+2, NO=PIN3+4 | - | 0 | 7
3SE2120-1DV00-0AC5 |  | 3SE2120-1DV00-0AC5 | 1 | UN | 1 | 20 | D | D | N | N | 85365080 | 1 | 4011209638631 | 0.263 | KG | 172.9 | 172.9 | CP19 | CP19 | POSITION SWITCH METAL-ENCLOSED ROLLER PLUNGER, SNAP-ACTION CONTACTS 1NO+1NC M12 CONNECT.,5-POLE, FIXED, PIN ASSIGN.: PIN1=21,PIN2=22, PIN3=13,PIN4=14,PIN5=PE NC=PIN1+2, NO=PIN3+4 MATCHING COUPLING PLUG 3RX8000-0CB55 | - | 0 | 7
3SE2120-1DV00-0AC7 |  | 3SE2120-1DV00-0AC7 | 1 | UN | 1 | 20 | D | D | N | N | 85365080 | 1 | 4011209677418 | 0.224 | KG | 266.95 | 266.95 | CP19 | CP19 | POSITION SWITCH METAL-ENCLOSED ROLLER PLUNGER, SNAP-ACTION CONTACTS 1NO+1NC M12 PLUG, 4-POLE, FIXED,3SY3127 WITH LED 24 V AC/DC AND STAINLESS STEEL ROLL | - | 0 | 7
3SE2120-1DV00-0AD0 |  | 3SE2120-1DV00-0AD0 | 1 | UN | 1 | 20 | D | D | N | N | 85365080 | 1 | 4011209593107 | 0.49 | KG | 248.9 | 248.9 | CP19 | CP19 | FINISHED COMBINATION WITH POSITION SWITCH METAL-SEALED, ROLLER PLUNGER SNAP-ACTION SWITCH 1NO+1NC PARTITION SHEET 3SY3110 BASE PLATE 3SY3027 AND CONNECTOR SOCKET 3SY3131, 6-POLE AND PE PIN ASSIGN.: PIN1=21,PIN2=22, PIN3=13,PIN4=14 NC=PIN1+2, NO=PIN3+4 PIN 5 AND PIN 6 NOT USED, | - | 0 | 7
3SE2120-1DV00-0AD1 |  | 3SE2120-1DV00-0AD1 | 1 | UN | 1 | 20 | D | D | N | N | 85365080 | 1 | 4011209592933 | 0.285 | KG | 220.4 | 220.4 | CP19 | CP19 | FINISHED COMBINATION WITH POSITION SWITCH METAL-SEALED, ROLLER PLUNGER FORM C SNAP-ACTION SWITCH 1NO+1NC AND CONNECTOR SOCKET 3SY3131, 6--POLE AND PE PIN ASSIGN.: PIN1=21,PIN2=22, PIN3=13,PIN4=14, PIN5 AND PIN6 NOT USED, PE CONNECTED | - | 0 | 7
3SE2120-1DV00-0AE0 |  | 3SE2120-1DV00-0AE0 | 1 | UN | 1 | 20 | D | D | N | N | 85365080 | 1 | 4011209592506 | 0.29 | KG | 136.8 | 136.8 | CP19 | CP19 | POSITION SWITCH METAL-ENCLOSED ROLLER PLUNGER SNAP-ACTION CONTACTS 1NO+1NC HOUSING IP67, WIDTH 40 MM EX PROT., FOR ZONE22 ACCORD. ATEX GUIDELINE NO. 94/9/EG, II 3 D | - | 0 | 7
3SE2120-1DV00-0AF0 |  | 3SE2120-1DV00-0AF0 | 1 | UN | 1 | 20 | D | D | EAR99 | N | 85365080 | 1 | 4011209608184 | 0.246 | KG | 157.7 | 157.7 | CP19 | CP19 | POSITION SWITCH METAL-ENCLOSED, ROLLER PLUNGER SNAP-ACTION CONTACTS 1NO+1NC 1XM20X1.5 AND WITH LED 24 V AC/DC YELLOW | - | 0 | 7
3SE2120-1DV00-0AF1 |  | 3SE2120-1DV00-0AF1 | 1 | UN | 1 | 20 | D | D | EAR99 | N | 85365080 | 1 | 4011209591363 | 0.25 | KG | 172.9 | 172.9 | CP19 | CP19 | POSITION SWITCH METAL-ENCLOSED 1XM20X1.5 SNAP-ACTION CONTACTS 1NO+1NC ROLLER PLUNGE FORM C WITH LED 24 V AC/DC GREEN AND YELLOW | - | 0 | 7
3SE2120-1DV00-0AF2 |  | 3SE2120-1DV00-0AF2 | 1 | UN | 1 | 20 | D | D | N | N | 85365080 | 1 | 4011209593411 | 0.28 | KG | 339.15 | 339.15 | CP19 | CP19 | POSITION SWITCH METAL-ENCLOSED 1XM20X1.5 SNAP-ACTION CONTACTS 1NO+1NC ROLLER PLUNGE FORM C WITH 2XLED 24 V AC/DC, GREEN/YEL. WITH CONNECTOR SOCK. 3SY3131 PIN ASSIGN.: PIN1=21, PIN2=22,PIN3=13,PIN4=14 PIN5 NOT USED, PIN6=MASSE TO LEDS: LED GREEN: PLUS AT TERMINAL 13 LED YELLOW: PLUS AT TERMINAL 14 GROUNDING CONNECTION | - | 0 | 7
3SE2120-1DV00-0AF4 |  | 3SE2120-1DV00-0AF4 | 1 | UN | 1 | 20 | D | D | N | N | 85365080 | 1 | 4011209593497 | 0.25 | KG | 165.3 | 165.3 | CP19 | CP19 | POSITION SWITCH METAL-ENCLOSED 1XM20X1.5 SNAP-ACTION CONTACTS 1NO+1NC ROLLER PLUNGE WITH GLOW LAMP 230 V | - | 0 | 7
3SE2120-1DV00-0AF6 |  | 3SE2120-1DV00-0AF6 | 1 | UN | 1 | 20 | D | D | EAR99 | N | 85365080 | 1 | 4011209594203 | 0.2 | KG | 194.75 | 194.75 | CP19 | CP19 | POSITION SWITCH METAL-ENCLOSED 1XM20X1.5 SNAP-ACTION CONTACTS 1NO+1NC ROLLER PLUNGE WITH STAINLESS STEEL ROLL AND WITH 2XLED 24 V AC/DC, YELLOW/GREEN | - | 0 | 7
3SE2120-1DV00-0AF7 |  | 3SE2120-1DV00-0AF7 | 1 | UN | 1 | 20 | D | D | EAR99 | N | 85365080 | 1 | 4011209593480 | 0.2 | KG | 365.75 | 365.75 | CP19 | CP19 | POSITION SWITCH METAL-ENCLOSED, ROLLER PLUNGER FORM C SNAP-ACTION CONTACTS 1NO+1NC AND UNIT CONNECTOR 3SY3131, 6-POLE AND PE PIN ASSIGN.: PIN1=21,PIN2=22, PIN3=13,PIN4=14 PIN5=NOT USED PIN6 MASS LED PE CONNECTED WITH STAINLESS STEEL ROLL AND 2 LED 24 V AC/DC YELLOW/GREEN LED GREEN TO 13 LED YELLOW TO 14 | - | 0 | 7
3SE2120-1DV00-0AJ5 |  | 3SE2120-1DV00-0AJ5 | 1 | UN | 1 | 20 | D | D | EAR99 | N | 85365080 | 1 | 4011209632882 | 0.27 | KG | 241.3 | 241.3 | CP19 | CP19 | POSITION SWITCH METAL-ENCLOSED, SNAP-ACTION CONTACTS 1NO+1NC ROLLER PLUNGER, 1XM20X1.5 SS ROLLER,1X LED 24 V, AND M12 CON. 3SY3128, 5-POLE, FIXED PIN1=21+13 (BRIDGE), PIN2=22, PIN3=GROUND LED PIN4=14+LED, PIN5=PE | - | 0 | 7
3SE2120-1DV00-0AK0 |  | 3SE2120-1DV00-0AK0 | 1 | UN | 1 | 20 | D | D | N | N | 85365080 | 1 | 4011209606227 | 0.25 | KG | 152.95 | 152.95 | CP19 | CP19 | POSITION SWITCH METAL-ENCLOSED 1XM20X1.5 SNAP-ACTION CONTACTS 1NO+1NC ROLLER PLUNGE WITH AUGMENT. CORROSION PROT. | - | 0 | 7
3SE2120-1DV00-0AK2 |  | 3SE2120-1DV00-0AK2 | 1 | UN | 1 | 20 | D | D | N | N | 85365080 | 1 | 4011209594159 | 0.25 | KG | 201.4 | 201.4 | CP19 | CP19 | POSITION SWITCH METAL-ENCLOSED 1XM20X1.5 SNAP-ACTION CONTACTS 1NO+1NC ROLLER PLUNGE WITH AUGMENT. CORROSION PROT. AND GLOW LAMP 230 V | - | 0 | 7
3SE2120-1E |  | 3SE2120-1E | 1 | UN | 1 | 20 | D | D | N | N | 85365080 | 1 | 4011209528390 | 0.206 | KG | 99.75 | 99.75 | CP19 | CP19 | POSITION SWITCH, METAL-ENCLOSED SNAP-ACTION CONTACTS 1NO+1NC, ROLLER LEVER, 1 X M20 X 1.5 | - | 0 | 7
3SE2120-1EV00-0AA3 |  | 3SE2120-1EV00-0AA3 | 1 | UN | 1 | 20 | D | D | N | N | 85365080 | 1 | 4011209607743 | 0.223 | KG | 117.8 | 117.8 | CP19 | CP19 | POSITION SWITCH METAL-ENCLOSED, ROLLER LEVER SNAP-ACTION CONTACTS 1NO+1NC 1 X M20 X 1.5 WITH STAINLESS STEEL ROLL | - | 0 | 7
3SE2120-1EV00-0AC4 |  | 3SE2120-1EV00-0AC4 | 1 | UN | 1 | 20 | D | D | N | N | 85365080 | 1 | 4011209593183 | 0.221 | KG | 152 | 152 | CP19 | CP19 | POSITION SWITCH METAL-ENCLOSED ROLLER LEVER, SNAP-ACTION CONTACTS 1NO+1NC M12 CONNECT.,4-POLE, FIXED, PIN ASSIGN.: PIN1=21,PIN2=22, PIN3=13,PIN4=14 NC=PIN1+2, NO=PIN3+4 MATCHING COUPLING PLUG 3RX8000-0CB45 | - | 0 | 7
3SE2120-1EV00-0AC5 |  | 3SE2120-1EV00-0AC5 | 1 | UN | 1 | 20 | D | D | N | N | 85365080 | 1 | 4011209638648 | 0.2 | KG | 158.65 | 158.65 | CP19 | CP19 | POSITION SWITCH METAL-ENCLOSED ROLLER LEVER, SNAP-ACTION CONTACTS 1NO+1NC M12 CONNECT.,5-POLE, FIXED, PIN ASSIGN.: PIN1=21,PIN2=22, PIN3=13,PIN4=14,PIN5=PE NC=PIN1+2, NO=PIN3+4 | - | 0 | 7
3SE2120-1EV00-0AD0 |  | 3SE2120-1EV00-0AD0 | 1 | UN | 1 | 20 | D | D | N | N | 85365080 | 1 | 4011209593053 | 0.2 | KG | 232.75 | 232.75 | CP19 | CP19 | FINISHED COMBINATION WITH POSITION SWITCH METAL-SEALED, ROLLER LEVER SNAP-ACTION SWITCH 1NO+1NC PARTITION SHEET 3SY3110 BASE PLATE 3SY3027 AND CONNECTOR SOCKET 3SY3131, 6-POLE AND PE PIN ASSIGN.: PIN1=21,PIN2=22, PIN3=13,PIN4=14 NC=PIN1+2, NO=PIN3+4 PIN 5 AND PIN 6 NOT USED, | - | 0 | 7
3SE2120-1EV00-0AD1 |  | 3SE2120-1EV00-0AD1 | 1 | UN | 1 | 20 | D | D | N | N | 85365080 | 1 | 4011209592971 | 0.24 | KG | 204.25 | 204.25 | CP19 | CP19 | FINISHED COMBINATION WITH POSITION SWITCH METAL-SEALED, ROLLER LEVER SNAP-ACTION SWITCH 1NO+1NC AND CONNECTOR SOCKET 3SY3131, 6-POLE AND PE PIN ASSIGN.: PIN1=21,PIN2=22, PIN3=13, PIN4=14 NC=PIN1+2, NO=PIN3+4 PIN5 AND PIN6 NOT USED, PE CONNECTED | - | 0 | 7
3SE2120-1EV00-0AE0 |  | 3SE2120-1EV00-0AE0 | 1 | UN | 1 | 20 | D | D | N | N | 85365080 | 1 | 4011209592544 | 0.21 | KG | 118.75 | 118.75 | CP19 | CP19 | POSITION SWITCH METAL-ENCLOSED ROLLER LEVER SNAP-ACTION CONTACTS 1NO+1NC HOUSING IP67, WIDTH 40 MM EX PROT., FOR ZONE22 ACCORD. ATEX GUIDELINE NO. 94/9/EG, II 3 D | - | 0 | 7
3SE2120-1EV00-0AF0 |  | 3SE2120-1EV00-0AF0 | 1 | UN | 1 | 20 | D | D | EAR99 | N | 85365080 | 1 | 4011209657038 | 0.211 | KG | 140.6 | 140.6 | CP19 | CP19 | POSITION SWITCH METAL-ENCLOSED, 1XM20X1.5 SNAP-ACTION CONTACTS 1NO+1NC ROLLER LEVER WITH 1 X YELLOW LED 24 V AC/DC | - | 0 | 7
3SE2120-1EV00-0AK0 |  | 3SE2120-1EV00-0AK0 | 1 | UN | 1 | 20 | D | D | N | N | 85365080 | 1 | 4011209592827 | 0.21 | KG | 133 | 133 | CP19 | CP19 | POSITION SWITCH METAL-ENCLOSED 1XM20X1.5 SNAP-ACTION CONTACTS 1NO+1NC ROLLER LEVER WITH AUGMENT. CORROSION PROT. | - | 0 | 7
3SE2120-1F |  | 3SE2120-1F | 1 | UN | 1 | 20 | D | D | N | N | 85365080 | 1 | 4011209528420 | 0.219 | KG | 94.72 | 94.72 | CP19 | CP19 | POSITION SWITCH, METAL-ENCLOSED SNAP-ACTION CONTACTS 1NO+1NC, ANGULAR ROLLER LEVER, 1 X M20 X 1,5 | - | 0 | 7
3SE2120-1FV00-0AA3 |  | 3SE2120-1FV00-0AA3 | 1 | UN | 1 | 20 | D | D | N | N | 85365080 | 1 | 4011209624917 | 0.232 | KG | 110.2 | 110.2 | CP19 | CP19 | POSITION SWITCH METAL-ENCLOSED 1XM20X1.5 SNAP-ACTION CONTACTS 1NO+1NC ANGULAR ROLLER LEVER AND WITH STAINLESS STEEL ROLL | - | 0 | 7
3SE2120-1FV00-0AC4 |  | 3SE2120-1FV00-0AC4 | 1 | UN | 1 | 20 | D | D | N | N | 85365080 | 1 | 4011209593206 | 0.23 | KG | 145.35 | 145.35 | CP19 | CP19 | POSITION SWITCH METAL-ENCLOSED ROLLER CRANK, SNAP-ACTION CONTACTS 1NO+1NC M12 CONNECT.,4-POLE, FIXED, PIN ASSIGN.: PIN1=21,PIN2=22, PIN3=13,PIN4=14 NC=PIN1+2, NO=PIN3+4 MATCHING COUPLING PLUG 3RX8000-0CB45 | - | 0 | 7
3SE2120-1FV00-0AC5 |  | 3SE2120-1FV00-0AC5 | 1 | UN | 1 | 20 | D | D | N | N | 85365080 | 1 | 4011209638655 | 0.23 | KG | 152 | 152 | CP19 | CP19 | POSITION SWITCH METAL-ENCLOSED ROLLER CRANK, SNAP-ACTION CONTACTS 1NO+1NC M12 CONNECT.,5-POLE, FIXED, PIN ASSIGN.: PIN1=21,PIN2=22, PIN3=13,PIN4=14,PIN5=PE NC=PIN1+2, NO=PIN3+4 MATCHING COUPLING PLUG 3RX8000-0CB55 | - | 0 | 7
3SE2120-1FV00-0AD1 |  | 3SE2120-1FV00-0AD1 | 1 | UN | 1 | 20 | D | D | N | N | 85365080 | 1 | 4011209592988 | 0.29 | KG | 199.5 | 199.5 | CP19 | CP19 | FINISHED COMBINATION WITH POSITION SWITCH METAL-SEALED, ANGULAR ROLLER LEVER SNAP-ACTION SWITCH 1S+1NC AND CONNECTOR SOCKET 3SY3131, 6-POLE AND PE PIN ASSIGN.: PIN1=21,PIN2=22, PIN3=13, PIN4=14 NC=PIN1+2, NO=PIN3+4 PIN5 AND PIN6 NOT USED, PE CONNECTED | - | 0 | 7
3SE2120-1FV00-0AE0 |  | 3SE2120-1FV00-0AE0 | 1 | UN | 1 | 20 | D | D | N | N | 85365080 | 1 | 4011209592551 | 0.225 | KG | 112.1 | 112.1 | CP19 | CP19 | POSITION SWITCH METAL-ENCLOSED ROLLER CRANK SNAP-ACTION CONTACTS 1NO+1NC HOUSING IP67, WIDTH 40 MM EX PROT., FOR ZONE22 ACCORD. ATEX GUIDELINE NO. 94/9/EG, II 3 D | - | 0 | 7
3SE2120-1FV00-0AK0 |  | 3SE2120-1FV00-0AK0 | 1 | UN | 1 | 20 | D | D | N | N | 85365080 | 1 | 4011209645882 | 0.21 | KG | 131.1 | 131.1 | CP19 | CP19 | Position switch Metal enclosure 1 x M20 x 1.5 Snap-action contacts 1 NO+1 NC Roller lever with increased corrosion protection | - | 0 | 7
3SE2120-1G |  | 3SE2120-1G | 1 | UN | 1 | 20 | D | D | N | N | 85365080 | 1 | 4011209591998 | 0.334 | KG | 114.95 | 114.95 | CP19 | CP19 | POSITION SWITCH METAL-ENCLOSED 1XM20X1.5 SNAP-ACTION CONTACTS 1NO+1NC SWIVEL LEVER WITH METAL SHAFT, FINE ADJUSTMENT | - | 0 | 7
3SE2120-1GV00-0AA2 |  | 3SE2120-1GV00-0AA2 | 1 | UN | 1 | 20 | D | D | N | N | 85365080 | 1 | 4011209593091 | 0.34 | KG | 129.2 | 129.2 | CP19 | CP19 | Position switch Metal enclosure 1 x M20 x 1.5 Snap-action contacts 1 NO+1 NC Twist lever with metal shaft with two plastic rollers 19 mm diameter | - | 0 | 7
3SE2120-1GV00-0AA3 |  | 3SE2120-1GV00-0AA3 | 1 | UN | 1 | 20 | D | D | N | N | 85365080 | 1 | 4011209594289 | 0.343 | KG | 133 | 133 | CP19 | CP19 | Position switch Metal enclosure 1 x M20 x 1.5 Snap-action contacts 1 NO+1 NC Twist lever with metal shaft and with stainless steel roller | - | 0 | 7
3SE2120-1GV00-0AC1 |  | 3SE2120-1GV00-0AC1 | 1 | UN | 1 | 20 | D | D | N | N | 85365080 | 1 | 4011209592209 | 0.34 | KG | 194.75 | 194.75 | CP19 | CP19 | Position switch Metal enclosure 1 x M20 x 1.5 Snap-action contacts 1 NO+1 NC Twist lever with gold-plated contacts | - | 0 | 7
3SE2120-1GV00-0AD1 |  | 3SE2120-1GV00-0AD1 | 1 | UN | 1 | 20 | D | D | N | N | 85365080 | 1 | 4011209592995 | 0.36 | KG | 218.5 | 218.5 | CP19 | CP19 | FINISHED COMBINATION WITH POSITION SWITCH METAL-SEALED, TWIST HANDLE SNAP-ACTION SWITCH 1NO+1NC AND CONNECTOR SOCKET 3SY3131, 6-POLE AND PE PIN ASSIGN.: PIN1=21,PIN2=22, PIN3=13,PIN4=14 NC=PIN1+2, NO=PIN3+4 PIN5 AND PIN6 NOT USED, PE CONNECTED | - | 0 | 7
3SE2120-1GV00-0AD4 |  | 3SE2120-1GV00-0AD4 | 1 | UN | 1 | 20 | D | D | N | N | 85365080 | 1 | 4011209691094 | 0.38 | KG | 260.3 | 260.3 | CP19 | CP19 | Finished combination with position switch metal enclosure Twist lever with metal shaft 1 NO/1 NC quick-action contacts and connector plug 3SY3131 6-pole and PE Pin assignment: Pin 1=21, Pin 2=22 Pin 3=13, Pin 4=14 NC = Pin 1+2, NO = Pin 3+4 Pin 5=PE of LED Pin 3=not assigned PE connected with LED 24 V AC/DC, yellow for cable socket 3SY3123 | - | 0 | 7
3SE2120-1GV00-0AF0 |  | 3SE2120-1GV00-0AF0 | 1 | UN | 1 | 20 | D | D | EAR99 | N | 85365080 | 1 | 4011209610477 | 0.33 | KG | 155.8 | 155.8 | CP19 | CP19 | METAL-ENCLOSED POSITION SWITCH, TWIST LEVER WITH METAL SHAFT SNAP-ACTION CONTACTS 1NO+1NC 1XM20X1.5 WITH 1 X YELLOW LED 24 V AC/DC | - | 0 | 7
3SE2120-1GV00-0AF4 |  | 3SE2120-1GV00-0AF4 | 1 | UN | 1 | 20 | D | D | N | N | 85365080 | 1 | 4011209593527 | 0.335 | KG | 165.3 | 165.3 | CP19 | CP19 | Position switch Metal enclosure 1 x M20 x 1.5 Snap-action contacts 1 NO+1 NC Twist lever with metal shaft with glow lamp 230 V | - | 0 | 7
3SE2120-1GV00-0AF5 |  | 3SE2120-1GV00-0AF5 | 1 | UN | 1 | 20 | D | D | EAR99 | N | 85365080 | 1 | 4011209610590 | 0.333 | KG | 174.8 | 174.8 | CP19 | CP19 | Position switch Metal enclosure Twist lever with metal shaft Snap-action contacts 1 NO+1 NC 1 x M20 x 1.5 with 1x yellow LED 24 V AC/DC and stainless steel roller | - | 0 | 7
3SE2120-1GV00-0AG0 |  | 3SE2120-1GV00-0AG0 | 1 | UN | 1 | 20 | D | D | N | N | 85365080 | 1 | 4011209593343 | 0.345 | KG | 116.85 | 116.85 | CP19 | CP19 | METAL-ENCLOSED POSITION SWITCH, POSITION SWITCH METAL-ENCLOSED 1XM20X1.5 SNAP-ACTION CONTACTS 1NO+1NC TWIST LEVER 38MM | - | 0 | 7
3SE2120-1GV00-0AH4 |  | 3SE2120-1GV00-0AH4 | 1 | UN | 1 | 20 | D | D | N | N | 85365080 | 1 | 4011209607361 | 0.34 | KG | 116.85 | 116.85 | CP19 | CP19 | Position switch Metal enclosure 1 x M20 x 1.5 Snap-action contacts 1 NO+1 NC Twist lever with metal lever and actuator head rotated by 180Â° , clockwise | - | 0 | 7
3SE2120-1GV00-0AJ5 |  | 3SE2120-1GV00-0AJ5 | 1 | UN | 1 | 20 | D | D | EAR99 | N | 85365080 | 1 | 4011209632899 | 0.36 | KG | 240.35 | 240.35 | CP19 | CP19 | POSITION SWITCH METAL-ENCLOSED, SNAP-ACTION CONTACTS 1NO+1NC TWIST HANDLE WITH METAL SHAFT, 1XM20X1.5 SS ROLLER,1X LED 24 V, AND M12 CON. 3SY3128, 5-POLE, FIXED PIN1=21+13 (BRIDGE), PIN2=22, PIN3=GROUND LED PIN4=14+LED, PIN5=PE | - | 0 | 7
3SE2120-1GV00-0AK0 |  | 3SE2120-1GV00-0AK0 | 1 | UN | 1 | 20 | D | D | N | N | 85365080 | 1 | 4011209593329 | 0.326 | KG | 152 | 152 | CP19 | CP19 | POSITION SWITCH METAL-ENCLOSED 1XM20X1.5 SNAP-ACTION CONTACTS 1NO+1NC SWIVEL LEVER FINE ADJUST. WITH AUGMENT. CORROSION PROT. | - | 0 | 7
3SE2120-1GV00-0AK3 |  | 3SE2120-1GV00-0AK3 | 1 | UN | 1 | 20 | D | D | N | N | 85365080 | 1 | 4011209607446 | 0.34 | KG | 153.9 | 153.9 | CP19 | CP19 | Position switch Metal enclosure Twist lever 10 to 10Â° Snap-action contacts 1 NO+1 NC 1 x M20 x 1.5 with increased corrosion protection and actuator head offset by 180Â° offset | - | 0 | 7
3SE2120-1GW |  | 3SE2120-1GW | 1 | UN | 1 | 20 | D | D | N | N | 85365080 | 1 | 4011209528796 | 0.305 | KG | 111.15 | 111.15 | CP19 | CP19 | POSITION SWITCH, METAL-ENCLOSED SNAP-ACTION CONTACTS 1NO+1NC, ROLLER CRANK, FINE ADJUSTMENT, 1 X M20 X 1.5 | - | 0 | 7
3SE2120-1GW00-0AA2 |  | 3SE2120-1GW00-0AA2 | 1 | UN | 1 | 20 | D | D | N | N | 85365080 | 1 | 4011209592759 | 0.317 | KG | 129.2 | 129.2 | CP19 | CP19 | METAL-ENCLOSED POSITION SWITCH 1XM20X1.5 SNAP-ACTION CONTACTS 1NO+1NC TWIST LEVER FINE ADJUSTMENT WITH TWO PLASTIC ROLLS DIAMETER 19MM | - | 0 | 7
3SE2120-1GW00-0AA3 |  | 3SE2120-1GW00-0AA3 | 1 | UN | 1 | 20 | D | D | N | N | 85365080 | 1 | 4011209605725 | 0.312 | KG | 129.2 | 129.2 | CP19 | CP19 | METAL-ENCLOSED POSITION SWITCH POSITION SWITCH METAL-ENCLOSED 1XM20X1.5 SNAP-ACTION CONTACTS 1NO+1NC TWIST LEVER FINE ADJUSTMENT AND WITH STAINLESS STEEL ROLL | - | 0 | 7
3SE2120-1GW00-0AA5 |  | 3SE2120-1GW00-0AA5 | 1 | UN | 1 | 20 | D | D | N | N | 85365080 | 1 | 4011209610415 | 0.31 | KG | 120.65 | 120.65 | CP19 | CP19 | POSITION SWITCH METAL-ENCLOSED, ROLLER LEVER FINE ADJUSTMENT 10 TO 10 DEG. SNAP-ACTION CONTACTS 1NO+1NC 1XM20X1.5 AND WITH PLASTIC ROLL 30 MM | - | 0 | 7
3SE2120-1GW00-0AA7 |  | 3SE2120-1GW00-0AA7 | 1 | UN | 1 | 20 | D | D | N | N | 85365080 | 1 | 4011209610422 | 0.3 | KG | 122.55 | 122.55 | CP19 | CP19 | METAL-ENCLOSED POSITION SWITCH, POSITION SWITCH METAL-ENCLOSED, TWIST LEVER FINE ADJUSTMENT 10 TO 10 DEGR. SNAP-ACTION CONTACTS 1NO+1NC 1XM20X1.5 AND WITH PLASTIC ROLL 50MM | - | 0 | 7
3SE2120-1GW00-0AC1 |  | 3SE2120-1GW00-0AC1 | 1 | UN | 1 | 20 | D | D | N | N | 85365080 | 1 | 4011209593336 | 0.4 | KG | 190.95 | 190.95 | CP19 | CP19 | METAL-ENCLOSED POSITION SWITCH 1XM20X1.5 SNAP-ACTION CONTACTS 1NO+1NC TWIST LEVER FINE ADJUSTMENT WITH GOLD-PLATED CONTACTS | - | 0 | 7
3SE2120-1GW00-0AC4 |  | 3SE2120-1GW00-0AC4 | 1 | UN | 1 | 20 | D | D | N | N | 85365080 | 1 | 4011209593145 | 0.308 | KG | 165.3 | 165.3 | CP19 | CP19 | POSITION SWITCH METAL-ENCLOSED TWIST HANDLE, SNAP-ACTION CONTACTS 1NO+1NC M12 CONNECT.,4-POLE, FIXED, PIN ASSIGN.: PIN1=21,PIN2=22, PIN3=13,PIN4=14 NC=PIN1+2, NO=PIN3+4 | - | 0 | 7
3SE2120-1GW00-0AC5 |  | 3SE2120-1GW00-0AC5 | 1 | UN | 1 | 20 | D | D | N | N | 85365080 | 1 | 4011209638662 | 0.3 | KG | 169.1 | 169.1 | CP19 | CP19 | POSITION SWITCH METAL-ENCLOSED TWIST HANDLE, SNAP-ACTION CONTACTS 1NO+1NC M12 CONNECT.,5-POLE, FIXED, PIN ASSIGN.: PIN1=21,PIN2=22, PIN3=13,PIN4=14,PIN5=PE NC=PIN1+2, NO=PIN3+4 MATCHING COUPLING PLUG 3RX8000-0CB55 | - | 0 | 7
3SE2120-1GW00-0AC8 |  | 3SE2120-1GW00-0AC8 | 1 | UN | 1 | 20 | D | D | N | N | 85365080 | 1 | 4011209629219 | 0.32 | KG | 181.45 | 181.45 | CP19 | CP19 | METAL-ENCLOSED POSITION SWITCH TWIST LEVER, SNAP-ACTION CONTACTS 1NO+1NC M12 CONNECTOR,4-POLE, FIXED, PIN ASSIGNMENT: PIN1=13,PIN2=14, PIN3=21,PIN4=22 NO=PIN1+2, NC=PIN3+4 | - | 0 | 7
3SE2120-1GW00-0AD0 |  | 3SE2120-1GW00-0AD0 | 1 | UN | 1 | 20 | D | D | N | N | 85365080 | 1 | 4011209593060 | 0.535 | KG | 247.95 | 247.95 | CP19 | CP19 | FINISHED COMBINATION WITH POSITION SWITCH METAL-SEALED, TWIST HANDLE FINE ADJUSTMENT 10 TO 10 DEG. SNAP-ACTION ELEMENTS 1NO+1NC W. PARTITION SHEET 3SY3110 UND BASIC PLATE 3SY3027 AND CONNECTOR SOCKET 3SY3131, 6-POLE AND PE PIN ASSIGN.: PIN1=21,PIN2=22, PIN3=13,PIN4=14 PIN 5 AND PIN 6 NOT USED, | - | 0 | 7
3SE2120-1GW00-0AD1 |  | 3SE2120-1GW00-0AD1 | 1 | UN | 1 | 20 | D | D | N | N | 85365080 | 1 | 4011209593008 | 0.38 | KG | 225.15 | 225.15 | CP19 | CP19 | FINISHED COMBINATION WITH POSITION SWITCH METAL-SEALED, ROD LEVER WITH ALUMINIUM ROD SNAP-ACTION SWITCH 1NO+1NC AND CONNECTOR SOCKET 3SY3131, 6-POLE AND PE PIN ASSIGN.: PIN1=21,PIN2=22, PIN3=13, PIN4=14 NC=PIN1+2, NO=PIN3+4 PIN5 AND PIN6 NOT USED, PE CONNECTED | - | 0 | 7
3SE2120-1GW00-0AD3 |  | 3SE2120-1GW00-0AD3 | 1 | UN | 1 | 20 | D | D | N | N | 85365080 | 1 | 4011209593466 | 0.3 | KG | 227.05 | 227.05 | CP19 | CP19 | FINISHED COMBINATION WITH POSITION SWITCH METAL-SEALED, TWIST HANDLE FINE ADJUSTMENT 10 TO 10 DEG. SNAP-ACTION ELEMENTS 1NO+1NC AND CON. SOCKET 3SY3131, 6-POLE AND PE PIN ASSIGN.: PIN1=21, PIN2=22, PIN3=13,PIN4=14 PIN5 AND PIN6 NOT USED, PE CONNECTED | - | 0 | 7
3SE2120-1GW00-0AE0 |  | 3SE2120-1GW00-0AE0 | 1 | UN | 1 | 20 | D | D | N | N | 85365080 | 1 | 4011209592483 | 0.305 | KG | 133 | 133 | CP19 | CP19 | METAL-ENCLOSED POSITION SWITCH POSITION SWITCH METAL-ENCLOSED TWIST LEVER FINE ADJUSTMENT SNAP-ACTION CONTACTS 1NO+1NC HOUSING IP67, 40MM WIDE EX PROTECTION, FOR ZONE22 ACC. TO ATEX GUIDELINE NO. 94/9/EG, II 3 D | - | 0 | 7
3SE2120-1GW00-0AF0 |  | 3SE2120-1GW00-0AF0 | 1 | UN | 1 | 20 | D | D | EAR99 | N | 85365080 | 1 | 4011209607286 | 0.305 | KG | 153.9 | 153.9 | CP19 | CP19 | METAL-ENCLOSED POSITION SWITCH 1XM20X1.5 SNAP-ACTION CONTACTS 1NO+1NC TWIST LEVER FINE ADJUSTMENT 10 TO 10 DEGR. WITH 1 X YELLOW LED 24 V AC/DC | - | 0 | 7
3SE2120-1GW00-0AF2 |  | 3SE2120-1GW00-0AF2 | 1 | UN | 1 | 20 | D | D | N | N | 85365080 | 1 | 4011209593428 | 0.33 | KG | 346.75 | 346.75 | CP19 | CP19 | FINISHED COMBINATION WITH POSITION SWITCH METAL-SEALED, TWIST HANDLE, 10 TO 10 DEGREES W. 2 LED GREEN AND YEL. 24V AC/ 24 V AC/DC SPRING-CONTACT ELEMENT 1NO+1NC AND CONNECTOR SOCKET 3SY3131, 6-POLE AND PE PIN ASSIGN.: PIN1=21,PIN2=22, PIN3=13,PIN4=14 NC=PIN1+2, NO=PIN3+4 PIN 5 NOT USED, PIN6 ON EARTH LEDS: LED GREEN: TO TERMINAL 14 LED YELLOW: AT TERMINAL 14 GROUNDING CONNECTION | - | 0 | 7
3SE2120-1GW00-0AF4 |  | 3SE2120-1GW00-0AF4 | 1 | UN | 1 | 20 | D | D | N | N | 85365080 | 1 | 4011209611443 | 0.3 | KG | 160.55 | 160.55 | CP19 | CP19 | METAL-ENCLOSED POSITION SWITCH 1XM20X1.5 SNAP-ACTION CONTACTS 1NO+1NC TWIST LEVER FINE ADJUSTMENT WITH GLOW LAMP 230V | - | 0 | 7
3SE2120-1GW00-0AF5 |  | 3SE2120-1GW00-0AF5 | 1 | UN | 1 | 20 | D | D | EAR99 | N | 85365080 | 1 | 4011209605985 | 0.3 | KG | 172.9 | 172.9 | CP19 | CP19 | METAL-ENCLOSED POSITION SWITCH POSITION SWITCH METAL-ENCLOSED 1XM20X1.5 SNAP-ACTION CONTACTS 1NO+1NC TWIST LEVER FINE ADJUSTMENT WITH STAINLESS STEEL ROLL WITH LED 24V AC/DC,YELLOW | - | 0 | 7
3SE2120-1GW00-0AF7 |  | 3SE2120-1GW00-0AF7 | 1 | UN | 1 | 20 | D | D | EAR99 | N | 85365080 | 1 | 4011209593459 | 0.35 | KG | 365.75 | 365.75 | CP19 | CP19 | POSITION SWITCH METAL-ENCLOSED, TWIST HANDLE FINE ADJUST. 10 TO 10 DEGREES SNAP-ACTION SWITCH 1NO+1NC AND CONNECTOR SOCKET 3SY3131, 6-POLE AND PE PIN ASSIGN.: PIN1=21,PIN2=22, PIN3=13, PIN4=14 PIN5=NOT USED PIN6 MASSE LED PE CONNECTED WITH STAINLESS STEEL ROLL LED GREEN TO 13 LED YELLOW TO 14 | - | 0 | 7
3SE2120-1GW00-0AG1 |  | 3SE2120-1GW00-0AG1 | 1 | UN | 1 | 20 | D | D | N | N | 85365080 | 1 | 4011209591813 | 0.308 | KG | 117.8 | 117.8 | CP19 | CP19 | POSITION SWITCH METAL-ENCLOSED 1XM20X1.5 SNAP-ACTION CONTACTS 1NO+1NC SWIVEL LEVER FINE ADJUST. WITH SWIVEL LEVER LEFT AND/OR RIGHT SWITCHING, SELECTABLE | - | 0 | 7
3SE2120-1GW00-0AG2 |  | 3SE2120-1GW00-0AG2 | 1 | UN | 1 | 20 | D | D | N | N | 85365080 | 1 | 4011209632776 | 0.31 | KG | 136.8 | 136.8 | CP19 | CP19 | POSITION SWITCH METAL-ENCLOSED, 1XM20X1.5 SNAP-ACTION CONTACTS 1NO+1NC TWIST HANDLE FINE ADJUSTABLE 10 TO 10 DEG., WITH STAINLESS STEEL ROLLER AND TWIST HANDLE LEFT AND/OR RIGHT SWITCHING, SELECTABLE | - | 0 | 7
3SE2120-1GW00-0AG6 |  | 3SE2120-1GW00-0AG6 | 1 | UN | 1 | 20 | D | D | N | N | 85365080 | 1 | 4011209674332 | 0.345 | KG | 114 | 114 | CP19 | CP19 | POSITION SWITCH METAL HOUSING, TWIST LEVER FINE ADJUSTABLE 10 TO 10 DEGREE SNAP-ACTION CONTACT 1NO+1NC 1XM20X1.5 20 DEGREE ADJUSTMENT WITH ADJUSTABLE PLUNGER (VIA SCREW) | - | 0 | 7
3SE2120-1GW00-0AG8 |  | 3SE2120-1GW00-0AG8 | 1 | UN | 1 | 20 | D | D | N | N | 85365080 | 1 | 4011209606647 | 0.3 | KG | 160.55 | 160.55 | CP19 | CP19 | METAL-ENCLOSED POSITION SWITCH, TWIST LEVER FINE ADJUSTMENT 10 TO 10 DEGR. SNAP-ACTION CONTACTS 1NO+1NC 1XM20X1.5 WITH BALL BEARING 19MM DIAMETER | - | 0 | 7
3SE2120-1GW00-0AJ1 |  | 3SE2120-1GW00-0AJ1 | 1 | UN | 1 | 20 | D | D | N | N | 85365080 | 1 | 4011209594128 | 0.3 | KG | 233.7 | 233.7 | CP19 | CP19 | FINISHED COMBINATION WITH POSITION SWITCH METAL-SEALED, SNAP-ACTION CONTACTS 1NO+1NC SWIVEL LEVER FINE ADJUST. WITH STAINLESS STEEL ROLL AND SWIVEL LEVER LEFT AND/OR RICHT SWTICH., SELECTABLE AND CONNECTOR SOCKET 3SY3131, 6-POLE AND PE PIN ASSIGN.: PIN1=21,PIN2=22, PIN3=13,PIN4=14 | - | 0 | 7
3SE2120-1GW00-0AJ4 |  | 3SE2120-1GW00-0AJ4 | 1 | UN | 1 | 20 | D | D | N | N | 85365080 | 1 | 4011209638174 | 0.33 | KG | 181.45 | 181.45 | CP19 | CP19 | POSITION SWITCH METAL HOUSING, ROLLER LEVER,W. STAINLESS STEEL ROLLER SNAP-ACTION CONTACTS 1NO+1NC M12 CONNECTOR,4-POLE, FIXED, PIN ASSIGNMENT: PIN1=21,PIN2 =22, PIN3=13,PIN4=14 | - | 0 | 7
3SE2120-1GW00-0AK0 |  | 3SE2120-1GW00-0AK0 | 1 | UN | 1 | 20 | D | D | N | N | 85365080 | 1 | 4011209647015 | 0.301 | KG | 145.35 | 145.35 | CP19 | CP19 | POSITION SWITCH METAL-ENCLOSED 1XM20X1.5 SNAP-ACTION CONTACTS 1NO+1NC SWIVEL LEVER FINE ADJUST. WITH AUGMENT. CORROSION PROT. | - | 0 | 7
3SE2120-1GW00-0AK1 |  | 3SE2120-1GW00-0AK1 | 1 | UN | 1 | 20 | D | D | N | N | 85365080 | 1 | 4011209626362 | 0.31 | KG | 167.2 | 167.2 | CP19 | CP19 | POSITION SWITCH METAL-ENCLOSED, ROLLER LEVER FINE ADJUSTMENT 10 TO 10 DEG. SNAP-ACTION CONTACTS 1NO+1NC 1XM20X1.5 WITH INCR. CORROSION PROTECTION WITH STAIN. STEEL ROLLER | - | 0 | 7
3SE2120-1GW00-0AK5 |  | 3SE2120-1GW00-0AK5 | 1 | UN | 1 | 20 | D | D | EAR99 | N | 85365080 | 1 | 4011209789029 | 0.305 | KG | 191.9 | 191.9 | CP19 | CP19 | POSITION SWITCH METAL ENCAP., TWIST LEVER (FINE-ADJUSTABLE) 10 TO 10 DEG. QUICK-ACTION CONTACTS 1NO+1NC 1XM20X1.5 WITH INCR. CORROSION PROTECT. AND WITH 1 X LED YELLOW | - | 0 | 7
3SE2120-1J |  | 3SE2120-1J | 1 | UN | 1 | 20 | D | D | N | N | 85365080 | 1 | 4011209605947 | 0.328 | KG | 125.4 | 125.4 | CP19 | CP19 | POSITION SWITCH METAL-ENCLOSED 1XM20X1.5 SNAP-ACTION CONTACTS 1NO+1NC SWIVEL LEVER 4X90 DEG. ADJUSTABLE, WITH METAL SHAFT | - | 0 | 7
3SE2120-1JV00-0AF5 |  | 3SE2120-1JV00-0AF5 | 1 | UN | 1 | 20 | D | D | EAR99 | N | 85365080 | 1 | 4011209607231 | 0.34 | KG | 186.2 | 186.2 | CP19 | CP19 | Position switch Metal enclosure 1 x M20 x 1.5 Snap-action contacts 1 NO+1 NC Twist lever 4 x 90Â° adjustable with metal shaft with 1x yellow LED 24 V AC/DC and with stainless steel roller | - | 0 | 7
3SE2120-1R |  | 3SE2120-1R | 1 | UN | 1 | 20 | D | D | N | N | 85365080 | 1 | 4011209528918 | 0.23 | KG | 126.35 | 126.35 | CP19 | CP19 | POSITION SWITCH, METAL-ENCLOSED SNAP-ACTION CONTACTS 1NO+1NC, SPRING ROD, 1 X M20 X 1,5 | - | 0 | 7
3SE2120-1RV00-0AD0 |  | 3SE2120-1RV00-0AD0 | 1 | UN | 1 | 20 | D | D | N | N | 85365080 | 1 | 4011209593114 | 0.2 | KG | 260.3 | 260.3 | CP19 | CP19 | FINISHED COMBINATION WITH POSITION SWITCH METAL-SEALED, SPRING ROD SNAP-ACTION SWITCH 1NO+1NC PARTITION SHEET 3SY3110 BASE PLATE 3SY3027 AND CONNECTOR SOCKET 3SY3131, 6-POLE AND PE PIN ASSIGN.: PIN1=21,PIN2=22, PIN3=13,PIN4=14 NC=PIN1+2, NO=PIN3+4 PIN 5 AND PIN 6 NOT USED, | - | 0 | 7
3SE2120-1RV00-0AE0 |  | 3SE2120-1RV00-0AE0 | 1 | UN | 1 | 20 | D | D | N | N | 85365080 | 1 | 4011209592520 | 0.23 | KG | 148.2 | 148.2 | CP19 | CP19 | Position switch Metal enclosure spring rod Snap-action contacts 1 NO+1 NC Enclosure IP67, 40 mm wide explosion protection, for Zone 22 according to ATEX guideline No. 94/9/EC, II 3 D | - | 0 | 7
3SE2120-1RV00-0AK0 |  | 3SE2120-1RV00-0AK0 | 1 | UN | 1 | 20 | D | D | N | N | 85365080 | 1 | 4011209612808 | 0.2 | KG | 165.3 | 165.3 | CP19 | CP19 | POSITION SWITCH METAL-ENCLOSED WITH SPRING ROD ACTUATOR SNAP-ACTION CONTACTS 1NO+1NC 1XM20X1.5 WITH INCREASED CORROSION PROT. | - | 0 | 7
3SE2120-1RV00-0AL0 |  | 3SE2120-1RV00-0AL0 | 1 | UN | 1 | 20 | D | D | N | N | 85365080 | 1 | 4011209608603 | 0.248 | KG | 152.95 | 152.95 | CP19 | CP19 | POSITION SWITCH METAL-ENCLOSED, WOBBLE STICK SNAP-ACTION CONTACTS 1NO+1NC 1XM20X1.5 WITH STAINLESS STEEL PEAK 50 MM | - | 0 | 7
3SE2120-1RV00-0AL1 |  | 3SE2120-1RV00-0AL1 | 1 | UN | 1 | 20 | D | D | N | N | 85365080 | 1 | 4011209612891 | 0.258 | KG | 136.8 | 136.8 | CP19 | CP19 | Position switch Metal enclosure with spring rod actuator Snap-action contacts 1 NO+1 NC 1 x M20 x 1.5 Spring 23.5 mm/plunger 10 mm made of plastic Spring rod length 73 mm | - | 0 | 7
3SE2120-1RV00-0AL2 |  | 3SE2120-1RV00-0AL2 | 1 | UN | 1 | 20 | D | D | N | N | 85365080 | 1 | 4011209612907 | 0.26 | KG | 136.8 | 136.8 | CP19 | CP19 | Position switch Metal enclosure with spring rod actuator Snap-action contacts 1 NO+1 NC 1 x M20 x 1.5 Spring 150 mm/plunger 50 mm plastic Spring rod length 239.5 mm | - | 0 | 7
3SE2120-1T |  | 3SE2120-1T | 1 | UN | 1 | 20 | D | D | N | N | 85365080 | 1 | 4011209528925 | 0.34 | KG | 182.4 | 182.4 | CP19 | CP19 | POSITION SWITCH, METAL-ENCLOSED SNAP-ACTION CONTACTS 1NO+1NC, FORK LEVER, 1 X M20 X 1,5 | - | 0 | 7
3SE2120-1TV00-0AA3 |  | 3SE2120-1TV00-0AA3 | 1 | UN | 1 | 20 | D | D | N | N | 85365080 | 1 | 4011209605718 | 0.355 | KG | 220.4 | 220.4 | CP19 | CP19 | Position switch Metal enclosure 1 x M20 x 1.5 Snap-action contacts 1 NO+1 NC Fork lever, latching and with stainless steel rollers | - | 0 | 7
3SE2120-1TV00-0AC4 |  | 3SE2120-1TV00-0AC4 | 1 | UN | 1 | 20 | D | D | N | N | 85365080 | 1 | 4011209638150 | 0.35 | KG | 233.7 | 233.7 | CP19 | CP19 | Position switch Metal enclosure fork lever Snap-action contacts 1 NO+1 NC M12 connector, 4-polig, fixed Pin3=13, Pin4=14 NC=Pin1+2, NO=Pin3+4 | - | 0 | 7
3SE2120-1TV00-0AE0 |  | 3SE2120-1TV00-0AE0 | 1 | UN | 1 | 20 | D | D | N | N | 85365080 | 1 | 4011209592568 | 0.345 | KG | 209.95 | 209.95 | CP19 | CP19 | Position switch Metal enclosure Fork lever, latching Snap-action contacts 1 NO+1 NC Enclosure IP67, 40 mm wide explosion protection, for Zone 22 according to ATEX guideline No. 94/9/EC, II 3 D | - | 0 | 7
3SE2120-1TV00-0AK0 |  | 3SE2120-1TV00-0AK0 | 1 | UN | 1 | 20 | D | D | N | N | 85365080 | 1 | 4011209591769 | 0.345 | KG | 215.65 | 215.65 | CP19 | CP19 | Position switch Metal enclosure 1 x M20 x 1.5 Snap-action contacts 1 NO+1 NC Fork lever, latching with increased corrosion protection | - | 0 | 7
3SE2120-1U |  | 3SE2120-1U | 1 | UN | 1 | 20 | D | D | N | N | 85365080 | 1 | 4011209606241 | 0.381 | KG | 157.7 | 157.7 | CP19 | CP19 | POSITION SWITCH METAL-ENCLOSED 1XM20X1.5 SNAP-ACTION CONTACTS 1NO+1NC SWIVEL LEVER LENGTH ADJUST. WITH METAL SHAFT | - | 0 | 7
3SE2120-1UV00-0AH4 |  | 3SE2120-1UV00-0AH4 | 1 | UN | 1 | 20 | D | D | N | N | 85365080 | 1 | 4011209607378 | 0.379 | KG | 148.2 | 148.2 | CP19 | CP19 | Position switch Metal enclosure 1 x M20 x 1.5 Snap-action contacts 1 NO+1 NC Twist lever, adjustable length actuator head rotated by 180Â° , clockwise | - | 0 | 7
3SE2120-1UV00-0AJ5 |  | 3SE2120-1UV00-0AJ5 | 1 | UN | 1 | 20 | D | D | EAR99 | N | 85365080 | 1 | 4011209632943 | 0.38 | KG | 269.8 | 269.8 | CP19 | CP19 | POSITION SWITCH METAL-ENCLOSED, SNAP-ACTION CONTACTS 1NO+1NC TWIST H. LENGTH ADJ.METAL SHAFT 1XM20X1.5 SS ROLLER,1X LED 24 V, AND M12 CON. 3SY3128, 5-POLE, FIXED PIN1=21+13 (BRIDGE), PIN2=22, PIN3=GROUND LED PIN4=14+LED, PIN5=PE | - | 0 | 7
3SE2120-1UW |  | 3SE2120-1UW | 1 | UN | 1 | 20 | D | D | N | N | 85365080 | 1 | 4011209528826 | 0.312 | KG | 145.35 | 145.35 | CP19 | CP19 | POSITION SWITCH, METAL-ENCLOSED DEGREE OF PROTECTION IP67 SNAP-ACTION CONTACTS, ROLLER CRANK, ADJUSTABLE LENGTH 1 X M20 X 1,5 | - | 0 | 7
3SE2120-1UW00-0AA3 |  | 3SE2120-1UW00-0AA3 | 1 | UN | 1 | 20 | D | D | N | N | 85365080 | 1 | 4011209594210 | 0.317 | KG | 167.2 | 167.2 | CP19 | CP19 | POSITION SWITCH METAL-ENCLOSED 1XM20X1.5 SNAP-ACTION CONTACTS 1NO+1NC SWIVEL LEVER LENGTH ADJUST. AND WITH STAINLESS STEEL ROLL | - | 0 | 7
3SE2120-1UW00-0AA5 |  | 3SE2120-1UW00-0AA5 | 1 | UN | 1 | 20 | D | D | N | N | 85365080 | 1 | 4011209627772 | 0.32 | KG | 144.4 | 144.4 | CP19 | CP19 | Position switch Metal enclosure Twist lever, adjustable length Snap-action contacts 1 NO+1 NC 1 x M20 x 1.5 with plastic roller 30 mm | - | 0 | 7
3SE2120-1UW00-0AA7 |  | 3SE2120-1UW00-0AA7 | 1 | UN | 1 | 20 | D | D | N | N | 85365080 | 1 | 4011209605978 | 0.335 | KG | 145.35 | 145.35 | CP19 | CP19 | Position switch Metal enclosure 1 x M20 x 1.5 Snap-action contacts 1 NO+1 NC Twist lever, adjustable length with plastic roller 50 mm | - | 0 | 7
3SE2120-1UW00-0AC4 |  | 3SE2120-1UW00-0AC4 | 1 | UN | 1 | 20 | D | D | N | N | 85365080 | 1 | 4011209625204 | 0.325 | KG | 188.1 | 188.1 | CP19 | CP19 | POSITION SWITCH METAL-ENCLOSED ROLLER LEVER, ADJUST. LENGTH SNAP-ACTION CONTACTS 1NO+1NC M12 PLUG, 4-POLE, FIXED, PIN ASSIGN.: PIN1=21,PIN2=22, PIN3=13,PIN4=14 NC=PIN1+2, NO=PIN3+4 | - | 0 | 7
3SE2120-1UW00-0AD1 |  | 3SE2120-1UW00-0AD1 | 1 | UN | 1 | 20 | D | D | N | N | 85365080 | 1 | 4011209593015 | 0.335 | KG | 241.3 | 241.3 | CP19 | CP19 | FINISHED COMBINATION WITH POSITION SWITCH METAL-SEALED, TWIST HANDLE LENGTH ADJUST. AND FINE ADJUST. 10 TO 10 GRD SNAP-ACTION ELEMENTS 1NO+1NC AND CON. SOCKET 3SY3131, 6-POLE AND PE PIN ASSIGN.: PIN1=21, PIN2=22, PIN3=13,PIN4=14 PIN5 AND PIN6 NOT USED, PE CONNECTED | - | 0 | 7
3SE2120-1UW00-0AE0 |  | 3SE2120-1UW00-0AE0 | 1 | UN | 1 | 20 | D | D | N | N | 85365080 | 1 | 4011209682627 | 0.305 | KG | 157.7 | 157.7 | CP19 | CP19 | POSITION SWITCH METAL HOUS., TWIST LEVER; ADJUST. LENGTH SNAP-ACTION CONTACTS 1NO+1NC HOUSING IP67, 40MM WIDE EX-PROTECTION F. ZONE22 ACC. TO ATEX GUIDELINE NO. 94/9/EG, II 3 D | - | 0 | 7
3SE2120-1UW00-0AF0 |  | 3SE2120-1UW00-0AF0 | 1 | UN | 1 | 20 | D | D | EAR99 | N | 85365080 | 1 | 4011209607439 | 0.31 | KG | 176.7 | 176.7 | CP19 | CP19 | Position switch Metal enclosure Twist lever, adjustable length Snap-action contacts 1 NO+1 NC and 1 x M20 x 1.5 and with LED 24 V AC/DC yellow | - | 0 | 7
3SE2120-1UW00-0AF7 |  | 3SE2120-1UW00-0AF7 | 1 | UN | 1 | 20 | D | D | EAR99 | N | 85365080 | 1 | 4011209593473 | 0.325 | KG | 387.6 | 387.6 | CP19 | CP19 | Position switch Metal enclosure Twist lever, adjustable length and finely adjustable 10 to 10Â° Snap-action contacts 1 NO+1 NC and connector plug 3SY3131 6-pole and PE Pin assignment: Pin 1=21, Pin 2=22 Pin 3=13, Pin 4=14 Pin 5=not assigned Pin 6=ground LED PE connected with stainless steel roller and 2 LEDs 24 V AC/DC yellow/green LED green to 13 LED yellow to 14 | - | 0 | 7
3SE2120-1UW00-0AG1 |  | 3SE2120-1UW00-0AG1 | 1 | UN | 1 | 20 | D | D | N | N | 85365080 | 1 | 4011209657045 | 0.315 | KG | 142.5 | 142.5 | CP19 | CP19 | POSITION SWITCH METAL-ENCLOSED 1XM20X1.5 SNAP-ACTION CONTACTS 1NO+1NC ROLLER LEVER LENGTH ADJUSTABLE LEFT AND/OR RIGHT SWITCHING SELECTABLE | - | 0 | 7
3SE2120-1UW00-0AK0 |  | 3SE2120-1UW00-0AK0 | 1 | UN | 1 | 20 | D | D | N | N | 85365080 | 1 | 4011209611269 | 0.375 | KG | 186.2 | 186.2 | CP19 | CP19 | POSITION SWITCH METAL-ENCLOSED 1XM20X1.5 SNAP-ACTION CONTACTS 1NO+1NC ROLLER LEVER LENGTH ADJUSTABLE WITH INCREASED CORROSION PROT. | - | 0 | 7
3SE2120-1UW00-0AK4 |  | 3SE2120-1UW00-0AK4 | 1 | UN | 1 | 20 | D | D | N | N | 85365080 | 1 | 4011209628311 | 0.325 | KG | 186.2 | 186.2 | CP19 | CP19 | POSITION SWITCH METAL-ENCLOSED, 1XM20X1.5 SNAP-ACTION CONTACTS 1NO+1NC PIVOTED LEVER ADJUST. LENGTH WITH INCR. CORROSION PROTECTION AND RUBBER ROLLER 50MM | - | 0 | 7
3SE2120-1UW00-0AL5 |  | 3SE2120-1UW00-0AL5 | 1 | UN | 1 | 20 | D | D | N | N | 85365080 | 1 | 4011209672819 | 0.315 | KG | 172.9 | 172.9 | CP19 | CP19 | POSITION SWITCH METAL ENCL. 1XM20X1.5 SNAP-ACTION CONTACTS 1NO+1NC SWIVEL LEVER WITH ADJUSTABLE LENGTH, WITH POSITIVE LOCKING (GRID DRILL PATTERN) | - | 0 | 7
3SE2120-1UW04-0AC4 |  | 3SE2120-1UW04-0AC4 | 1 | UN | 1 | 20 | D | D | N | N | 85365080 | 1 | 4011209672833 | 0.311 | KG | 242.25 | 242.25 | CP19 | CP19 | Position switch Metal enclosure 1 x M20 x 1.5 Snap-action contacts 1 NO+1 NC Twist lever, adjustable length and M12 connector 4-pole, fixed Pin assignment: Pin1=21, Pin2=22 Pin3=13, Pin4=14 NC=Pin1+2, NO=Pin3+4 | - | 0 | 7
3SE2120-1V |  | 3SE2120-1V | 1 | UN | 1 | 20 | D | D | N | N | 85365080 | 1 | 4011209610033 | 0.375 | KG | 129.2 | 129.2 | CP19 | CP19 | POSITION SWITCH METAL-ENCLOSED | - | 0 | 7
3SE2120-1VV00-0AF0 |  | 3SE2120-1VV00-0AF0 | 1 | UN | 1 | 20 | D | D | EAR99 | N | 85365080 | 1 | 4011209591714 | 0.365 | KG | 169.1 | 169.1 | CP19 | CP19 | Position switch Metal enclosure 1 x M20 x 1.5 Snap-action contacts 1 NO+1 NC Rod lever made of aluminum 24 V AC/DC, yellow | - | 0 | 7
3SE2120-1VW |  | 3SE2120-1VW | 1 | UN | 1 | 20 | D | D | N | N | 85365080 | 1 | 4011209528857 | 0.319 | KG | 139.65 | 139.65 | CP19 | CP19 | METAL-ENCLOSED POSITION SWITCH, DEGREE OF PROTECTION IP67 SNAP-ACTION CONTACTS ALUMINUM ROD, 1 X M20 X 1.5 | - | 0 | 7
3SE2120-1VW00-0AC4 |  | 3SE2120-1VW00-0AC4 | 1 | UN | 1 | 20 | D | D | N | N | 85365080 | 1 | 4011209638143 | 0.345 | KG | 181.45 | 181.45 | CP19 | CP19 | Position switch Metal enclosure Rod lever with aluminum rod Snap-action contacts 1 NO+1 NC M12 connector, 4-polig, fixed Pin3=13, Pin4=14 NC=Pin1+2, NO=Pin3+4 and matching coupling socket 3RX8000-0CB45 | - | 0 | 7
3SE2120-1VW00-0AD1 |  | 3SE2120-1VW00-0AD1 | 1 | UN | 1 | 20 | D | D | N | N | 85365080 | 1 | 4011209606524 | 0.335 | KG | 233.7 | 233.7 | CP19 | CP19 | PREASSEMBLED COMBINATION WITH POSITION SWITCH METAL-SEALED, ALUMINIUM ROD SNAP-ACTION CONTACTS 1NO+1NC AND UNIT CONNECTOR 3SY3131, 6-POLE AND PE PIN ASSIGN.: PIN1=21,PIN2=22, PIN3=13,PIN4=14 NC=PIN1+2, NO=PIN3+4 PIN5 AND PIN6 NOT USED PE CONNECTED | - | 0 | 7
3SE2120-1VW00-0AG1 |  | 3SE2120-1VW00-0AG1 | 1 | UN | 1 | 20 | D | D | N | N | 85365080 | 1 | 4011209627802 | 0.32 | KG | 136.8 | 136.8 | CP19 | CP19 | Position switch Metal enclosure 1 x M20 x 1.5 Snap-action contacts 1 NO+1 NC Rod lever with aluminum rod selectable left and/or right switching selectable | - | 0 | 7
3SE2120-1VW00-0AG6 |  | 3SE2120-1VW00-0AG6 | 1 | UN | 1 | 20 | D | D | N | N | 85365080 | 1 | 4011209610408 | 0.514 | KG | 143.45 | 143.45 | CP19 | CP19 | Position switch Metal enclosure Rod lever, aluminum finely adjustable 10 to 10Â° Snap-action contacts 1 NO+1 NC 1 x M20 x 1.5 20Â° setting with adjustable plunger (by screw) | - | 0 | 7
3SE2120-1VW00-0AK0 |  | 3SE2120-1VW00-0AK0 | 1 | UN | 1 | 20 | D | D | N | N | 85365080 | 1 | 4011209645899 | 0.32 | KG | 166.25 | 166.25 | CP19 | CP19 | Position switch Metal enclosure 1 x M20 x 1.5 Snap-action contacts 1 NO+1 NC Rod lever, aluminum rod with increased corrosion protection | - | 0 | 7
3SE2120-1W |  | 3SE2120-1W | 1 | UN | 1 | 20 | D | D | N | N | 85365080 | 1 | 4011209606388 | 0.362 | KG | 148.2 | 148.2 | CP19 | CP19 | POSITION SWITCH METAL-ENCLOSED 1XM20X1.5 SNAP-ACTION CONTACTS 1NO+1NC ROD LEVER WITH MOULD. PLASTIC ROD WITH METAL SHAFT | - | 0 | 7
3SE2120-1WW |  | 3SE2120-1WW | 1 | UN | 1 | 20 | D | D | N | N | 85365080 | 1 | 4011209528888 | 0.312 | KG | 128.25 | 128.25 | CP19 | CP19 | Position switch Metal enclosure Snap-action contacts 1 NO+1 NC Rod lever Form D molded plastic for 40 mm enclosure 1 x M20 x 1.5 | - | 0 | 7
3SE2120-1WW00-0AD0 |  | 3SE2120-1WW00-0AD0 | 1 | UN | 1 | 20 | D | D | N | N | 85365080 | 1 | 4011209593077 | 0.3 | KG | 260.3 | 260.3 | CP19 | CP19 | Finished combination with position switch metal enclosure Rod lever, plastic Snap-action contacts 1 NO+1 NC Intermediate plate 3SY3110 Base plate 3SY3027 and connector plug 3SY3131 6-pole and PE Pin assignment: Pin 1=21, Pin 2=22 Pin 3=13, Pin 4=14 NC = Pin 1+2, NO = Pin 3+4 Pin 5 and Pin 6 not assigned PE connected and matching cable socket 3SY3123 | - | 0 | 7
3SE2120-1WW00-0AE0 |  | 3SE2120-1WW00-0AE0 | 1 | UN | 1 | 20 | D | D | N | N | 85365080 | 1 | 4011209592513 | 0.32 | KG | 147.25 | 147.25 | CP19 | CP19 | Position switch Metal enclosure rod lever (molded plastic) Snap-action contacts 1 NO+1 NC Enclosure IP67, 40 mm wide Explosion protection, for Zone 22 according to ATEX guideline No. 94/9/EC, II 3 D | - | 0 | 7
3SE2120-1WW00-0AK0 |  | 3SE2120-1WW00-0AK0 | 1 | UN | 1 | 20 | D | D | N | N | 85365080 | 1 | 4011209629233 | 0.315 | KG | 166.25 | 166.25 | CP19 | CP19 | Position switch Metal enclosure 1 x M20 x 1.5 Snap-action contacts 1 NO+1 NC Rod lever, Molded-plastic rod with increased corrosion protection | - | 0 | 7
3SE2120-3A |  | 3SE2120-3A | 1 | UN | 1 | 20 | D | D | N | N | 85365080 | 1 | 4011209589537 | 0.175 | KG | 89.78 | 89.78 | CP19 | CP19 | METAL HOUSING IP67, POSITION SWITCH, WITHOUT DRIVE SLOW-ACTION CONTACTS WITH OVERLAP 1NO+1NC | - | 0 | 0
3SE2120-3B |  | 3SE2120-3B | 1 | UN | 1 | 20 | D | D | N | N | 85365080 | 1 | 4011209528321 | 0.187 | KG | 79.42 | 79.42 | CP19 | CP19 | METAL-ENCLOSED POSITION SWITCH, SLOW-ACTION CONTACTS 1NO+1NC, WITH CONTACT OVERLAP, PLAIN PLUNGER, 1 X M20 X 1.5 | - | 0 | 0
3SE2120-3C |  | 3SE2120-3C | 1 | UN | 1 | 20 | D | D | N | N | 85365080 | 1 | 4011209528352 | 0.226 | KG | 105.45 | 105.45 | CP19 | CP19 | METAL-ENCLOSED POSITION SWITCH, SLOW-ACTION CONTACTS 1NO+1NC, ROUNDED PLUNGER FORM B, 1 X M20 X 1.5 | - | 0 | 0
3SE2120-3D |  | 3SE2120-3D | 1 | UN | 1 | 20 | D | D | N | N | 85365080 | 1 | 4011209528383 | 0.245 | KG | 116.85 | 116.85 | CP19 | CP19 | METAL-ENCLOSED POSITION SWITCH, SLOW-ACTION CONTACTS 1NO+1NC, ROLLER PLUNGER FORM C, 1 X M20 X 1.5 | - | 0 | 0
3SE2120-3E |  | 3SE2120-3E | 1 | UN | 1 | 20 | D | D | N | N | 85365080 | 1 | 4011209528406 | 0.206 | KG | 100.7 | 100.7 | CP19 | CP19 | METAL-ENCLOSED POSITION SWITCH, SLOW-ACTION CONTACTS 1NO+1NC, WITH CONTACT OVERLAP, ROLLER LEVER, 1 X M20 X 1.5 | - | 0 | 0
3SE2120-3F |  | 3SE2120-3F | 1 | UN | 1 | 20 | D | D | N | N | 85365080 | 1 | 4011209528437 | 0.22 | KG | 94.72 | 94.72 | CP19 | CP19 | METAL-ENCLOSED POSITION SWITCH, SLOW-ACTION CONTACTS 1NO+1NC, WITH CONTACT OVERLAP, ANGULAR ROLLER LEVER, 1 X M20 X 1.5 | - | 0 | 0
3SE2120-3GW |  | 3SE2120-3GW | 1 | UN | 1 | 20 | D | D | N | N | 85365080 | 1 | 4011209528819 | 0.307 | KG | 111.15 | 111.15 | CP19 | CP19 | METAL-ENCLOSED POSITION SWITCH, SLOW-ACTION CONTACTS 1NO+1NC, WITH CONTACT OVERLAP, TWIST LEVER FINE ADJUSTMENT, 1 X M20 X 1.5 | - | 0 | 0
3SE2120-3GW00-0AA3 |  | 3SE2120-3GW00-0AA3 | 1 | UN | 1 | 20 | D | D | N | N | 85365080 | 1 | 4011209593886 | 0.319 | KG | 129.2 | 129.2 | CP19 | CP19 | METAL-ENCLOSED POSITION SWITCH POSITION SWITCH METAL-ENCLOSED 1XM20X1.5 SLOW-ACTION CONTACTS WITH OVERLAPPING 1NO+1NC TWIST LEVER FINE ADJUSTMENT AND WITH STAINLESS STEEL ROLL | - | 0 | 7
3SE2120-3UW |  | 3SE2120-3UW | 1 | UN | 1 | 20 | D | D | N | N | 85365080 | 1 | 4011209528840 | 0.313 | KG | 145.35 | 145.35 | CP19 | CP19 | METAL-ENCLOSED POSITION SWITCH, DEGREE OF PROTECTION IP67, SLOW-ACTION CONTACTS, TWIST LEVER ADJUSTABLE LENGTH, 1 X M20 X 1.5 | - | 0 | 0
3SE2120-3VW |  | 3SE2120-3VW | 1 | UN | 1 | 20 | D | D | N | N | 85365080 | 1 | 4011209528871 | 0.19 | KG | 129.2 | 129.2 | CP19 | CP19 | METAL-ENCLOSED POSITION SWITCH, DEGREE OF PROTECTION IP67, SLOW-ACTION CONTACTS, ALUMINUM ROD, 1 X M20 X 1.5 | - | 0 | 0
3SE2120-3WW |  | 3SE2120-3WW | 1 | UN | 1 | 20 | D | D | N | N | 85365080 | 1 | 4011209528901 | 0.19 | KG | 129.2 | 129.2 | CP19 | CP19 | METAL-ENCLOSED POSITION SWITCH, SLOW-ACTION CONTACTS SLOW-ACTION CONTACTS WITH OVERLAPPING ROD LEVER,MOLDED-PLASTIC ROD, 1 X M20 X 1.5 | - | 0 | 0
3SE2120-6A |  | 3SE2120-6A | 1 | UN | 1 | 20 | D | D | N | N | 85365080 | 1 | 4011209589544 | 0.175 | KG | 89.78 | 89.78 | CP19 | CP19 | METAL HOUSING IP67, POSITION SWITCH, WITHOUT DRIVE SLOW-ACTION CONTACTS 2NC | - | 0 | 7
3SE2120-6B |  | 3SE2120-6B | 1 | UN | 1 | 20 | D | D | N | N | 85365080 | 1 | 4011209528956 | 0.19 | KG | 78 | 78 | CP19 | CP19 | METAL-ENCLOSED POSITION SWITCH, SLOW-ACTION CONTACTS 2NC, PLAIN PLUNGER, 1 X M20 X 1.5 | - | 0 | 7
3SE2120-6C |  | 3SE2120-6C | 1 | UN | 1 | 20 | D | D | N | N | 85365080 | 1 | 4011209528970 | 0.23 | KG | 104.5 | 104.5 | CP19 | CP19 | METAL-ENCLOSED POSITION SWITCH, SLOW-ACTION CONTACTS 2NC, ROUNDED PLUNGER, 1 X M20 X 1.5 | - | 0 | 7
3SE2120-6D |  | 3SE2120-6D | 1 | UN | 1 | 20 | D | D | N | N | 85365080 | 1 | 4011209528994 | 0.256 | KG | 115.9 | 115.9 | CP19 | CP19 | METAL-ENCLOSED POSITION SWITCH, SLOW-ACTION CONTACTS 2NC, ROLLER PLUNGER, 1 X M20 X 1.5 | - | 0 | 7
3SE2120-6DV00-0AA3 |  | 3SE2120-6DV00-0AA3 | 1 | UN | 1 | 20 | D | D | N | N | 85365080 | 1 | 4011209610583 | 0.235 | KG | 143.45 | 143.45 | CP19 | CP19 | METAL-ENCLOSED POSITION SWITCH, POSITION SWITCH METAL-ENCLOSED, ROLLER PLUNGER SNAP-ACTION CONTACTS 2NC 1XM20X1.5 WITH STAINLESS STEEL ROLL | - | 0 | 7
3SE2120-6E |  | 3SE2120-6E | 1 | UN | 1 | 20 | D | D | N | N | 85365080 | 1 | 4011209529014 | 0.205 | KG | 99.75 | 99.75 | CP19 | CP19 | METAL-ENCLOSED POSITION SWITCH, SLOW-ACTION CONTACTS 2NC, ROLLER LEVER, 1 X M20 X 1.5 | - | 0 | 7
3SE2120-6F |  | 3SE2120-6F | 1 | UN | 1 | 20 | D | D | N | N | 85365080 | 1 | 4011209529038 | 0.22 | KG | 94.72 | 94.72 | CP19 | CP19 | METAL-ENCLOSED POSITION SWITCH, SLOW-ACTION CONTACTS 2NC, ANGULAR ROLLER LEVER, 1 X M20 X 1.5 | - | 0 | 7
3SE2120-6GW |  | 3SE2120-6GW | 1 | UN | 1 | 20 | D | D | N | N | 85365080 | 1 | 4011209529052 | 0.352 | KG | 111.15 | 111.15 | CP19 | CP19 | METAL-ENCLOSED POSITION SWITCH, SLOW-ACTION CONTACTS 2NC TWIST LEVER FINE ADJUSTMENT, 1 X M20 X 1.5 | - | 0 | 7
3SE2120-6GW00-0AA3 |  | 3SE2120-6GW00-0AA3 | 1 | UN | 1 | 20 | D | D | N | N | 85365080 | 1 | 4011209592346 | 0.31 | KG | 128.25 | 128.25 | CP19 | CP19 | METAL-ENCLOSED POSITION SWITCH POSITION SWITCH METAL-ENCLOSED 1XM20X1.5 SLOW-ACTION CONTACTS 2NC TWIST LEVER FINE ADJUSTMENT WITH STAINLESS STEEL ROLL, | - | 0 | 7
3SE2120-6GW00-0AG1 |  | 3SE2120-6GW00-0AG1 | 1 | UN | 1 | 20 | D | D | N | N | 85365080 | 1 | 4011209628717 | 0.305 | KG | 117.8 | 117.8 | CP19 | CP19 | POSITION SWITCH METAL HOUSING, 1XM20X1.5 SLOW-ACTION CONTACTS 2NC PIVOTED LEVER FINE ADJUST. WITH PIVOTED LEVER LEFT AND/OR RIGHT SWITCHING, SELECTABLE | - | 0 | 7
3SE2120-6GW00-0AG2 |  | 3SE2120-6GW00-0AG2 | 1 | UN | 1 | 20 | D | D | N | N | 85365080 | 1 | 4011209609099 | 0.31 | KG | 136.8 | 136.8 | CP19 | CP19 | POSITION SWITCH METAL-ENCLOSED, ROLLER LEVER FINE ADJUSTMENT 10 TO 10 DEG. SLOW-ACTION CONTACTS 2NC 1XM20X1.5 WITH STAINLESS STEEL ROLL AND LEVER LEFT AND/OR RIGHT SWITCHING, SELECTABLE | - | 0 | 7
3SE2120-6GW00-0AG8 |  | 3SE2120-6GW00-0AG8 | 1 | UN | 1 | 20 | D | D | N | N | 85365080 | 1 | 4011209645318 | 0.31 | KG | 160.55 | 160.55 | CP19 | CP19 | METAL-ENCLOSED POSITION SWITCH, TWIST LEVER FINE ADJUSTMENT 10 TO 10 DEGR. SLOW-ACTION CONTACTS 2NC 1XM20X1.5 WITH BALL BEARING 19MM DIAMETER | - | 0 | 7
3SE2120-6GW00-0AK1 |  | 3SE2120-6GW00-0AK1 | 1 | UN | 1 | 20 | D | D | N | N | 85365080 | 1 | 4011209609396 | 0.3 | KG | 167.2 | 167.2 | CP19 | CP19 | POSITION SWITCH METAL-ENCLOSED, ROLLER LEVER FINE ADJUSTMENT 10 TO 10 DEG. SLOW-ACTION CONTACTS 2NC 1XM20X1.5 WITH INCREASED CORROSION PROT. WITH STAINLESS STEEL ROLL | - | 0 | 7
3SE2120-6UW |  | 3SE2120-6UW | 1 | UN | 1 | 20 | D | D | N | N | 85365080 | 1 | 4011209529076 | 0.315 | KG | 136.8 | 136.8 | CP19 | CP19 | METAL-ENCLOSED POSITION SWITCH, SLOW-ACTION CONTACTS 2NC, TWIST LEVER, ADJUSTABLE LENGTH 40MM HOUSING WIDTH, 1 X M20 X 1.5 | - | 0 | 7
3SE2120-6VW |  | 3SE2120-6VW | 1 | UN | 1 | 20 | D | D | N | N | 85365080 | 1 | 4011209529113 | 0.325 | KG | 129.2 | 129.2 | CP19 | CP19 | METAL-ENCLOSED POSITION SWITCH, SLOW-ACTION CONTACTS 2NC, ROD ACTUATOR, FINE ADJUSTMENT, ALUMINUM ROD, 1 X M20 X 1.5 | - | 0 | 7
3SE2120-6WW |  | 3SE2120-6WW | 1 | UN | 1 | 20 | D | D | N | N | 85365080 | 1 | 4011209529090 | 0.315 | KG | 128.25 | 128.25 | CP19 | CP19 | METAL-ENCLOSED POSITION SWITCH, SLOW-ACTION CONTACTS 2NC, ROD ACTUATOR, FINE ADJUSTMENT, MOLDED-PLASTIC ROD, 1 X M20 X 1.5 | - | 0 | 7
3SE2120-6XX |  | 3SE2120-6XX | 1 | UN | 1 | 20 | D | D | N | N | 85365080 | 1 | 4011209549067 | 0.345 | KG | 158.65 | 158.65 | CP19 | CP19 | POSITION SWITCH METAL-ENCLOSED, TO BE OPERATED FROM THE SIDE | - | 0 | 7
3SE2120-6XX00-0AC2 |  | 3SE2120-6XX00-0AC2 | 1 | UN | 1 | 20 | D | D | N | N | 85365080 | 1 | 4011209669680 | 0.35 | KG | 267.9 | 267.9 | CP19 | CP19 | POSITION SWITCH METAL ENCLOSURE WITH SEPARATE ACTUATOR LATERAL ACTUATION SLOW-ACTION CONTACTS 2NC, 1XM20X1,5 HEAD ROTATED BY 90 DEG. WITH CONNECTOR 3SY3131, 6+PE PIN ASSIGNMENT: PIN1=11,PIN2 =12, PIN3=21,PIN4=22 PIN5 AND PIN6 NOT ASSIGNED, PE CONNECTED FOR CABLE PLUG 3SY3 123 | - | 0 | 7
3SE2120-6XX00-0AC4 |  | 3SE2120-6XX00-0AC4 | 1 | UN | 1 | 20 | D | D | N | N | 85365080 | 1 | 4011209639492 | 0.36 | KG | 211.85 | 211.85 | CP19 | CP19 | POSITION SWITCH METAL HOUSING, WITH SEPARATE ACTUATOR LATERAL ACTUATING SLOW-ACTION CONTACTS 2NC, WITH M12 PLUG, 4 POLE, FIXED PIN ASSIGN.: PIN1=11,PIN2=12, PIN3=21,PIN4=22 MATCHING COUPLING PLUG 3RX8000-0CB45 | - | 0 | 7
3SE2120-6XX00-0AD5 |  | 3SE2120-6XX00-0AD5 | 1 | UN | 1 | 20 | D | D | N | N | 85365080 | 1 | 4011209637771 | 0.35 | KG | 267.9 | 267.9 | CP19 | CP19 | READY-MADE COMBINATION POS. METAL ENCLOSURE WITH SEPARATE ACTUATOR LATERAL ACTUATION SLOW-ACTION CONTACTS 2NC, 1XM20X1.5 HEAD TURNED BY 270 DEG. WITH CONNECTOR 6+PE PIN ASSIGNMENT: PIN1=11,PIN2=12, PIN3=21,PIN4=22 PIN5 AND PIN6 NOT ASSIGNED, PE CONNECTED | - | 0 | 7
3SE2120-6XX00-0AE0 |  | 3SE2120-6XX00-0AE0 | 1 | UN | 1 | 20 | D | D | N | N | 85365080 | 1 | 4011209680265 | 0.35 | KG | 179.55 | 179.55 | CP19 | CP19 | POSITION SWITCH WITH SEPARATE ACTUATOR METAL HOUS., F. EXPLOSION PROTECTION SIDE OPERATION SLOW-ACTION CONTACTS 2NC, 1XM20X1.5 EX PROTECTION, FOR ZONE22 ACC. TO ATEX 95, GUIDELINE NR. 94/9/EG, II 3 D | - | 0 | 7
3SE2120-6XX00-0AH3 |  | 3SE2120-6XX00-0AH3 | 1 | UN | 1 | 20 | D | D | N | N | 85365080 | 1 | 4011209637696 | 0.35 | KG | 158.65 | 158.65 | CP19 | CP19 | POSITION SWITCH METAL HOUSING, WITH SEPARATE ACTUATOR LATERAL ACTUATION LOW-ACTION CONTACTS 2NC, | - | 0 | 7
3SE2120-6XX00-0AH5 |  | 3SE2120-6XX00-0AH5 | 1 | UN | 1 | 20 | D | D | N | N | 85365080 | 1 | 4011209637719 | 0.35 | KG | 158.65 | 158.65 | CP19 | CP19 | POSITION SWITCH METAL HOUSING, WITH SEPARATE ACTUATOR LATERAL ACTUATION LOW-ACTION CONTACTS 2NC, | - | 0 | 7
3SE2120-7A |  | 3SE2120-7A | 1 | UN | 1 | 20 | D | D | N | N | 85365080 | 1 | 4011209589551 | 0.19 | KG | 89.78 | 89.78 | CP19 | CP19 | METAL HOUSING IP67, POSITION SWITCH, WITHOUT DRIVE SLOW-ACTION CONTACTS 2S | - | 0 | 0
3SE2120-7B |  | 3SE2120-7B | 1 | UN | 1 | 20 | D | D | N | N | 85365080 | 1 | 4011209528963 | 0.16 | KG | 78 | 78 | CP19 | CP19 | METAL-ENCLOSED POSITION SWITCH, SLOW-ACTION CONTACTS 2S, PLAIN PLUNGER, 1 X M20 X 1.5 | - | 0 | 0
3SE2120-7C |  | 3SE2120-7C | 1 | UN | 1 | 20 | D | D | N | N | 85365080 | 1 | 4011209528987 | 0.23 | KG | 104.5 | 104.5 | CP19 | CP19 | POSITION SWITCH,METAL-ENCLOSED SLOW ACTION CONTACTS, 2N0, OVERTRAVEL PLUNGER, 1 X M20 X 1,5 | - | 0 | 0
3SE2120-7D |  | 3SE2120-7D | 1 | UN | 1 | 20 | D | D | N | N | 85365080 | 1 | 4011209529007 | 0.244 | KG | 115.9 | 115.9 | CP19 | CP19 | POSITION SWITCH,METAL-ENCLOSED SLOW ACTION CONTACTS, 2N0, ROLLER PLUNGER, 1 X M20 X 1,5 | - | 0 | 0
3SE2120-7DV00-0AC4 |  | 3SE2120-7DV00-0AC4 | 1 | UN | 1 | 20 | D | D | N | N | 85365080 | 1 | 4011209638167 | 0.265 | KG | 167.2 | 167.2 | CP19 | CP19 | POSITION SWITCH METAL-ENCLOSED, ROLLER PLUNGER, SLOW-ACTIION CONTACTS 2NO M12 CONNECTOR, 4 POLE, FIXED, PIN ASSIGN.: PIN1=23, PIN2=24, PIN3=13,PIN4=14 NO=PIN1+2, NO=PIN3+4 | - | 0 | 7
3SE2120-7DV00-0AC5 |  | 3SE2120-7DV00-0AC5 | 1 | UN | 1 | 20 | D | D | N | N | 85365080 | 1 | 4011209607422 | 0.26 | KG | 188.1 | 188.1 | CP19 | CP19 | POSITION SWITCH METAL-ENCLOSED ROLLER PLUNGER, SLOW-ACTION CONTACTS 2NO M12 PLUG, 5-POLE, FIXED, PIN ASSIGN.: PIN1=23 PIN2=24 PIN3=13,PIN4=14,PIN5=PE NO=PIN1+2, NO=PIN3+4 MATCHING COUPLING PLUG 3RX8000-0CB55 | - | 0 | 7
3SE2120-7DV00-0AD1 |  | 3SE2120-7DV00-0AD1 | 1 | UN | 1 | 20 | D | D | N | N | 85365080 | 1 | 4011209593435 | 0.28 | KG | 220.4 | 220.4 | CP19 | CP19 | FINISHED COMBINATION WITH POSITION SWITCH METAL-SEALED, ROLLER PLUNGER FORM C SLOW-MOTION CONTACT 2NO AND CONNECTOR SOCKET 3SY3131, 6-POLE AND PE PIN ASSIGN.: PIN1=23,PIN2=24, PIN3=13, PIN4=14 PIN5 AND PIN6 NOT USED, PE CONNECTED | - | 0 | 7
3SE2120-7DV00-0AF7 |  | 3SE2120-7DV00-0AF7 | 1 | UN | 1 | 20 | D | D | EAR99 | N | 85365080 | 1 | 4011209607224 | 0.315 | KG | 365.75 | 365.75 | CP19 | CP19 | POSITION SWITCH METAL-ENCLOSED, ROLLER PLUNGER TYPE C SLOW-ACTION CONTACTS 2NO AND UNIT PLUG 3SY3131, 6-POLE AND PE PIN ALLOC.: PIN1=21,PIN2=22, PIN3=13,PIN4=14 PIN5=NOT USED PIN6 GROUND LED PE CONNECTED WITH STAINLESS STEEL ROLL AND TWO LED 24 V AC/DC YELLOW/GREEN LED GREEN TO 13 LED YELLOW TO 14 | - | 0 | 7
3SE2120-7E |  | 3SE2120-7E | 1 | UN | 1 | 20 | D | D | N | N | 85365080 | 1 | 4011209529021 | 0.205 | KG | 99.75 | 99.75 | CP19 | CP19 | POSITION SWITCH,METAL-ENCLOSED SLOW ACTION CONTACTS, 2N0, ROLLER LEVER, 1 X M20 X 1,5 | - | 0 | 0
3SE2120-7F |  | 3SE2120-7F | 1 | UN | 1 | 20 | D | D | N | N | 85365080 | 1 | 4011209529045 | 0.22 | KG | 94.72 | 94.72 | CP19 | CP19 | POSITION SWITCH,METAL-ENCLOSED SLOW ACTION CONTACTS, 2N0, ANGULAR ROLLER LEVER, 1 X M20 X 1,5 | - | 0 | 0
3SE2120-7GW |  | 3SE2120-7GW | 1 | UN | 1 | 20 | D | D | N | N | 85365080 | 1 | 4011209529069 | 0.303 | KG | 111.15 | 111.15 | CP19 | CP19 | POSITION SWITCH,METAL-ENCLOSED SLOW ACTION CONTACTS, 2N0, ROLLER CRANK,FINE ADJUSTMENT, 1 X M20 X 1,5 | - | 0 | 0
3SE2120-7GW00-0AA3 |  | 3SE2120-7GW00-0AA3 | 1 | UN | 1 | 20 | D | D | N | N | 85365080 | 1 | 4011209591820 | 0.315 | KG | 128.25 | 128.25 | CP19 | CP19 | POSITION SWITCH METAL-ENCLOSED 1XM20X1.5 SLOW-ACTION CONTACTS 2S SWIVEL LEVER FINE ADJUST. AND WITH STAINLESS STEEL ROLL | - | 0 | 7
3SE2120-7GW00-0AF2 |  | 3SE2120-7GW00-0AF2 | 1 | UN | 1 | 20 | D | D | EAR99 | N | 85365080 | 1 | 4011209669697 | 0.3 | KG | 346.75 | 346.75 | CP19 | CP19 | PREASSEMBLED COMBINATION WITH POSITION SWITCH METAL ENCL., SLOW-ACTION CONTACTS 2NO SWIVEL LEVER WITH FINE ADJUSTMENT WITH 2XLED 24V AC/DC, GREEN/YELLOW WITH PROTECTION 3SY3131, 6-POLE AND PE PIN ASSIGNMENT, PIN1=23, PIN2=24,PIN3=13,PIN4=14 NO=PIN1+2, NO=PIN3+4 PIN5 NOT ASSIGNED, PIN6 TO GROUND LEDS, LED GREEN TO 13 AND LED YELLOW TO 14, | - | 0 | 7
3SE2120-7UW |  | 3SE2120-7UW | 1 | UN | 1 | 20 | D | D | N | N | 85365080 | 1 | 4011209529083 | 0.315 | KG | 136.8 | 136.8 | CP19 | CP19 | POSITION SWITCH, METAL-ENCLOSED SLOW-ACTION CONTACTS 2 NO, ROLLER CRANK, ADJUSTABLE LENGTH 40MM HOUSING WIDTH, 1 X M20 X 1,5 | - | 0 | 0
3SE2120-7VW |  | 3SE2120-7VW | 1 | UN | 1 | 20 | D | D | N | N | 85365080 | 1 | 4011209529120 | 0.315 | KG | 129.2 | 129.2 | CP19 | CP19 | POSITION SWITCH, METAL-ENCLOSED SLOW-ACTION CONTACTS 2 NO, ROD ACTUATOR, FINE ADJUSTMENT, ALUMINIUM ROD, 1 X M20 X 1,5 | - | 0 | 0
3SE2120-7WW |  | 3SE2120-7WW | 1 | UN | 1 | 20 | D | D | N | N | 85365080 | 1 | 4011209529106 | 0.31 | KG | 128.25 | 128.25 | CP19 | CP19 | POSITION SWITCH, METAL-ENCLOSED SLOW-ACTION CONTACTS 2 NO, ROD ACTUATOR, FINE ADJUSTMENT, MOULDED-PASTIC ROD, 1 X M20 X 1,5 | - | 0 | 0
3SE2120-8AV00 |  | 3SE2120-8AV00 | 1 | UN | 1 | 20 | D | D | N | N | 85365080 | 1 | 4011209589896 | 0.175 | KG | 66.31 | 66.31 | CP19 | CP19 | METAL HOUSING IP67, POSITION SWITCH, WITHOUT DRIVE SNAP-ACTION CONTACTS 2NC | - | 0 | 7
3SE2120-8BV00 |  | 3SE2120-8BV00 | 1 | UN | 1 | 20 | D | D | N | N | 85365080 | 1 | 4011209580046 | 0.2 | KG | 78 | 78 | CP19 | CP19 | POSITION SWITCH, METAL SNAP-ACTION CONTACTS 2NC, IP 67 PLUNGER, POSITIVE OPENING, CABLE GLAND 1X (M20 X 1.5) | - | 0 | 7
3SE2120-8BV00-0AC4 |  | 3SE2120-8BV00-0AC4 | 1 | UN | 1 | 20 | D | D | N | N | 85365080 | 1 | 4011209627857 | 0.3 | KG | 129.2 | 129.2 | CP19 | CP19 | POSITION SWITCH METAL-ENCLOSED PLAIN PLUNGER, SNAP-ACTION CONTACTS 2NC M12 CONNECT.,4-POLE, FIXED, PIN ASSIGN.: PIN1=11,PIN2=12, PIN3=21,PIN4=22 NC=PIN1+2, NC=PIN3+4 | - | 0 | 7
3SE2120-8BV00-0AC5 |  | 3SE2120-8BV00-0AC5 | 1 | UN | 1 | 20 | D | D | N | N | 85365080 | 1 | 4011209627864 | 0.3 | KG | 135.85 | 135.85 | CP19 | CP19 | POSITION SWITCH METAL-ENCLOSED PLAIN PLUNGER, SNAP-ACTION CONTACTS 2NC M12 CONNECT.,5-POLE, FIXED, PIN ASSIGN.: PIN1=11,PIN2=12, PIN3=21,PIN4=22,PIN5=PE NC=PIN1+2, NC=PIN3+4 MATCHING COUPLING PLUG 3RX8000-0CB55 | - | 0 | 7
3SE2120-8CV00 |  | 3SE2120-8CV00 | 1 | UN | 1 | 20 | D | D | N | N | 85365080 | 1 | 4011209580053 | 0.226 | KG | 104.5 | 104.5 | CP19 | CP19 | POSITION SWITCH, METAL SNAP-ACTION CONTACTS 2NC, IP 67 ROUNDED PLUNGER POSITIVE OPENING, CABLE GLAND 1X (M20 X 1.5) | - | 0 | 7
3SE2120-8CV00-0AC4 |  | 3SE2120-8CV00-0AC4 | 1 | UN | 1 | 20 | D | D | N | N | 85365080 | 1 | 4011209593213 | 0.3 | KG | 165.3 | 165.3 | CP19 | CP19 | POSITION SWITCH METAL-ENCLOSED ROUNDED PLUNGER, SNAP-ACTION CONTACTS 2NC M12 CONNECT.,4-POLE, FIXED, PIN ASSIGN.: PIN1=11,PIN2=12, PIN3=21,PIN4=22 NC=PIN1+2, NC=PIN3+4 MATCHING COUPLING PLUG 3RX8000-0CB45 | - | 0 | 7
3SE2120-8CV00-0AC5 |  | 3SE2120-8CV00-0AC5 | 1 | UN | 1 | 20 | D | D | N | N | 85365080 | 1 | 4011209627871 | 0.3 | KG | 169.1 | 169.1 | CP19 | CP19 | POSITION SWITCH METAL-ENCLOSED ROUNDED PLUNGER, SNAP-ACTION CONTACTS 2NC M12 CONNECT.,5-POLE, FIXED, PIN ASSIGN.: PIN1=11,PIN2=12, PIN3=21,PIN4=22,PIN5=PE NC=PIN1+2, NC=PIN3+4 MATCHING COUPLING PLUG 3RX8000-0CB45 | - | 0 | 7
3SE2120-8DV00 |  | 3SE2120-8DV00 | 1 | UN | 1 | 20 | D | D | N | N | 85365080 | 1 | 4011209580060 | 0.245 | KG | 115.9 | 115.9 | CP19 | CP19 | POSITION SWITCH, METAL SNAP-ACTION CONTACTS 2NC, IP 67 ROLLER PLUNGER POSITIVE OPENING, CABLE GLAND 1X (M20 X 1.5) | - | 0 | 7
3SE2120-8DV00-0AC2 |  | 3SE2120-8DV00-0AC2 | 1 | UN | 1 | 20 | D | D | N | N | 85365080 | 1 | 4011209638594 | 0.29 | KG | 253.65 | 253.65 | CP19 | CP19 | FINISHED COMBINATION WITH POSITION SWITCH METAL-SEALED, ROLLER PLUNGER FORM C UND MECH. HEAD ROTATED BY 90 DEG. SNAP-ACTION ELEMENTS 2OE AND CON. SOCKET 3SY3131, 6-POLE AND PE PIN ASSIGN.: PIN1=11, PIN2=12, PIN3=21,PIN4=22 PIN5 AND PIN6 NOT USED, PE CONNECTED | - | 0 | 7
3SE2120-8DV00-0AC4 |  | 3SE2120-8DV00-0AC4 | 1 | UN | 1 | 20 | D | D | N | N | 85365080 | 1 | 4011209593220 | 0.4 | KG | 167.2 | 167.2 | CP19 | CP19 | POSITION SWITCH METAL-ENCLOSED ROLLER PLUNGER, SNAP-ACTION CONTACTS 2NC M12 CONNECT.,4-POLE, FIXED, PIN ASSIGN.: PIN1=11,PIN2=12, PIN3=21,PIN4=22 NC=PIN1+2, NC=PIN3+4 | - | 0 | 7
3SE2120-8DV00-0AC5 |  | 3SE2120-8DV00-0AC5 | 1 | UN | 1 | 20 | D | D | N | N | 85365080 | 1 | 4011209627888 | 0.4 | KG | 181.45 | 181.45 | CP19 | CP19 | POSITION SWITCH METAL-ENCLOSED ROLLER PLUNGER, SNAP-ACTION CONTACTS 2NC M12 CONNECT.,5-POLE, FIXED, PIN ASSIGN.: PIN1=11,PIN2=12, PIN3=21,PIN4=22,PIN5=PE NC=PIN1+2, NC=PIN3+4 MATCHING COUPLING PLUG 3RX8000-0CB55 | - | 0 | 7
3SE2120-8DV00-0AD1 |  | 3SE2120-8DV00-0AD1 | 1 | UN | 1 | 20 | D | D | N | N | 85365080 | 1 | 4011209593442 | 0.32 | KG | 220.4 | 220.4 | CP19 | CP19 | FINISHED COMBINATION WITH POSITION SWITCH METAL-SEALED, ROLLER PLUNGER FORM C SLOW-MOTION CONTACT 2NC AND CONNECTOR SOCKET 3SY3131, 6-POLE AND PE PIN ASSIGN.: PIN1=11,PIN2=12, PIN3=21, PIN4=22 PIN5 AND PIN6 NOT USED, PE CONNECTED | - | 0 | 7
3SE2120-8DV00-0AJ6 |  | 3SE2120-8DV00-0AJ6 | 1 | UN | 1 | 20 | D | D | N | N | 85365080 | 1 | 4011209641815 | 0.4 | KG | 170.05 | 170.05 | CP19 | CP19 | POSITION SWITCH METAL ENCLOS., ROLLER PLUNGER, SNAP ACTION CONTACTS 2NC CONNECTOR M12,4-POLE, FIXED, PIN ASSIGN.: PIN1=11,PIN2=12, PIN3=21,PIN4=22 AND HEAD PIVOTED BY 90 DEG. | - | 0 | 7
3SE2120-8EV00 |  | 3SE2120-8EV00 | 1 | UN | 1 | 20 | D | D | N | N | 85365080 | 1 | 4011209580077 | 0.231 | KG | 99.75 | 99.75 | CP19 | CP19 | POSITION SWITCH, METAL SNAP-ACTION CONTACTS 2NC, IP 67 ROLLER LEVER POSITIVE OPENING, CABLE GLAND 1X (M20 X 1.5) | - | 0 | 7
3SE2120-8EV00-0AC4 |  | 3SE2120-8EV00-0AC4 | 1 | UN | 1 | 20 | D | D | N | N | 85365080 | 1 | 4011209593237 | 0.4 | KG | 158.65 | 158.65 | CP19 | CP19 | POSITION SWITCH METAL-ENCLOSED ROLLER LEVER, SNAP-ACTION CONTACTS 2NC M12 CONNECT.,4-POLE, FIXED, PIN ASSIGN.: PIN1=11,PIN2=12, PIN3=21,PIN4=22 NC=PIN1+2, NC=PIN3+4 MATCHING COUPLING PLUG 3RX8000-0CB45 | - | 0 | 7
3SE2120-8EV00-0AC5 |  | 3SE2120-8EV00-0AC5 | 1 | UN | 1 | 20 | D | D | N | N | 85365080 | 1 | 4011209638600 | 0.4 | KG | 165.3 | 165.3 | CP19 | CP19 | POSITION SWITCH METAL-ENCLOSED ROLLER LEVER, SNAP-ACTION CONTACTS 2NC M12 CONNECT.,5-POLE, FIXED, PIN ASSIGN.: PIN1=11,PIN2=12, PIN3=21,PIN4=22,PIN5=PE NC=PIN1+2, NC=PIN3+4 MATCHING COUPLING PLUG 3RX8000-0CB55 | - | 0 | 7
3SE2120-8FV00 |  | 3SE2120-8FV00 | 1 | UN | 1 | 20 | D | D | N | N | 85365080 | 1 | 4011209580084 | 0.37 | KG | 94.72 | 94.72 | CP19 | CP19 | POSITION SWITCH, METAL SNAP-ACTION CONTACTS 2NC, IP 67 ANGULAR ROLLER LEVER POSITIVE OPENING, CABLE GLAND 1X (M20 X 1.5) | - | 0 | 7
3SE2120-8FV00-0AC4 |  | 3SE2120-8FV00-0AC4 | 1 | UN | 1 | 20 | D | D | N | N | 85365080 | 1 | 4011209593244 | 0.4 | KG | 152.95 | 152.95 | CP19 | CP19 | POSITION SWITCH METAL-ENCLOSED ROLLER CRANK, SNAP-ACTION CONTACTS 2NC M12 CONNECT.,4-POLE, FIXED, PIN ASSIGN.: PIN1=11,PIN2=12, PIN3=21,PIN4=22 NC=PIN1+2, NC=PIN3+4 MATCHING COUPLING PLUG 3RX8000-0CB45 | - | 0 | 7
3SE2120-8FV00-0AC5 |  | 3SE2120-8FV00-0AC5 | 1 | UN | 1 | 20 | D | D | N | N | 85365080 | 1 | 4011209627895 | 0.4 | KG | 158.65 | 158.65 | CP19 | CP19 | POSITION SWITCH METAL-ENCLOSED ROLLER CRANK, SNAP-ACTION CONTACTS 2NC M12 CONNECT.,5-POLE, FIXED, PIN ASSIGN.: PIN1=11,PIN2=12, PIN3=21,PIN4=22,PIN5=PE NC=PIN1+2, NC=PIN3+4 | - | 0 | 7
3SE2120-8GV00 |  | 3SE2120-8GV00 | 1 | UN | 1 | 20 | D | D | N | N | 85365080 | 1 | 4011209677401 | 0.4 | KG | 114.95 | 114.95 | CP19 | CP19 | POSITION SWITCH METAL ENCLOSURE 1XM20X1.5 SNAP-ACTION CONTACTS 2NC TWIST LEVER WITH METAL SHAFT, FINE SETTING | - | 0 | 7
3SE2120-8GW00 |  | 3SE2120-8GW00 | 1 | UN | 1 | 20 | D | D | N | N | 85365080 | 1 | 4011209580091 | 0.301 | KG | 116.85 | 116.85 | CP19 | CP19 | POSITION SWITCH, METAL SNAP-ACTION CONTACTS 2NC, IP 67 TWIST LEVER, FINELY ADJUSTABLE POSITIVE OPENING, CABLE GLAND 1X (M20 X 1.5) | - | 0 | 7
3SE2120-8GW00-0AA3 |  | 3SE2120-8GW00-0AA3 | 1 | UN | 1 | 20 | D | D | N | N | 85365080 | 1 | 4011209585935 | 0.315 | KG | 129.2 | 129.2 | CP19 | CP19 | POSITION SWITCH, METAL SNAP-ACTION CONTACTS 2NC, IP 67 TWIST LEVER, FINELY ADJUSTABLE WITH STAINLESS STEEL ROLLER CABLE GLAND 1X (M20 X 1.5) | - | 0 | 7
3SE2120-8GW00-0AC4 |  | 3SE2120-8GW00-0AC4 | 1 | UN | 1 | 20 | D | D | N | N | 85365080 | 1 | 4011209593251 | 0.304 | KG | 172.9 | 172.9 | CP19 | CP19 | POSITION SWITCH METAL-ENCLOSED TWIST HANDLE, SNAP-ACTION CONTACTS 2NC M12 CONNECT.,4-POLE, FIXED, PIN ASSIGN.: PIN1=11,PIN2=12, PIN3=21,PIN4=22 NC=PIN1+2, NC=PIN3+4 | - | 0 | 7
3SE2120-8GW00-0AC5 |  | 3SE2120-8GW00-0AC5 | 1 | UN | 1 | 20 | D | D | N | N | 85365080 | 1 | 4011209627901 | 0.315 | KG | 175.75 | 175.75 | CP19 | CP19 | POSITION SWITCH METAL-ENCLOSED TWIST HANDLE, SNAP-ACTION CONTACTS 2NC M12 CONNECT.,5-POLE, FIXED, PIN ASSIGN.: PIN1=11,PIN2=12, PIN3=21,PIN4=22,PIN5=PE NC=PIN1+2, NC=PIN3+4 MATCHING COUPLING PLUG 3RX8000-0CB55 | - | 0 | 7
3SE2120-8GW00-0AD1 |  | 3SE2120-8GW00-0AD1 | 1 | UN | 1 | 20 | D | D | N | N | 85365080 | 1 |  | 0.33 | KG | 225.15 | 225.15 | CP19 | CP19 | FINISHED COMBINATION WITH POSITION SWITCH METAL ENCLOSURE TW.LEVER FINE SETTING 10TO10DG. SNAP-ACTION CONTACTS 2NC SNAP-ACTION CONTACTS 2NC AND CONNECTOR 3SY3131, 6-POLE AND PE PIN ASSIGNMENT: PIN1=11,PIN2=12, PIN3=21,PIN4=22 NC=PIN1+2, NC=PIN3+4 PIN5 AND PIN6 NOT ASSIGNED, PE CONNECTED, A. SUITABLE CABLE PLUG 3SY3123 | - | 0 | 7
3SE2120-8GW00-0AK1 |  | 3SE2120-8GW00-0AK1 | 1 | UN | 1 | 20 | D | D | N | N | 85365080 | 1 | 4011209790056 | 0.314 | KG | 173.85 | 173.85 | CP19 | CP19 | POSITION SWITCH METAL ENCL., ROLLER CRANK W. FINE ADJUSTMENT 10 TO 10 DEGREES SNAP-ACTION CONTACTS 2NC 1XM20X1.5 WITH INCREASED ANTI-CORROSION PROTECTION AND WITH STAINLESS STEEL ROLL | - | 0 | 7
3SE2120-8RV00 |  | 3SE2120-8RV00 | 1 | UN | 1 | 20 | D | D | N | N | 85365080 | 1 | 4011209585881 | 0.23 | KG | 126.35 | 126.35 | CP19 | CP19 | POSITION SWITCH, METAL SNAP-ACTION CONTACTS 2NC, IP 67 SPRING ROD CABLE GLAND 1X (M20 X 1.5) | - | 0 | 7
3SE2120-8UW00 |  | 3SE2120-8UW00 | 1 | UN | 1 | 20 | D | D | N | N | 85365080 | 1 | 4011209580107 | 0.41 | KG | 136.8 | 136.8 | CP19 | CP19 | POSITION SWITCH, METAL SNAP-ACTION CONTACTS 2NC, IP 67 TWIST LEVER, ADJUSTABLE LENGTH CABLE GLAND 1X (M20 X 1.5) | - | 0 | 7
3SE2120-8VW00 |  | 3SE2120-8VW00 | 1 | UN | 1 | 20 | D | D | N | N | 85365080 | 1 | 4011209580114 | 0.42 | KG | 129.2 | 129.2 | CP19 | CP19 | POSITION SWITCH, METAL SNAP-ACTION CONTACTS 2NC, IP 67 ROD ACTUATOR (ALUMINUM) CABLE GLAND 1X (M20 X 1.5) | - | 0 | 7
3SE2120-8WW00 |  | 3SE2120-8WW00 | 1 | UN | 1 | 20 | D | D | N | N | 85365080 | 1 | 4011209580121 | 0.42 | KG | 128.25 | 128.25 | CP19 | CP19 | POSITION SWITCH, METAL SNAP-ACTION CONTACTS 2NC, IP 67 ROD ACTUATOR (MOULDED PLASTIC) CABLE GLAND 1X (M20 X 1.5) | - | 0 | 7
3SE2128 |  | 3SE2128 | 1 | UN | 1 | 20 | D | D | N | N | 85389099 | 1 | 4011209611290 | 0.17 | KG | 35.44 | 35.44 | CP19 | CP19 | Empty enclosure, narrow, 40 mm metal-enclosed, 1 x M20 x 1.5 without contact block without actuator head | - | 0 | 7
3SE2140-1G |  | 3SE2140-1G | 1 | UN | 1 | 20 | D | D | N | N | 85365080 | 1 | 4011209680357 | 0.534 | KG | 288.8 | 288.8 | CP19 | CP19 | Finished combination with position switch 3SE2120 Snap-action contacts 1 NO+1 NC Intermediate plate 3SY3 110 Base plate 3SY3027 and connector plug 3SY3135, 4+PE Twist lever finely adjustable | - | 0 | 7
3SE2150-1A |  | 3SE2150-1A | 1 | UN | 1 | 20 | D | D | N | N | 85365080 | 1 | 4011209680364 | 0.24 | KG | 198.55 | 198.55 | CP19 | CP19 | PREASSEMBLED COMBINATION WITH POSITION SWITCH 3SE2 120 SNAP-ACTION C. 1NO+1NC, M20X1.5; W/O ACTUATOR HEAD AND PLUG CONN. 4+PE; 3SY3 135 PIN1=TERM. 21,PIN2=22,PIN3=13 PIN4=14;PIN5=PE FOR CABLE PLUG 3SX6237 | - | 0 | 7
3SE2150-1D |  | 3SE2150-1D | 1 | UN | 1 | 20 | D | D | N | N | 85365080 | 1 | 4011209665446 | 0.298 | KG | 225.15 | 225.15 | CP19 | CP19 | PREASSEMBLED COMBINATION WITH POSITION SWITCH 3SE2 120 SNAP-ACT. CONT.1NO+1NC, M20X1.5; ROLLER PLUNGER TYPE C AND PLUG CONN.4+PE; 3SY3 135 PIN1=TERMINAL21,PIN2=22,PIN3=13 PIN4=14,PIN5=PE FOR CABLE PLUG 3SX6237 | - | 0 | 7
3SE2150-1GW |  | 3SE2150-1GW | 1 | UN | 1 | 20 | D | D | N | N | 85365080 | 1 | 4011209665453 | 0.313 | KG | 233.7 | 233.7 | CP19 | CP19 | PREASSEMBLED COMBINATION WITH POSITION SWITCH 3SE2 120 SNAP CONTACT 1NO+1NC, M20X1.5; TWIST LEVER 10 DEG. SETTING AND PLUG CONN. 4+PE; 3SY3 135 PIN1=TERMINAL21,PIN2=22,PIN3=13 PIN4=14,PIN5=PE FOR CABLE PLUG 3SX6237 | - | 0 | 7
3SE2150-1GW00-0AA3 |  | 3SE2150-1GW00-0AA3 | 1 | UN | 1 | 20 | D | D | N | N | 85365080 | 1 |  | 0.335 | KG | 245.1 | 245.1 | CP19 | CP19 | PREASSEMBL. COMBINATION W. POSITION SWITCH 3SE2 120 SNAP-ACTION C. 1NO+1NC, M20X1.5; TWIST LEVER 10DEGR. ADJUSTABLE A. CONNECTOR 3SY3 135 PIN1=TERM. 21,PIN2=22,PIN3=13 PIN4=14;PIN5=PE W. STAINLESS STEEL ROLL | - | 0 | 7
3SE2150-1UW |  | 3SE2150-1UW | 1 | UN | 1 | 20 | D | D | N | N | 85365080 | 1 | 4011209667396 | 0.346 | KG | 266.95 | 266.95 | CP19 | CP19 | PREASSEMBLED COMBINATION WITH POSITION SWITCH 3SE2 120 SNAP CONTACT 1NO+1NC, M20X1.5; TWIST LEVER ADJUSTABLE LENGTH AND PLUG CONN. 4+PE; 3SY3 135 PIN1=TERMINAL21,PIN2=22,PIN3=13 PIN4=14,PIN5=PE FOR CABLE PLUG 3SX6237 | - | 0 | 7
3SE2150-1VW |  | 3SE2150-1VW | 1 | UN | 1 | 20 | D | D | N | N | 85365080 | 1 | 4011209682030 | 0.33 | KG | 233.7 | 233.7 | CP19 | CP19 | PREASSEMBL. COMBINATION WITH POSITION SWITCH 3SE2 120 SNAP CONTACT 1NO+1NC, M20X1.5; ROD ACTUATOR WITH ALUMINUM ROD AND PLUG CONN. 4+PE; 3SY3 135 PIN1=TERMINAL21,PIN2=22,PIN3=13 PIN4=14,PIN5=PE FOR CABLE PLUG 3SX6237 | - | 0 | 7
3SE2150-7D |  | 3SE2150-7D | 1 | UN | 1 | 20 | D | D | N | N | 85365080 | 1 | 4011209680371 | 0.29 | KG | 225.15 | 225.15 | CP19 | CP19 | PREASSEMBLED COMBINATION WITH POSITION SWITCH 3SE2 120 SLOW-ACTION CONT.2NO, M20X1.5; ROLLER PLUNGER TYPE C AND PLUG CONN. 4+PE; 3SY3 135 PIN1=TERM. 21,PIN2=22,PIN3=13 PIN4=14;PIN5=PE FOR CABLE PLUG 3SX6237 | - | 0 | 7
3SE2150-8DV00-0AH3 |  | 3SE2150-8DV00-0AH3 | 1 | UN | 1 | 20 | D | D | N | N | 85365080 | 1 | 4011209682443 | 0.29 | KG | 228 | 228 | CP19 | CP19 | PREASSEMBLED COMBINATION W. POSITION SWITCH 3SE2 120 SNAP-ACTION CONT.20E,M20X1.5; ROLLER PLUNGER AND CONNECT.SOCKET4+PE;3SY3 135 PIN1=TERMIN.21,PIN2=22,PIN3=13 PIN4=14;PIN5=PE FOR CABLE BOX 3SX6237, ACTUAT.HEAD ROTATED BY 90 DEGR. | - | 0 | 7
3SE2200-0C |  | 3SE2200-0C | 1 | UN | 1 | 20 | D | D | N | N | 85365080 | 1 | 4011209529601 | 0.057 | KG | 45.22 | 45.22 | CP19 | CP19 | POSITION SWITCH IN MOLDED-PLASTIC HOUSING 30MM SLOW-ACTION CONTACTS 1NO+1NC ROUNDED PLUNGER 1 X M20 X 1.5 | - | 0 | 7
3SE2200-0CV00-0AH6 |  | 3SE2200-0CV00-0AH6 | 1 | UN | 1 | 20 | D | D | N | N | 85365080 | 1 | 4011209628328 | 0.059 | KG | 45.22 | 45.22 | CP19 | CP19 | POSITION SWITCH MOULDED, 1XM20X1.5 SLOW-ACTION CONTACTS 1NO+1NC ROLLER PLUNGER WITH CONTACT SWITCHING POINT COMING EARLIER | - | 0 | 7
3SE2200-0D |  | 3SE2200-0D | 1 | UN | 1 | 20 | D | D | N | N | 85365080 | 1 | 4011209529656 | 0.065 | KG | 57.95 | 57.95 | CP19 | CP19 | POSITION SWITCH, ENCLOSED IN MOULDED-PLASTIC HOUSING 30MM SLOW-ACTION CONTACTS 1NO+1NC ROLLER PLUNGER | - | 0 | 7
3SE2200-0DV00-0AA3 |  | 3SE2200-0DV00-0AA3 | 1 | UN | 1 | 20 | D | D | N | N | 85365080 | 1 | 4011209607279 | 0.07 | KG | 76.19 | 76.19 | CP19 | CP19 | POSITION SWITCH MOULDED-PLASTIC-SEALED 1XM20X1.5 SLOW-ACTION CONTACTS 1NO+1NC ROLLER PLUNGER WITH STAINLESS STEEL ROLL | - | 0 | 7
3SE2200-0E |  | 3SE2200-0E | 1 | UN | 1 | 20 | D | D | N | N | 85365080 | 1 | 4011209529687 | 0.064 | KG | 59.57 | 59.57 | CP19 | CP19 | POSITION SWITCH, ENCLOSED IN MOULDED-PLASTIC HOUSING 30MM SLOW-ACTION CONTACTS 1NO+1NC ROLLER LEVER | - | 0 | 7
3SE2200-0EV00-0AA3 |  | 3SE2200-0EV00-0AA3 | 1 | UN | 1 | 20 | D | D | N | N | 85365080 | 1 | 4011209593909 | 0.06 | KG | 78 | 78 | CP19 | CP19 | POSITION SWITCH MOUL. PLASTIC-SEALED, 1XM20X1.5 SLOW-ACTION CONTACTS 1NO+1NC ROLLER LEVER AND WITH STAINLESS STEEL ROLL | - | 0 | 7
3SE2200-0F |  | 3SE2200-0F | 1 | UN | 1 | 20 | D | D | N | N | 85365080 | 1 | 4011209529717 | 0.051 | KG | 59.57 | 59.57 | CP19 | CP19 | POSITION SWITCH, ENCLOSED IN MOULDED-PLASTIC HOUSING 30MM SLOW-ACTION CONTACTS 1NO+1NC ANGULAR ROLLER LEVER, 1 X M20 X 1,5 | - | 0 | 7
3SE2200-0G |  | 3SE2200-0G | 1 | UN | 1 | 20 | D | D | N | N | 85365080 | 1 | 4011209529748 | 0.082 | KG | 67.83 | 67.83 | CP19 | CP19 | POSITION SWITCH IN MOLDED PLASTIC ENCLOSURE 30MM, SLOW-ACTION CONTACTS 1NO+1NC, SWIVEL LEVER, 1 X M20 X 1.5 | - | 0 | 7
3SE2200-0GV00-0AG7 |  | 3SE2200-0GV00-0AG7 | 1 | UN | 1 | 20 | D | D | N | N | 85365080 | 1 | 4011209609105 | 0.085 | KG | 97.85 | 97.85 | CP19 | CP19 | POSITION SWITCH MOULDED-PLASTIC-SEALED ROLLER LEVER FINE ADJUSTMENT 10 TO 10 DEG. SLOW-ACTION CONTACTS 1NO+1NC 1XM20X1,5 WITH STAINLESS STEEL ROLL AND CHLORINATED RUBBER MEMBRANE | - | 0 | 7
3SE2200-0L |  | 3SE2200-0L | 1 | UN | 1 | 20 | D | D | N | N | 85365080 | 1 | 4011209529908 | 0.08 | KG | 72.01 | 72.01 | CP19 | CP19 | POSITION SWITCH, ENCLOSED IN MOULDED-PLASTIC HOUSING 30MM SLOW-ACTION CONTACTS 1NO+1NC, OVERTRAVEL PLUNGER, 1 X M20 X 1,5 | - | 0 | 7
3SE2200-0M |  | 3SE2200-0M | 1 | UN | 1 | 20 | D | D | N | N | 85365080 | 1 | 4011209529939 | 0.085 | KG | 74.01 | 74.01 | CP19 | CP19 | POSITION SWITCH, ENCLOSED IN MOULDED-PLASTIC HOUSING 30MM SLOW-ACTION CONTACTS 1NO+1NC, ROLLER PLUNGER, 1 X M20 X 1,5 | - | 0 | 7
3SE2200-0MV00-0AA3 |  | 3SE2200-0MV00-0AA3 | 1 | UN | 1 | 20 | D | D | N | N | 85365080 | 1 | 4011209593855 | 0.085 | KG | 90.44 | 90.44 | CP19 | CP19 | POSITION SWITCH MOUL. PLASTIC-SEALED, 1XM20X1.5 SLOW-ACTION CONTACTS 1NO+1NC ROLLER PLUNGE CENTRAL FIXING, WITH THREAD M18X1 AND WITH STAINL. STEEL ROLL | - | 0 | 7
3SE2200-0S |  | 3SE2200-0S | 1 | UN | 1 | 20 | D | D | N | N | 85365080 | 1 | 4011209529878 | 0.115 | KG | 80.94 | 80.94 | CP19 | CP19 | POSITION SWITCH IN MOLDED-PLASTIC HOUSING 30MM SLOW-ACTION CONTACTS 1NO+1NC, SPRING ROD, 1 X M20 X 1.5 | - | 0 | 7
3SE2200-0U |  | 3SE2200-0U | 1 | UN | 1 | 20 | D | D | N | N | 85365080 | 1 | 4011209529762 | 0.092 | KG | 77.81 | 77.81 | CP19 | CP19 | POSITION SWITCH, ENCLOSED IN MOULDED-PLASTIC HOUSING 30MM SLOW-ACTION CONTACTS 1NO+1NC, ROLLER CRANK,ADJUSTABLE LENGTH, 1 X M20 X 1,5 | - | 0 | 7
3SE2200-0UV00-0AG7 |  | 3SE2200-0UV00-0AG7 | 1 | UN | 1 | 20 | D | D | N | N | 85365080 | 1 | 4011209624962 | 0.1 | KG | 108.3 | 108.3 | CP19 | CP19 | POSITION SWITCH MOULDED PLASTIC-SEALED ROLLER LEVER LENGTH ADJUSTABLE SLOW-ACTION CONTACTS 1NO+ 1NC 1XM20X1.5 | - | 0 | 7
3SE2200-0V |  | 3SE2200-0V | 1 | UN | 1 | 20 | D | D | N | N | 85365080 | 1 | 4011209529793 | 0.096 | KG | 77.81 | 77.81 | CP19 | CP19 | POSITION SWITCH, ENCLOSED IN MOULDED-PLASTIC HOUSING 30MM SLOW-ACTION CONTACTS 1NO+1NC, ROD ACTUATOR ALUMINIUM, 1 X M20 X 1,5 | - | 0 | 7
3SE2200-0W |  | 3SE2200-0W | 1 | UN | 1 | 20 | D | D | N | N | 85365080 | 1 | 4011209529847 | 0.1 | KG | 80.94 | 80.94 | CP19 | CP19 | POSITION SWITCH, ENCLOSED IN MOULDED-PLASTIC HOUSING 30MM SLOW-ACTION CONTACTS 1NO+1NC, MOULDED PLASTIC ROD ACTUATOR, 1 X M20 X 1,5 | - | 0 | 7
3SE2200-0WV00-0AH0 |  | 3SE2200-0WV00-0AH0 | 1 | UN | 1 | 20 | D | D | N | N | 85365080 | 1 | 4011209591356 | 0.1 | KG | 89.78 | 89.78 | CP19 | CP19 | POSITION SWITCH MOUL. PLASTIC-SEALED, 1XM20X1.5 SLOW-ACTION CONTACTS 1NO+1NC ROD LEVER AUS FORMSTOFF ANSCHLUSSLEITUNG | - | 0 | 7
3SE2200-0WV00-0AL8 |  | 3SE2200-0WV00-0AL8 | 1 | UN | 1 | 20 | D | D | N | N | 85365080 | 1 | 4011209632790 | 0.14 | KG | 91.49 | 91.49 | CP19 | CP19 | POSITION SWITCH IN MOULDED-PLASTIC HOUSING 30MM SLOW-ACTIION CONTACTS 1NO+1NC, ROLLER LEVER ARM MOULDED, 1 X M20 X 1.5, L=330 MM | - | 0 | 7
3SE2200-0XC |  | 3SE2200-0XC | 1 | UN | 1 | 20 | D | D | N | N | 85365080 | 1 | 4011209557024 | 0.06 | KG | 49.69 | 49.69 | CP19 | CP19 | POSITION SWITCH SEALED IN SMALL MOUL. PLASTIC HOUSING SLOW-ACTION CONTACTS 1NO+1NC WITH ROUNDED PLUNGER METRIC THREAD | - | 0 | 7
3SE2200-0XG |  | 3SE2200-0XG | 1 | UN | 1 | 20 | D | D | N | N | 85365080 | 1 | 4011209565753 | 0.104 | KG | 85.22 | 85.22 | CP19 | CP19 | POSITION SWITCH SEALED IN SMALL MOUL. PLASTIC HOUSING SLOW-ACTION CONTACTS 1NO+1NC WITH ROUNDED PLUNGER METRIC THREAD | - | 0 | 7
3SE2200-0XJ |  | 3SE2200-0XJ | 1 | UN | 1 | 20 | D | D | N | N | 85365080 | 1 | 4011209656819 | 0.06 | KG | 66.79 | 66.79 | CP19 | CP19 | POSITION SWITCH IN PLASTIC HOUSING 31 MM LOW-ACTION CONTACTS 1NO+1NC ROLLER PLUNGER, IN HIGH DUSTY ENVIRONMENT | - | 0 | 7
3SE2200-0XX03 |  | 3SE2200-0XX03 | 1 | UN | 1 | 20 | D | D | N | N | 85365080 | 1 | 4011209533769 | 0.084 | KG | 85.41 | 85.41 | CP19 | CP19 | POSITION SWITCH MOULDED-PLASTIC ENCLOSED, OPERATION FROM THE SIDE | - | 0 | 7
3SE2200-0XX04 |  | 3SE2200-0XX04 | 1 | UN | 1 | 20 | D | D | N | N | 85365080 | 1 | 4011209533776 | 0.094 | KG | 90.44 | 90.44 | CP19 | CP19 | POSITION SWITCH MOULDED-PLASTIC ENCLOSED, OPERATION FROM THE FRONT | - | 0 | 7
3SE2200-1C |  | 3SE2200-1C | 1 | UN | 1 | 20 | D | D | N | N | 85365080 | 1 | 4011209529625 | 0.06 | KG | 45.22 | 45.22 | CP19 | CP19 | POSITION SWITCH, ENCLOSED IN MOULDED-PLASTIC HOUSING 30MM SNAP-ACTION CONTACTS 1NO+1NC, OVERTRAVEL PLUNGER | - | 0 | 7
3SE2200-1CV00-0AC4 |  | 3SE2200-1CV00-0AC4 | 1 | UN | 1 | 20 | D | D | N | N | 85365080 | 1 | 4011209608627 | 0.08 | KG | 96.9 | 96.9 | CP19 | CP19 | POSITION SWITCH MOULDED-PLASTIC ROUNDED PLUNGER, SNAP-ACTION CONTACTS 1NO+1NC M12 CONNECT.,4-POLE, FIXED, PIN ASSIGN.: PIN1=21,PIN2=22, PIN3=13,PIN4=14 NC=PIN1+2, NO=PIN3+4 MATCHING COUPLING PLUG 3RX8000-0CB45 | - | 0 | 7
3SE2200-1CV00-0AH0 |  | 3SE2200-1CV00-0AH0 | 1 | UN | 1 | 20 | D | D | N | N | 85365080 | 1 | 4011209591189 | 0.06 | KG | 54.63 | 54.63 | CP19 | CP19 | POSITION SWITCH MOUL. PLASTIC-SEALED, 1XM20X1.5 SNAP-ACTION CONTACTS 1NO+1NC ROUNDED PLUNGER FORM B WITH CHLORINATED RUBBER MEMB. | - | 0 | 7
3SE2200-1CV00-0AH1 |  | 3SE2200-1CV00-0AH1 | 1 | UN | 1 | 20 | D | D | N | N | 85365080 | 1 | 4011209627796 | 0.052 | KG | 56.72 | 56.72 | CP19 | CP19 | POSITION SWITCH 1 X M20 X 1:5 IN MOULDED PLASTIC HOUSING 30MM SNAP-ACTION CONTACTS 1NO+1NC ROLLER PLUNGER WITH PROTECTION FROM PLUNGER OVERTRAVEL | - | 0 | 7
3SE2200-1CV01 |  | 3SE2200-1CV01 | 1 | UN | 1 | 20 | D | D | N | N | 85365080 | 1 | 4011209534421 | 0.067 | KG | 49.5 | 49.5 | CP19 | CP19 | POSITION SWITCH, ENCLOSED IN MOULDED-PLASTIC HOUSING 30MM SNAP-ACTION CONTACTS 1NO+1NC, OVERTRAVEL PLUNGER | - | 0 | 7
3SE2200-1CV02 |  | 3SE2200-1CV02 | 1 | UN | 1 | 20 | D | D | N | N | 85365080 | 1 | 4011209563742 | 0.06 | KG | 53.96 | 53.96 | CP19 | CP19 | POSITION SWITCH MOLDED-PLASTIC ENCLOSURE SNAP ACTION CONTACT SNAP ACTION CONTACT 1NO+1NC 30MM X M20 X 1,5 | - | 0 | 7
3SE2200-1D |  | 3SE2200-1D | 1 | UN | 1 | 20 | D | D | N | N | 85365080 | 1 | 4011209529649 | 0.065 | KG | 57.95 | 57.95 | CP19 | CP19 | POSITION SWITCH, ENCLOSED IN MOULDED-PLASTIC HOUSING 30MM SNAP-ACTION CONTACTS 1NO+1NC, ROLLER PLUNGER | - | 0 | 7
3SE2200-1DV00-0AA3 |  | 3SE2200-1DV00-0AA3 | 1 | UN | 1 | 20 | D | D | N | N | 85365080 | 1 | 4011209625617 | 0.06 | KG | 76.19 | 76.19 | CP19 | CP19 | POSITION SWITCH MOULDED PLASTIC-SEALED, SNAP-ACTION CONTACTS 1NO+1NC ROLLER PLUNGER AND WITH STAIN. STEEL ROLLER 1XM20X1.5 | - | 0 | 7
3SE2200-1DV00-0AC4 |  | 3SE2200-1DV00-0AC4 | 1 | UN | 1 | 20 | D | D | N | N | 85365080 | 1 | 4011209593671 | 0.085 | KG | 109.25 | 109.25 | CP19 | CP19 | POSITION SWITCH MOULDED-PLASTIC ROLLER PLUNGER, SNAP-ACTION CONTACTS 1NO+1NC M12 CONNECT.,4-POLE, FIXED, PIN ASSIGN.: PIN1=21,PIN2=22, PIN3=13,PIN4=14 NC=PIN1+2, NO=PIN3+4 MATCHING COUPLING PLUG 3RX8000-0CB45 | - | 0 | 7
3SE2200-1E |  | 3SE2200-1E | 1 | UN | 1 | 20 | D | D | N | N | 85365080 | 1 | 4011209529670 | 0.065 | KG | 59.57 | 59.57 | CP19 | CP19 | POSITION SWITCH, ENCLOSED IN MOULDED-PLASTIC HOUSING 30MM SNAP-ACTION CONTACTS 1NO+1NC, ROLLER LEVER | - | 0 | 7
3SE2200-1EV00-0AA3 |  | 3SE2200-1EV00-0AA3 | 1 | UN | 1 | 20 | D | D | N | N | 85365080 | 1 | 4011209627710 | 0.07 | KG | 76.19 | 76.19 | CP19 | CP19 | POSITION SWITCH MOUL. PLASTIC-SEALED, 1XM20X1.5 SNAP-ACTION CONTACTS 1NO+1NC ROLLER LEVER AND WITH STAINLESS STEEL ROLL | - | 0 | 7
3SE2200-1EV00-0AC4 |  | 3SE2200-1EV00-0AC4 | 1 | UN | 1 | 20 | D | D | N | N | 85365080 | 1 | 4011209593688 | 0.08 | KG | 111.15 | 111.15 | CP19 | CP19 | POSITION SWITCH MOULDED-PLASTIC ROLLER LEVER, SNAP-ACTION CONTACTS 1NO+1NC M12 CONNECT.,4-POLE, FIXED, PIN ASSIGN.: PIN1=21,PIN2=22, PIN3=13,PIN4=14 NC=PIN1+2, NO=PIN3+4 MATCHING COUPLING PLUG 3RX8000-0CB45 | - | 0 | 7
3SE2200-1EV00-0AG5 |  | 3SE2200-1EV00-0AG5 | 1 | UN | 1 | 20 | D | D | N | N | 85365080 | 1 | 4011209610668 | 0.072 | KG | 72.68 | 72.68 | CP19 | CP19 | POSITION SWITCH METAL-ENCLOSED, ROLLER LEVER SNAP-ACTION CONTACTS 1NO+1NC 1XM20X1.5 WITH HEAD TURNED BY 90 DEG. CLOCKWISE AND CHLORINATED RUBBER MEMBRANE | - | 0 | 7
3SE2200-1EV00-0AK0 |  | 3SE2200-1EV00-0AK0 | 1 | UN | 1 | 20 | D | D | N | N | 85365080 | 1 | 4011209593893 | 0.061 | KG | 96.9 | 96.9 | CP19 | CP19 | POSITION SWITCH MOUL. PLASTIC-SEALED, 1XM20X1.5 SNAP-ACTION CONTACTS 1NO+1NC ROLLER LEVER WITH AUGMENT. CORROSION PROT. | - | 0 | 7
3SE2200-1F |  | 3SE2200-1F | 1 | UN | 1 | 20 | D | D | N | N | 85365080 | 1 | 4011209529700 | 0.065 | KG | 59.57 | 59.57 | CP19 | CP19 | POSITION SWITCH, ENCLOSED IN MOULDED-PLASTIC HOUSING 30MM SNAP-ACTION CONTACTS 1NO+1NC, ANGULAR ROLLER LEVER | - | 0 | 7
3SE2200-1FV00-0AA3 |  | 3SE2200-1FV00-0AA3 | 1 | UN | 1 | 20 | D | D | N | N | 85365080 | 1 | 4011209608191 | 0.065 | KG | 78 | 78 | CP19 | CP19 | POSITION SWITCH MOULDED-PLASTIC-SEALED ANGULAR ROLLER LEVER 1XM20X1.5 SNAP-ACTION CONTACTS 1NO+1NC AND WITH STAINLESS STEEL ROLL | - | 0 | 7
3SE2200-1FV00-0AC4 |  | 3SE2200-1FV00-0AC4 | 1 | UN | 1 | 20 | D | D | N | N | 85365080 | 1 | 4011209593695 | 0.1 | KG | 111.15 | 111.15 | CP19 | CP19 | POSITION SWITCH MOULDED-PLASTIC ROLLER CRANK, SNAP-ACTION CONTACTS 1NO+1NC M12 CONNECT.,4-POLE, FIXED, PIN ASSIGN.: PIN1=21,PIN2=22, PIN3=13,PIN4=14 NC=PIN1+2, NO=PIN3+4 MATCHING COUPLING PLUG 3RX8000-0CB45 | - | 0 | 7
3SE2200-1G |  | 3SE2200-1G | 1 | UN | 1 | 20 | D | D | N | N | 85365080 | 1 | 4011209529731 | 0.082 | KG | 67.83 | 67.83 | CP19 | CP19 | POSITION SWITCH IN MOLDED PLASTIC ENCLOSURE 30MM, SNAP-ACTION CONTACTS 1NO+1NC, SWIVEL LEVER 1XM20X1.5 W. PLASTIC ROLLER 13MM | - | 0 | 7
3SE2200-1GA11 |  | 3SE2200-1GA11 | 1 | UN | 1 | 20 | D | D | N | N | 85365080 | 1 | 4011209534346 | 0.117 | KG | 90.54 | 90.54 | CP19 | CP19 | HINGE SWITCHES ENCLOSED IN MOLDED PLASTIC, 1NO+1NC, SOLID SHAFT DRM 10MM, M20 X 1.5 | - | 0 | 7
3SE2200-1GA30 |  | 3SE2200-1GA30 | 1 | UN | 1 | 20 | D | D | N | N | 85365080 | 1 | 4011209565548 | 0.136 | KG | 96.9 | 96.9 | CP19 | CP19 | POSITION SWITCH MOULDED PLASTIC-SEALED 1XM20X1.5 SNAP-ACTION CONTACTS 1NO+1NC HOLLOW SHAFT, INT. DIAM.=8 MM, ACTUATING ANGLE = 5 DEG. | - | 0 | 7
3SE2200-1GA31 |  | 3SE2200-1GA31 | 1 | UN | 1 | 20 | D | D | N | N | 85365080 | 1 | 4011209565555 | 0.113 | KG | 96.9 | 96.9 | CP19 | CP19 | HINGE SWITCH MOULDED PLASTIC-SEALED 1XM20X1.5 SNAP-ACTION CONTACTS 1NO+1NC SOLID SHAFT D=10 MM, ACTUATING ANGLE = 5 DEG. | - | 0 | 7
3SE2200-1GV00-0AA3 |  | 3SE2200-1GV00-0AA3 | 1 | UN | 1 | 20 | D | D | N | N | 85365080 | 1 | 4011209645851 | 0.1 | KG | 105.45 | 105.45 | CP19 | CP19 | POSITION SWITCH PLASTIC HOUSING, 1XM20X1.5 SNAP-ACTION CONTACTS 1NO+1NC TWIST LEVER AND WITH STAINLESS-STEEL ROLLER | - | 0 | 7
3SE2200-1GV00-0AA5 |  | 3SE2200-1GV00-0AA5 | 1 | UN | 1 | 20 | D | D | N | N | 85365080 | 1 | 4011209632783 | 0.085 | KG | 76.38 | 76.38 | CP19 | CP19 | POSITION SWITCH MOLDED-PLASTIC-SEALED, ROLLER LEVER FINE ADJUSTMENT 10 TO 10 DEG. SNAP-ACTION CONTACTS 1NO+1NC 1XM20X1.5, W. PLASTIC ROLLER 30 MM | - | 0 | 7
3SE2200-1GV00-0AC4 |  | 3SE2200-1GV00-0AC4 | 1 | UN | 1 | 20 | D | D | N | N | 85365080 | 1 | 4011209593657 | 0.095 | KG | 118.75 | 118.75 | CP19 | CP19 | POSITION SWITCH MOULDED-PLASTIC TWIST HANDLE, SNAP-ACTION CONTACTS 1NO+1NC M12 CONNECT.,4-POLE, FIXED, PIN ASSIGN.: PIN1=21,PIN2=22, PIN3=13,PIN4=14 NC=PIN1+2, NO=PIN3+4 | - | 0 | 7
3SE2200-1GV00-0AH8 |  | 3SE2200-1GV00-0AH8 | 1 | UN | 1 | 20 | D | D | N | N | 85365080 | 1 | 4011209608207 | 0.095 | KG | 88.64 | 88.64 | CP19 | CP19 | POSITION SWITCH MOLDED-PLASTIC-SEALED 1XM20X1.5 SNAP-ACTION CONTACTS 1NO+1NC W. ACTUATOR HEAD TURNED BY 180 DEG CLOCKWISE AND W. STAINLESS STEEL ROLLER | - | 0 | 7
3SE2200-1L |  | 3SE2200-1L | 1 | UN | 1 | 20 | D | D | N | N | 85365080 | 1 | 4011209529892 | 0.117 | KG | 77.24 | 77.24 | CP19 | CP19 | POSITION SWITCH, 1 X M20 X 1.5 IN MOLDED-PLASTIC ENCLOSURE 30MM SNAP-ACTION CONTACTS 1NO+1NC, ROUNDED PLUNGER, CENTRAL FIXING | - | 0 | 7
3SE2200-1M |  | 3SE2200-1M | 1 | UN | 1 | 20 | D | D | N | N | 85365080 | 1 | 4011209529922 | 0.07 | KG | 74.01 | 74.01 | CP19 | CP19 | POSITION SWITCH, ENCLOSED IN MOULDED-PLASTIC HOUSING 30MM SNAP-ACTION CONTACTS 1NO+1NC, ROLLER PLUNGER | - | 0 | 7
3SE2200-1R |  | 3SE2200-1R | 1 | UN | 1 | 20 | D | D | N | N | 85365080 | 1 | 4011209529953 | 0.09 | KG | 76 | 76 | CP19 | CP19 | POSITION SWITCH, ENCLOSED IN MOULDED-PLASTIC HOUSING 30MM SNAP-ACTION CONTACTS 1NO+1NC, SPRING ROD | - | 0 | 7
3SE2200-1RV00-0AH0 |  | 3SE2200-1RV00-0AH0 | 1 | UN | 1 | 20 | D | D | N | N | 85365080 | 1 | 4011209628441 | 0.084 | KG | 87.69 | 87.69 | CP19 | CP19 | POSITION SWITCH PLASTIC SEALED, 1XM20X1.5 SNAP-ACTION CONTACTS 1NO+1NC SPRING BAR WITH CHLOR. RUBBER MEMBRANE | - | 0 | 7
3SE2200-1S |  | 3SE2200-1S | 1 | UN | 1 | 20 | D | D | N | N | 85365080 | 1 | 4011209529861 | 0.113 | KG | 80.94 | 80.94 | CP19 | CP19 | POSITION SWITCH, ENCLOSED IN MOULDED-PLASTIC HOUSING 30MM SNAP-ACTION CONTACTS 1NO+1NC, SPRING ROD | - | 0 | 7
3SE2200-1U |  | 3SE2200-1U | 1 | UN | 1 | 20 | D | D | N | N | 85365080 | 1 | 4011209520462 | 0.1 | KG | 77.81 | 77.81 | CP19 | CP19 | POSITION SWITCH, ENCLOSED IN MOULDED-PLASTIC HOUSING 30MM SNAP-ACTION CONTACTS 1NO+1NC, ROLLER CRANK,ADJUSTABLE LENGTH | - | 0 | 7
3SE2200-1UV00-0AA3 |  | 3SE2200-1UV00-0AA3 | 1 | UN | 1 | 20 | D | D | N | N | 85365080 | 1 | 4011209645868 | 0.1 | KG | 96.9 | 96.9 | CP19 | CP19 | POSITION SWITCH PLASTIC HOUSING, 1XM20X1.5 SNAP-ACTION CONTACTS 1NO+1NC TWIST LEVER ADJUSTABLE LENGTH AND WITH STAINLESS-STEEL ROLLER | - | 0 | 7
3SE2200-1UV00-0AC4 |  | 3SE2200-1UV00-0AC4 | 1 | UN | 1 | 20 | D | D | N | N | 85365080 | 1 | 4011209646407 | 0.1 | KG | 129.2 | 129.2 | CP19 | CP19 | POSITION SWITCH PLASTIC HOUS. TWIST LEVER LENGTH ADJUSTABLE., SNAP-ACTION CONTACTS 1NO+1NC M12 PLUG, 4 POLE, FIXED, PIN ASSIGN.: PIN1=21, PIN2=22, PIN3=13, PIN4=14 NC=PIN1+2, NO=PIN3+4 MATCHING COUPLING PLUG 3RX8000-0CB45 | - | 0 | 7
3SE2200-1UV00-0AH0 |  | 3SE2200-1UV00-0AH0 | 1 | UN | 1 | 20 | D | D | N | N | 85365080 | 1 | 4011209646162 | 0.1 | KG | 88.83 | 88.83 | CP19 | CP19 | POSITION SWITCH PLASTIC-CLAD, 1XM20X1.5 SNAP-ACTION CONTACTS 1NO+1NC TWIST LEVER ADJUSTABLE LENGTH WITH CHLORINE RUBBER MEMBRANE | - | 0 | 7
3SE2200-1V |  | 3SE2200-1V | 1 | UN | 1 | 20 | D | D | N | N | 85365080 | 1 | 4011209529786 | 0.11 | KG | 77.81 | 77.81 | CP19 | CP19 | POSITION SWITCH, ENCLOSED IN MOULDED-PLASTIC HOUSING 30MM SNAP-ACTION CONTACTS 1NO+1NC, ROD ACTUATOR ALUMINIUM | - | 0 | 7
3SE2200-1W |  | 3SE2200-1W | 1 | UN | 1 | 20 | D | D | N | N | 85365080 | 1 | 4011209529816 | 0.099 | KG | 80.94 | 80.94 | CP19 | CP19 | POSITION SWITCH, ENCLOSED IN MOULDED-PLASTIC HOUSING 30MM SNAP-ACTION CONTACTS 1NO+1NC, MOULDED PLASTIC ROD ACTUATOR | - | 0 | 7
3SE2200-1W-Z | X95 | 3SE2200-1W-ZX95 | 1 | UN | 1 | 20 | D | D | N | N | 85365080 | 144 | 4011209564329 | 0.085 | KG | 76.19 | 76.19 | CP19 | CP19 | POSITION SWITCH, ENCLOSED IN MOULDED-PLASTIC HOUSING 30MM SNAP-ACTION CONTACTS 1NO+1NC, MOULDED PLASTIC ROD ACTUATOR | - | 0 | 7
3SE2200-1XG |  | 3SE2200-1XG | 1 | UN | 1 | 20 | D | D | N | N | 85365080 | 1 | 4011209629158 | 0.082 | KG | 83.6 | 83.6 | CP19 | CP19 | POSITION SWITCH SEALED IN SMALL MOUL. PLASTIC HOUSING SNAP-ACTION CONTACTS 1NO+1NC WITH SWIVEL LEVER METRIC THREAD | - | 0 | 7
3SE2200-1XG-Z | X95 | 3SE2200-1XG-ZX95 | 1 | UN | 1 | 20 | D | D | N | N | 85365080 | 144 | 4011209680401 | 0.079 | KG | 73.63 | 73.63 | CP19 | CP19 | POSITIONSSCHALTER GEKAPSELT IM KLEINEN FORMSTOFFGEHAEUSE SPRUNGSCHALTGLIEDER 1S+1OE MIT SCHWENKHEBEL METRISCHES GEWINDE MEHRWEGVERPACKUNG VERPACKUNGSMENGE = 144 STUECK | - | 0 | 7
3SE2200-1XH |  | 3SE2200-1XH | 1 | UN | 1 | 20 | D | D | N | N | 85365080 | 1 | 4011209606173 | 0.063 | KG | 55.1 | 55.1 | CP19 | CP19 | POSITION SWITCH MADE OF PLASTIC WITH TEFLON PLUNGER, 31 MM CASING WIDTH, 1XM20X1.5 | - | 0 | 7
3SE2200-1XJ |  | 3SE2200-1XJ | 1 | UN | 1 | 20 | D | D | N | N | 85365080 | 1 | 4011209656826 | 0.042 | KG | 71.63 | 71.63 | CP19 | CP19 | POSITION SWITCH IN PLASTIC HOUSING 31 MM SNAP-ACTION CONTACTS 1NO+1NC ROLLER PLUNGER, IN HIGH DUSTY ENVIRONMENT | - | 0 | 7
3SE2200-1XL |  | 3SE2200-1XL | 1 | UN | 1 | 20 | D | D | N | N | 85365080 | 50 | 4011209606302 | 0.066 | KG | 11.21 | 11.21 | CP19 | CP19 | POSITION SWITCH MOULDED- PLASTIC-SEALED 1XM20X1.5 SNAP-ACTION SWITCH 1NO+1NC ROUNDED PLUNGE, WITH RETAINING PLATE, WITH SCREWS VERSION FA. RITTAL | - | 0 | 7
3SE2200-1XL02 |  | 3SE2200-1XL02 | 1 | UN | 1 | 20 | D | D | N | N | 85365080 | 50 | 4011209688490 | 0.115 | KG | 49.21 | 49.21 | CP19 | CP19 | POSITION SWITCH IN SMALL MOLDED-P. HOUSING 1XM20X1.5 SNAP-ACTION CONTACTS 1NO+1NC ROUNDED PLUNGER, W. HEIL CABLE CONNECTOR AND 0.60 M CONNECTING CABLE, NOT HALOGEN-FREE; YELLOW UL APPROVAL, DESIGN RITTAL | - | 0 | 7
3SE2200-1XL03 |  | 3SE2200-1XL03 | 1 | UN | 1 | 20 | D | D | N | N | 85365080 | 50 | 4011209606319 | 7.26 | KG | 24.23 | 24.23 | CP19 | CP19 | POSITION SWITCH MOULDED- PLASTIC-SEALED 1XM20X1.5 SNAP-ACTION SWITCH 1NO+1NC ROUNDED PLUNGE, WITH CABLE PLUG AND 0.60 M CONNECT. CABLE VERSION FA. RITTAL | - | 0 | 7
3SE2200-1XL04 |  | 3SE2200-1XL04 | 1 | UN | 1 | 20 | D | D | N | N | 85365080 | 50 | 4011209606326 | 8.24 | KG | 25.18 | 25.18 | CP19 | CP19 | POSITION SWITCH MOULDED- PLASTIC-SEALED 1XM20X1.5 SNAP-ACTION SWITCH 1NO+1NC ROUNDED PLUNGE, WITH CABLE PLUG AND 1.00 M CONNECT. CABLE VERSION FA. RITTAL | - | 0 | 7
3SE2200-1XL05 |  | 3SE2200-1XL05 | 1 | UN | 1 | 20 | D | D | N | N | 85365080 | 50 | 4011209656833 | 7.025 | KG | 26.13 | 26.13 | CP19 | CP19 | POSITION SWITCH MOULDED- PLASTIC-SEALED 1XM20X1.5 SNAP-ACTION SWITCH 1NO+1NC ROUNDED PLUNGE, WITH CABLE PLUG AND 0.60 M CONNECT. CABLE HALOGEN FREE, YELLOW VERSION FA. RITTAL | - | 0 | 7
3SE2200-1XL06 |  | 3SE2200-1XL06 | 1 | UN | 1 | 20 | D | D | N | N | 85365080 | 50 | 4011209606333 | 0.155 | KG | 26.98 | 26.98 | CP19 | CP19 | POSITION SWITCH MOULDED- PLASTIC-SEALED 1XM20X1.5 SNAP-ACTION SWITCH 1NO+1NC ROUNDED PLUNGE, WITH CABLE PLUG AND 1.00 M CONNECT. CABLE HALOGEN FREE, 6-POLIG UND PE VERSION FA. RITTAL | - | 0 | 7
3SE2200-1XL07 |  | 3SE2200-1XL07 | 1 | UN | 1 | 31 | X | D | N | N | 85365080 | 1 | 4011209606296 | 0.155 | KG | 37.72 | 37.72 | CP19 | CP19 | POSITION SWITCH MOULDED- PLASTIC-SEALED 1XM20X1.5 SNAP-ACTION SWITCH 1NO+1NC ROUNDED PLUNGE, WITH CABLE PLUG AND 1.00 M CONNECT. CABLE PROTEC VERSION FA. RITTAL | - | 0 | 7
3SE2200-1XL08 |  | 3SE2200-1XL08 | 1 | UN | 1 | 20 | D | D | N | N | 85365080 | 1 | 4011209606289 | 9.457 | KG | 32.11 | 32.11 | CP19 | CP19 | POSITION SWITCH MOULDED- PLASTIC-SEALED 1XM20X1.5 SNAP-ACTION SWITCH 1NO+1NC ROUNDED PLUNGE, WITH CABLE PLUG AND 0.30 M CONNECT. CABLE VERSION FA. RITTAL | - | 0 | 7
3SE2200-1XL16 |  | 3SE2200-1XL16 | 1 | UN | 1 | 20 | D | D | N | N | 85365080 | 1 | 4011209606616 | 0.244 | KG | 78.85 | 78.85 | CP19 | CP19 | POSITION SWITCH MOULDED-PLASTIC-SEALED 1XM20X1.5 SNAP-ACTION CONTACTS 1NO+1NC TWIST HANDLE LENGTH ADJUSTABLE BENDED VERSION FA. RITTAL | - | 0 | 7
3SE2200-1XL17 |  | 3SE2200-1XL17 | 1 | UN | 1 | 20 | D | D | N | N | 85365080 | 1 | 4011209606609 | 0.105 | KG | 69.45 | 69.45 | CP19 | CP19 | POSITION SWITCH MOULDED-PLASTIC-SEALED 1XM20X1.5 SNAP-ACTION CONTACTS 1NO+1NC TWIST HANDLE FINE ADJUSTABLE NEUTRAL INDIVIDUAL PACKING, WITHOUT INSERTABLE LABEL, IDENTIFICATION OF THE CARTON WITH THE WA.-NO. 0005403222/000001 WITHOUT RITTAL PRINTED ON PLASTIC HOUSING, WITH RETAINING PLATE, WITH 2 SCREWS | - | 0 | 7
3SE2200-1XL21 |  | 3SE2200-1XL21 | 1 | UN | 1 | 20 | D | D | N | N | 85365080 | 50 | 4011209688506 | 0.126 | KG | 41.8 | 41.8 | CP19 | CP19 | POSITION SWITCH IN SMALL MOLDED-PLASTIC HOUSING 1XM20X1.5 SNAP-ACTION CONTACT 1NO+1NC OVERTRAVEL PLUNGER, WITH CABLE CONNECTOR FROM HEIL AND 0.60 M CONNECTING CABLE, NOT HALOGEN-FREE, YELLOW WITHOUT UL APPROVAL, VERSION RITTAL | - | 0 | 7
3SE2200-1XN |  | 3SE2200-1XN | 1 | UN | 1 | 20 | D | D | N | N | 85365080 | 1 | 4011209637580 | 0.038 | KG | 33.63 | 33.63 | CP19 | CP19 | POSITION SWITCH MOULDED- PLASTIC-SEALED 1XM20X1.5 SNAP-ACTION SWITCH 1NO+1NC ROUNDED PLUNGE, AND CHLORINATED RUBBER MEMB., HDM VERSION | - | 0 | 7
3SE2200-3C |  | 3SE2200-3C | 1 | UN | 1 | 20 | D | D | N | N | 85365080 | 1 | 4011209529632 | 0.06 | KG | 48.26 | 48.26 | CP19 | CP19 | POSITION SWITCH, ENCLOSED IN MOULDED-PLASTIC HOUSING 30MM SLOW-ACTION CONTACTS 1NO+1NC, MAKE-BEFORE-BREAK CONTACTS, OVERTRAVEL PLUNGER, 1 X M20 X 1,5 | - | 0 | 0
3SE2200-3D |  | 3SE2200-3D | 1 | UN | 1 | 20 | D | D | N | N | 85365080 | 1 | 4011209529663 | 0.058 | KG | 60.33 | 60.33 | CP19 | CP19 | POSITION SWITCH, ENCLOSED IN MOULDED-PLASTIC HOUSING 30MM SLOW-ACTION CONTACTS 1NO+1NC, MAKE-BEFORE-BREAK CONTACTS, ROLLER PLUNGER, 1 X M20 X 1,5 | - | 0 | 0
3SE2200-3E |  | 3SE2200-3E | 1 | UN | 1 | 20 | D | D | N | N | 85365080 | 1 | 4011209529694 | 0.07 | KG | 62.61 | 62.61 | CP19 | CP19 | POSITION SWITCH, ENCLOSED IN MOULDED-PLASTIC HOUSING 30MM SLOW-ACTION CONTACTS 1NO+1NC, MAKE-BEFORE-BREAK CONTACTS, ROLLER LEVER, 1 X M20 X 1,5 | - | 0 | 0
3SE2200-3F |  | 3SE2200-3F | 1 | UN | 1 | 20 | D | D | N | N | 85365080 | 1 | 4011209529724 | 0.065 | KG | 62.61 | 62.61 | CP19 | CP19 | POSITION SWITCH, ENCLOSED IN MOULDED-PLASTIC HOUSING 30MM SLOW-ACTION CONTACTS 1NO+1NC, MAKE-BEFORE-BREAK CONTACTS, ANGULAR ROLLER LEVER, 1 X M20 X 1,5 | - | 0 | 0
3SE2200-3G |  | 3SE2200-3G | 1 | UN | 1 | 20 | D | D | N | N | 85365080 | 1 | 4011209529755 | 0.081 | KG | 70.87 | 70.87 | CP19 | CP19 | POSITION SWITCH IN MOLDED PLASTIC ENCLOSURE 30MM SLOW-ACTION CONTACTS 1NO+1NC, W. CONTACT OVERLAP, SWIVEL LEVER, 1 X M20 X 1.5 | - | 0 | 0
3SE2200-3L |  | 3SE2200-3L | 1 | UN | 1 | 20 | D | D | N | N | 85365080 | 1 | 4011209529915 | 0.07 | KG | 72.01 | 72.01 | CP19 | CP19 | POSITION SWITCH, ENCLOSED IN MOULDED-PLASTIC HOUSING 30MM SLOW-ACTION CONTACTS 1NO+1NC, MAKE-BEFORE-BREAK CONTACTS, OVERTR.PLUNGER W.CENTR.MOUNTG., 1 X M20 X 1,5 | - | 0 | 0
3SE2200-3M |  | 3SE2200-3M | 1 | UN | 1 | 20 | D | D | N | N | 85365080 | 1 | 4011209529946 | 0.085 | KG | 76.38 | 76.38 | CP19 | CP19 | POSITION SWITCH, ENCLOSED IN MOULDED-PLASTIC HOUSING 30MM SLOW-ACTION CONTACTS 1NO+1NC, MAKE-BEFORE-BREAK CONTACTS, ROLLER PLUNGER,W.CENTR.MOUNTING 1 X M20 X 1,5 | - | 0 | 0
3SE2200-3S |  | 3SE2200-3S | 1 | UN | 1 | 20 | D | D | N | N | 85365080 | 1 | 4011209529885 | 0.07 | KG | 82.56 | 82.56 | CP19 | CP19 | POSITION SWITCH IN MOLDED-PLASTIC HOUSING 30MM SLOW-ACTION CONTACTS 1NO+1NC, MAKE-BEFORE-BREAK FEATURE, SPRING ROD, 1 X M20 X 1.5 | - | 0 | 0
3SE2200-3U |  | 3SE2200-3U | 1 | UN | 1 | 20 | D | D | N | N | 85365080 | 1 | 4011209529779 | 0.1 | KG | 80.94 | 80.94 | CP19 | CP19 | POSITION SWITCH, ENCLOSED IN MOULDED-PLASTIC HOUSING 30MM SLOW-ACTION CONTACTS 1NO+1NC, MAKE-BEFORE-BREAK CONTACTS, ROLLER CRANK, ADJUSTABLE LENGTH 1 X M20 X 1,5 | - | 0 | 0
3SE2200-3V |  | 3SE2200-3V | 1 | UN | 1 | 20 | D | D | N | N | 85365080 | 1 | 4011209529809 | 0.7 | KG | 79.33 | 79.33 | CP19 | CP19 | POSITION SWITCH, ENCLOSED IN MOULDED-PLASTIC HOUSING 30MM SLOW-ACTION CONTACTS 1NO+1NC, MAKE-BEFORE-BREAK CONTACTS, ALUMINIUM ROD, 1 X M20 X 1,5 | - | 0 | 0
3SE2200-3W |  | 3SE2200-3W | 1 | UN | 1 | 20 | D | D | N | N | 85365080 | 1 | 4011209529854 | 0.7 | KG | 82.56 | 82.56 | CP19 | CP19 | POSITION SWITCH, ENCLOSED IN MOULDED-PLASTIC HOUSING 30MM SLOW-ACTION CONTACTS 1NO+1NC, MAKE-BEFORE-BREAK CONTACTS, MOULDED PLASTIC ROD ACTUATOR, 1 X M20 X 1,5 | - | 0 | 0
3SE2200-6C |  | 3SE2200-6C | 1 | UN | 1 | 20 | D | D | N | N | 85365080 | 1 | 4011209529960 | 0.065 | KG | 45.22 | 45.22 | CP19 | CP19 | POSITION SWITCH ENCLOSED IN MOULDED-PLASTIC HOUSING 30MM SLOW-ACTION CONTACTS 2NC, OVERTRAVEL PLUNGER, 1 X M20 X 1,5 | - | 0 | 7
3SE2200-6D |  | 3SE2200-6D | 1 | UN | 1 | 20 | D | D | N | N | 85365080 | 1 | 4011209529984 | 0.065 | KG | 57.95 | 57.95 | CP19 | CP19 | POSITION SWITCH ENCLOSED IN MOULDED-PLASTIC HOUSING 30MM, SLOW-ACTION CONTACTS 2NC, ROLLER PLUNGER, 1 X M20 X 1,5 | - | 0 | 7
3SE2200-6E |  | 3SE2200-6E | 1 | UN | 1 | 20 | D | D | N | N | 85365080 | 1 | 4011209530003 | 0.06 | KG | 59.57 | 59.57 | CP19 | CP19 | POSITION SWITCH ENCLOSED IN MOULDED-PLASTIC HOUSING 30MM, SLOW-ACTION CONTACTS 2NC, ROLLER LEVER, 1 X M20 X 1,5 | - | 0 | 7
3SE2200-6F |  | 3SE2200-6F | 1 | UN | 1 | 20 | D | D | N | N | 85365080 | 1 | 4011209530027 | 0.06 | KG | 59.57 | 59.57 | CP19 | CP19 | POSITION SWITCH ENCLOSED IN MOULDED-PLASTIC HOUSING 30MM SLOW-ACTION CONTACTS 2NC ANGULAR ROLLER LEVER | - | 0 | 7
3SE2200-6G |  | 3SE2200-6G | 1 | UN | 1 | 20 | D | D | N | N | 85365080 | 1 | 4011209547704 | 0.082 | KG | 67.83 | 67.83 | CP19 | CP19 | POSITION SWITCH IN MOLDED PLASTIC ENCLOSURE 30MM, SLOW-ACTION CONTACTS 2NC, SWIVEL LEVER, 1 X M20 X 1.5 | - | 0 | 7
3SE2200-6L |  | 3SE2200-6L | 1 | UN | 1 | 20 | D | D | N | N | 85365080 | 1 | 4011209530126 | 0.05 | KG | 72.01 | 72.01 | CP19 | CP19 | POSITION SWITCH ENCLOSED IN MOULDED-PLASTIC HOUSING 30MM SLOW-ACTION CONTACTS 2NC OVERTRAVEL PLUNGER | - | 0 | 7
3SE2200-6M |  | 3SE2200-6M | 1 | UN | 1 | 20 | D | D | N | N | 85365080 | 1 | 4011209530140 | 0.09 | KG | 74.01 | 74.01 | CP19 | CP19 | POSITION SWITCH IN MOLDED-PLASTIC ENCLOS. 30MM, SLOW-ACTION CONTACTS 2NC, ROLLER PLUNGER, 1 X M20 X 1.5 WITH MAIN MOUNTING M18 X 1 | - | 0 | 7
3SE2200-6S |  | 3SE2200-6S | 1 | UN | 1 | 20 | D | D | N | N | 85365080 | 1 | 4011209530102 | 0.11 | KG | 80.94 | 80.94 | CP19 | CP19 | POSITION SWITCH ENCLOSED IN MOULDED-PLASTIC HOUSING 30MM SLOW-ACTION CONTACTS 2NC SPRING ROD | - | 0 | 7
3SE2200-6U |  | 3SE2200-6U | 1 | UN | 1 | 20 | D | D | N | N | 85365080 | 1 | 4011209530041 | 0.095 | KG | 77.81 | 77.81 | CP19 | CP19 | POSITION SWITCH ENCLOSED IN MOULDED-PLASTIC HOUSING 30MM, SLOW-ACTION CONTACTS 2NC, ROLLER CRANK,ADJUSTABLE LENGTH 1 X M20 X 1,5 | - | 0 | 7
3SE2200-6V |  | 3SE2200-6V | 1 | UN | 1 | 20 | D | D | N | N | 85365080 | 1 | 4011209530089 | 0.105 | KG | 77.81 | 77.81 | CP19 | CP19 | POSITION SWITCH ENCLOSED IN MOULDED-PLASTIC HOUSING 30MM, SLOW-ACTION CONTACTS 2NC, ALUMINIUM ROD, 1 X M20 X 1,5 | - | 0 | 7
3SE2200-6W |  | 3SE2200-6W | 1 | UN | 1 | 20 | D | D | N | N | 85365080 | 1 | 4011209530065 | 0.105 | KG | 80.94 | 80.94 | CP19 | CP19 | POSITION SWITCH ENCLOSED IN MOULDED-PLASTIC HOUSING 30MM, SLOW-ACTION CONTACTS 2NC, ROD ACTUATOR, 1 X M20 X 1,5 | - | 0 | 7
3SE2200-6XL |  | 3SE2200-6XL | 1 | UN | 1 | 20 | D | D | N | N | 85365080 | 1 | 4011209606272 | 0.076 | KG | 16.06 | 16.06 | CP19 | CP19 | POSITION SWITCH MOULDED- PLASTIC-SEALED 1XM20X1.5 SLOW-MOTION CONTACT 2NC ROUNDED PLUNGE, VERSION FA. RITTAL | - | 0 | 7
3SE2200-6XX03 |  | 3SE2200-6XX03 | 1 | UN | 1 | 20 | D | D | N | N | 85365080 | 1 | 4011209543508 | 0.08 | KG | 85.41 | 85.41 | CP19 | CP19 | POSITION SWITCH WITH SEPARATE ACTUATOR IN SMALL MOLDED PLAST.ENCLOS. LATERAL ACTUATION SLOW MOTION CONTACTS 2NC, 1XM20X1.5 | - | 0 | 7
3SE2200-6XX04 |  | 3SE2200-6XX04 | 1 | UN | 1 | 20 | D | D | N | N | 85365080 | 1 | 4011209546080 | 0.1 | KG | 90.44 | 90.44 | CP19 | CP19 | POSITION SWITCH MOULDED-PLASTIC ENCLOSED, OPERATION FROM THE FRONT | - | 0 | 7
3SE2200-7C |  | 3SE2200-7C | 1 | UN | 1 | 20 | D | D | N | N | 85365080 | 1 | 4011209529977 | 0.051 | KG | 45.22 | 45.22 | CP19 | CP19 | POSITION SWITCH ENCLOSED IN MOULDED-PLASTIC HOUSING 30MM, SLOW ACTION CONTACTS 2N0, OVERTRAVEL PLUNGER, 1 X M20 X 1,5 | - | 0 | 0
3SE2200-7D |  | 3SE2200-7D | 1 | UN | 1 | 20 | D | D | N | N | 85365080 | 1 | 4011209529991 | 0.064 | KG | 57.95 | 57.95 | CP19 | CP19 | POSITION SWITCH ENCLOSED IN MOULDED-PLASTIC HOUSING 30MM SLOW ACTION CONTACTS 2N0, ROLLER PLUNGER, 1 X M20 X 1,5 | - | 0 | 0
3SE2200-7E |  | 3SE2200-7E | 1 | UN | 1 | 20 | D | D | N | N | 85365080 | 1 | 4011209530010 | 0.063 | KG | 59.57 | 59.57 | CP19 | CP19 | POSITION SWITCH ENCLOSED IN MOULDED-PLASTIC HOUSING 30MM SLOW ACTION CONTACTS 2N0, ROLLER LEVER, 1 X M20 X 1,5 | - | 0 | 0
3SE2200-7F |  | 3SE2200-7F | 1 | UN | 1 | 20 | D | D | N | N | 85365080 | 1 | 4011209530034 | 0.064 | KG | 59.57 | 59.57 | CP19 | CP19 | POSITION SWITCH ENCLOSED IN MOULDED-PLASTIC HOUSING 30MM SLOW ACTION CONTACTS 2N0, ANGULAR ROLLER LEVER, 1 X M20 X 1,5 | - | 0 | 0
3SE2200-7G |  | 3SE2200-7G | 1 | UN | 1 | 20 | D | D | N | N | 85365080 | 1 | 4011209544703 | 0.079 | KG | 67.83 | 67.83 | CP19 | CP19 | POSITION SWITCH IN MOLDED PLASTIC ENCLOSURE 30MM SLOW-ACTION CONTACTS 2NO, SWIVEL LEVER, 1 X M20 X 1.5 | - | 0 | 0
3SE2200-7L |  | 3SE2200-7L | 1 | UN | 1 | 20 | D | D | N | N | 85365080 | 1 | 4011209530133 | 0.05 | KG | 72.01 | 72.01 | CP19 | CP19 | POSITION SWITCH ENCLOSED IN MOULDED-PLASTIC HOUSING 30MM SLOW ACTION CONTACTS 2N0, OVERTRAVEL PLUNGER, 1 X M20 X 1,5 | - | 0 | 0
3SE2200-7M |  | 3SE2200-7M | 1 | UN | 1 | 20 | D | D | N | N | 85365080 | 1 | 4011209530157 | 0.085 | KG | 74.01 | 74.01 | CP19 | CP19 | POSITION SWITCH ENCLOSED IN MOULDED-PLASTIC HOUSING 30MM SLOW ACTION CONTACTS 2N0, ROLLER PLUNGER, 1 X M20 X 1,5 | - | 0 | 0
3SE2200-7S |  | 3SE2200-7S | 1 | UN | 1 | 20 | D | D | N | N | 85365080 | 1 | 4011209530119 | 0.11 | KG | 80.94 | 80.94 | CP19 | CP19 | POSITION SWITCH ENCLOSED IN MOULDED-PLASTIC HOUSING 30MM SLOW ACTION CONTACTS 2N0, SPRING ROD, 1 X M20 X 1,5 | - | 0 | 0
3SE2200-7U |  | 3SE2200-7U | 1 | UN | 1 | 20 | D | D | N | N | 85365080 | 1 | 4011209530058 | 0.1 | KG | 77.81 | 77.81 | CP19 | CP19 | POSITION SWITCH ENCLOSED IN MOULDED-PLASTIC HOUSING 30MM SLOW ACTION CONTACTS 2N0 ROLLER CRANK,ADJUSTABLE LENGTH | - | 0 | 0
3SE2200-7V |  | 3SE2200-7V | 1 | UN | 1 | 20 | D | D | N | N | 85365080 | 1 | 4011209530096 | 0.126 | KG | 77.81 | 77.81 | CP19 | CP19 | POSITION SWITCH ENCLOSED IN MOULDED-PLASTIC HOUSING 30MM SLOW ACTION CONTACTS 2N0, ALUMINIUM ROD, 1 X M20 X 1,5 | - | 0 | 0
3SE2200-7W |  | 3SE2200-7W | 1 | UN | 1 | 20 | D | D | N | N | 85365080 | 1 | 4011209530072 | 0.1 | KG | 80.94 | 80.94 | CP19 | CP19 | POSITION SWITCH ENCLOSED IN MOULDED-PLASTIC HOUSING 30MM SLOW ACTION CONTACTS 2N0, ROD ACTUATOR, 1 X M20 X 1,5 | - | 0 | 0
3SE2200-8CV00 |  | 3SE2200-8CV00 | 1 | UN | 1 | 20 | D | D | N | N | 85365080 | 1 | 4011209580138 | 0.06 | KG | 45.22 | 45.22 | CP19 | CP19 | POS. SWITCH, MOULDED PLASTIC SNAP-ACTION CONTACTS 2NC, IP 67 ROUNDED PLUNGER POSITIVE OPENING, CABLE GLAND 1X (M20 X 1.5) | - | 0 | 7
3SE2200-8CV00-0AC4 |  | 3SE2200-8CV00-0AC4 | 1 | UN | 1 | 20 | D | D | N | N | 85365080 | 1 | 4011209593718 | 0.1 | KG | 96.9 | 96.9 | CP19 | CP19 | POSITION SWITCH MOULDED-PLASTIC ROUNDED PLUNGER, SNAP-ACTION CONTACTS 2NC M12 CONNECT.,4-POLE, FIXED, PIN ASSIGN.: PIN1=11,PIN2=12, PIN3=21,PIN4=22 NC=PIN1+2, NC=PIN3+4 MATCHING COUPLING PLUG 3RX8000-0CB45 | - | 0 | 7
3SE2200-8CV05 |  | 3SE2200-8CV05 | 1 | UN | 1 | 20 | D | D | N | N | 85365080 | 1 |  | 0.06 | KG | 45.41 | 45.41 | CP19 | CP19 | POSITION SWITCH, MOLDED PLASTIC SNAP-ACTION CONTACTS 2NC, IP67 ROUNDED PLUNGER POSITIVE OPENING, CABLE GLAND 1X(M20X1.5) WITH LOCKING PLUG | - | 0 | 7
3SE2200-8DV00 |  | 3SE2200-8DV00 | 1 | UN | 1 | 20 | D | D | N | N | 85365080 | 1 | 4011209580145 | 0.105 | KG | 57.95 | 57.95 | CP19 | CP19 | POS. SWITCH, MOULDED PLASTIC SNAP-ACTION CONTACTS 2NC, IP 67 ROLLER PLUNGER POSITIVE OPENING, CABLE GLAND 1X (M20 X 1.5) | - | 0 | 7
3SE2200-8DV00-0AC4 |  | 3SE2200-8DV00-0AC4 | 1 | UN | 1 | 20 | D | D | N | N | 85365080 | 1 | 4011209593701 | 0.1 | KG | 109.25 | 109.25 | CP19 | CP19 | POSITION SWITCH MOULDED-PLASTIC ROLLER PLUNGER, SNAP-ACTION CONTACTS 2NC M12 CONNECT.,4-POLE, FIXED, PIN ASSIGN.: PIN1=11,PIN2=12, PIN3=21,PIN4=22 NC=PIN1+2, NC=PIN3+4 | - | 0 | 7
3SE2200-8EV00 |  | 3SE2200-8EV00 | 1 | UN | 1 | 20 | D | D | N | N | 85365080 | 1 | 4011209580152 | 0.105 | KG | 59.57 | 59.57 | CP19 | CP19 | POS. SWITCH, MOULDED PLASTIC SNAP-ACTION CONTACTS 2NC, IP 67 ROLLER LEVER POSITIVE OPENING, CABLE GLAND 1X (M20 X 1.5) | - | 0 | 7
3SE2200-8EV00-0AA3 |  | 3SE2200-8EV00-0AA3 | 1 | UN | 1 | 20 | D | D | N | N | 85365080 | 1 | 4011209607170 | 0.11 | KG | 78 | 78 | CP19 | CP19 | POSITION SWITCH MOULDED-PLASTIC-SEALED 1XM20X1.5 SNAP-ACTION CONTACTS 2NC ROLLER CRANK WITH STAINLESS STEEL ROLL | - | 0 | 7
3SE2200-8EV00-0AC4 |  | 3SE2200-8EV00-0AC4 | 1 | UN | 1 | 20 | D | D | N | N | 85365080 | 1 | 4011209593725 | 0.105 | KG | 111.15 | 111.15 | CP19 | CP19 | POSITION SWITCH MOULDED-PLASTIC ROLLER LEVER, SNAP-ACTION CONTACTS 2NC M12 CONNECT.,4-POLE, FIXED, PIN ASSIGN.: PIN1=11,PIN2=12, PIN3=21,PIN4=22 NC=PIN1+2, NC=PIN3+4 MATCHING COUPLING PLUG 3RX8000-0CB45 | - | 0 | 7
3SE2200-8FV00 |  | 3SE2200-8FV00 | 1 | UN | 1 | 20 | D | D | N | N | 85365080 | 1 | 4011209580169 | 0.105 | KG | 59.57 | 59.57 | CP19 | CP19 | POS. SWITCH, MOULDED PLASTIC SNAP-ACTION CONTACTS 2NC, IP 67 ANGULAR ROLLER LEVER POSITIVE OPENING, CABLE GLAND 1X (M20 X 1.5) | - | 0 | 7
3SE2200-8FV00-0AC4 |  | 3SE2200-8FV00-0AC4 | 1 | UN | 1 | 20 | D | D | N | N | 85365080 | 1 | 4011209593732 | 0.105 | KG | 111.15 | 111.15 | CP19 | CP19 | POSITION SWITCH MOULDED-PLASTIC ROLLER CRANK, SNAP-ACTION CONTACTS 2NC M12 CONNECT.,4-POLE, FIXED, PIN ASSIGN.: PIN1=11,PIN2=12, PIN3=21,PIN4=22 NC=PIN1+2, NC=PIN3+4 | - | 0 | 7
3SE2200-8GV00 |  | 3SE2200-8GV00 | 1 | UN | 1 | 20 | D | D | N | N | 85365080 | 1 | 4011209580176 | 0.135 | KG | 67.83 | 67.83 | CP19 | CP19 | POS. SWITCH, MOULDED PLASTIC SNAP-ACTION CONTACTS 2NC, IP 67 TWIST LEVER, FINELY ADJUSTABLE POSITIVE OPENING, CABLE GLAND 1X (M20 X 1.5) | - | 0 | 7
3SE2200-8GV00-0AC4 |  | 3SE2200-8GV00-0AC4 | 1 | UN | 1 | 20 | D | D | N | N | 85365080 | 1 | 4011209593749 | 0.135 | KG | 118.75 | 118.75 | CP19 | CP19 | POSITION SWITCH MOULDED-PLASTIC SWIVEL LEVER, SNAP-ACTION CONTACTS 2NC M12 CONNECT.,4-POLE, FIXED, PIN ASSIGN.: PIN1=11,PIN2=12, PIN3=21,PIN4=22 NC=PIN1+2, NC=PIN3+4 | - | 0 | 7
3SE2200-8RV00 |  | 3SE2200-8RV00 | 1 | UN | 1 | 20 | D | D | N | N | 85365080 | 1 | 4011209580183 | 0.125 | KG | 76 | 76 | CP19 | CP19 | POS. SWITCH, MOULDED PLASTIC SNAP-ACTION CONTACTS 2NC, IP 67 SPRING ROD CABLE GLAND 1X (M20 X 1.5) | - | 0 | 7
3SE2200-8SV00 |  | 3SE2200-8SV00 | 1 | UN | 1 | 20 | D | D | N | N | 85365080 | 1 | 4011209585867 | 0.09 | KG | 80.94 | 80.94 | CP19 | CP19 | POS. SWITCH, MOULDED PLASTIC SNAP-ACTION CONTACTS 2NC, IP 67 SPRING ROD CABLE GLAND 1X (M20 X 1.5) | - | 0 | 7
3SE2200-8UV00 |  | 3SE2200-8UV00 | 1 | UN | 1 | 20 | D | D | N | N | 85365080 | 1 | 4011209580190 | 0.15 | KG | 77.81 | 77.81 | CP19 | CP19 | POS. SWITCH, MOULDED PLASTIC SNAP-ACTION CONTACTS 2NC, IP 67 TWIST LEVER, ADJUSTABLE LENGTH CABLE GLAND 1X (M20 X 1.5) | - | 0 | 7
3SE2200-8VV00 |  | 3SE2200-8VV00 | 1 | UN | 1 | 20 | D | D | N | N | 85365080 | 1 | 4011209580213 | 0.17 | KG | 77.81 | 77.81 | CP19 | CP19 | POS. SWITCH, MOULDED PLASTIC SNAP-ACTION CONTACTS 2NC, IP 67 ROD ACTUATOR (ALUMINUM) CABLE GLAND 1X (M20 X 1.5) | - | 0 | 7
3SE2200-8WV00 |  | 3SE2200-8WV00 | 1 | UN | 1 | 20 | D | D | N | N | 85365080 | 1 | 4011209628939 | 0.16 | KG | 80.94 | 80.94 | CP19 | CP19 | POS. SWITCH, MOULDED PLASTIC SNAP-ACTION CONTACTS 2NC, IP 67 ROD ACTUATOR (MOULDED PLASTIC) CABLE GLAND 1X (M20 X 1.5) | - | 0 | 7
3SE2200-8XL |  | 3SE2200-8XL | 1 | UN | 1 | 20 | D | D | N | N | 85365080 | 1 | 4011209656840 | 0.078 | KG | 48.36 | 48.36 | CP19 | CP19 | POSITION SWITCH IN SMALL PLASTIC HOUSING 1XM20X1.5 SNAP-ACTION CONTACTS 2NC OVERTRAVEL PLUNGER, WITH HOLDING PLATE, WITH SCREWS DESIGN CO. RITTAL | - | 0 | 7
3SE2210-0C |  | 3SE2210-0C | 1 | UN | 1 | 20 | D | D | N | N | 85365080 | 1 | 4011209530270 | 0.077 | KG | 58.71 | 58.71 | CP19 | CP19 | POSITION SWITCH, ENCLOSED IN MOULDED-PLASTIC HOUSING 50MM SLOW-ACTION CONTACTS 1NO+1NC, OVERTRAVEL PLUNGER, 2 X M20 X 1,5 | - | 0 | 7
3SE2210-0D |  | 3SE2210-0D | 1 | UN | 1 | 20 | D | D | N | N | 85365080 | 1 | 4011209530355 | 0.085 | KG | 71.25 | 71.25 | CP19 | CP19 | POSITION SWITCH, ENCLOSED IN MOULDED-PLASTIC HOUSING 50MM SLOW-ACTION CONTACTS 1NO+1NC, ROLLER PLUNGER, 2 X M20 X 1,5 | - | 0 | 7
3SE2210-0E |  | 3SE2210-0E | 1 | UN | 1 | 20 | D | D | N | N | 85365080 | 1 | 4011209530386 | 0.077 | KG | 73.06 | 73.06 | CP19 | CP19 | POSITION SWITCH, ENCLOSED IN MOULDED-PLASTIC HOUSING 50MM SLOW-ACTION CONTACTS 1NO+1NC, ROLLER LEVER, 2 X M20 X 1,5 | - | 0 | 7
3SE2210-0F |  | 3SE2210-0F | 1 | UN | 1 | 20 | D | D | N | N | 85365080 | 1 | 4011209530416 | 0.085 | KG | 73.06 | 73.06 | CP19 | CP19 | POSITION SWITCH, ENCAPSULATED IN MOULDED PLASTIC ENCL. 50 MM SLOW-ACTION CONTACTS 1 NO+1 NC ANGULAR ROLLER LEVER, 2 X M20 X 1.5 | - | 0 | 7
3SE2210-0G |  | 3SE2210-0G | 1 | UN | 1 | 20 | D | D | N | N | 85365080 | 1 | 4011209530447 | 0.1 | KG | 81.7 | 81.7 | CP19 | CP19 | POSITION SWITCH, ENCLOSED IN MOULDED-PLASTIC HOUSING 50MM SLOW-ACTION CONTACTS 1NO+1NC, ROLLER CRANK, 2 X M20 X 1,5 | - | 0 | 7
3SE2210-0GV00-0AA3 |  | 3SE2210-0GV00-0AA3 | 1 | UN | 1 | 20 | D | D | N | N | 85365080 | 1 | 4011209592742 | 0.1 | KG | 97.85 | 97.85 | CP19 | CP19 | POSITION SWITCH MOUL. PLASTIC-SEALED, 2XM20X1.5 SLOW-ACTION CONTACTS 1NO+1NC SWIVEL LEVER WITH STAINLESS STEEL ROLL | - | 0 | 7
3SE2210-0L |  | 3SE2210-0L | 1 | UN | 1 | 20 | D | D | N | N | 85365080 | 1 | 4011209530478 | 0.085 | KG | 85.12 | 85.12 | CP19 | CP19 | POSITION SWITCH SEALED IN MOULDED-PLAST. HOUSING 50 MM SLOW-ACTION CONTACTS 1NO+1NC ROUND. PLUNGER, FIXED CENTRAL. 2 X M20 X 1.5 | - | 0 | 7
3SE2210-0M |  | 3SE2210-0M | 1 | UN | 1 | 20 | D | D | N | N | 85365080 | 1 | 4011209530508 | 0.1 | KG | 87.31 | 87.31 | CP19 | CP19 | POSITION SWITCH, ENCLOSED | - | 0 | 7
3SE2210-0S |  | 3SE2210-0S | 1 | UN | 1 | 20 | D | D | N | N | 85365080 | 1 | 4011209530638 | 0.12 | KG | 92.25 | 92.25 | CP19 | CP19 | POSITION SWITCH SEALED | - | 0 | 7
3SE2210-0U |  | 3SE2210-0U | 1 | UN | 1 | 20 | D | D | N | N | 85365080 | 1 | 4011209530546 | 0.11 | KG | 91.49 | 91.49 | CP19 | CP19 | POSITION SWITCH, ENCLOSED IN MOULDED-PLASTIC HOUSING 50MM SLOW-ACTION CONTACTS 1NO+1NC, ROLLER CRANK,ADJUSTABLE LENGTH 2 X M20 X 1,5 | - | 0 | 7
3SE2210-0V |  | 3SE2210-0V | 1 | UN | 1 | 20 | D | D | N | N | 85365080 | 1 | 4011209530577 | 0.12 | KG | 89.59 | 89.59 | CP19 | CP19 | POSITION SWITCH, ENCLOSED | - | 0 | 7
3SE2210-0W |  | 3SE2210-0W | 1 | UN | 1 | 20 | D | D | N | N | 85365080 | 1 | 4011209530607 | 0.12 | KG | 92.25 | 92.25 | CP19 | CP19 | POSITION SWITCH, ENCLOSED | - | 0 | 7
3SE2210-1C |  | 3SE2210-1C | 1 | UN | 1 | 20 | D | D | N | N | 85365080 | 1 | 4011209530263 | 0.077 | KG | 58.14 | 58.14 | CP19 | CP19 | POSITION SWITCH, ENCLOSED IN MOULDED-PLASTIC HOUSING 50MM SNAP-ACTION CONTACTS 1NO+1NC, OVERTRAVEL PLUNGER, 2 X M20 X 1,5 | - | 0 | 7
3SE2210-1CV00-0AH0 |  | 3SE2210-1CV00-0AH0 | 1 | UN | 1 | 20 | D | D | N | N | 85365080 | 1 | 4011209645738 | 0.068 | KG | 69.07 | 69.07 | CP19 | CP19 | POSITION SWITCH PLASTIC-CLAD, 2XM20X1.5 SNAP-ACTION CONTACTS 1NO+1NC OVERTRAVEL PLUNGER FORM B WITH CHLORINE RUBBER MEMBRANE | - | 0 | 7
3SE2210-1CV01 |  | 3SE2210-1CV01 | 1 | UN | 1 | 20 | D | D | N | N | 85365080 | 1 | 4011209562257 | 0.075 | KG | 63.94 | 63.94 | CP19 | CP19 | POSITION SWITCH, ENCLOSED IN MOULDED-PLASTIC HOUSING 50MM SNAP-ACTION CONTACTS 1NO+1NC OVERTRAVEL PLUNGER, 2 X M20 X 1,5 | - | 0 | 7
3SE2210-1D |  | 3SE2210-1D | 1 | UN | 1 | 20 | D | D | N | N | 85365080 | 1 | 4011209530348 | 0.085 | KG | 70.4 | 70.4 | CP19 | CP19 | POSITION SWITCH, ENCLOSED IN MOULDED-PLASTIC HOUSING 50MM SNAP-ACTION CONTACTS 1NO+1NC, ROLLER PLUNGER, 2 X M20 X 1,5 | - | 0 | 7
3SE2210-1E |  | 3SE2210-1E | 1 | UN | 1 | 20 | D | D | N | N | 85365080 | 1 | 4011209530379 | 0.083 | KG | 72.58 | 72.58 | CP19 | CP19 | POSITION SWITCH, ENCLOSED IN MOULDED-PLASTIC HOUSING 50MM SNAP-ACTION CONTACTS 1NO+1NC, ROLLER LEVER, 2 X M20 X 1,5 | - | 0 | 7
3SE2210-1EV00-0AA3 |  | 3SE2210-1EV00-0AA3 | 1 | UN | 1 | 20 | D | D | N | N | 85365080 | 1 | 4011209624641 | 0.07 | KG | 90.73 | 90.73 | CP19 | CP19 | POSITION SWITCH MOULD.PLASTIC-SEALED, 2XM20X1.5 SNAP-ACTION CONTACTS 1NO+1NC ROLLER LEVER AND WITH STAINLESS STEEL ROLL | - | 0 | 7
3SE2210-1F |  | 3SE2210-1F | 1 | UN | 1 | 20 | D | D | N | N | 85365080 | 1 | 4011209530409 | 0.085 | KG | 73.06 | 73.06 | CP19 | CP19 | POSITION SWITCH, ENCAPSULATED IN MOULDED PLASTIC ENCL. 50 MM SNAP-ACTION CONTACTS 1 NO+1NC, ANGULAR ROLLER LEVER, 2 X M20 X 1.5 | - | 0 | 7
3SE2210-1G |  | 3SE2210-1G | 1 | UN | 1 | 20 | D | D | N | N | 85365080 | 1 | 4011209530430 | 0.095 | KG | 80.66 | 80.66 | CP19 | CP19 | POSITION SWITCH, ENCLOSED IN MOULDED-PLASTIC HOUSING 50MM SNAP-ACTION CONTACTS 1NO+1NC, ROLLER CRANK, 2 X M20 X 1,5 | - | 0 | 7
3SE2210-1GV00-0AA3 |  | 3SE2210-1GV00-0AA3 | 1 | UN | 1 | 20 | D | D | N | N | 85365080 | 1 | 4011209594234 | 0.11 | KG | 98.8 | 98.8 | CP19 | CP19 | POSITION SWITCH MOULD.PLASTIC-SEALED, 2XM20X1.5 SNAP-ACTION CONTACTS 1NO+1NC ROLLER LEVER MIT METALLWELLE AND WITH STAINLESS STEEL ROLL | - | 0 | 7
3SE2210-1L |  | 3SE2210-1L | 1 | UN | 1 | 20 | D | D | N | N | 85365080 | 1 | 4011209530461 | 0.1 | KG | 85.12 | 85.12 | CP19 | CP19 | POSITION SWITCH, ENCLOSED IN MOLDED-PLASTIC HOUSING 50MM SNAP-ACTION CONTACTS 1NO+1NC, OVERTR.PLUNGER,W.CENTR.MOUNTING 2 X M20 X 1.5 | - | 0 | 7
3SE2210-1M |  | 3SE2210-1M | 1 | UN | 1 | 20 | D | D | N | N | 85365080 | 1 | 4011209530492 | 0.1 | KG | 87.31 | 87.31 | CP19 | CP19 | POSITION SWITCH, ENCLOSED IN MOLDED-PLASTIC HOUSING 50MM SLOW-ACTION CONTACTS 1NO+1NC ROLLER PLUNGER,W.CENTR.MOUNTING 2 X M20 X 1.5 | - | 0 | 7
3SE2210-1R |  | 3SE2210-1R | 1 | UN | 1 | 20 | D | D | N | N | 85365080 | 1 | 4011209530522 | 0.105 | KG | 89.78 | 89.78 | CP19 | CP19 | POSITION SWITCH, ENCLOSED IN MOLDED-PLASTIC HOUSING 50MM SNAP-ACTION CONTACTS 1NO+1NC, SPRING ROD, 2 X M20 X 1.5 | - | 0 | 7
3SE2210-1S |  | 3SE2210-1S | 1 | UN | 1 | 20 | D | D | N | N | 85365080 | 1 | 4011209530621 | 0.13 | KG | 92.25 | 92.25 | CP19 | CP19 | POSITION SWITCH SEALED IN MOUL. PLASTIC HOUSING 50 MM SNAP-ACTION CONTACTS 1NO+1NC, SPRING ROD, 2 X M20 X 1.5 | - | 0 | 7
3SE2210-1U |  | 3SE2210-1U | 1 | UN | 1 | 20 | D | D | N | N | 85365080 | 1 | 4011209530539 | 0.081 | KG | 91.49 | 91.49 | CP19 | CP19 | POSITION SWITCH, ENCLOSED IN MOLDED-PLASTIC HOUSING 50MM SNAP-ACTION CONTACTS 1NO+1NC, ROLLER CRANK, ADJUSTABLE LENGTH 2 X M20 X 1.5 | - | 0 | 7
3SE2210-1UV00-0AA8 |  | 3SE2210-1UV00-0AA8 | 1 | UN | 1 | 20 | D | D | N | N | 85365080 | 1 | 4011209592780 | 0.115 | KG | 101.65 | 101.65 | CP19 | CP19 | POSITION SWITCH MOUL. PLASTIC-SEALED, 1XM20X1.5 SNAP-ACTION CONTACTS 1NO+1NC SWIVEL LEVER LENGTH ADJUST. AND WITH RUBBER ROLL 50 MM | - | 0 | 7
3SE2210-1UV00-0AH0 |  | 3SE2210-1UV00-0AH0 | 1 | UN | 1 | 20 | D | D | N | N | 85365080 | 1 | 4011209646155 | 0.113 | KG | 102.6 | 102.6 | CP19 | CP19 | POSITION SWITCH PLASTIC-CLAD, 2XM20X1.5 SNAP-ACTION CONTACTS 1NO+1NC TWIST LEVER ADJUSTABLE LENGTH WITH CHLORINE RUBBER MEMBRANE | - | 0 | 7
3SE2210-1UV00-0AH3 |  | 3SE2210-1UV00-0AH3 | 1 | UN | 1 | 20 | D | D | N | N | 85365080 | 1 | 4011209592797 | 0.115 | KG | 91.2 | 91.2 | CP19 | CP19 | POSITION SWITCH MOUL. PLASTIC-SEALED, 2XM20X1.5 SNAP-ACTION CONTACTS 1NO+1NC SWIVEL LEVER LENGTH ADJUST. MECHANISM HEAD TURNED BY 90 CLOCKWISE | - | 0 | 7
3SE2210-1UV00-0AK0 |  | 3SE2210-1UV00-0AK0 | 1 | UN | 1 | 20 | D | D | N | N | 85365080 | 1 | 4011209645875 | 0.115 | KG | 129.2 | 129.2 | CP19 | CP19 | POSITION SWITCH PLASTIC-CLAD, 1XM20X1.5 SNAP-ACTION CONTACTS 1NO+1NC TWIST LEVER ADJUSTABLE LENGTH WITH INCREASED CORROSION PROT. | - | 0 | 7
3SE2210-1UV00-0AL5 |  | 3SE2210-1UV00-0AL5 | 1 | UN | 1 | 20 | D | D | N | N | 85365080 | 1 | 4011209672826 | 0.104 | KG | 126.35 | 126.35 | CP19 | CP19 | POSITION SWITCH MOLDED PLASTIC 2XM20X1.5 SNAP-ACTION CONTACTS 1NO+1NC TWIST LEVER ADJUSTABLE LENGTH WIT CLOS. SHAPE (RASTER BORING) | - | 0 | 7
3SE2210-1V |  | 3SE2210-1V | 1 | UN | 1 | 20 | D | D | N | N | 85365080 | 1 | 4011209530560 | 0.125 | KG | 91.49 | 91.49 | CP19 | CP19 | POSITION SWITCH, ENCLOSED IN MOLDED PLASTIC ENCL. 50 MM SNAP-ACTION CONTACTS 1 NO+1NC, ALUMINUM ROD, 2 X M20 X 1.5 | - | 0 | 7
3SE2210-1W |  | 3SE2210-1W | 1 | UN | 1 | 20 | D | D | N | N | 85365080 | 1 | 4011209530591 | 0.115 | KG | 93.48 | 93.48 | CP19 | CP19 | POSITION SWITCH, ENCLOSED IN MOLDED-PLASTIC HOUSING 50MM SNAP-ACTION CONTACTS 1NO+1NC, MOLDED-PLASTIC ROD, 2 X M20 X 1.5 | - | 0 | 7
3SE2210-1XC |  | 3SE2210-1XC | 1 | UN | 1 | 20 | D | D | N | N | 85365080 | 1 | 4011209557031 | 0.08 | KG | 59.66 | 59.66 | CP19 | CP19 | POSITION SWITCH ENCLOSED IN MOLDED-PLASTIC HOUSING SNAP-ACTION CONTACTS 1NO+1NC WITH ROUND PLUNGER METRIC THREAD | - | 0 | 7
3SE2210-1XH |  | 3SE2210-1XH | 1 | UN | 1 | 20 | D | D | EAR99 | N | 85365080 | 1 | 4011209626720 | 0.07 | KG | 67.26 | 67.26 | CP19 | CP19 | POSITION SWITCH MADE OF MOULDED PLASTIC WITH TEFLON PLUNGER, 50 MM HOUSING WIDTH, 2XM20X1.5 AND CHLOR. RUBBER MEMBRANE | - | 0 | 7
3SE2210-1XN |  | 3SE2210-1XN | 1 | UN | 1 | 20 | D | D | N | N | 85365080 | 1 | 4011209530324 | 0.07 | KG | 42.37 | 42.37 | CP19 | CP19 | POSITION SWITCH MOULDED-PLASTIC-SEALED 2XM20X1.5 SNAP-ACTION CONTACTS 1NO+1NC ROUNDED PLUNGER, AND CHLORINATED RUBBER MEMBRANE HDM VERSION | - | 0 | 7
3SE2210-3C |  | 3SE2210-3C | 1 | UN | 1 | 20 | D | D | N | N | 85365080 | 1 | 4011209530287 | 0.075 | KG | 61.85 | 61.85 | CP19 | CP19 | POSITION SWITCH, ENCLOSED IN MOLDED-PLASTIC HOUSING 50MM SLOW-ACTION CONTACTS 1N0+1NC, MAKE-BEFORE-BREAK CONTACTS, ROLLER PLUNGER, 2 X M20 X 1.5 | - | 0 | 0
3SE2210-3D |  | 3SE2210-3D | 1 | UN | 1 | 20 | D | D | N | N | 85365080 | 1 | 4011209530362 | 0.085 | KG | 71.25 | 71.25 | CP19 | CP19 | POSITION SWITCH, ENCLOSED IN MOLDED-PLASTIC HOUSING 50MM SLOW-ACTION CONTACTS 1N0+1NC, MAKE-BEFORE-BREAK CONTACTS, ROLLER PLUNGER, 2 X M20 X 1.5 | - | 0 | 0
3SE2210-3E |  | 3SE2210-3E | 1 | UN | 1 | 20 | D | D | N | N | 85365080 | 1 | 4011209530393 | 0.085 | KG | 76.19 | 76.19 | CP19 | CP19 | POSITION SWITCH, ENCLOSED IN MOLDED PLASTIC ENCL. 50 MM SLOW-ACTION CONTACTS 1 NO+1NC, WITH MAKE-BEFORE-BREAK CONTACTS ROLLER LEVER, 2 X M20 X 1.5 | - | 0 | 0
3SE2210-3F |  | 3SE2210-3F | 1 | UN | 1 | 20 | D | D | N | N | 85365080 | 1 | 4011209530423 | 0.085 | KG | 76.19 | 76.19 | CP19 | CP19 | POSITION SWITCH, ENCLOSED IN MOLDED-PLASTIC HOUSING 50MM SLOW-ACTION CONTACTS 1N0+1NC, MAKE-BEFORE-BREAK CONTACTS, ANGULAR ROLLER LEVER, 2 X M20 X 1.5 | - | 0 | 0
3SE2210-3G |  | 3SE2210-3G | 1 | UN | 1 | 20 | D | D | N | N | 85365080 | 1 | 4011209530454 | 0.1 | KG | 84.17 | 84.17 | CP19 | CP19 | POSITION SWITCH, ENCLOSED IN MOLDED-PLASTIC HOUSING 50MM SLOW-ACTION CONTACTS 1N0+1NC, MAKE-BEFORE-BREAK CONTACTS, ROLLER CRANK, 2 X M20 X 1,5 | - | 0 | 0
3SE2210-3L |  | 3SE2210-3L | 1 | UN | 1 | 20 | D | D | N | N | 85365080 | 1 | 4011209530485 | 0.1 | KG | 88.83 | 88.83 | CP19 | CP19 | POSITION SWITCH, ENCLOSED IN MOLDED-PLASTIC HOUSING 50MM SLOW-ACTION CONTACTS 1N0+1NC, MAKE-BEFORE-BREAK CONTACTS, OVERTR.PLUNGER,CENTRAL MOUNTG. 2 X M20 X 1.5 | - | 0 | 0
3SE2210-3M |  | 3SE2210-3M | 1 | UN | 1 | 20 | D | D | N | N | 85365080 | 1 | 4011209530515 | 0.13 | KG | 90.44 | 90.44 | CP19 | CP19 | POSITION SWITCH, ENCLOSED IN MOLDED-PLASTIC HOUSING 50MM SLOW-ACTION CONTACTS 1N0+1NC, MAKE-BEFORE-BREAK CONTACTS, ROLLER PLUNGER,CENTRAL MOUNTING 2 X M20 X 1.5 | - | 0 | 0
3SE2210-3S |  | 3SE2210-3S | 1 | UN | 1 | 20 | D | D | N | N | 85365080 | 1 | 4011209530645 | 0.145 | KG | 95 | 95 | CP19 | CP19 | POSITION SWITCH SEALED IN MOUL. PLASTIC HOUSING 50 MM SLOW-ACTION CONTACTS 1NO+1NC, WITH CONTACT OVERLAP, SPRING ROD, 2 X M20 X 1:5 | - | 0 | 0
3SE2210-3U |  | 3SE2210-3U | 1 | UN | 1 | 20 | D | D | N | N | 85365080 | 1 | 4011209530553 | 0.09 | KG | 94.72 | 94.72 | CP19 | CP19 | POSITION SWITCH, ENCLOSED IN MOLDED-PLASTIC HOUSING 50MM SLOW-ACTION CONTACTS 1N0+1NC, MAKE-BEFORE-BREAK CONTACTS, ROLLER CRANK, ADJUSTABLE LENGTH 2 X M20 X 1.5 | - | 0 | 0
3SE2210-3V |  | 3SE2210-3V | 1 | UN | 1 | 20 | D | D | N | N | 85365080 | 1 | 4011209530584 | 0.125 | KG | 92.25 | 92.25 | CP19 | CP19 | POSITION SWITCH ENCLOSED IN MOLDED-PLASTIC HOUSING 50 MM SLOW-ACTION CONTACTS 1NO+1NC, MAKE-BEFORE-BREAK CONTACTS, ALUMINIUM ROD, 2 X M20 X 1.5 | - | 0 | 0
3SE2210-3W |  | 3SE2210-3W | 1 | UN | 1 | 20 | D | D | N | N | 85365080 | 1 | 4011209530614 | 0.115 | KG | 95 | 95 | CP19 | CP19 | POSITION SWITCH, ENCLOSED IN MOLDED-PLASTIC HOUSING 50MM SLOW-ACTION CONTACTS, MAKE-BEFORE-BREAK CONTACTS, MOULDED-PLASTIC ROD, 2 X M20 X 1.5 | - | 0 | 0
3SE2210-8CV00 |  | 3SE2210-8CV00 | 1 | UN | 1 | 20 | D | D | N | N | 85365080 | 1 | 4011209580237 | 0.105 | KG | 58.14 | 58.14 | CP19 | CP19 | POS. SWITCH, MOULDED PLASTIC SNAP-ACTION CONTACTS 2NC, IP 67 ROUNDED PLUNGER POSITIVE OPENING, CABLE GLAND 2 X (M20 X 1.5) | - | 0 | 7
3SE2210-8DV00 |  | 3SE2210-8DV00 | 1 | UN | 1 | 20 | D | D | N | N | 85365080 | 1 | 4011209580244 | 0.115 | KG | 70.4 | 70.4 | CP19 | CP19 | POS. SWITCH, MOULDED PLASTIC SNAP-ACTION CONTACTS 2NC, IP 67 ROLLER PLUNGER POSITIVE OPENING, CABLE GLAND 2 X (M20 X 1.5) | - | 0 | 7
3SE2210-8EV00 |  | 3SE2210-8EV00 | 1 | UN | 1 | 20 | D | D | N | N | 85365080 | 1 | 4011209580251 | 0.115 | KG | 72.58 | 72.58 | CP19 | CP19 | POS. SWITCH, MOULDED PLASTIC SNAP-ACTION CONTACTS 2NC, IP 67 ROLLER LEVER POSITIVE OPENING, CABLE GLAND 2 X (M20 X 1.5) | - | 0 | 7
3SE2210-8FV00 |  | 3SE2210-8FV00 | 1 | UN | 1 | 20 | D | D | N | N | 85365080 | 1 | 4011209580268 | 0.125 | KG | 73.06 | 73.06 | CP19 | CP19 | POS. SWITCH, MOULDED PLASTIC SNAP-ACTION CONTACTS 2NC, IP 67 ANGULAR ROLLER LEVER POSITIVE OPENING, CABLE GLAND 2 X (M20 X 1.5) | - | 0 | 7
3SE2210-8GV00 |  | 3SE2210-8GV00 | 1 | UN | 1 | 20 | D | D | N | N | 85365080 | 1 | 4011209580275 | 0.1 | KG | 80.66 | 80.66 | CP19 | CP19 | POS. SWITCH, MOULDED PLASTIC SNAP-ACTION CONTACTS 2NC, IP 67 TWIST LEVER, FINELY ADJUSTABLE POSITIVE OPENING, CABLE GLAND 2 X (M20 X 1.5) | - | 0 | 7
3SE2210-8RV00 |  | 3SE2210-8RV00 | 1 | UN | 1 | 20 | D | D | N | N | 85365080 | 1 | 4011209580282 | 0.13 | KG | 89.78 | 89.78 | CP19 | CP19 | POS. SWITCH, MOULDED PLASTIC SNAP-ACTION CONTACTS 2NC, IP 67 SPRING ROD CABLE GLAND 2X (M20 X 1.5) | - | 0 | 7
3SE2210-8SV00 |  | 3SE2210-8SV00 | 1 | UN | 1 | 20 | D | D | N | N | 85365080 | 1 | 4011209585904 | 0.13 | KG | 94.72 | 94.72 | CP19 | CP19 | POS. SWITCH, MOULDED PLASTIC SNAP-ACTION CONTACTS 2NC, IP 67 SPRING ROD CABLE GLAND 2 X (M20 X 1.5) | - | 0 | 7
3SE2210-8UV00 |  | 3SE2210-8UV00 | 1 | UN | 1 | 20 | D | D | N | N | 85365080 | 1 | 4011209580299 | 0.145 | KG | 91.49 | 91.49 | CP19 | CP19 | POS. SWITCH, MOULDED PLASTIC SNAP-ACTION CONTACTS 2NC, IP 67 TWIST LEVER, ADJUSTABLE LENGTH CABLE GLAND 2X (M20 X 1.5) | - | 0 | 7
3SE2210-8VV00 |  | 3SE2210-8VV00 | 1 | UN | 1 | 20 | D | D | N | N | 85365080 | 1 | 4011209580305 | 0.18 | KG | 91.49 | 91.49 | CP19 | CP19 | POS. SWITCH, MOULDED PLASTIC SNAP-ACTION CONTACTS 2NC, IP 67 ROD ACTUATOR (ALUMINUM) CABLE GLAND 2X (M20 X 1.5) | - | 0 | 7
3SE2210-8WV00 |  | 3SE2210-8WV00 | 1 | UN | 1 | 20 | D | D | N | N | 85365080 | 1 | 4011209580312 | 0.175 | KG | 93.48 | 93.48 | CP19 | CP19 | POS. SWITCH, MOULDED PLASTIC SNAP-ACTION CONTACTS 2NC, IP 67 ROD ACTUATOR (MOULDED PLASTIC) CABLE GLAND 2X (M20 X 1.5) | - | 0 | 7
3SE2230-0A |  | 3SE2230-0A | 1 | UN | 1 | 20 | D | D | N | N | 85365080 | 1 | 4011209589575 | 0.095 | KG | 48.83 | 48.83 | CP19 | CP19 | MOULDED HOUSING IP66, POSITION SWITCH, WITHOUT DRIVE SLOW-ACTION CONTACTS 1NO+1NC | - | 0 | 0
3SE2230-0C |  | 3SE2230-0C | 1 | UN | 1 | 20 | D | D | N | N | 85365080 | 1 | 4011209530669 | 0.12 | KG | 58.9 | 58.9 | CP19 | CP19 | POSITION SWITCH ENCLOSED DEGREE OF PROTECTION IP65, EN 50 041, SLOW ACTION CONTACTS 1N0+1NC,, OVERTRAVEL PLUNGER, 1 X M20 X 1,5 | - | 0 | 0
3SE2230-0D |  | 3SE2230-0D | 1 | UN | 1 | 20 | D | D | N | N | 85365080 | 1 | 4011209530690 | 0.117 | KG | 64.98 | 64.98 | CP19 | CP19 | POSITION SWITCH ENCLOSED DEGREE OF PROTECTION IP65, EN 50 041, SLOW ACTION CONTACTS 1N0+1NC, ROLLER PLUNGER, 1 X M20 X 1,5 | - | 0 | 0
3SE2230-0E |  | 3SE2230-0E | 1 | UN | 1 | 20 | D | D | N | N | 85365080 | 1 | 4011209530720 | 0.133 | KG | 70.02 | 70.02 | CP19 | CP19 | POSITION SWITCH ENCLOSED DEGREE OF PROTECTION IP65, EN 50 041, SLOW ACTION CONTACTS 1N0+1NC, ROLLER PLUNGER, 1 X M20 X 1,5 | - | 0 | 0
3SE2230-0F |  | 3SE2230-0F | 1 | UN | 1 | 20 | D | D | N | N | 85365080 | 1 | 4011209530980 | 0.13 | KG | 66.6 | 66.6 | CP19 | CP19 | POSITION SWITCH, METAL-ENCLOSED DEGREE OF PROTECTION IP66, DIN EN 50 041, ANGULAR ROLLER LEVER, 1 X M20 X 1,5 | - | 0 | 0
3SE2230-0GW |  | 3SE2230-0GW | 1 | UN | 1 | 20 | D | D | N | N | 85365080 | 1 | 4011209530867 | 0.152 | KG | 75.05 | 75.05 | CP19 | CP19 | POSITION SWITCH ENCLOSED DEGREE OF PROTECTION IP65, EN 50 041, SLOW ACTION CONTACTS 1N0+1NC, ROLLER CRANK, 1 X M20 X 1,5 | - | 0 | 0
3SE2230-0U |  | 3SE2230-0U | 1 | UN | 1 | 20 | D | D | N | N | 85365080 | 1 | 4011209530805 | 0.184 | KG | 89.49 | 89.49 | CP19 | CP19 | POSITION SWITCH ENCLOSED DEGREE OF PROTECTION IP65, EN 50 041, SLOW ACTION CONTACTS 1N0+1NC, ROLLER CRANK, ADJUSTABLE LENGTH 1 X M20 X 1,5 | - | 0 | 0
3SE2230-0UV00-0AA8 |  | 3SE2230-0UV00-0AA8 | 1 | UN | 1 | 20 | D | D | N | N | 85365080 | 1 | 4011209592223 | 0.19 | KG | 100.7 | 100.7 | CP19 | CP19 | POSITION SWITCH MOLD.PLASTIC HOUSING,1XM20X1.5 SLOW-ACTION CONTACTS 1NO+1NC TWIST LEVER LENGTH ADJUSTABLE AND WITH RUBBER ROLL 50 MM | - | 0 | 7
3SE2230-0UV04-0AA8 |  | 3SE2230-0UV04-0AA8 | 1 | UN | 1 | 20 | D | D | N | N | 85365080 | 1 | 4011209861114 | 0.19 | KG | 139.65 | 139.65 | CP19 | CP19 | POSITION SWITCH MOLD.PLASTIC HOUSING1XM20X1.5; SLOW-ACTION CONTACTS 1NO+1NC TWIST LEVER LENGTH ADJUSTABLE WITH GRID DRILL HOLE (CLOSING SHAPE)AND WITH RUBBER ROLL 50MM | - | 0 | 7
3SE2230-0V |  | 3SE2230-0V | 1 | UN | 1 | 20 | D | D | N | N | 85365080 | 1 | 4011209530843 | 0.19 | KG | 88.64 | 88.64 | CP19 | CP19 | POSITION SWITCH, ENCAPSULATED PROTECT. IP 65, DIN EN 50 041, SLOW-ACTION CONTACTS 1 NO+1 NC, ROD ACTUATOR (ALUMINUM), 1 X M20 X 1.5 | - | 0 | 0
3SE2230-0W |  | 3SE2230-0W | 1 | UN | 1 | 20 | D | D | N | N | 85365080 | 1 | 4011209530829 | 0.165 | KG | 91.2 | 91.2 | CP19 | CP19 | POSITION SWITCH ENCLOSED DEGREE OF PROTECTION IP65, EN 50 041, SLOW ACTION CONTACTS 1N0+1NC, ROD ACTUATOR, MOULDED-PLASTIC, 1 X M20 X 1,5 | - | 0 | 0
3SE2230-1A |  | 3SE2230-1A | 1 | UN | 1 | 20 | D | D | N | N | 85365080 | 1 | 4011209589568 | 0.098 | KG | 48.83 | 48.83 | CP19 | CP19 | MOULDED HOUSING IP66, POSITION SWITCH, WITHOUT DRIVE SNAP-ACTION CONTACTS 1NO+1NC | - | 0 | 0
3SE2230-1C |  | 3SE2230-1C | 1 | UN | 1 | 20 | D | D | N | N | 85365080 | 1 | 4011209530652 | 0.113 | KG | 58.9 | 58.9 | CP19 | CP19 | POSITION SWITCH ENCLOSED DEGREE OF PROTECTION IP65, EN 50 041, SNAP ACTION CONTACTS 1N0+1NC, OVERTRAVEL PLUNGER, 1 X M20 X 1,5 | - | 0 | 0
3SE2230-1D |  | 3SE2230-1D | 1 | UN | 1 | 20 | D | D | N | N | 85365080 | 1 | 4011209530683 | 0.115 | KG | 64.98 | 64.98 | CP19 | CP19 | POSITION SWITCH ENCLOSED DEGREE OF PROTECTION IP65, EN 50 041, SNAP ACTION CONTACTS 1N0+1NC, ROLLER PLUNGER, 1 X M20 X 1,5 | - | 0 | 0
3SE2230-1E |  | 3SE2230-1E | 1 | UN | 1 | 20 | D | D | N | N | 85365080 | 1 | 4011209530713 | 0.13 | KG | 70.02 | 70.02 | CP19 | CP19 | POSITION SWITCH ENCLOSED IN MOLDED-PLASTIC HOUSING, DEGREE OF PROTECTION IP65, EN 50 041, SNAP ACTION CONTACTS 1N0+1NC, ROLLER LEVER, 1 X M20 X 1.5 | - | 0 | 0
3SE2230-1F |  | 3SE2230-1F | 1 | UN | 1 | 20 | D | D | N | N | 85365080 | 1 | 4011209530997 | 0.143 | KG | 66.6 | 66.6 | CP19 | CP19 | POSITION SWITCH, METAL-ENCLOSED DEGREE OF PROTECTION IP66, DIN EN 50 041, ANGULAR ROLLER LEVER, 1 X M20 X 1,5 | - | 0 | 0
3SE2230-1GW |  | 3SE2230-1GW | 1 | UN | 1 | 20 | D | D | N | N | 85365080 | 1 | 4011209530874 | 0.151 | KG | 80.56 | 80.56 | CP19 | CP19 | POSITION SWITCH ENCLOSED DEGREE OF PROTECTION IP65, EN 50 041, SNAP ACTION CONTACTS 1N0+1NC, ROLLER CRANK, 1 X M20 X 1,5 | - | 0 | 0
3SE2230-1GW00-0AA8 |  | 3SE2230-1GW00-0AA8 | 1 | UN | 1 | 20 | D | D | N | N | 85365080 | 1 | 4011209629226 | 0.18 | KG | 90.54 | 90.54 | CP19 | CP19 | POSITION SWITCH MOLDED-PLASTIC ENCL. 1XM20X1.5; QUICK-ACTION CONTACTS 1NO+1NC TWIST LEVER (FINE ADJUSTABLE) 10 TO 10 DEG. AND W. RUBBER ROLLER 50 MM | - | 0 | 7
3SE2230-1GW00-0AG4 |  | 3SE2230-1GW00-0AG4 | 1 | UN | 1 | 20 | D | D | N | N | 85365080 | 1 | 4011209673571 | 0.182 | KG | 147.25 | 147.25 | CP19 | CP19 | POSITION SWITCH MOULDED PLASTIC-SEALED 1XM20X1.5 SNAP-ACTION CONTACTS 1NO+1NC TWIST HANDLE FINE ADJUSTMENT WITH SENSOR ANGLE INTEGRATED EARTHING SHEETSTEEL | - | 0 | 7
3SE2230-1GW00-0AG8 |  | 3SE2230-1GW00-0AG8 | 1 | UN | 1 | 20 | D | D | N | N | 85365080 | 1 | 4011209628915 | 0.16 | KG | 129.2 | 129.2 | CP19 | CP19 | POSITION SWITCH MOULDED, LEVER FINE ADJUSTMENT 10 TO 10 DEG. SNAP-ACTION CONTACTS 1NO+1NC 1XM20X1,5 WITH BALL BEARING 19MM DIAM. | - | 0 | 7
3SE2230-1GW00-0AK1 |  | 3SE2230-1GW00-0AK1 | 1 | UN | 1 | 20 | D | D | N | N | 85365080 | 1 | 4011209605701 | 0.16 | KG | 131.1 | 131.1 | CP19 | CP19 | POSITION SWITCH MOULDED- PLASTIC-SEALED 1XM20X1.5 SNAP-ACTION SWITCH 1NO+1NC SWIVEL LEVER FINE ADJUSTABLE WITH STAINLESS STEEL ROLL AND INCREASED CORROSION PROT. | - | 0 | 7
3SE2230-1R |  | 3SE2230-1R | 1 | UN | 1 | 20 | D | D | N | N | 85365080 | 1 | 4011209531031 | 0.149 | KG | 126.35 | 126.35 | CP19 | CP19 | POSITION SWITCH, METAL-ENCLOSED DEGREE OF PROTECTION IP 66, DIN EN 50 041, SPRING ROD, 1 X M20 X 1,5 | - | 0 | 0
3SE2230-1RV00-0AD1 |  | 3SE2230-1RV00-0AD1 | 1 | UN | 1 | 20 | D | D | N | N | 85365080 | 1 | 4011209611542 | 0.21 | KG | 227.05 | 227.05 | CP19 | CP19 | ASSEMBLED COMBINATION W. POSITION SWITCH MOLDED PLASTIC ENCLOSED W. SPRING ROD SNAP-ACTION CONTACTS 1NO+1NC 1XM20X1.5 AND CONNECTOR 3SY3131, 6-POLE AND PE PIN ASSIGNMENT: PIN1=21,PIN2=22, PIN3=13,PIN4=14 NC=PIN1+2, NO=PIN3+4 PIN5 AND PIN6 NOT ASSIGNED | - | 0 | 7
3SE2230-1U |  | 3SE2230-1U | 1 | UN | 1 | 20 | D | D | N | N | 85365080 | 1 | 4011209530812 | 0.162 | KG | 89.49 | 89.49 | CP19 | CP19 | POSITION SWITCH ENCLOSED DEGREE OF PROTECTION IP65, EN 50 041, SNAP ACTION CONTACTS 1N0+1NC, ROLLER CRANK, ADJUSTABLE LENGTH 1 X M20 X 1,5 | - | 0 | 0
3SE2230-1UV00-0AA8 |  | 3SE2230-1UV00-0AA8 | 1 | UN | 1 | 20 | D | D | N | N | 85365080 | 1 | 4011209592216 | 0.19 | KG | 102.6 | 102.6 | CP19 | CP19 | POSITION SWITCH MOLD.PLASTIC HOUSING, 1XM20X1.5 SNAP-ACTION CONTACTS 1NO+1NC TWIST LEVER LENGTH ADJUSTABLE AND WITH RUBBER ROLL 50 MM | - | 0 | 7
3SE2230-1V |  | 3SE2230-1V | 1 | UN | 1 | 20 | D | D | N | N | 85365080 | 1 | 4011209530850 | 0.17 | KG | 88.64 | 88.64 | CP19 | CP19 | POSITION SWITCH ENCLOSED DEGREE OF PROTECTION IP65, EN 50 041, SNAP-ACTION CONTACTS 1N0+1NC ROD ACTUATOR (ALUMINIUM), 1 X M20 X 1,5 | - | 0 | 0
3SE2230-1W |  | 3SE2230-1W | 1 | UN | 1 | 20 | D | D | N | N | 85365080 | 1 | 4011209530836 | 0.163 | KG | 91.2 | 91.2 | CP19 | CP19 | POSITION SWITCH ENCLOSED DEGREE OF PROTECTION IP65, EN 50 041, SNAP-ACTION CONTACTS 1N0+1NC, ROD ACTUATOR, MOULDED-PLASTIC, 1 X M20 X 1,5 | - | 0 | 0
3SE2230-3A |  | 3SE2230-3A | 1 | UN | 1 | 20 | D | D | N | N | 85365080 | 1 | 4011209589582 | 0.095 | KG | 48.83 | 48.83 | CP19 | CP19 | MOULDED HOUSING IP66, POSITION SWITCH, WITHOUT DRIVE SLOW-ACTION CONTACTS WITH OVERLAP 1NO+1NC | - | 0 | 0
3SE2230-3C |  | 3SE2230-3C | 1 | UN | 1 | 20 | D | D | N | N | 85365080 | 1 | 4011209530676 | 0.115 | KG | 58.52 | 58.52 | CP19 | CP19 | POSITION SWITCH ENCLOSED DEGREE OF PROTECTION IP65, EN 50 041, SLOW-ACTION MAKE BEFORE-BREAK, CONTACTS 1N0+1NC, OVERTRAVEL PLUNGER, 1 X M20 X 1,5 | - | 0 | 0
3SE2230-3D |  | 3SE2230-3D | 1 | UN | 1 | 20 | D | D | N | N | 85365080 | 1 | 4011209530706 | 0.13 | KG | 64.41 | 64.41 | CP19 | CP19 | POSITION SWITCH ENCLOSED DEGREE OF PROTECTION IP65, EN 50 041, SLOW-ACTION MAKE BEFORE-BREAK, CONTACTS 1N0+1NC, ROLLER PLUNGER, 1 X M20 X 1,5 | - | 0 | 0
3SE2230-3E |  | 3SE2230-3E | 1 | UN | 1 | 20 | D | D | N | N | 85365080 | 1 | 4011209530737 | 0.13 | KG | 68.97 | 68.97 | CP19 | CP19 | POSITION SWITCH ENCLOSED DEGREE OF PROTECTION IP65, EN 50 041, SLOW-ACTION MAKE BEFORE-BREAK, CONTACTS 1N0+1NC, ROLLER LEVER, 1 X M20 X 1,5 | - | 0 | 0
3SE2230-3F |  | 3SE2230-3F | 1 | UN | 1 | 20 | D | D | N | N | 85365080 | 1 | 4011209531000 | 0.135 | KG | 66.41 | 66.41 | CP19 | CP19 | POSITION SWITCH, METAL-ENCLOSED DEGREE OF PROTECTION IP66, DIN EN 50 041, ANGULAR ROLLER LEVER, 1 X M20 X 1,5 | - | 0 | 0
3SE2230-3GW |  | 3SE2230-3GW | 1 | UN | 1 | 20 | D | D | N | N | 85365080 | 1 | 4011209530898 | 0.15 | KG | 75.05 | 75.05 | CP19 | CP19 | POSITION SWITCH ENCLOSED DEGREE OF PROTECTION IP65, EN 50 041, SLOW-ACTION MAKE BEFORE-BREAK, CONTACTS 1N0+1NC, ROLLER CRANK, 1 X M20 X 1,5 | - | 0 | 0
3SE2230-6A |  | 3SE2230-6A | 1 | UN | 1 | 20 | D | D | N | N | 85365080 | 1 | 4011209589599 | 0.095 | KG | 48.83 | 48.83 | CP19 | CP19 | MOULDED HOUSING IP66, POSITION SWITCH, WITHOUT DRIVE SLOW-ACTION CONTACTS 2NC | - | 0 | 0
3SE2230-6C |  | 3SE2230-6C | 1 | UN | 1 | 20 | D | D | N | N | 85365080 | 1 | 4011209530744 | 0.115 | KG | 57.95 | 57.95 | CP19 | CP19 | POSITION SWITCH ENCLOSED DEGREE OF PROTECTION IP65, EN 50 041, SLOW ACTION CONTACTS 2NC, OVERTRAVEL PLUNGER, 1 X M20 X 1,5 | - | 0 | 0
3SE2230-6D |  | 3SE2230-6D | 1 | UN | 1 | 20 | D | D | N | N | 85365080 | 1 | 4011209530768 | 0.12 | KG | 64.98 | 64.98 | CP19 | CP19 | POSITION SWITCH ENCLOSED DEGREE OF PROTECTION IP65, EN 50 041, SLOW ACTION CONTACTS 2NC, ROLLER PLUNGER, 1 X M20 X 1,5 | - | 0 | 0
3SE2230-6DV00-0AA3 |  | 3SE2230-6DV00-0AA3 | 1 | UN | 1 | 20 | D | D | N | N | 85365080 | 1 | 4011209612570 | 0.118 | KG | 83.6 | 83.6 | CP19 | CP19 | POSITION SWITCH MOULDED PLASTIC-SEALED 1XM20X1.5 SLOW-ACTION CONTACTS 2NO ROLLER PLUNGER WITH STAINLESS STEEL ROLL | - | 0 | 7
3SE2230-6E |  | 3SE2230-6E | 1 | UN | 1 | 20 | D | D | N | N | 85365080 | 1 | 4011209530782 | 0.13 | KG | 67.83 | 67.83 | CP19 | CP19 | POSITION SWITCH ENCLOSED DEGREE OF PROTECTION IP65, EN 50 041, SLOW ACTION CONTACTS 2NC, ROLLER LEVER, 1 X M20 X 1,5 | - | 0 | 0
3SE2230-6F |  | 3SE2230-6F | 1 | UN | 1 | 20 | D | D | N | N | 85365080 | 1 | 4011209531017 | 0.135 | KG | 65.36 | 65.36 | CP19 | CP19 | POSITION SWITCH, METAL-ENCLOSED DEGREE OF PROTECTION IP66, DIN EN 50 041, ANGULAR ROLLER LEVER, 1 X M20 X 1,5 | - | 0 | 0
3SE2230-6GW |  | 3SE2230-6GW | 1 | UN | 1 | 20 | D | D | N | N | 85365080 | 1 | 4011209530904 | 0.145 | KG | 73.63 | 73.63 | CP19 | CP19 | POSITION SWITCH ENCLOSED DEGREE OF PROTECTION IP65, EN 50 041, SLOW ACTION CONTACTS 2NC, ROLLER CRANK, 1 X M20 X 1,5 | - | 0 | 0
3SE2230-6U |  | 3SE2230-6U | 1 | UN | 1 | 20 | D | D | N | N | 85365080 | 1 | 4011209530928 | 0.16 | KG | 89.49 | 89.49 | CP19 | CP19 | POSITION SWITCH ENCLOSED DEGREE OF PROTECTION IP65, EN 50 041, SLOW ACTION CONTACTS 2NC, ROLLER CRANK, ADJUSTABLE LENGTH, 1 X M20 X 1,5 | - | 0 | 0
3SE2230-6V |  | 3SE2230-6V | 1 | UN | 1 | 20 | D | D | N | N | 85365080 | 1 | 4011209530942 | 0.17 | KG | 87.69 | 87.69 | CP19 | CP19 | POSITION SWITCH ENCLOSED DEGREE OF PROTECTION IP65, EN 50 041, SLOW ACTION CONTACTS 2NC, ROD ACTUATOR, ALUMINIUM ROD, 1 X M20 X 1,5 | - | 0 | 0
3SE2230-6W |  | 3SE2230-6W | 1 | UN | 1 | 20 | D | D | N | N | 85365080 | 1 | 4011209530935 | 0.16 | KG | 92.25 | 92.25 | CP19 | CP19 | POSITION SWITCH ENCLOSED DEGREE OF PROTECTION IP65, EN 50 041, SLOW ACTION CONTACTS 2NC, ROD ACTUATOR,MOULDED-PLASTIC, 1 X M20 X 1,5 | - | 0 | 0
3SE2230-7A |  | 3SE2230-7A | 1 | UN | 1 | 20 | D | D | N | N | 85365080 | 1 | 4011209589605 | 0.09 | KG | 48.83 | 48.83 | CP19 | CP19 | MOULDED HOUSING IP66, POSITION SWITCH, WITHOUT DRIVE SLOW-ACTION CONTACTS 2S | - | 0 | 0
3SE2230-7C |  | 3SE2230-7C | 1 | UN | 1 | 20 | D | D | N | N | 85365080 | 1 | 4011209530751 | 0.125 | KG | 59.66 | 59.66 | CP19 | CP19 | POSITION SWITCH ENCLOSED DEGREE OF PROTECTION IP65, EN 50 041, SLOW ACTION CONTACTS 2N0, OVERTRAVEL PLUNGER, 1 X M20 X 1,5 | - | 0 | 0
3SE2230-7D |  | 3SE2230-7D | 1 | UN | 1 | 20 | D | D | N | N | 85365080 | 1 | 4011209530775 | 0.135 | KG | 64.41 | 64.41 | CP19 | CP19 | POSITION SWITCH ENCLOSED DEGREE OF PROTECTION IP65, EN 50 041, SLOW ACTION CONTACTS 2N0, ROLLER PLUNGER, 1 X M20 X 1,5 | - | 0 | 0
3SE2230-7E |  | 3SE2230-7E | 1 | UN | 1 | 20 | D | D | N | N | 85365080 | 1 | 4011209530799 | 0.106 | KG | 70.4 | 70.4 | CP19 | CP19 | POSITION SWITCH ENCLOSED DEGREE OF PROTECTION IP65, EN 50 041, SLOW ACTION CONTACTS 2N0, ROLLER LEVER, 1 X M20 X 1,5 | - | 0 | 0
3SE2230-7F |  | 3SE2230-7F | 1 | UN | 1 | 20 | D | D | N | N | 85365080 | 1 | 4011209531024 | 0.14 | KG | 67.55 | 67.55 | CP19 | CP19 | POSITION SWITCH, ENCAPSULATED PROTECT. IP 66, DIN EN 50 041, ANGULAR ROLLER LEVER, 1 X M20 X 1.5 | - | 0 | 0
3SE2230-7GW |  | 3SE2230-7GW | 1 | UN | 1 | 20 | D | D | N | N | 85365080 | 1 | 4011209530911 | 0.151 | KG | 73.63 | 73.63 | CP19 | CP19 | POSITION SWITCH ENCLOSED DEGREE OF PROTECTION IP65, EN 50 041, SLOW ACTION CONTACTS 2N0, ROLLER CRANK, 1 X M20 X 1,5 | - | 0 | 0
3SE2230-7U |  | 3SE2230-7U | 1 | UN | 1 | 20 | D | D | N | N | 85365080 | 1 | 4011209530959 | 0.16 | KG | 89.49 | 89.49 | CP19 | CP19 | REGLABLE EN LONGUEUROSED DEGREE OF PROTECTION IP65, EN 50 041, SLOW ACTION CONTACTS 2N0, ROLLER CRANK, ADJUSTABLE LENGTH, 1 X M20 X 1,5 | - | 0 | 0
3SE2230-7V |  | 3SE2230-7V | 1 | UN | 1 | 20 | D | D | N | N | 85365080 | 1 | 4011209530973 | 0.17 | KG | 87.69 | 87.69 | CP19 | CP19 | POSITION SWITCH MOLDED PLASTIC DEGREE OF PROT.IP65,EN 50 041, SLOW ACTION CONTACTS 2N0, ROD ACTUATOR, ALUMINIUM ROD, 1 X M20 X 1.5 | - | 0 | 0
3SE2230-7W |  | 3SE2230-7W | 1 | UN | 1 | 20 | D | D | N | N | 85365080 | 1 | 4011209530966 | 0.16 | KG | 90.44 | 90.44 | CP19 | CP19 | POSITION SWITCH ENCLOSED DEGREE OF PROTECTION IP65, EN 50 041, SLOW ACTION CONTACTS 2N0, ROD ACTUATOR,MOULDED-PLASTIC, 1 X M20 X 1,5 | - | 0 | 0
3SE2230-8AV00 |  | 3SE2230-8AV00 | 1 | UN | 1 | 20 | D | D | N | N | 85365080 | 1 | 4011209589889 | 0.13 | KG | 48.83 | 48.83 | CP19 | CP19 | MOULDED HOUSING IP66, POSITION SWITCH, WITHOUT DRIVE SNAP-ACTION CONTACTS 2NC | - | 0 | 7
3SE2230-8CV00 |  | 3SE2230-8CV00 | 1 | UN | 1 | 20 | D | D | N | N | 85365080 | 1 | 4011209580329 | 0.13 | KG | 58.9 | 58.9 | CP19 | CP19 | POS. SWITCH, MOULDED PLASTIC SNAP-ACTION CONTACTS 2NC, IP 66 ROUNDED PLUNGER CABLE GLANDS 1 X (M20 X 1.5) | - | 0 | 0
3SE2230-8DV00 |  | 3SE2230-8DV00 | 1 | UN | 1 | 20 | D | D | N | N | 85365080 | 1 | 4011209580336 | 0.12 | KG | 64.98 | 64.98 | CP19 | CP19 | POS. SWITCH, MOULDED PLASTIC SNAP-ACTION CONTACTS 2NC, IP 66 ROLLER PLUNGER CABLE GLANDS 1 X (M20 X 1.5) | - | 0 | 0
3SE2230-8EV00 |  | 3SE2230-8EV00 | 1 | UN | 1 | 20 | D | D | N | N | 85365080 | 1 | 4011209580343 | 0.13 | KG | 70.02 | 70.02 | CP19 | CP19 | POS. SWITCH, MOULDED PLASTIC SNAP-ACTION CONTACTS 2NC, IP 66 ROLLER LEVER CABLE GLANDS 1 X (M20 X 1.5) | - | 0 | 0
3SE2230-8FV00 |  | 3SE2230-8FV00 | 1 | UN | 1 | 20 | D | D | N | N | 85365080 | 1 | 4011209580350 | 0.15 | KG | 66.6 | 66.6 | CP19 | CP19 | POS. SWITCH, MOULDED PLASTIC SNAP-ACTION CONTACTS 2NC, IP 66 ANGULAR ROLLER LEVER CABLE GLANDS 1 X (M20 X 1.5) | - | 0 | 0
3SE2230-8GW00 |  | 3SE2230-8GW00 | 1 | UN | 1 | 20 | D | D | N | N | 85365080 | 1 | 4011209580367 | 0.152 | KG | 75.05 | 75.05 | CP19 | CP19 | POS. SWITCH, MOULDED PLASTIC SNAP-ACTION CONTACTS 2NC, IP 66 TWIST LEVER, FINELY ADJUSTABLE CABLE GLANDS 1 X (M20 X 1.5) | - | 0 | 0
3SE2230-8RV00 |  | 3SE2230-8RV00 | 1 | UN | 1 | 20 | D | D | N | N | 85365080 | 1 | 4011209580374 | 0.16 | KG | 126.35 | 126.35 | CP19 | CP19 | POS. SWITCH, MOULDED PLASTIC SNAP-ACTION CONTACTS 2NC, IP 66 SPRING ROD CABLE GLANDS 1 X (M20 X 1.5) | - | 0 | 0
3SE2230-8UW00 |  | 3SE2230-8UW00 | 1 | UN | 1 | 20 | D | D | N | N | 85365080 | 1 | 4011209580398 | 0.17 | KG | 89.49 | 89.49 | CP19 | CP19 | POS. SWITCH, MOULDED PLASTIC SNAP-ACTION CONTACTS 2NC, IP 66 TWIST LEVER ADJUSTABLE LENGTH CABLE GLANDS 1 X (M20 X 1.5) | - | 0 | 0
3SE2230-8VW00 |  | 3SE2230-8VW00 | 1 | UN | 1 | 20 | D | D | N | N | 85365080 | 1 | 4011209580404 | 0.168 | KG | 88.64 | 88.64 | CP19 | CP19 | POS. SWITCH, MOULDED PLASTIC SNAP-ACTION CONTACTS 2NC, IP 66 ROD ACTUATOR (ALUMINUM) CABLE GLANDS 1 X (M20 X 1.5) | - | 0 | 0
3SE2230-8WW00 |  | 3SE2230-8WW00 | 1 | UN | 1 | 20 | D | D | N | N | 85365080 | 1 | 4011209580411 | 0.195 | KG | 91.2 | 91.2 | CP19 | CP19 | POSITION SWITCH MOULDED-PLASTIC SNAP-ACTION CONTACTS 2NC, IP66 ROD LEVER (MOUL. PLASTIC) CABLE SCREW. 1X(M20X1.5) | - | 0 | 0
3SE2243-0XX |  | 3SE2243-0XX | 1 | UN | 1 | 2 | A | D | N | N | 85365080 | 1 | 4011209534506 | 0.17 | KG | 47.5 | 47.5 | CP19 | CP19 | Safety position switch with separate actuator Molded-plastic enclosure lateral and face-end Slow-action contacts 1 NO+2 NC, 3 x (M20 x 1.5) Pull-out force 30 N Supplied without actuator | - | 0 | 0
3SE2243-0XX18 |  | 3SE2243-0XX18 | 1 | UN | 1 | 10 | C | D | N | N | 85365080 | 1 | 4011209606449 | 0.15 | KG | 45.6 | 45.6 | CP19 | CP19 | Safety position switch with separate actuator Molded-plastic enclosure, lateral and face-end operation Slow-action contacts 1 NO+2 NC, 3 x (M16 x 1.5) Pull-out force 30 N Supplied without actuator | - | 0 | 0
3SE2243-0XX30 |  | 3SE2243-0XX30 | 1 | UN | 1 | 2 | A | D | N | N | 85365080 | 1 | 4011209536739 | 0.14 | KG | 47.5 | 47.5 | CP19 | CP19 | Safety position switch with separate actuator Molded-plastic enclosure lateral and face-end Slow-action contacts 1 NO+2 NC, 3 x (M20 x 1.5) with automatic ejection Supplied without actuator | - | 0 | 0
3SE2243-0XX38 |  | 3SE2243-0XX38 | 1 | UN | 1 | 10 | C | D | N | N | 85365080 | 1 | 4011209606456 | 0.152 | KG | 65.55 | 65.55 | CP19 | CP19 | Safety position switch with separate actuator Molded-plastic enclosure lateral and face-end Operation, slow-action contact 1 NO/2 NC, 3 x (M16 x 1.5) with automatic ejection Supplied without actuator Suitable actuators 3SX32.. | - | 0 | 7
3SE2243-0XX40 |  | 3SE2243-0XX40 | 1 | UN | 1 | 2 | A | D | N | N | 85365080 | 1 | 4011209536746 | 0.147 | KG | 45.6 | 45.6 | CP19 | CP19 | Safety position switch with separate actuator Molded-plastic enclosure lateral and face-end Slow-action contacts 1 NO+2 NC, 3 x (M20 x 1.5) Pull-out force 5 N Supplied without actuator | - | 0 | 0
3SE2243-0XX48 |  | 3SE2243-0XX48 | 1 | UN | 1 | 5 | B | D | N | N | 85365080 | 1 | 4011209606463 | 0.15 | KG | 65.55 | 65.55 | CP19 | CP19 | Safety position switch with separate actuator Molded-plastic enclosure lateral and face-end Operation, slow-action contact 1 NO/2 NC, 3 x (M16 x 1.5) Pull-out force 5 N Supplied without actuator Suitable actuators 3SX32.. | - | 0 | 7
3SE2243-6XX40 |  | 3SE2243-6XX40 | 1 | UN | 1 | 10 | C | D | N | N | 85365080 | 1 | 4011209591400 | 0.148 | KG | 77.9 | 77.9 | CP19 | CP19 | Safety position switch with separate actuator Molded-plastic enclosure lateral and face-end operation Slow-action contacts 3 NC 3 x M20 x 1.5 Pull-out force 5 N Supplied without actuator | - | 0 | 7
3SE2243-6XX48 |  | 3SE2243-6XX48 | 1 | UN | 1 | 5 | B | D | N | N | 85365080 | 1 | 4011209606470 | 0.147 | KG | 77.9 | 77.9 | CP19 | CP19 | Safety position switch with separate actuator Molded-plastic enclosure, lateral and face-end operation Slow-action contacts 3 NC, 3 x (M16 x 1.5) Pull-out force 5 N Supplied without actuator | - | 0 | 7
3SE2257-6XX |  | 3SE2257-6XX | 1 | UN | 1 | 15 | C | D | N | N | 85365080 | 1 | 4011209536753 | 0.12 | KG | 41.71 | 41.71 | CP19 | CP19 | Safety position switch with separate actuator Molded-plastic-encapsulated short enclosure, 3x(M20x1.5) lateral and face-end operation Slow-action contacts, 1 NC Pull-out force 30 N Supplied without actuator | - | 0 | 0
3SE2257-6XX18 |  | 3SE2257-6XX18 | 1 | UN | 1 | 10 | C | D | N | N | 85365080 | 1 | 4011209606487 | 0.135 | KG | 55.48 | 55.48 | CP19 | CP19 | Safety position switch with separate actuator Molded-plastic-encapsulated lateral and face-end Operation, 1 NC, 3 x (M16 x 1.5) Pull-out force 30 N Supplied without actuator | - | 0 | 7
3SE2257-6XX30 |  | 3SE2257-6XX30 | 1 | UN | 1 | 5 | B | D | N | N | 85365080 | 1 | 4011209536760 | 0.128 | KG | 55.2 | 55.2 | CP19 | CP19 | Safety position switch with separate actuator Molded-plastic-encapsulated short enclosure, 3x(M20x1.5) lateral and face-end operation Slow-action contacts 1 NC, with automatic ejection Supplied without actuator | - | 0 | 7
3SE2257-6XX38 |  | 3SE2257-6XX38 | 1 | UN | 1 | 10 | C | D | N | N | 85365080 | 1 | 4011209606494 | 0.085 | KG | 57.67 | 57.67 | CP19 | CP19 | Safety position switch with separate actuator Molded-plastic-encapsulated lateral and face-end Operation, 1 NC, 3 x (M16 x 1.5) automatic ejection Supplied without actuator | - | 0 | 7
3SE2257-6XX40 |  | 3SE2257-6XX40 | 1 | UN | 1 | 15 | C | D | N | N | 85365080 | 1 | 4011209536777 | 0.131 | KG | 40.19 | 40.19 | CP19 | CP19 | Safety position switch with separate actuator Molded-plastic-encapsulated short enclosure, 3x(M20x1.5) lateral and face-end operation slow-action contact 1 NC, Pull-out force 5 N Supplied without actuator | - | 0 | 0
3SE2257-6XX48 |  | 3SE2257-6XX48 | 1 | UN | 1 | 5 | B | D | N | N | 85365080 | 1 | 4011209606500 | 0.146 | KG | 57.67 | 57.67 | CP19 | CP19 | Safety position switch with separate actuator Molded-plastic-encapsulated lateral and face-end Operation, 1 NC, 3 x (M16 x 1.5) Pull-out force 5 N Supplied without actuator | - | 0 | 7
3SE2283-0GA43 |  | 3SE2283-0GA43 | 1 | UN | 1 | 15 | C | D | N | N | 85365080 | 1 | 4011209562547 | 0.426 | KG | 205.2 | 205.2 | CP19 | CP19 | Hinge switch Molded-plastic enclosure with aluminum hinge 1 NO/2 NC, Slow-action contacts for 40 mm profiles Supplied with additional hinge and fixing material Actuating angle 4Â° | - | 0 | 0
3SE2283-0GA44 |  | 3SE2283-0GA44 | 1 | UN | 1 | 5 | B | D | N | N | 85365080 | 1 | 4011209562561 | 0.8 | KG | 307.8 | 307.8 | CP19 | CP19 | Hinge switch Molded-plastic enclosure with stainless steel hinge 2 NC/1 NO, for 40 mm profiles Supplied with additional hinge and fixing material Actuating angle 4Â° | - | 0 | 0
3SE2283-0GA53 |  | 3SE2283-0GA53 | 1 | UN | 1 | 10 | C | D | N | N | 85365080 | 1 | 4011209612730 | 0.449 | KG | 205.2 | 205.2 | CP19 | CP19 | Hinge switch Molded-plastic enclosure with aluminum hinge 1 NO/2 NC slow-action contacts for 40 mm profiles Actuating angle 8Â° Supplied with additional hinge and fixing material | - | 0 | 0
3SE2283-6GA43 |  | 3SE2283-6GA43 | 1 | UN | 1 | 5 | B | D | N | N | 85365080 | 1 | 4011209562554 | 0.386 | KG | 205.2 | 205.2 | CP19 | CP19 | Hinge switch Molded-plastic enclosure with aluminum hinge 3xNC, Slow-action contacts for 40 mm profiles Supplied with additional hinge and fixing material Cable entry 2 x M20 x 1.5 Actuating angle 4Â° | - | 0 | 0
3SE2283-6GA44 |  | 3SE2283-6GA44 | 1 | UN | 1 | 10 | C | D | N | N | 85365080 | 1 | 4011209562578 | 0.802 | KG | 424.65 | 424.65 | CP19 | CP19 | SIRIUS HINGE SWITCH MOLDED-PLASTIC ENCLOSURE W/HIGH-GRADE STEEL HINGE 3NC, FOR 40MM PROFILES, SUPPLIED W/ADDITIONAL HINGE AND FIXING ACCESSORIES OPERATING ANGLE 4 DEGREES | - | 0 | 7
3SE2283-6GA53 |  | 3SE2283-6GA53 | 1 | UN | 1 | 15 | C | D | N | N | 85365080 | 1 | 4011209669758 | 0.45 | KG | 205.2 | 205.2 | CP19 | CP19 | Hinge switch Molded-plastic enclosure with aluminum hinge 3xNC, Slow-action contacts for 40 mm profiles Supplied with additional hinge and fixing material Cable entry 2 x M20 x 1.5 Actuating angle 8Â° | - | 0 | 0
3SE2303-0A |  | 3SE2303-0A | 1 | UN | 1 | 20 | D | D | N | N | 85365080 | 1 | 4011209612563 | 0.3 | KG | 114.95 | 114.95 | CP19 | CP19 | HOUSING POSITION SWITCH METAL HOUSING, SLOW-ACTION CONTACTS 1NO+2NC 3XM20X1.5 W/O ACTUATOR HEAD | - | 0 | 0
3SE2303-0B |  | 3SE2303-0B | 1 | UN | 1 | 20 | D | D | N | N | 85365080 | 1 | 4011209527362 | 0.3 | KG | 120.65 | 120.65 | CP19 | CP19 | METAL-ENCLOSED POSITION SWITCH, SLOW-ACTION CONTACTS 1NO+2NC, PLAIN PLUNGER, 3 X M20 X 1.5 | - | 0 | 7
3SE2303-0C |  | 3SE2303-0C | 1 | UN | 1 | 20 | D | D | N | N | 85365080 | 1 | 4011209527478 | 0.332 | KG | 147.25 | 147.25 | CP19 | CP19 | METAL-ENCLOSED POSITION SWITCH SLOW-ACTION CONTACTS 1NO+2NC, ROUNDED PLUNGER FORM C, 3 X M20 X 1.5 | - | 0 | 7
3SE2303-0D |  | 3SE2303-0D | 1 | UN | 1 | 20 | D | D | N | N | 85365080 | 1 | 4011209527485 | 0.363 | KG | 160.55 | 160.55 | CP19 | CP19 | METAL-ENCLOSED POSITION SWITCH, SLOW-ACTION CONTACTS 1NO+2NC, ROLLER PLUNGER FORM D, 3 X M20 X 1.5 | - | 0 | 7
3SE2303-0DV00-0AA3 |  | 3SE2303-0DV00-0AA3 | 1 | UN | 1 | 20 | D | D | N | N | 85365080 | 1 | 4011209592445 | 0.36 | KG | 174.8 | 174.8 | CP19 | CP19 | METAL-ENCLOSED POSITION SWITCH 3XM20X1.5 SLOW-ACTION CONTACTS 1NO+2NC ROLLER PLUNGER FORM D AND WITH STAINLESS STEEL ROLL | - | 0 | 7
3SE2303-0DV00-0AD6 |  | 3SE2303-0DV00-0AD6 | 1 | UN | 1 | 20 | D | D | N | N | 85365080 | 1 | 4011209674257 | 0.365 | KG | 295.45 | 295.45 | CP19 | CP19 | FINISHED COMBINATION WITH POSITION SWITCH METAL-SEALED, ROLLER PLUNGER SLOW-MOTION CONTACT 1NO+2NC AND PLUG CONNECTOR 3SY3131, 6-POLE AND PE PIN ASSIGN.: PIN1=21,PIN2=22, PIN3=13,PIN4=14 PIN3=31,PIN4=32 PE CONNECTED, FITTING CABLE PLUG 3SY3123 AND SUITABLE CABLE PLUG 3SY3123 | - | 0 | 7
3SE2303-0E |  | 3SE2303-0E | 1 | UN | 1 | 20 | D | D | N | N | 85365080 | 1 | 4011209527409 | 0.318 | KG | 143.45 | 143.45 | CP19 | CP19 | METAL-ENCLOSED POSITION SWITCH, SLOW-ACTION CONTACTS 1NO+2NC, ROLLER LEVER, 3 X M20 X 1.5 | - | 0 | 7
3SE2303-0F |  | 3SE2303-0F | 1 | UN | 1 | 20 | D | D | N | N | 85365080 | 1 | 4011209527447 | 0.315 | KG | 136.8 | 136.8 | CP19 | CP19 | METAL-ENCLOSED POSITION SWITCH, SLOW-ACTION CONTACTS 1NO+2NC, ANGULAR ROLLER LEVER, 3 X M20 X 1.5 | - | 0 | 7
3SE2303-0GW |  | 3SE2303-0GW | 1 | UN | 1 | 20 | D | D | N | N | 85365080 | 1 | 4011209527508 | 0.418 | KG | 153.9 | 153.9 | CP19 | CP19 | METAL-ENCLOSED POSITION SWITCH, SLOW-ACTION CONTACTS 1NO+2NC, TWIST LEVER FINE ADJUSTMENT, 3 X M20 X 1.5 | - | 0 | 7
3SE2303-0UW |  | 3SE2303-0UW | 1 | UN | 1 | 20 | D | D | N | N | 85365080 | 1 | 4011209527546 | 0.395 | KG | 176.7 | 176.7 | CP19 | CP19 | METAL-ENCLOSED POSITION SWITCH, SLOW-ACTION CONTACTS 1NO+2NC, TWIST LEVER, ADJUSTABLE LENGTH 3 X M20 X 1.5 | - | 0 | 7
3SE2303-0VW |  | 3SE2303-0VW | 1 | UN | 1 | 20 | D | D | N | N | 85365080 | 1 | 4011209527621 | 0.42 | KG | 174.8 | 174.8 | CP19 | CP19 | METAL-ENCLOSED POSITION SWITCH, DEGREE OF PROTECTION IP67, SLOW-ACTION CONTACTS, ALUMINUM ROD, 3 X M20 X 1.5 | - | 0 | 7
3SE2303-0WW |  | 3SE2303-0WW | 1 | UN | 1 | 20 | D | D | N | N | 85365080 | 1 | 4011209527584 | 0.31 | KG | 174.8 | 174.8 | CP19 | CP19 | METAL-ENCLOSED POSITION SWITCH, DEGREE OF PROTECTION IP67, SLOW-ACTION CONTACTS, MOLDED-PLASTIC ROD, 3 X M20 X 1.5 | - | 0 | 7
3SE2303-1A |  | 3SE2303-1A | 1 | UN | 1 | 20 | D | D | N | N | 85365080 | 1 | 4011209611238 | 0.3 | KG | 114.95 | 114.95 | CP19 | CP19 | HOUSING POSITION SWITCH METAL-ENCLOSED, SLOW-ACTION CONTACTS 2NO+1NC 3XM20X1.5 | - | 0 | 0
3SE2303-1B |  | 3SE2303-1B | 1 | UN | 1 | 20 | D | D | N | N | 85365080 | 1 | 4011209527379 | 0.301 | KG | 120.65 | 120.65 | CP19 | CP19 | METAL-ENCLOSED POSITION SWITCH, SLOW-ACTION CONTACTS 2NO+1NC, PLAIN PLUNGER, 3 X M20 X 1.5 | - | 0 | 0
3SE2303-1C |  | 3SE2303-1C | 1 | UN | 1 | 20 | D | D | N | N | 85365080 | 1 | 4011209610545 | 0.325 | KG | 147.25 | 147.25 | CP19 | CP19 | METAL-ENCLOSED POSITION SWITCH, SLOW-ACTION CONTACTS 2NO+1NC, ROUNDED PLUNGER FORM C, 3 X M20 X 1.5 | - | 0 | 0
3SE2303-1D |  | 3SE2303-1D | 1 | UN | 1 | 20 | D | D | N | N | 85365080 | 1 | 4011209527492 | 0.355 | KG | 160.55 | 160.55 | CP19 | CP19 | METAL-ENCLOSED POSITION SWITCH, SLOW-ACTION CONTACTS 2NO+1NC, ROLLER PLUNGER FORM D, 3 X M20 X 1.5 | - | 0 | 0
3SE2303-1DV00-0AK1 |  | 3SE2303-1DV00-0AK1 | 1 | UN | 1 | 20 | D | D | N | N | 85365080 | 1 | 4011209624931 | 0.36 | KG | 216.6 | 216.6 | CP19 | CP19 | METAL-ENCLOSED POSITION SWITCH 3XM20X1.5 SLOW-ACTION CONTACTS 2NO+1NC ROLLER PLUNGER FORM D W. STAINLESS STEEL ROLL AND INCREASED CORROSION PROTECTION | - | 0 | 7
3SE2303-1E |  | 3SE2303-1E | 1 | UN | 1 | 20 | D | D | N | N | 85365080 | 1 | 4011209527416 | 0.314 | KG | 143.45 | 143.45 | CP19 | CP19 | METAL-ENCLOSED POSITION SWITCH, SLOW-ACTION CONTACTS 2NO+1NC, ROLLER LEVER, 3 X M20 X 1.5 | - | 0 | 0
3SE2303-1EV00-0AC1 |  | 3SE2303-1EV00-0AC1 | 1 | UN | 1 | 20 | D | D | N | N | 85365080 | 1 | 4011209591691 | 0.31 | KG | 218.5 | 218.5 | CP19 | CP19 | METAL-ENCLOSED POSITION SWITCH 3XM20X1.5 SNAP-ACTION CONTACTS 1NO+1NC ROLLER LEVER WITH GOLD-PLATED CONTACTS | - | 0 | 7
3SE2303-1F |  | 3SE2303-1F | 1 | UN | 1 | 20 | D | D | N | N | 85365080 | 1 | 4011209527454 | 0.311 | KG | 136.8 | 136.8 | CP19 | CP19 | METAL-ENCLOSED POSITION SWITCH, SLOW-ACTION CONTACTS 2NO+1NC, ANGULAR ROLLER LEVER, 3 X M20 X 1.5 | - | 0 | 0
3SE2303-1GW |  | 3SE2303-1GW | 1 | UN | 1 | 20 | D | D | N | N | 85365080 | 1 | 4011209527515 | 0.41 | KG | 153.9 | 153.9 | CP19 | CP19 | METAL-ENCLOSED POSITION SWITCH, SLOW-ACTION CONTACTS 2NO+1NC, TWIST LEVER FINE ADJUSTMENT, 3 X M20 X 1.5 | - | 0 | 0
3SE2303-1UW |  | 3SE2303-1UW | 1 | UN | 1 | 20 | D | D | N | N | 85365080 | 1 | 4011209527553 | 0.396 | KG | 176.7 | 176.7 | CP19 | CP19 | METAL-ENCLOSED POSITION SWITCH, SLOW-ACTION CONTACTS 2NO+1NC, TWIST LEVER ADJUSTABLE LENGTH 3 X M20 X 1.5 | - | 0 | 0
3SE2303-1VW |  | 3SE2303-1VW | 1 | UN | 1 | 20 | D | D | N | N | 85365080 | 1 | 4011209628342 | 0.425 | KG | 174.8 | 174.8 | CP19 | CP19 | METAL-ENCLOSED POSITION SWITCH, DEGREE OF PROTECTION IP67, SLOW-ACTION CONTACTS, ALUMINUM ROD, 3 X M20 X 1.5 | - | 0 | 0
3SE2303-1WW |  | 3SE2303-1WW | 1 | UN | 1 | 20 | D | D | N | N | 85365080 | 1 | 4011209527591 | 0.416 | KG | 174.8 | 174.8 | CP19 | CP19 | POSITION SWITCH, METAL-ENCLOSED DEGREE OF PROTECTION IP67, SLOW-ACTION CONTACTS, MOULDED-PLASTIC ROD, 3 X M20 X 1,5 | - | 0 | 0
3SE2303-2B |  | 3SE2303-2B | 1 | UN | 1 | 20 | D | D | N | N | 85365080 | 1 | 4011209527386 | 0.31 | KG | 120.65 | 120.65 | CP19 | CP19 | POSITION SWITCH, METAL-ENCLOSED SLOW-ACTION CONTACTS 1NO+2NC, MAKE-BEFORE-BREAK CONTACTS, PLUNGER, 3 X M20 X 1,5 | - | 0 | 0
3SE2303-2C |  | 3SE2303-2C | 1 | UN | 1 | 20 | D | D | N | N | 85365080 | 1 | 4011209593374 | 0.33 | KG | 147.25 | 147.25 | CP19 | CP19 | METAL-ENCLOSED POSITION SWITCH, SLOW-ACTION CONTACTS 1NO+2NC, WITH OVERLAPPING, ROUNDED PLUNGER FORM C, 3 X M20 X 1.5 | - | 0 | 0
3SE2303-2D |  | 3SE2303-2D | 1 | UN | 1 | 20 | D | D | N | N | 85365080 | 1 | 4011209593381 | 0.352 | KG | 160.55 | 160.55 | CP19 | CP19 | METAL-ENCLOSED POSITION SWITCH, SLOW-ACTION CONTACTS 1NO+2NC, WITH OVERLAPPING, ROLLER PLUNGER FORM D, 3 X M20 X 1.5 | - | 0 | 0
3SE2303-2E |  | 3SE2303-2E | 1 | UN | 1 | 20 | D | D | N | N | 85365080 | 1 | 4011209527423 | 0.31 | KG | 143.45 | 143.45 | CP19 | CP19 | METAL-ENCLOSED POSITION SWITCH, SLOW-ACTION CONTACTS 1NO+2NC, WITH OVERLAPPING, ROLLER LEVER, 3 X M20 X 1.5 | - | 0 | 0
3SE2303-2EV00-0AA3 |  | 3SE2303-2EV00-0AA3 | 1 | UN | 1 | 20 | D | D | N | N | 85365080 | 1 | 4011209657090 | 0.315 | KG | 160.55 | 160.55 | CP19 | CP19 | METAL-ENCLOSED POSITION SWITCH 3XM20X1.5 SLOW-ACTION CONTACTS WITH OVERLAPPING 1NO+2NC ROLLER LEVER WITH STAINLESS STEEL ROLL | - | 0 | 7
3SE2303-2F |  | 3SE2303-2F | 1 | UN | 1 | 20 | D | D | N | N | 85365080 | 1 | 4011209527461 | 0.316 | KG | 136.8 | 136.8 | CP19 | CP19 | METAL-ENCLOSED POSITION SWITCH, SLOW-ACTION CONTACTS 1NO+2NC, WITH OVERLAPPING, ANGULAR ROLLER LEVER, 3 X M20 X 1.5 | - | 0 | 0
3SE2303-2GW |  | 3SE2303-2GW | 1 | UN | 1 | 20 | D | D | N | N | 85365080 | 1 | 4011209527522 | 0.41 | KG | 153.9 | 153.9 | CP19 | CP19 | METAL-ENCLOSED POSITION SWITCH, SLOW-ACTION CONTACTS 1NO+2NC, WITH OVERLAPPING, TWIST LEVER FINE ADJUSTMENT, 3 X M20 X 1.5 | - | 0 | 0
3SE2303-2UW |  | 3SE2303-2UW | 1 | UN | 1 | 20 | D | D | N | N | 85365080 | 1 | 4011209527560 | 0.31 | KG | 176.7 | 176.7 | CP19 | CP19 | METAL-ENCLOSED POSITION SWITCH, SLOW-ACTION CONTACTS 1NO+2NC, TWIST LEVER, ADJUSTABLE LENGTH, 3 X M20 X 1.5 | - | 0 | 0
3SE2303-2VW |  | 3SE2303-2VW | 1 | UN | 1 | 20 | D | D | N | N | 85365080 | 1 | 4011209527638 | 0.422 | KG | 174.8 | 174.8 | CP19 | CP19 | METAL-ENCLOSED POSITION SWITCH, DEGREE OF PROTECTION IP67, SLOW-ACTION CONTACTS, WITH OVERLAPPING, ALUMINUM ROD, 3 X M20 X 1.5 | - | 0 | 0
3SE2303-2WW |  | 3SE2303-2WW | 1 | UN | 1 | 20 | D | D | N | N | 85365080 | 1 | 4011209527607 | 0.7 | KG | 174.8 | 174.8 | CP19 | CP19 | METAL-ENCLOSED POSITION SWITCH, DEGREE OF PROTECTION IP67, SLOW-ACTION CONTACTS, W. OVERLAPPING, MOLDED-PLASTIC ROD, 3 X M20 X 1.5 | - | 0 | 0
3SE2303-3B |  | 3SE2303-3B | 1 | UN | 1 | 20 | D | D | N | N | 85365080 | 1 | 4011209527393 | 0.31 | KG | 120.65 | 120.65 | CP19 | CP19 | METAL-ENCLOSED POSITION SWITCH, SLOW-ACTION CONTACTS 2NO+1NC, WITH OVERLAPPING, PLAIN PLUNGER, 3 X M20 X 1.5 | - | 0 | 0
3SE2303-3C |  | 3SE2303-3C | 1 | UN | 1 | 20 | D | D | N | N | 85365080 | 1 | 4011209626454 | 0.33 | KG | 143.45 | 143.45 | CP19 | CP19 | METAL-ENCLOSED POSITION SWITCH, SLOW-ACTION CONTACTS 2NO+1NC, WITH OVERLAPPING, ROUNDED PLUNGER, 3 X M20 X 1.5 | - | 0 | 0
3SE2303-3D |  | 3SE2303-3D | 1 | UN | 1 | 20 | D | D | N | N | 85365080 | 1 | 4011209567955 | 0.345 | KG | 160.55 | 160.55 | CP19 | CP19 | POSITION SWITCH METAL ENCLOS., SLOW-ACTION CONTACT WITH OVERLAP 2NO+1NC ROLLER PLUNGER FORM D, 3 X M20 X 1.5 | - | 0 | 0
3SE2303-3E |  | 3SE2303-3E | 1 | UN | 1 | 20 | D | D | N | N | 85365080 | 1 | 4011209527430 | 0.31 | KG | 143.45 | 143.45 | CP19 | CP19 | METAL-ENCLOSED POSITION SWITCH, SLOW-ACTION CONTACTS 2NO+1NC, WITH OVERLAPPING, ROLLER LEVER, 3 X M20 X 1.5 | - | 0 | 0
3SE2303-3F |  | 3SE2303-3F | 1 | UN | 1 | 20 | D | D | N | N | 85365080 | 1 | 4011209682603 | 0.33 | KG | 136.8 | 136.8 | CP19 | CP19 | ENCAPSULATED POSITION SWITCH SLOW-ACTION CONTACTS 2NO+1NC, WITH OVERLAPPING, ANGULAR ROLLER LEVER, 3 X M20 X 1.5 | - | 0 | 0
3SE2303-3GW |  | 3SE2303-3GW | 1 | UN | 1 | 20 | D | D | N | N | 85365080 | 1 | 4011209527539 | 0.41 | KG | 153.9 | 153.9 | CP19 | CP19 | METAL-ENCLOSED POSITION SWITCH, SLOW-ACTION CONTACTS 2NO+1NC, WITH OVERLAPPING, TWIST LEVER FINE ADJUSTMENT, 3 X M20 X 1.5 | - | 0 | 0
3SE2303-3UW |  | 3SE2303-3UW | 1 | UN | 1 | 20 | D | D | N | N | 85365080 | 1 | 4011209527577 | 0.415 | KG | 176.7 | 176.7 | CP19 | CP19 | METAL-ENCLOSED POSITION SWITCH, SLOW-ACTION CONTACTS 2NO+1NC, TWIST LEVER ADJUSTABLE LENGTH 3 X M20 X 1.5 | - | 0 | 0
3SE2303-3VW |  | 3SE2303-3VW | 1 | UN | 1 | 20 | D | D | N | N | 85365080 | 1 | 4011209527355 | 0.31 | KG | 174.8 | 174.8 | CP19 | CP19 | METAL-ENCLOSED POSITION SWITCH, DEGREE OF PROTECTION IP67, SLOW-ACTION CONTACTS, WITH OVERLAPPING, ALUMINUM ROD, 3 X M20 X 1.5 | - | 0 | 0
3SE2303-3WW |  | 3SE2303-3WW | 1 | UN | 1 | 20 | D | D | N | N | 85365080 | 1 | 4011209527614 | 0.31 | KG | 174.8 | 174.8 | CP19 | CP19 | METAL-ENCLOSED POSITION SWITCH, DEGREE OF PROTECTION IP67, SLOW-ACTION CONTACTS, W. OVERLAPPING, MOLDED-PLASTIC ROD, 3 X M20 X 1.5 | - | 0 | 0
3SE2404-0A |  | 3SE2404-0A | 1 | UN | 1 | 20 | D | D | N | N | 85365080 | 1 | 4011209532977 | 0.42 | KG | 155.8 | 155.8 | CP19 | CP19 | POSITION SWITCH METAL ENCLOSURE 3XM20X1.5, WITHOUT ACTUATOR HEAD SLOW-ACTION CONTACTS 2NO+2NC | - | 0 | 0
3SE2404-0B |  | 3SE2404-0B | 1 | UN | 1 | 20 | D | D | N | N | 85365080 | 1 | 4011209527652 | 0.355 | KG | 190.95 | 190.95 | CP19 | CP19 | METAL-ENCLOSED POSITION SWITCH, SLOW-ACTION CONTACTS 2NO+2NC, PLAIN PLUNGER, 3 X M20 X 1.5 | - | 0 | 0
3SE2404-0C |  | 3SE2404-0C | 1 | UN | 1 | 20 | D | D | N | N | 85365080 | 1 | 4011209527744 | 0.395 | KG | 215.65 | 215.65 | CP19 | CP19 | METAL-ENCLOSED POSITION SWITCH, SLOW-ACTION CONTACTS 2NO+2NC, ROUNDED PLUNGER FORM C, 3 X M20 X 1.5 | - | 0 | 0
3SE2404-0D |  | 3SE2404-0D | 1 | UN | 1 | 20 | D | D | N | N | 85365080 | 1 | 4011209527775 | 0.403 | KG | 231.8 | 231.8 | CP19 | CP19 | METAL-ENCLOSED POSITION SWITCH, SLOW-ACTION CONTACTS 2NO+2NC, ROLLER PLUNGER FORM D, 3 X M20 X 1.5 | - | 0 | 0
3SE2404-0E |  | 3SE2404-0E | 1 | UN | 1 | 20 | D | D | N | N | 85365080 | 1 | 4011209527683 | 0.384 | KG | 212.8 | 212.8 | CP19 | CP19 | METAL-ENCLOSED POSITION SWITCH, SLOW-ACTION CONTACTS 2NO+2NC, ROLLER LEVER, 3 X M20 X 1.5 | - | 0 | 0
3SE2404-0F |  | 3SE2404-0F | 1 | UN | 1 | 20 | D | D | N | N | 85365080 | 1 | 4011209527713 | 0.38 | KG | 209 | 209 | CP19 | CP19 | METAL-ENCLOSED POSITION SWITCH, SLOW-ACTION CONTACTS 2NO+2NC, ANGULAR ROLLER LEVER, 3 X M20 X 1.5 | - | 0 | 0
3SE2404-0GW |  | 3SE2404-0GW | 1 | UN | 1 | 20 | D | D | N | N | 85365080 | 1 | 4011209527805 | 0.47 | KG | 220.4 | 220.4 | CP19 | CP19 | METAL-ENCLOSED POSITION SWITCH, SLOW-ACTION CONTACTS 2NO+2NC, TWIST LEVER FINE ADJUSTMENT, 3 X M20 X 1.5 | - | 0 | 0
3SE2404-0UW |  | 3SE2404-0UW | 1 | UN | 1 | 20 | D | D | N | N | 85365080 | 1 | 4011209682597 | 0.477 | KG | 252.7 | 252.7 | CP19 | CP19 | ENCAPSULATED POSITION SWITCH SLOW-ACTION CONTACTS 2NO+2NC, TWIST LEVER ADJUSTABLE LENGTH 3 X M20 X 1.5 ROLLER LEVER, ADJUSTABLE LENGTH, 3 X M20 X 1.5 | - | 0 | 0
3SE2404-0UW00-0AA3 |  | 3SE2404-0UW00-0AA3 | 1 | UN | 1 | 20 | D | D | N | N | 85365080 | 1 | 4011209593534 | 0.485 | KG | 269.8 | 269.8 | CP19 | CP19 | POSITION SWITCH METAL-ENCLOSED 3XM20X1.5 SLOW-ACTION CONTACTS 2NO+2NC SWIVEL LEVER LENGTH ADJUST. AND WITH STAINLESS STEEL ROLL | - | 0 | 7
3SE2404-0VW |  | 3SE2404-0VW | 1 | UN | 1 | 20 | D | D | N | N | 85365080 | 1 | 4011209527898 | 0.49 | KG | 245.1 | 245.1 | CP19 | CP19 | METAL-ENCLOSED POSITION SWITCH, SLOW-ACTION CONTACTS 2NO+2NC, ROD LEVER FORM E ALUMINUM 3 X M20 X 1.5 | - | 0 | 0
3SE2404-0WW |  | 3SE2404-0WW | 1 | UN | 1 | 20 | D | D | N | N | 85365080 | 1 | 4011209527867 | 0.38 | KG | 245.1 | 245.1 | CP19 | CP19 | METAL-ENCLOSED POSITION SWITCH, DEGREE OF PROTECTION IP67, SLOW-ACTION CONTACTS, MOLDED-PLASTIC ROD, 3 X M20 X 1.5 | - | 0 | 0
3SE2404-1A |  | 3SE2404-1A | 1 | UN | 1 | 20 | D | D | N | N | 85365080 | 1 | 4011209532984 | 0.345 | KG | 155.8 | 155.8 | CP19 | CP19 | METAL-ENCLOSED POSITION SWITCH, SNAP-ACTION CONTACTS 2NO+2NC W/O OPERATING MECHANISM METRIC THREAD | - | 0 | 0
3SE2404-1B |  | 3SE2404-1B | 1 | UN | 1 | 20 | D | D | N | N | 85365080 | 1 | 4011209527669 | 0.353 | KG | 190.95 | 190.95 | CP19 | CP19 | METAL-ENCLOSED POSITION SWITCH, SNAP-ACTION CONTACTS 2NO+2NC, PLAIN PLUNGER, 3 X M20 X 1.5 | - | 0 | 0
3SE2404-1C |  | 3SE2404-1C | 1 | UN | 1 | 20 | D | D | N | N | 85365080 | 1 | 4011209527751 | 0.41 | KG | 215.65 | 215.65 | CP19 | CP19 | POSITION SWITCH, METAL-ENCLOSED SNAP-ACTION CONTACTS 2NO+2NC, OVERTRAVEL PLUNGER,TYPE C, 3 X M20 X 1,5 | - | 0 | 0
3SE2404-1D |  | 3SE2404-1D | 1 | UN | 1 | 20 | D | D | N | N | 85365080 | 1 | 4011209527782 | 0.427 | KG | 231.8 | 231.8 | CP19 | CP19 | METAL-ENCLOSED POSITION SWITCH, SNAP-ACTION CONTACTS 2NO+2NC, ROLLER PLUNGER FORM D, 3 X M20 X 1.5 | - | 0 | 0
3SE2404-1DV00-0AK0 |  | 3SE2404-1DV00-0AK0 | 1 | UN | 1 | 20 | D | D | N | N | 85365080 | 1 | 4011209607163 | 0.42 | KG | 268.85 | 268.85 | CP19 | CP19 | POSITION SWITCH METAL-ENCLOSED 3XM20X1.5 SNAP-ACTION CONTACTS 1NO+1NC ROLLER PLUNGER WITH INCREASED CORROSION PROT. | - | 0 | 7
3SE2404-1E |  | 3SE2404-1E | 1 | UN | 1 | 20 | D | D | N | N | 85365080 | 1 | 4011209527690 | 0.38 | KG | 212.8 | 212.8 | CP19 | CP19 | POSITION SWITCH, METAL-ENCLOSED SNAP-ACTION CONTACTS 2NO+2NC, ROLLER LEVER, 3 X M20 X 1,5 | - | 0 | 0
3SE2404-1EV00-0AA3 |  | 3SE2404-1EV00-0AA3 | 1 | UN | 1 | 20 | D | D | N | N | 85365080 | 1 | 4011209610514 | 0.38 | KG | 231.8 | 231.8 | CP19 | CP19 | POSITION SWITCH METAL-ENCLOSED, ROLLER LEVER SNAP-ACTION CONTACTS 2NO+2NC 3XM20X1.5 WITH STAINLESS STEEL ROLL | - | 0 | 7
3SE2404-1EV00-0AC1 |  | 3SE2404-1EV00-0AC1 | 1 | UN | 1 | 20 | D | D | N | N | 85365080 | 1 | 4011209610507 | 0.4 | KG | 285 | 285 | CP19 | CP19 | POSITION SWITCH METAL-ENCLOSED 3XM20X1.5 SNAP-ACTION CONTACTS 2NO+2NC ROLLER LEVER WITH GOLD-PLATED CONTACTS | - | 0 | 7
3SE2404-1EV00-0AD3 |  | 3SE2404-1EV00-0AD3 | 1 | UN | 1 | 20 | D | D | N | N | 85365080 | 1 | 4011209607705 | 0.425 | KG | 329.65 | 329.65 | CP19 | CP19 | PREASSEMBLED COMBINATION WITH POSITION SWITCH METAL-ENCLOSED ROLLER LEVER SNAP-ACTION CONTACTS 2NO+2NC 3XM20X1.5 WITH STAINLESS STEEL ROLL AND CONNECTOR SOCKET 3SY3131, 6-POLE AND PE PIN ALLOC.: PIN1=13,PIN2=14, PIN3=21,PIN4=22 PIN4=43, PIN6=44 NO=PIN1+2, NC=PIN3+4, NO=PIN4+5 PE CONNECTED | - | 0 | 7
3SE2404-1EV00-0AK0 |  | 3SE2404-1EV00-0AK0 | 1 | UN | 1 | 20 | D | D | N | N | 85365080 | 1 | 4011209632141 | 0.38 | KG | 249.85 | 249.85 | CP19 | CP19 | POSITION SWITCH METAL-ENCLOSED 3XM20X1.4 SNAP-ACTION CONTACTS 2NO+2NC ROLLER LEVER WITH INCR. CORROSION PROTECTION | - | 0 | 7
3SE2404-1F |  | 3SE2404-1F | 1 | UN | 1 | 20 | D | D | N | N | 85365080 | 1 | 4011209527720 | 0.383 | KG | 209 | 209 | CP19 | CP19 | METAL-ENCLOSED POSITION SWITCH, SNAP-ACTION CONTACTS 2NO+2NC, ANGULAR ROLLER LEVER, 3 X M20 X 1.5 | - | 0 | 0
3SE2404-1GV00-0AA0 |  | 3SE2404-1GV00-0AA0 | 1 | UN | 1 | 20 | D | D | N | N | 85365080 | 1 | 4011209592766 | 0.485 | KG | 231.8 | 231.8 | CP19 | CP19 | POSITION SWITCH METAL-ENCLOSED 3XM20X1.5 SNAP-ACTION CONTACTS 2NO+2NC SWIVEL LEVER FINE ADJUST. ONLY RIGHT SWITCHING | - | 0 | 7
3SE2404-1GW |  | 3SE2404-1GW | 1 | UN | 1 | 20 | D | D | N | N | 85365080 | 1 | 4011209527812 | 0.47 | KG | 220.4 | 220.4 | CP19 | CP19 | METAL-ENCLOSED POSITION SWITCH, SNAP-ACTION CONTACTS 2NO+2NC, TWIST LEVER FINE ADJUSTMENT, 3 X M20 X 1.5 | - | 0 | 0
3SE2404-1GW00-0AA0 |  | 3SE2404-1GW00-0AA0 | 1 | UN | 1 | 20 | D | D | N | N | 85365080 | 1 | 4011209824577 | 0.47 | KG | 228 | 228 | CP19 | CP19 | POSITION SWITCH METAL-SEALED 3XM20X1.5 | - | 0 | 7
3SE2404-1GW00-0AA3 |  | 3SE2404-1GW00-0AA3 | 1 | UN | 1 | 20 | D | D | N | N | 85365080 | 1 | 4011209608375 | 0.47 | KG | 241.3 | 241.3 | CP19 | CP19 | POSITION SWITCH METAL-ENCLOSED, ROLLER LEVER FINE ADJUSTMENT 10 TO 10 DEG. SNAP-ACTION CONTACTS 2NO+2NC 3XM20X1.5 AND WITH STAINLESS STEEL ROLL | - | 0 | 7
3SE2404-1GW00-0AK0 |  | 3SE2404-1GW00-0AK0 | 1 | UN | 1 | 20 | D | D | N | N | 85365080 | 1 | 4011209606661 | 0.47 | KG | 259.35 | 259.35 | CP19 | CP19 | METAL-ENCLOSED POSITION SWITCH 3XM20X1.4 SNAP-ACTION CONTACTS 2NO+2NC TWIST LEVER FINE ADJUSTMENT 10 TO 10 DEGR. W. INCREASED CORROSION PROTECTION | - | 0 | 7
3SE2404-1T |  | 3SE2404-1T | 1 | UN | 1 | 20 | D | D | N | N | 85365080 | 1 | 4011209525429 | 0.515 | KG | 301.15 | 301.15 | CP19 | CP19 | METAL-ENCLOSED POSITION SWITCH, SNAP-ACTION CONTACTS 2NO+2NC, FORK LEVER | - | 0 | 7
3SE2404-1UW |  | 3SE2404-1UW | 1 | UN | 1 | 20 | D | D | N | N | 85365080 | 1 | 4011209527836 | 0.49 | KG | 252.7 | 252.7 | CP19 | CP19 | METAL-ENCLOSED POSITION SWITCH, SNAP-ACTION CONTACTS 2NO+2NC, TWIST LEVER ADJUSTABLE LENGTH 3 X M20 X 1.5 | - | 0 | 0
3SE2404-1UW00-0AA3 |  | 3SE2404-1UW00-0AA3 | 1 | UN | 1 | 20 | D | D | N | N | 85365080 | 1 | 4011209779242 | 0.485 | KG | 269.8 | 269.8 | CP19 | CP19 | POSITION SWITCH METAL-ENCLOSED 3XM20X1.5 SNAP-ACTION CONTACTS 2NO+2NC SWIVEL LEVER LENGTH ADJUST. AND WITH STAINLESS STEEL ROLL | - | 0 | 7
3SE2404-1UW06-0AL5 |  | 3SE2404-1UW06-0AL5 | 1 | UN | 1 | 20 | D | D | N | N | 85365080 | 1 | 4011209790063 | 0.49 | KG | 267.9 | 267.9 | CP19 | CP19 | POSITION SWITCH METAL-ENCLOSED, SNAP-ACTION CONTACT 2NO+2NC, TWIST LEVER ADJUSTABLE LENGTH, WITH GRID HOLE, HIGH-GRADE STEEL, FOR -40 DEGREES ; 3 X M20 X 1.5 | - | 0 | 7
3SE2404-1UW-Z | A01 | 3SE2404-1UW-ZA01 | 1 | UN | 1 | 20 | D | D | N | N | 85365080 | 1 | 4011209569379 | 0.479 | KG | 290.7 | 290.7 | CP19 | CP19 | POSITION SWITCH, METAL ENCL., | - | 0 | 7
3SE2404-1VW |  | 3SE2404-1VW | 1 | UN | 1 | 20 | D | D | N | N | 85365080 | 1 | 4011209527881 | 0.488 | KG | 245.1 | 245.1 | CP19 | CP19 | METAL-ENCLOSED POSITION SWITCH, SNAP-ACTION CONTACTS 2NO+2NC, ROD LEVER FORM E ALUMINUM 3 X M20 X 1.5 | - | 0 | 0
3SE2404-1VW00-0AK0 |  | 3SE2404-1VW00-0AK0 | 1 | UN | 1 | 20 | D | D | N | N | 85365080 | 1 | 4011209607187 | 0.485 | KG | 279.3 | 279.3 | CP19 | CP19 | METAL-ENCLOSED POSITION SWITCH 3XM20X1.4 SNAP-ACTION CONTACTS 2NO+2NC ROD LEVER W. ALUMINUM ROD W. INCREASED CORROSION PROTECTION | - | 0 | 7
3SE2404-1WW |  | 3SE2404-1WW | 1 | UN | 1 | 20 | D | D | N | N | 85365080 | 1 | 4011209527850 | 0.476 | KG | 245.1 | 245.1 | CP19 | CP19 | METAL-ENCLOSED POSITION SWITCH, SNAP-ACTION CONTACTS 2NO+2NC, ROD LEVER FORM E, MOLDED PLASTIC 3 X M20 X 1.5 | - | 0 | 0
3SE2404-2B |  | 3SE2404-2B | 1 | UN | 1 | 20 | D | D | N | N | 85365080 | 1 | 4011209527676 | 0.38 | KG | 190.95 | 190.95 | CP19 | CP19 | METAL-ENCLOSED POSITION SWITCH, SLOW-ACTION CONTACTS 2NO+2NC, WITH OVERLAPPING, PLAIN PLUNGER, 3 X M20 X 1.5 | - | 0 | 0
3SE2404-2C |  | 3SE2404-2C | 1 | UN | 1 | 20 | D | D | N | N | 85365080 | 1 | 4011209527768 | 0.4 | KG | 215.65 | 215.65 | CP19 | CP19 | METAL-ENCLOSED POSITION SWITCH, SLOW-ACTION CONTACTS 2NO+2NC, WITH OVERLAPPING, ROUNDED PLUNGER FORM C, 3 X M20 X 1.5 | - | 0 | 0
3SE2404-2D |  | 3SE2404-2D | 1 | UN | 1 | 20 | D | D | N | N | 85365080 | 1 | 4011209527799 | 0.42 | KG | 231.8 | 231.8 | CP19 | CP19 | METAL-ENCLOSED POSITION SWITCH, SLOW-ACTION CONTACTS 2NO+2NC, WITH OVERLAPPING, ROLLER PLUNGER FORM D, 3 X M20 X 1.5 | - | 0 | 0
3SE2404-2E |  | 3SE2404-2E | 1 | UN | 1 | 20 | D | D | N | N | 85365080 | 1 | 4011209527706 | 0.38 | KG | 212.8 | 212.8 | CP19 | CP19 | METAL-ENCLOSED POSITION SWITCH, SLOW-ACTION CONTACTS 2NO+2NC, WITH OVERLAPPING, ROLLER LEVER, 3 X M20 X 1.5 | - | 0 | 0
3SE2404-2F |  | 3SE2404-2F | 1 | UN | 1 | 20 | D | D | N | N | 85365080 | 1 | 4011209527737 | 0.4 | KG | 209 | 209 | CP19 | CP19 | METAL-ENCLOSED POSITION SWITCH, SLOW-ACTION CONTACTS 2NO+2NC, WITH OVERLAPPING, ANGULAR ROLLER LEVER, 3 X M20 X 1.5 | - | 0 | 0
3SE2404-2GW |  | 3SE2404-2GW | 1 | UN | 1 | 20 | D | D | N | N | 85365080 | 1 | 4011209527829 | 0.48 | KG | 220.4 | 220.4 | CP19 | CP19 | METAL-ENCLOSED POSITION SWITCH, SLOW-ACTION CONTACTS 2NO+2NC, WITH OVERLAPPING, TWIST LEVER FINE ADJUSTMENT 3 X M20 X 1.5 | - | 0 | 0
3SE2404-2UW |  | 3SE2404-2UW | 1 | UN | 1 | 20 | D | D | N | N | 85365080 | 1 | 4011209527843 | 0.38 | KG | 252.7 | 252.7 | CP19 | CP19 | METAL-ENCLOSED POSITION SWITCH, DEGREE OF PROTECTION IP67, SLOW-ACTION CONTACTS, WITH OVERLAPPING, TWIST LEVER, ADJUSTABLE LENGTH 3 X M20 X 1.5 | - | 0 | 0
3SE2404-2VW |  | 3SE2404-2VW | 1 | UN | 1 | 20 | D | D | N | N | 85365080 | 1 | 4011209527904 | 0.38 | KG | 245.1 | 245.1 | CP19 | CP19 | METAL-ENCLOSED POSITION SWITCH, DEGREE OF PROTECTION IP67, SLOW-ACTION CONTACTS, WITH OVERLAPPING, ALUMINUM ROD, 3 X M20 X 1.5 | - | 0 | 0
3SE2404-2WW |  | 3SE2404-2WW | 1 | UN | 1 | 20 | D | D | N | N | 85365080 | 1 | 4011209527874 | 0.49 | KG | 245.1 | 245.1 | CP19 | CP19 | METAL-ENCLOSED POSITION SWITCH, SLOW-ACTION CONTACTS 2NO+2NC, W. OVERLAPPING, ROD LEVER FORM E MOLDED PLASTIC, 3 X M20 X 1.5 | - | 0 | 0
3SE2404-3CV00-0AH2 |  | 3SE2404-3CV00-0AH2 | 1 | UN | 1 | 20 | D | D | N | N | 85365080 | 1 | 4011209627741 | 0.386 | KG | 237.5 | 237.5 | CP19 | CP19 | POSITION SWITCH METAL HOUSING | - | 0 | 7
3SE2404-8EV00-0AD8 |  | 3SE2404-8EV00-0AD8 | 1 | UN | 1 | 20 | D | D | N | N | 85365019 | 1 | 4011209655188 | 0.38 | KG | 320.15 | 320.15 | CP19 | CP19 | POSITION SWITCH METAL ENCL. SNAP-ACTION CONTACTS 2NC AND SLOW-ACTION CONTACTS 2NO, ROLLER LEVER, "3 X M20 X 1.5; FOR 24V" M 12 CONNECTOR, MOUNTED BELOW (ACROSS FROM DRIVE) | - | 0 | 7
3SE2404-8EV00-0AE3 |  | 3SE2404-8EV00-0AE3 | 1 | UN | 1 | 20 | D | D | N | N | 85365019 | 1 | 4011209659636 | 0.38 | KG | 320.15 | 320.15 | CP19 | CP19 | POSITION SWITCH METAL ENCL. SNAP-ACTION CONTACTS 2NC AND SLOW-ACTION CONTACTS 2NO, ROLLER LEVER, "3 X M20 X 1.5; FOR DC 24V" WITH CONNECTOR M12 LEFT | - | 0 | 7
3SE2404-8EV00-0AE4 |  | 3SE2404-8EV00-0AE4 | 1 | UN | 1 | 20 | D | D | N | N | 85365019 | 1 | 4011209659643 | 0.41 | KG | 320.15 | 320.15 | CP19 | CP19 | POSITION SWITCH METAL ENCL. SNAP-ACTION CONTACTS 2NC AND SLOW-ACTION CONTACTS 2NO, ROLLER LEVER, "3 X M20 X 1.5; FOR DC 24V" WITH CONNECTOR M12 RIGHT | - | 0 | 7
3SE2404-8GW00-0AD8 |  | 3SE2404-8GW00-0AD8 | 1 | UN | 1 | 20 | D | D | N | N | 85365019 | 1 | 4011209651777 | 0.48 | KG | 348.65 | 348.65 | CP19 | CP19 | POSITION SWITCH METAL ENCLOSURE SNAP-ACTION CONT. 1NO+1NC+2NC, TWIST LEVER PRECISE ADJUSTMENT, 3 X M20 X 1.5 WITH CONNECTOR SOCKET 6+PE | - | 0 | 7
3SE2404-8UW00-0AD8 |  | 3SE2404-8UW00-0AD8 | 1 | UN | 1 | 20 | D | D | N | N | 85365019 | 1 | 4011209655195 | 0.48 | KG | 361.95 | 361.95 | CP19 | CP19 | POSITION SWITCH METAL ENCL. SNAP-ACTION CONTACTS 2NC AND SLOW-ACTION CONTACTS 2NO, WITH ADJUST. LEN. TWIST LEVER 3 X M20 X 1.5; FOR 24V WITH 8-POLE M12 PLUG, MOUNTED AT BOTTOM (OPPOS. OPER. MECH.) PIN ASSIGNMENT: PIN1=44(1NO), PIN2=12 (1NO),PIN3=22 (1NC), PIN4=11 (1NC),PIN5=21 (NC), PIN6=43 (NC),PIN7=33 (1NO), PIN8=34 (1NO) | - | 0 | 7
3SE2830-0XX00 |  | 3SE2830-0XX00 | 1 | UN | 1 | 10 | C | D | EAR99 | N | 85365019 | 1 | 4011209608986 | 0.86 | KG | 538.65 | 538.65 | CP19 | CP19 | POSITION SWITCH, METAL-ENCLOSED, MAGNETIC FIELD-LOCK, DC 24V, M20 X 1.5 | - | 0 | 7
3SE2830-1XX00 |  | 3SE2830-1XX00 | 1 | UN | 1 | 10 | C | D | EAR99 | N | 85365019 | 1 | 4011209608993 | 0.86 | KG | 577.6 | 577.6 | CP19 | CP19 | POSITION SWITCH, METAL-ENCLOSED, STANDARD MAGNETIC FIELD-LOCK, DC 24V, M20 X1.5 | - | 0 | 7
3SE2830-1XX20 |  | 3SE2830-1XX20 | 1 | UN | 1 | 10 | C | D | EAR99 | N | 85365019 | 1 | 4011209609006 | 0.86 | KG | 599.45 | 599.45 | CP19 | CP19 | POSITION SWITCH, METAL-ENCLOSED, WITH OPTICAL SIGNALLING DEVICE MAGNETIC FIELD-LOCK, DC 24V, M20 X 1.5 | - | 0 | 7
3SE2830-6XX00 |  | 3SE2830-6XX00 | 1 | UN | 1 | 10 | C | D | EAR99 | N | 85365019 | 1 | 4011209609013 | 0.86 | KG | 577.6 | 577.6 | CP19 | CP19 | POSITION SWITCH, METAL-ENCLOSED, MAGNETIC FIELD-LOCK, DC 24V, M20 X 1.5 | - | 0 | 7
3SE2830-6XX05-0AC5 |  | 3SE2830-6XX05-0AC5 | 1 | UN | 1 | 20 | D | D | EAR99 | N | 85365019 | 1 | 4011209668010 | 0.948 | KG | 684.95 | 684.95 | CP19 | CP19 | POSITION SWITCH, METAL ENCLOSURE,WITH TUMBLER, LOCKING FORCE 2000 N, SOLENOID-LOCKED, 24 V DC, WITH THREAD M20X1.5 POSITION MONITORING OF ACTUATOR 2NC POSITION MONITORING OF SOLENOID 2NC WITH 2 X M12 PLUGS, 5-POLE, PLUG AT BOTTOM W. PIN ASSIGN.: PIN1=11,PIN2=12,PIN3=21,PIN4=22 PLUG ON SIDE W. PIN ASSIGN.: PIN3=-(NEG),PIN4=+(POS) | - | 0 | 7
3SE2831-0XX00 |  | 3SE2831-0XX00 | 1 | UN | 1 | 10 | C | D | EAR99 | N | 85365080 | 1 | 4011209609051 | 0.86 | KG | 577.6 | 577.6 | CP19 | CP19 | POSITION SWITCH, METAL-ENCLOSED, MAGNETIC FIELD-LOCK, AC 230V, M20 X 1.5 | - | 0 | 7
3SE2831-1XX00 |  | 3SE2831-1XX00 | 1 | UN | 1 | 10 | C | D | EAR99 | N | 85365080 | 1 | 4011209609044 | 0.875 | KG | 538.65 | 538.65 | CP19 | CP19 | POSITION SWITCH, METAL-ENCLOSED, STANDARD MAGNETIC FIELD-LOCK, AC 230V, M20 X 1.5 | - | 0 | 7
3SE2831-1XX20 |  | 3SE2831-1XX20 | 1 | UN | 1 | 10 | C | D | EAR99 | N | 85365080 | 1 | 4011209609037 | 0.875 | KG | 558.6 | 558.6 | CP19 | CP19 | POSITION SWITCH, METAL-ENCLOSED, WITH OPTICAL SIGNALLING DEVICE MAGNETIC FIELD-LOCK, AC 230V, M20 X 1.5 | - | 0 | 7
3SE2831-6XX00 |  | 3SE2831-6XX00 | 1 | UN | 1 | 10 | C | D | EAR99 | N | 85365080 | 1 | 4011209609020 | 0.86 | KG | 577.6 | 577.6 | CP19 | CP19 | POSITION SWITCH, METAL-ENCLOSED, MAGNETIC FIELD-LOCK, AC 230V, M20 X 1.5 | - | 0 | 7
3SE2832-0XX00 |  | 3SE2832-0XX00 | 1 | UN | 1 | 10 | C | D | EAR99 | N | 85365080 | 1 | 4011209609068 | 0.86 | KG | 577.6 | 577.6 | CP19 | CP19 | POSITION SWITCH, METAL-ENCLOSED, MAGNETIC FIELD-LOCK, AC 110V, M20 X 1.5 | - | 0 | 7
3SE2832-1XX00 |  | 3SE2832-1XX00 | 1 | UN | 1 | 10 | C | D | EAR99 | N | 85365080 | 1 | 4011209609075 | 0.855 | KG | 538.65 | 538.65 | CP19 | CP19 | POSITION SWITCH, METAL-ENCLOSED, STANDARD MAGNETIC FIELD-LOCK, AC 110V, M20 X 1.5 | - | 0 | 7
3SE2832-1XX20 |  | 3SE2832-1XX20 | 1 | UN | 1 | 10 | C | D | EAR99 | N | 85365080 | 1 | 4011209609082 | 0.865 | KG | 558.6 | 558.6 | CP19 | CP19 | POSITION SWITCH, METAL-ENCLOSED, WITH OPTICAL SIGNALLING DEVICE MAGNETIC FIELD-LOCK, AC 110V, M20 X 1.5 | - | 0 | 7
3SE2832-6XX00 |  | 3SE2832-6XX00 | 1 | UN | 1 | 10 | C | D | EAR99 | N | 85365080 | 1 | 4011209610484 | 0.855 | KG | 538.65 | 538.65 | CP19 | CP19 | POSITION SWITCH, METAL-ENCLOSED, MAGNETIC FIELD-LOCK, AC 110V, M20 X 1.5 | - | 0 | 7
3SE2840-0XX00 |  | 3SE2840-0XX00 | 1 | UN | 1 | 10 | C | D | EAR99 | N | 85365019 | 1 | 4011209608726 | 0.88 | KG | 589.95 | 589.95 | CP19 | CP19 | POSITION SWITCH, METAL-ENCLOSED, SPRING-ACTUATED LOCK, DC 24V, M20 X 1.5 | - | 0 | 7
3SE2840-0XX01 |  | 3SE2840-0XX01 | 1 | UN | 1 | 10 | C | D | EAR99 | N | 85365019 | 1 | 4011209608740 | 0.93 | KG | 595.65 | 595.65 | CP19 | CP19 | POSITION SWITCH, METAL-ENCLOSED, SPRING-ACTUATED LOCK, DC 24V, M20 X 1.5 | - | 0 | 7
3SE2840-1XX00 |  | 3SE2840-1XX00 | 1 | UN | 1 | 10 | C | D | EAR99 | N | 85365019 | 1 | 4011209608757 | 0.88 | KG | 551 | 551 | CP19 | CP19 | POSITION SWITCH, METAL-ENCLOSED, SPRING-ACTUATED LOCK, DC 24V, M20 X 1.5 | - | 0 | 7
3SE2840-1XX01 |  | 3SE2840-1XX01 | 1 | UN | 1 | 10 | C | D | EAR99 | N | 85365080 | 1 | 4011209608764 | 0.925 | KG | 595.65 | 595.65 | CP19 | CP19 | POSITION SWITCH, METAL-ENCLOSED, AUXILIARY RELEASE WITH LOCK SPRING-ACTUATED LOCK, DC 24V, M20 X 1.5 | - | 0 | 7
3SE2840-1XX20 |  | 3SE2840-1XX20 | 1 | UN | 1 | 10 | C | D | EAR99 | N | 85365019 | 1 | 4011209536548 | 0.88 | KG | 606.1 | 606.1 | CP19 | CP19 | POSITION SWITCH, METAL-ENCLOSED, OPTICAL SIGNALLING DEVICE SPRING-ACTUATED LOCK, DC 24V, M20 X 1.5 | - | 0 | 7
3SE2840-1XX32 |  | 3SE2840-1XX32 | 1 | UN | 1 | 10 | C | D | EAR99 | N | 85365019 | 1 | 4011209608771 | 0.93 | KG | 612.75 | 612.75 | CP19 | CP19 | POSITION SWITCH, METAL-ENCLOSED, OPTICAL SIGNALLING DEVICE AND AUXILIARY RELEASE WITH LOCK SPRING-ACTUATED LOCK, DC 24V, M20 X 1.5 | - | 0 | 7
3SE2840-6XX00 |  | 3SE2840-6XX00 | 1 | UN | 1 | 10 | C | D | EAR99 | N | 85365019 | 1 | 4011209608788 | 0.88 | KG | 589.95 | 589.95 | CP19 | CP19 | POSITION SWITCH, METAL-ENCLOSED, SPRING-ACTUATED LOCK, DC 24V, M20 X 1.5 | - | 0 | 7
3SE2840-6XX00-0AB8 |  | 3SE2840-6XX00-0AB8 | 1 | UN | 1 | 20 | D | D | EAR99 | N | 85365019 | 1 | 4011209861190 | 1 | KG | 879.7 | 879.7 | CP19 | CP19 | POSITION SWITCH WITH TUMBLER METAL ENCLOSURE, 2NC+2NO, SPRING-ACTUATED LOCK, MAGNET VOLT.24V DC,M12 CONNECT. 4-POLE,ADJUSTABLE; AT BOTTOM: PIN1=21,PIN2=22,PIN3=31,PIN4=32 M12 CONNECTOR 4-POLE, ADJUSTABLE; LATERAL: PIN1 AND PIN2 = NOT ASSIGNED PIN3=E2, PIN4=E1 | - | 0 | 7
3SE2840-6XX01 |  | 3SE2840-6XX01 | 1 | UN | 1 | 10 | C | D | EAR99 | N | 85365019 | 1 | 4011209608795 | 0.93 | KG | 638.4 | 638.4 | CP19 | CP19 | POSITION SWITCH, METAL-ENCLOSED, SPRING-ACTUATED LOCK, DC 24V, M20 X 1.5 | - | 0 | 7
3SE2841-0XX00 |  | 3SE2841-0XX00 | 1 | UN | 1 | 10 | C | D | EAR99 | N | 85365080 | 1 | 4011209608870 | 0.88 | KG | 589.95 | 589.95 | CP19 | CP19 | POSITION SWITCH, METAL-ENCLOSED, SPRING-ACTUATED LOCK, AC 230V, M20 X 1.5 | - | 0 | 7
3SE2841-0XX01 |  | 3SE2841-0XX01 | 1 | UN | 1 | 10 | C | D | EAR99 | N | 85365080 | 1 | 4011209608863 | 0.92 | KG | 595.65 | 595.65 | CP19 | CP19 | POSITION SWITCH, METAL-ENCLOSED, SPRING-ACTUATED LOCK, AC 230V, M20 X 1.5 | - | 0 | 7
3SE2841-1XX00 |  | 3SE2841-1XX00 | 1 | UN | 1 | 10 | C | D | EAR99 | N | 85365080 | 1 | 4011209608856 | 0.87 | KG | 551 | 551 | CP19 | CP19 | POSITION SWITCH, METAL-ENCLOSED, SPRING-ACTUATED LOCK, AC 230V, M20 X 1.5 | - | 0 | 7
3SE2841-1XX01 |  | 3SE2841-1XX01 | 1 | UN | 1 | 10 | C | D | EAR99 | N | 85365080 | 1 | 4011209608849 | 0.92 | KG | 595.65 | 595.65 | CP19 | CP19 | POSITION SWITCH, METAL-ENCLOSED, AUXILIARY RELEASE WITH LOCK SPRING-ACTUATED LOCK, AC 230V, M20 X 1.5 | - | 0 | 7
3SE2841-1XX20 |  | 3SE2841-1XX20 | 1 | UN | 1 | 10 | C | D | EAR99 | N | 85365080 | 1 | 4011209608832 | 0.88 | KG | 567.15 | 567.15 | CP19 | CP19 | POSITION SWITCH, METAL-ENCLOSED, OPTICAL SIGNALLING DEVICE SPRING-ACTUATED LOCK, AC 230V, M20 X 1.5 | - | 0 | 7
3SE2841-1XX32 |  | 3SE2841-1XX32 | 1 | UN | 1 | 10 | C | D | EAR99 | N | 85365080 | 1 | 4011209608825 | 0.93 | KG | 612.75 | 612.75 | CP19 | CP19 | POSITION SWITCH, METAL-ENCLOSED, OPTICAL SIGNALLING DEVICE AND AUXILIARY RELEASE WITH LOCK SPRING-ACTUATED LOCK, AC 230V, M20 X 1.5 | - | 0 | 7
3SE2841-6XX00 |  | 3SE2841-6XX00 | 1 | UN | 1 | 10 | C | D | EAR99 | N | 85365080 | 1 | 4011209608818 | 0.88 | KG | 589.95 | 589.95 | CP19 | CP19 | POSITION SWITCH, METAL-ENCLOSED, SPRING-ACTUATED LOCK, AC 230V, M20 X 1.5 | - | 0 | 7
3SE2841-6XX01 |  | 3SE2841-6XX01 | 1 | UN | 1 | 10 | C | D | EAR99 | N | 85365080 | 1 | 4011209608801 | 0.93 | KG | 638.4 | 638.4 | CP19 | CP19 | POSITION SWITCH, METAL-ENCLOSED, SPRING-ACTUATED LOCK, AC 230V, M20 X 1.5 | - | 0 | 7
3SE2842-0XX00 |  | 3SE2842-0XX00 | 1 | UN | 1 | 10 | C | D | EAR99 | N | 85365080 | 1 | 4011209608894 | 0.88 | KG | 589.95 | 589.95 | CP19 | CP19 | POSITION SWITCH, METAL-ENCLOSED, SPRING-ACTUATED LOCK, AC 110V, M20 X 1.5 | - | 0 | 7
3SE2842-0XX01 |  | 3SE2842-0XX01 | 1 | UN | 1 | 10 | C | D | EAR99 | N | 85365080 | 1 | 4011209608900 | 0.93 | KG | 638.4 | 638.4 | CP19 | CP19 | POSITION SWITCH, METAL-ENCLOSED, SPRING-ACTUATED LOCK, AC 110V, M20 X 1.5 | - | 0 | 7
3SE2842-1XX00 |  | 3SE2842-1XX00 | 1 | UN | 1 | 10 | C | D | EAR99 | N | 85365080 | 1 | 4011209608924 | 0.88 | KG | 589.95 | 589.95 | CP19 | CP19 | POSITION SWITCH, METAL-ENCLOSED, SPRING-ACTUATED LOCK, AC 110V, M20 X 1.5 | - | 0 | 7
3SE2842-1XX01 |  | 3SE2842-1XX01 | 1 | UN | 1 | 10 | C | D | EAR99 | N | 85365080 | 1 | 4011209608931 | 0.92 | KG | 595.65 | 595.65 | CP19 | CP19 | POSITION SWITCH, METAL-ENCLOSED, AUXILIARY RELEASE WITH LOCK SPRING-ACTUATED LOCK, AC 110V, 2XM20 X 1.5 | - | 0 | 7
3SE2842-1XX20 |  | 3SE2842-1XX20 | 1 | UN | 1 | 10 | C | D | EAR99 | N | 85365080 | 1 | 4011209608948 | 0.885 | KG | 567.15 | 567.15 | CP19 | CP19 | POSITION SWITCH, METAL-ENCLOSED, OPTICAL SIGNALLING DEVICE SPRING-ACTUATED LOCK, AC 110V, M20 X 1.5 | - | 0 | 7
3SE2842-1XX32 |  | 3SE2842-1XX32 | 1 | UN | 1 | 10 | C | D | EAR99 | N | 85365080 | 1 | 4011209608955 | 0.935 | KG | 612.75 | 612.75 | CP19 | CP19 | POSITION SWITCH, METAL-ENCLOSED, OPTICAL SIGNALLING DEVICE AND AUXILIARY RELEASE WITH LOCK SPRING-ACTUATED LOCK, AC 110V, M20 X 1.5 | - | 0 | 7
3SE2842-6XX00 |  | 3SE2842-6XX00 | 1 | UN | 1 | 10 | C | D | EAR99 | N | 85365080 | 1 | 4011209608962 | 0.88 | KG | 589.95 | 589.95 | CP19 | CP19 | POSITION SWITCH, METAL-ENCLOSED, SPRING-ACTUATED LOCK, AC 110V, M20 X 1.5 | - | 0 | 7
3SE2842-6XX01 |  | 3SE2842-6XX01 | 1 | UN | 1 | 10 | C | D | EAR99 | N | 85365080 | 1 | 4011209608979 | 0.93 | KG | 638.4 | 638.4 | CP19 | CP19 | POSITION SWITCH, METAL-ENCLOSED, SPRING-ACTUATED LOCK, AC 110V, M20 X 1.5 | - | 0 | 7
3SE2860-3XX00 |  | 3SE2860-3XX00 | 1 | UN | 1 | 10 | C | D | N | N | 85365019 | 1 |  | 0.736 | KG | 521.55 | 521.55 | CP19 | CP19 | POSITION SWITCH WITH TUMBLER,METAL, LOCKING FORCE 1200 N,3XM20X1.5, 5 APPROACH DIRECTIONS, SPRING FORCE W. AUX. UNLOCKING (SEALABLE) MAG. POSITION MONITORING 2NC+1NO POSITION MONITORING OF ACT. 1NC,24 V DC | - | 0 | 7
3SE2861-3XX00 |  | 3SE2861-3XX00 | 1 | UN | 1 | 10 | C | D | N | N | 85365080 | 1 |  | 0.729 | KG | 521.55 | 521.55 | CP19 | CP19 | POSITION SWITCH WITH TUMBLER,METAL, LOCKING FORCE 1200 N,3XM20X1.5, 5 APPROACH DIRECTIONS, SPRING FORCE W. AUX. UNLOCKING (SEALABLE) MAG. POSITION MONITORING 2NC+1NO POSITION MONITORING OF ACT. 1NC,230 V AC | - | 0 | 7
3SE2862-3XX00 |  | 3SE2862-3XX00 | 1 | UN | 1 | 10 | C | D | N | N | 85365080 | 1 |  | 0.738 | KG | 509.2 | 509.2 | CP19 | CP19 | POSITION SWITCH WITH TUMBLER,METAL, LOCKING FORCE 1200 N,3XM20X1.5, 5 APPROACH DIRECTIONS, SPRING FORCE W. AUX. UNLOCKING (SEALABLE) MAG. POSITION MONITORING 2NC+1NO POSITION MONITORING OF ACT. 1NC,110 V AC | - | 0 | 7
3SE2902-0AA20 |  | 3SE2902-0AA20 | 1 | UN | 1 | 2 | A | D | N | N | 85365080 | 1 | 4011209576575 | 1.425 | KG | 180.5 | 180.5 | CP19 | CP19 | Momentary-contact foot switch, 1-pedal With cover, without latching Metal enclosure IP65, 1 NO+1 NC, cable entry M20 x 1.5 | - | 0 | 0
3SE2902-0AB20 |  | 3SE2902-0AB20 | 1 | UN | 1 | 2 | A | D | N | N | 85365080 | 1 | 4011209575042 | 0.696 | KG | 123.5 | 123.5 | CP19 | CP19 | Momentary-contact foot switch, 1-pedal, without cover, without latching, Metal enclosure IP65, 1 NO + 1 NC, Cable entry M20 x 1.5 | - | 0 | 0
3SE2903-1AA20 |  | 3SE2903-1AA20 | 1 | UN | 1 | 2 | A | D | N | N | 85365080 | 1 | 4011209576582 | 1.48 | KG | 190 | 190 | CP19 | CP19 | Momentary-contact foot switch, 1-pedal, with cover, without latching, Metal enclosure IP65, 2 NO+2 NC, Cable entry M20 x 1.5 | - | 0 | 0
3SE2903-1AB20 |  | 3SE2903-1AB20 | 1 | UN | 1 | 10 | C | D | N | N | 85365080 | 1 | 4011209576599 | 0.72 | KG | 128.25 | 128.25 | CP19 | CP19 | Momentary-contact foot switch, 1-pedal without cover, without latching Metal enclosure IP65, 2 NO+2 NC, Cable entry M20 x 1.5 | - | 0 | 0
3SE2903-1AE20 |  | 3SE2903-1AE20 | 1 | UN | 1 | 5 | B | D | N | N | 85365080 | 1 | 4011209576605 | 0.708 | KG | 136.8 | 136.8 | CP19 | CP19 | Momentary-contact foot switch, single-pedal Cable entry M20 x 1.5 2 NO+2 NC, actuating force 24.6 N without protective cover, IP65, with two mounting holes | - | 0 | 7
3SE2912-2AA20 |  | 3SE2912-2AA20 | 1 | UN | 1 | 15 | C | D | N | N | 85365080 | 1 | 4011209576612 | 1.46 | KG | 220.4 | 220.4 | CP19 | CP19 | Foot switch, 1-pedal with cover, with latching Metal enclosure IP65, 1 NO+1 NC, Cable entry M20 x 1.5 | - | 0 | 0
3SE2912-2AB20 |  | 3SE2912-2AB20 | 1 | UN | 1 | 15 | C | D | N | N | 85365080 | 1 | 4011209576629 | 0.709 | KG | 180.5 | 180.5 | CP19 | CP19 | Foot switch, 1-pedal without cover, with latching Metal enclosure IP65, 1 NO+1 NC, Cable entry M20 x 1.5 | - | 0 | 0
3SE2924-3AA20 |  | 3SE2924-3AA20 | 1 | UN | 1 | 15 | C | D | N | N | 85365080 | 1 | 4011209576636 | 1.58 | KG | 313.5 | 313.5 | CP19 | CP19 | Safety momentary-contact foot switch 1-pedal, with protective cover, IP65, with interlock function, 2 NO+2 NC, NO contact, closes as pushbutton, NC contact, opens with simultaneous latching (safety function), cable entry M20 x 1.5 | - | 0 | 0
3SE2932-0AA20 |  | 3SE2932-0AA20 | 1 | UN | 1 | 5 | B | D | N | N | 85365080 | 1 | 4011209576643 | 2.978 | KG | 264.1 | 264.1 | CP19 | CP19 | Momentary-contact foot switch, 2-pedal with cover, without latching, Metal enclosure IP65, 1 NO+1 NC Cable entry M25 x 1.5 | - | 0 | 0
3SE2932-0AB20 |  | 3SE2932-0AB20 | 1 | UN | 1 | 15 | C | D | N | N | 85365080 | 1 | 4011209576650 | 2.026 | KG | 203.3 | 203.3 | CP19 | CP19 | Momentary-contact foot switch, 2-pedal without cover, without latching, Metal enclosure IP65, Slow-action contacts 1 NO+1 NC Cable entry M25 x 1.5 | - | 0 | 0
3SE2932-1AA20 |  | 3SE2932-1AA20 | 1 | UN | 1 | 5 | B | D | N | N | 85365080 | 1 | 4011209576674 | 2.98 | KG | 308.75 | 308.75 | CP19 | CP19 | Momentary-contact foot switch, 2-pedal with cover, without latching, Metal enclosure IP65, 2 NC+2 NO Cable entry M25 x 1.5 | - | 0 | 0
3SE2932-1AB20 |  | 3SE2932-1AB20 | 1 | UN | 1 | 15 | C | D | N | N | 85365080 | 1 | 4011209576681 | 2.038 | KG | 217.55 | 217.55 | CP19 | CP19 | Momentary-contact foot switch, 2-pedal without cover, without latching, Metal enclosure IP65, slow-action contacts 2 NO+2 NC Cable entry M25 x 1.5 | - | 0 | 0
3SE3000-0A |  | 3SE3000-0A | 1 | UN | 1 | 20 | D | D | N | N | 85365080 | 1 | 4011209031371 | 0.038 | KG | 43.61 | 43.61 | CP19 | CP19 | CONTACT BLOCK W. 2 CONTACTS F. POSITION SWITCHES NORMAL STROKE,SLOW-ACTION CONT. | - | 0 | 7
3SE3000-1A |  | 3SE3000-1A | 1 | UN | 1 | 20 | D | D | N | N | 85365080 | 1 | 4011209031388 | 0.038 | KG | 47.03 | 47.03 | CP19 | CP19 | Contact block with 2 contact elements for position switch Normal stroke, snap-action switching | - | 0 | 9
3SE3000-3A |  | 3SE3000-3A | 1 | UN | 1 | 20 | D | D | N | N | 85365080 | 1 | 4011209082939 | 0.038 | KG | 47.03 | 47.03 | CP19 | CP19 | CONTACT BLOCK W. 2 CONTACTS F. POSITION SWITCHES NORMAL STROKE,SLOW-ACTION CONT. W. MAKE-BEFORE-BREAK | - | 0 | 7
3SE3000-6A |  | 3SE3000-6A | 1 | UN | 1 | 20 | D | D | N | N | 85365080 | 1 | 4011209193970 | 0.047 | KG | 43.61 | 43.61 | CP19 | CP19 | CONTACT BLOCK 2NC | - | 0 | 7
3SE3000-7A |  | 3SE3000-7A | 1 | UN | 1 | 20 | D | D | N | N | 85365080 | 1 | 4011209193925 | 0.035 | KG | 47.03 | 47.03 | CP19 | CP19 | CONTACT BLOCK 2N0 | - | 0 | 7
3SE3000-8AV00 |  | 3SE3000-8AV00 | 1 | UN | 1 | 20 | D | D | N | N | 85365080 | 1 | 4011209585911 | 0.038 | KG | 43.61 | 43.61 | CP19 | CP19 | ACCESSORY FOR POSITION SWITCH REPLACEMENT SWITCHING ELEMENT WITH 2NC SNAP-ACTION FOR 3SE2120-8..00, 3SE2230-8..00, 3SE2100-8..00 | - | 0 | 7
3SE3003-0A |  | 3SE3003-0A | 1 | UN | 1 | 20 | D | D | N | N | 85365080 | 1 | 4011209031395 | 0.053 | KG | 67.55 | 67.55 | CP19 | CP19 | CONTACT BLOCK W. 3 CONTACTS F.POSITION SWITCHES SLOW-ACTION CONTACTS 1NO+2NC | - | 0 | 7
3SE3003-1A |  | 3SE3003-1A | 1 | UN | 1 | 20 | D | D | N | N | 85365080 | 1 | 4011209031401 | 0.053 | KG | 72.58 | 72.58 | CP19 | CP19 | CONTACT BLOCK W. 3 CONTACTS F.POSITION SWITCHES SLOW-ACTION CONTACTS 2NO+1NC | - | 0 | 7
3SE3003-2A |  | 3SE3003-2A | 1 | UN | 1 | 20 | D | D | N | N | 85365080 | 1 | 4011209125964 | 0.051 | KG | 72.58 | 72.58 | CP19 | CP19 | CONTACT BLOCK W. 3 CONTACTS F.POSITION SWITCHES SLOW-ACTION CONTACTS MAKE-BEFORE-BREAK 1NO+2NC | - | 0 | 7
3SE3003-3A |  | 3SE3003-3A | 1 | UN | 1 | 20 | D | D | N | N | 85365080 | 1 | 4011209115583 | 0.053 | KG | 72.58 | 72.58 | CP19 | CP19 | CONTACT BLOCK W. 3 CONTACTS F.POSITION SWITCHES SLOW-ACTION CONTACTS MAKE-BEFORE-BREAK 2NO+1NC | - | 0 | 7
3SE3010-0A |  | 3SE3010-0A | 1 | UN | 1 | 20 | D | D | N | N | 85365080 | 1 | 4011209095489 | 0.048 | KG | 51.97 | 51.97 | CP19 | CP19 | CONTACT BLOCK W/REPEAT PLUNGER F.POSITION SWITCHES SLOW-ACTION CONTACTS 1NO+1NC | - | 0 | 7
3SE3010-1A |  | 3SE3010-1A | 1 | UN | 1 | 20 | D | D | N | N | 85365080 | 1 | 4011209081215 | 0.04 | KG | 51.97 | 51.97 | CP19 | CP19 | CONTACT BLOCK W/REPEAT PLUNGER F.POSITION SWITCHES SNAP-ACTION CONTACTS 1NO+1NC | - | 0 | 7
3SE3010-3A |  | 3SE3010-3A | 1 | UN | 1 | 20 | D | D | N | N | 85365080 | 1 | 4011209232099 | 0.035 | KG | 48.36 | 48.36 | CP19 | CP19 | CONTACT BLOCK W/REPEAT PLUNGER F.POSITION SWITCHES SLOW-ACTION CONTACTS 1NO+1NC W/MAKE-BEFORE-BREAK | - | 0 | 7
3SE3020-0A |  | 3SE3020-0A | 1 | UN | 1 | 20 | D | D | N | N | 85365080 | 1 | 4011209031418 | 0.042 | KG | 38.48 | 38.48 | CP19 | CP19 | WILL BE DISCONTINUED IN 10.2013 POSITION SWITCH,OPEN TYPE WITH NORMAL STROKE SLOW-ACTION CONTACTS 1NO+1NC | - | 0 | 7
3SE3020-1A |  | 3SE3020-1A | 1 | UN | 1 | 20 | D | D | N | N | 85365080 | 1 | 4011209031425 | 0.042 | KG | 35.82 | 35.82 | CP19 | CP19 | WILL BE DISCONTINUED IN 10.2013 POSITION SWITCH,OPEN TYPE WITH NORMAL STROKE SNAP-ACTION CONTACTS 1NO+1NC | - | 0 | 7
3SE3020-3A |  | 3SE3020-3A | 1 | UN | 1 | 20 | D | D | N | N | 85365080 | 1 | 4011209031432 | 0.031 | KG | 38.48 | 38.48 | CP19 | CP19 | WILL BE DISCONTINUED IN 10.2013 POSITION SWITCH,OPEN TYPE WITH NORMAL STROKE W/MAKE-BEFORE-BREAK TYPE SLOW-ACTION CONTACTS 1NO+1NC | - | 0 | 7
3SE3023-0A |  | 3SE3023-0A | 1 | UN | 1 | 20 | D | D | N | N | 85365080 | 1 | 4011209031456 | 0.058 | KG | 58.9 | 58.9 | CP19 | CP19 | POSITION SWITCH,OPEN TYPE WITH NORMAL STROKE SLOW-ACTION CONTACTS 1NO+2NC | - | 0 | 7
3SE3023-1A |  | 3SE3023-1A | 1 | UN | 1 | 20 | D | D | N | N | 85365080 | 1 | 4011209031463 | 0.058 | KG | 58.9 | 58.9 | CP19 | CP19 | POSITION SWITCH, OPEN TYPE WITH NORMAL STROKE SLOW-ACTION CONTACTS 2NO+1NC | - | 0 | 7
3SE3023-2A |  | 3SE3023-2A | 1 | UN | 1 | 20 | D | D | N | N | 85365080 | 1 | 4011209031470 | 0.057 | KG | 58.9 | 58.9 | CP19 | CP19 | POSITION SWITCH,OPEN TYPE WITH NORMAL STROKE MAKE-BEFORE-BREAK TYPE SLOW-ACTION CONTACTS 1NO+2NC | - | 0 | 7
3SE3023-3A |  | 3SE3023-3A | 1 | UN | 1 | 20 | D | D | N | N | 85365080 | 1 | 4011209095861 | 0.058 | KG | 58.9 | 58.9 | CP19 | CP19 | POSITION SWITCH,OPEN TYPE WITH NORMAL STROKE MAKE-BEFORE-BREAK TYPE SLOW-ACTION CONTACTS 2NO+1NC | - | 0 | 7
3SE3100-8GW00-0AA3 |  | 3SE3100-8GW00-0AA3 | 1 | UN | 1 | 10 | C | D | N | N | 85365080 | 1 |  | 0.372 | KG | 173.85 | 173.85 | CP19 | CP19 | POSITION SWITCH SEALED ENCAPSULATED POSITION SWITCH ENCAPSULATED POSITION SWITCH SPRING-ACTION CONTACTS 2NC SNAP-ACTION CONTACTS 2NC TWIST LEVER WITH STAINLESS STEEL ROLLER | - | 0 | 7
3SE3120-0GA10 |  | 3SE3120-0GA10 | 1 | UN | 1 | 10 | C | D | N | N | 85365080 | 1 | 4011209359055 | 0.398 | KG | 155.8 | 155.8 | CP19 | CP19 | SAFETY SWITCH SAFETY SWITCHES FOR HINGES FOR HINGES METAL HOUSING HINGES | - | 0 | 7
3SE3120-0GA40 |  | 3SE3120-0GA40 | 1 | UN | 1 | 10 | C | D | N | N | 85365080 | 1 | 4011209359048 | 0.399 | KG | 128.25 | 128.25 | CP19 | CP19 | SAFETY SWITCH SAFETY SWITCHES FOR HINGES FOR HINGES METAL HOUSING HINGE | - | 0 | 7
3SE3120-0GA42 |  | 3SE3120-0GA42 | 1 | UN | 1 | 10 | C | D | N | N | 85365080 | 1 | 4011209359024 | 0.396 | KG | 96.9 | 96.9 | CP19 | CP19 | SAFETY SWITCHES FOR HINGES METAL-ENCLOSED SLOT HINGE | - | 0 | 7
3SE3120-4XX |  | 3SE3120-4XX | 1 | UN | 1 | 30 | D | D | N | N | 85365080 | 1 | 4011209553477 | 0.35 | KG | 209 | 209 | CP19 | CP19 | POSITION SWITCH METAL ENCAPSULATED LATERAL ACTIONING | - | 0 | 7
3SE3160-1C |  | 3SE3160-1C | 1 | UN | 1 | 10 | C | D | N | N | 85365080 | 1 | 4011209371590 | 0.332 | KG | 128.25 | 128.25 | CP19 | CP19 | M.C. CIRCUIT-BREAKER WITH CONNECTING CABLE SNAP-ACTION CONTACTS 1NO/1NC ROUNDED PLUNGER | - | 0 | 7
3SE3160-1CJ |  | 3SE3160-1CJ | 1 | UN | 1 | 10 | C | D | N | N | 85365080 | 1 | 4011209371576 | 0.351 | KG | 152 | 152 | CP19 | CP19 | M.C. CIRCUIT-BREAKER WITH CONNECTING CABLE SNAP-ACTION CONTACTS 1NO/1NC ROUNDED PLUNGER (STEEL) | - | 0 | 7
3SE3160-1D |  | 3SE3160-1D | 1 | UN | 1 | 10 | C | D | N | N | 85365080 | 1 | 4011209371552 | 0.348 | KG | 179.55 | 179.55 | CP19 | CP19 | M.C. CIRCUIT-BREAKER WITH CONNECTING CABLE SNAP-ACTION CONTACTS 1NO/1NC ROLLER PLUNGER | - | 0 | 7
3SE3160-1DJ |  | 3SE3160-1DJ | 1 | UN | 1 | 10 | C | D | N | N | 85365080 | 1 | 4011209371545 | 0.364 | KG | 198.55 | 198.55 | CP19 | CP19 | M.C. CIRCUIT-BREAKER WITH CONNECTING CABLE SNAP-ACTION CONTACTS 1NO/1NC ROLLER PLUNGER (STEEL) | - | 0 | 7
3SE3160-1G |  | 3SE3160-1G | 1 | UN | 1 | 10 | C | D | N | N | 85365080 | 1 | 4011209371514 | 0.395 | KG | 129.2 | 129.2 | CP19 | CP19 | M.C. CIRCUIT-BREAKER WITH CONNECTING CABLE SNAP-ACTION CONTACTS 1NO/1NC ROLLER LEVER | - | 0 | 7
3SE3170-0A |  | 3SE3170-0A | 1 | UN | 1 | 20 | D | D | N | N | 85365080 | 10 | 4011209151468 | 0.167 | KG | 133 | 133 | CP19 | CP19 | POSITION SWITCH SEALED SLOW-ACTION CONTACTS 1NO+1NC WITHOUT MECHANISM NPT THREAD | - | 0 | 7
3SE3170-0XX |  | 3SE3170-0XX | 1 | UN | 1 | 20 | D | D | N | N | 85365080 | 1 | 4011209534377 | 0.321 | KG | 228 | 228 | CP19 | CP19 | SAFETY POSITION SWITCH METAL-SEALED WITHOUT ACTUATOR NPT THREAD | - | 0 | 7
3SE3170-1A |  | 3SE3170-1A | 1 | UN | 1 | 20 | D | D | N | N | 85365080 | 10 | 4011209147133 | 0.169 | KG | 133 | 133 | CP19 | CP19 | POSITION SWITCH SEALED SNAP-ACTION CONTACTS 1NO+1NC WITHOUT MECHANISM NPT THREAD | - | 0 | 7
3SE3170-1B |  | 3SE3170-1B | 1 | UN | 1 | 20 | D | D | N | N | 85365080 | 1 | 4011209443433 | 0.185 | KG | 120.65 | 120.65 | CP19 | CP19 | POSITION SWITCH SEALED SNAP-ACTION CONTACTS 1NO+1NC SINGLE PLUNGER NPT THREAD | - | 0 | 7
3SE3170-1C |  | 3SE3170-1C | 1 | UN | 1 | 20 | D | D | N | N | 85365080 | 1 | 4011209419780 | 0.228 | KG | 153.9 | 153.9 | CP19 | CP19 | POSITION SWITCH SEALED SNAP-ACTION CONTACTS 1NO+1NC ROUNDED PLUNGER NPT THREAD | - | 0 | 7
3SE3170-1D |  | 3SE3170-1D | 1 | UN | 1 | 20 | D | D | N | N | 85365080 | 1 | 4011209444577 | 0.245 | KG | 170.05 | 170.05 | CP19 | CP19 | POSITION SWITCH SEALED SNAP-ACTION CONTACTS 1NO+1NC ROLLER PLUNGER NPT THREAD | - | 0 | 7
3SE3170-1E |  | 3SE3170-1E | 1 | UN | 1 | 20 | D | D | N | N | 85365080 | 1 | 4011209443495 | 0.204 | KG | 147.25 | 147.25 | CP19 | CP19 | POSITION SWITCH SEALED SNAP-ACTION CONTACTS 1NO+1NC ROLLER LEVER NPT THREAD | - | 0 | 7
3SE3170-1F |  | 3SE3170-1F | 1 | UN | 1 | 20 | D | D | N | N | 85365080 | 1 | 4011209443501 | 0.215 | KG | 142.5 | 142.5 | CP19 | CP19 | POSITION SWITCH SEALED SNAP-ACTION CONTACTS 1NO+1NC ANGULAR ROLLER LEVER NPT THREAD | - | 0 | 7
3SE3170-1G |  | 3SE3170-1G | 1 | UN | 1 | 20 | D | D | N | N | 85365080 | 1 | 4011209238473 | 0.31 | KG | 170.05 | 170.05 | CP19 | CP19 | POSITION SWITCH SEALED SNAP-ACTION CONTACTS 1NO+1NC TWIST HANDLE FINE ADJUSTMENT NPT THREAD | - | 0 | 7
3SE3170-1GW |  | 3SE3170-1GW | 1 | UN | 1 | 20 | D | D | N | N | 85365080 | 1 | 4011209450998 | 0.302 | KG | 166.25 | 166.25 | CP19 | CP19 | POSITION SWITCH SEALED SNAP-ACTION CONTACTS 1NO+1NC TWIST HANDLE FINE ADJUSTMENT NPT THREAD | - | 0 | 7
3SE3170-1R |  | 3SE3170-1R | 1 | UN | 1 | 20 | D | D | N | N | 85365080 | 1 | 4011209444584 | 0.236 | KG | 186.2 | 186.2 | CP19 | CP19 | POSITION SWITCH SEALED SNAP-ACTION CONTACTS 1NO+1NC SPRING ROD NPT THREAD | - | 0 | 7
3SE3170-1T |  | 3SE3170-1T | 1 | UN | 1 | 20 | D | D | N | N | 85365080 | 1 | 4011209444591 | 0.296 | KG | 261.25 | 261.25 | CP19 | CP19 | POSITION SWITCH SEALED SNAP-ACTION CONTACTS 1NO+1NC FORK LEVER NPT THREAD | - | 0 | 7
3SE3170-1U |  | 3SE3170-1U | 1 | UN | 1 | 20 | D | D | N | N | 85365080 | 1 | 4011209442290 | 0.382 | KG | 203.3 | 203.3 | CP19 | CP19 | POSITION SWITCH SEALED SNAP-ACTION CONTACTS 1NO+1NC TWIST HANDLE LENGTH ADJUST. NPT THREAD | - | 0 | 7
3SE3170-1UW |  | 3SE3170-1UW | 1 | UN | 1 | 20 | D | D | N | N | 85365080 | 1 | 4011209468139 | 0.31 | KG | 195.7 | 195.7 | CP19 | CP19 | POSITIONSSCHALER SEALED SNAP-ACTION CONTACTS 1NO + 1 NC TWIST HANDLE LENGTH ADJUST. NPT THREAD | - | 0 | 7
3SE3170-1UW00-0AC0 |  | 3SE3170-1UW00-0AC0 | 1 | UN | 1 | 20 | D | D | N | N | 85365080 | 1 |  | 0.325 | KG | 215.65 | 215.65 | CP19 | CP19 | POSITIONSSCHALER SEALED SNAP-ACTION CONTACTS 1NO + 1 NC TWIST HANDLE LENGTH ADJUST. NPT THREAD POS. SWITCH LEVER SHEET USA FOR 3SE31. | - | 0 | 7
3SE3170-1V |  | 3SE3170-1V | 1 | UN | 1 | 20 | D | D | N | N | 85365080 | 1 | 4011209442306 | 0.36 | KG | 195.7 | 195.7 | CP19 | CP19 | POSITION SWITCH SEALED SNAP-ACTION CONTACTS 1NO+1NC ROD LEVER ALUMINIUM NPT THREAD | - | 0 | 7
3SE3170-1VW |  | 3SE3170-1VW | 1 | UN | 1 | 20 | D | D | N | N | 85365080 | 1 | 4011209468146 | 0.314 | KG | 190.95 | 190.95 | CP19 | CP19 | POSITION SWITCH SEALED SNAP-ACTION CONTACTS 1NO + 1NC ROD LEVER ALUMINIUM NPT THREAD | - | 0 | 7
3SE3170-3A |  | 3SE3170-3A | 1 | UN | 1 | 20 | D | D | N | N | 85365080 | 10 | 4011209151451 | 0.182 | KG | 133 | 133 | CP19 | CP19 | POSITION SWITCH SEALED SLOW-ACTION CONTACTS 1NO+1NC WITH CONTACT OVERLAP WITHOUT MECHAN. NPT THREAD | - | 0 | 7
3SE3170-4XX |  | 3SE3170-4XX | 1 | UN | 1 | 20 | D | D | N | N | 85365080 | 1 | 4011209593763 | 0.351 | KG | 215.65 | 215.65 | CP19 | CP19 | POSITION SWITCH METAL-ENCLOSED WITH SEPARATE ACTUATOR LATERAL ACTUATING WITH NPT 1/2 THREAD SNAP-ACTION ELEMENTS 2NO+2NC | - | 0 | 7
3SE3170-6A |  | 3SE3170-6A | 1 | UN | 1 | 20 | D | D | N | N | 85365080 | 1 | 4011209593787 | 0.174 | KG | 133 | 133 | CP19 | CP19 | POSITION SWITCH METAL-ENCLOSED HOUSING WITH NPT 1/2 THREAD SLOW-ACTION CONTACTS 2NC | - | 0 | 7
3SE3170-6XX |  | 3SE3170-6XX | 1 | UN | 1 | 20 | D | D | N | N | 85365080 | 1 | 4011209534360 | 0.345 | KG | 228 | 228 | CP19 | CP19 | SCHLEICHSCHALTGLIED 2 OEFFNER WITHOUT ACTUATOR NPT THREAD | - | 0 | 7
3SE3170-7A |  | 3SE3170-7A | 1 | UN | 1 | 20 | D | D | N | N | 85365080 | 1 | 4011209593770 | 0.17 | KG | 133 | 133 | CP19 | CP19 | POSITION SWITCH METAL-ENCLOSED HOUSING WITH NPT 1/2 THREAD SLOW-ACTION CONTACTS 2S | - | 0 | 7
3SE3170-7UW |  | 3SE3170-7UW | 1 | UN | 1 | 20 | D | D | N | N | 85365080 | 1 |  | 0.253 | KG | 195.7 | 195.7 | CP19 | CP19 | POSITION SWITCH SEALED ROD LEVER ALUMINIUM NPT THREAD | - | 0 | 7
3SE3170-8AV00 |  | 3SE3170-8AV00 | 1 | UN | 1 | 20 | D | D | N | N | 85365080 | 1 | 4011209648975 | 0.17 | KG | 133 | 133 | CP19 | CP19 | POSITION SWITCH ENCLOSED SNAP-ACTION CONTACTS 2NC WITHOUT MECHANISM NPT THREAD | - | 0 | 7
3SE3180-1A |  | 3SE3180-1A | 1 | UN | 1 | 20 | D | D | N | N | 85365080 | 1 |  | 0.31 | KG | 136.8 | 136.8 | CP19 | CP19 | COMPACT SWITCH WITH CONNECTING LINE SPRUNGSCHALTGLIEDER 1S+1OE WITHOUT ACTUATOR HEAD | - | 0 | 7
3SE3180-1C |  | 3SE3180-1C | 1 | UN | 1 | 20 | D | D | N | N | 85365080 | 1 | 4011209371507 | 0.316 | KG | 108.3 | 108.3 | CP19 | CP19 | Compact switch with connection cable Snap-action contacts 1 NO+1 NC Rounded plunger | - | 0 | 7
3SE3180-1CJ |  | 3SE3180-1CJ | 1 | UN | 1 | 20 | D | D | N | N | 85365080 | 1 | 4011209371484 | 0.331 | KG | 128.25 | 128.25 | CP19 | CP19 | M.C. CIRCUIT-BREAKER WITH CONNECTING CABLE SNAP-ACTION CONTACTS 1NO/1NC ROUNDED PLUNGER (STEEL) | - | 0 | 7
3SE3180-1D |  | 3SE3180-1D | 1 | UN | 1 | 20 | D | D | N | N | 85365080 | 1 | 4011209371460 | 0.323 | KG | 152 | 152 | CP19 | CP19 | M.C. CIRCUIT-BREAKER WITH CONNECTING CABLE SNAP-ACTION CONTACTS 1NO/1NC ROLLER PLUNGER | - | 0 | 7
3SE3180-1DJ |  | 3SE3180-1DJ | 1 | UN | 1 | 20 | D | D | N | N | 85365080 | 1 | 4011209371453 | 0.334 | KG | 167.2 | 167.2 | CP19 | CP19 | M.C. CIRCUIT-BREAKER WITH CONNECTING CABLE SNAP-ACTION CONTACTS 1NO/1NC ROLLER PLUNGER (STEEL) | - | 0 | 7
3SE3180-1DV15 |  | 3SE3180-1DV15 | 1 | UN | 1 | 20 | D | D | N | N | 85365080 | 1 | 4011209371439 | 0.318 | KG | 111.15 | 111.15 | CP19 | CP19 | ROLLER PLUNGER TYPE E700.0.BM/90 DEGREES | - | 0 | 7
3SE3180-1G |  | 3SE3180-1G | 1 | UN | 1 | 20 | D | D | N | N | 85365080 | 1 | 4011209371422 | 0.366 | KG | 109.25 | 109.25 | CP19 | CP19 | M.C. CIRCUIT-BREAKER WITH CONNECTING CABLE SNAP-ACTION CONTACTS 1NO/1NC ROLLER LEVER | - | 0 | 7
3SE3180-1GV00-0AB1 |  | 3SE3180-1GV00-0AB1 | 1 | UN | 1 | 20 | D | D | N | N | 85365080 | 1 | 4011209626492 | 0.378 | KG | 135.85 | 135.85 | CP19 | CP19 | COMPACT SWITCH WITH CONNECTION LINE SNAP-ACTION CONTACTS 1NO+1NC SWIVEL LEVER WIRE FERRULE A. WIRE NUMBER | - | 0 | 7
3SE3200-0GA10 |  | 3SE3200-0GA10 | 1 | UN | 1 | 15 | C | D | N | N | 85365080 | 1 | 4011209358973 | 0.129 | KG | 135.85 | 135.85 | CP19 | CP19 | SAFETY SWITCHES FOR HINGE MOULDED-PLASTIC ENCLOSED HINGE AXES | - | 0 | 7
3SE3200-0GA40 |  | 3SE3200-0GA40 | 1 | UN | 1 | 15 | C | D | N | N | 85365080 | 1 | 4011209358966 | 0.155 | KG | 123.5 | 123.5 | CP19 | CP19 | SAFETY SWITCHES FOR HINGES MOULDED-PLASTIC ENCLOSED HINGE AXES | - | 0 | 7
3SE3200-0GA41 |  | 3SE3200-0GA41 | 1 | UN | 1 | 15 | C | D | N | N | 85365080 | 1 | 4011209358959 | 0.139 | KG | 123.5 | 123.5 | CP19 | CP19 | SAFETY SWITCHES FOR HINGES MOULDED-PLASTIC ENCLOSED HINGE AXES | - | 0 | 7
3SE3200-0XX13 |  | 3SE3200-0XX13 | 1 | UN | 1 | 15 | C | D | N | N | 85365080 | 1 | 4011209395220 | 0.11 | KG | 151.05 | 151.05 | CP19 | CP19 | POSITION SWITCH WITH SEPARATE ACTUATOR SLOW ACTION CONTACTS 1NO+1NC | - | 0 | 7
3SE3200-1XW |  | 3SE3200-1XW | 1 | UN | 1 | 20 | D | D | EAR99 | N | 85365080 | 1 | 4011209503830 | 0.055 | KG | 28.69 | 28.69 | CP19 | CP19 | POSITION SWITCH 31 MM, ROUNDED PLUNGER SHORT DISPL., 1NO+1NC, HDM VERSION | - | 0 | 7
3SE3200-1XW-Z | W97 | 3SE3200-1XW-ZW97 | 1 | UN | 1 | 20 | D | D | N | N | 85365080 | 135 | 4011209593923 | 0.056 | KG | 28.69 | 28.69 | CP19 | CP19 | POSITION SWITCH, MOLDED-PLASTIC ENCLOSURE, 1XM20X1.5, ROUND ROUNDED PLUNGER(TEFLON PLUNGER) SHORT STROKE, 1NO+1NC, CHLORIN.RUBBER DIAPHRAGM, HDM VERSION,MULIT-UNIT PACKAG. PACK.QUANTITY 135 UNITS | - | 0 | 7
3SE3200-1XW-Z | X95 | 3SE3200-1XW-ZX95 | 1 | UN | 1 | 20 | D | D | N | N | 85365080 | 135 | 4011209552197 | 0.046 | KG | 28.69 | 28.69 | CP19 | CP19 | POSITION SWITCH | - | 0 | 7
3SE3200-6GA10 |  | 3SE3200-6GA10 | 1 | UN | 1 | 15 | C | D | N | N | 85365080 | 1 | 4011209358935 | 0.134 | KG | 125.4 | 125.4 | CP19 | CP19 | Safety switch for hinges Molded-plastic-encapsulated Hinged axles | - | 0 | 9
3SE3200-6GA40 |  | 3SE3200-6GA40 | 1 | UN | 1 | 5 | B | D | N | N | 85365080 | 1 | 4011209358928 | 0.13 | KG | 95.95 | 95.95 | CP19 | CP19 | Slotted hinge company ERSCE TYPE E100.04.S Molded-plastic-encapsulated Hinged axles | - | 0 | 9
3SE3200-6GA42 |  | 3SE3200-6GA42 | 1 | UN | 1 | 15 | C | D | N | N | 85365080 | 1 | 4011209358904 | 0.14 | KG | 123.5 | 123.5 | CP19 | CP19 | Safety switch for hinges Molded-plastic-encapsulated Hinged axles | - | 0 | 9
3SE3200-6XX13 |  | 3SE3200-6XX13 | 1 | UN | 1 | 15 | C | D | N | N | 85365080 | 1 | 4011209395213 | 0.112 | KG | 155.8 | 155.8 | CP19 | CP19 | POSITION SWITCH WITH SEPARATE ACTUATOR SLOW ACTION CONTACTS 2NC | - | 0 | 7
3SE3210-1XW |  | 3SE3210-1XW | 1 | UN | 1 | 20 | D | D | N | N | 85365080 | 1 | 4011209503847 | 0.11 | KG | 36.67 | 36.67 | CP19 | CP19 | POSITION SWITCH 50MM, WITH ROUNDED PLUNGER, SHORT DISPL., 1NO+1NC, HDM VERSION | - | 0 | 7
3SE3210-1XW-Z | W96 | 3SE3210-1XW-ZW96 | 1 | UN | 1 | 10 | C | D | N | N | 85365080 | 120 | 4011209593916 | 0.067 | KG | 36.67 | 36.67 | CP19 | CP19 | POSITION SWITCH, MOLDED-PLASTIC ENCLOSURE, 1XM20X1.5, ROUND ROUNDED PLUNGER(TEFLON PLUNGER) SHORT STROKE, 1NO+1NC, CHLORIN.RUBBER DIAPHRAGM, HDM VERSION,MULIT-UNIT PACKAG. PACK.QUANTITY 120 UNITS | - | 0 | 7
3SE3210-1XW-Z | X95 | 3SE3210-1XW-ZX95 | 1 | UN | 1 | 20 | D | D | N | N | 85365080 | 120 |  | 0.062 | KG | 36.67 | 36.67 | CP19 | CP19 | POSITION SWITCH | - | 0 | 7
3SE3750-3XX00 |  | 3SE3750-3XX00 | 1 | UN | 1 | 5 | B | D | N | N | 85365019 | 1 | 4011209390683 | 0.364 | KG | 625.1 | 625.1 | CP19 | CP19 | POSITION SWITCH WITH TUMBLER MOULDED-PL., 5 DIR. OF APPROACH MAGNETIC FIELD-LOCK THROUGH AR 2NC + 1NO/1NC, 24V DC | - | 0 | 7
3SE3750-6XX00 |  | 3SE3750-6XX00 | 1 | UN | 1 | 5 | B | D | N | N | 85365019 | 1 | 4011209388734 | 0.368 | KG | 668.8 | 668.8 | CP19 | CP19 | POSITION SWITCH WITH TUMBLER MOULDED-PL., 5 DIR. OF APPROACH MAGNETIC FIELD-LOCK WITHOUT AR 2NC/2NC, 24V DC | - | 0 | 7
3SE3751-3XX00 |  | 3SE3751-3XX00 | 1 | UN | 1 | 5 | B | D | N | N | 85365080 | 1 | 4011209390676 | 0.348 | KG | 625.1 | 625.1 | CP19 | CP19 | POSITION SWITCH WITH TUMBLER MOULDED-PL., 5 DIR. OF APPROACH MAGNETIC FIELD-LOCK WITHOUT AR 2NC + 1NO/1NC, 230V AC | - | 0 | 7
3SE3751-6XX00 |  | 3SE3751-6XX00 | 1 | UN | 1 | 5 | B | D | N | N | 85365080 | 1 | 4011209388697 | 0.363 | KG | 668.8 | 668.8 | CP19 | CP19 | POSITION SWITCH WITH TUMBLER MOULDED-PL., 5 DIR. OF APPROACH MAGNETIC FIELD-LOCK WITHOUT AR 2NC/2NC, 230V AC | - | 0 | 7
3SE3752-3XX00 |  | 3SE3752-3XX00 | 1 | UN | 1 | 5 | B | D | N | N | 85365080 | 1 | 4011209390669 | 0.359 | KG | 668.8 | 668.8 | CP19 | CP19 | POSITION SWITCH WITH TUMBLER MOULDED-PL., 5 DIR. OF APPROACH MAGNETIC FIELD-LOCK WITHOUT AR 2NC + 1NO/1NC, 110V AC | - | 0 | 7
3SE3752-6XX00 |  | 3SE3752-6XX00 | 1 | UN | 1 | 5 | B | D | N | N | 85365080 | 1 | 4011209388659 | 0.355 | KG | 668.8 | 668.8 | CP19 | CP19 | POSITION SWITCH WITH TUMBLER MOULDED-PL., 5 DIR. OF APPROACH MAGNETIC FIELD-LOCK WITHOUT AR 2NC/2NC, 110V AC | - | 0 | 7
3SE3760-3XX00 |  | 3SE3760-3XX00 | 1 | UN | 1 | 5 | B | D | N | N | 85365019 | 1 | 4011209390652 | 0.364 | KG | 655.5 | 655.5 | CP19 | CP19 | POSITION SWITCH WITH TUMBLER MOULDED-PL., 5 DIR. OF APPROACH SPRING FORCE WITH AR (SEALABLE) 2NC + 1NO, 24V DC | - | 0 | 7
3SE3760-3XX01 |  | 3SE3760-3XX01 | 1 | UN | 1 | 5 | B | D | N | N | 85365019 | 1 | 4011209390645 | 0.395 | KG | 700.15 | 700.15 | CP19 | CP19 | POSITION SWITCH WITH TUMBLER MOULDED-PL., 5 DIR. OF APPROACH SPRING FORCE WITH AR (LOCK) 2NC + 1NO/1NC, 24V DC | - | 0 | 7
3SE3760-6XX00 |  | 3SE3760-6XX00 | 1 | UN | 1 | 5 | B | D | N | N | 85365019 | 1 | 4011209388604 | 0.364 | KG | 655.5 | 655.5 | CP19 | CP19 | POSITION SWITCH WITH TUMBLER MOULDED-PL., 5 DIR. OF APPROACH SPRING FORCE WITH AR (SEALABLE) 2NC/2NC, 24V DC | - | 0 | 7
3SE3760-6XX01 |  | 3SE3760-6XX01 | 1 | UN | 1 | 5 | B | D | N | N | 85365019 | 1 | 4011209388598 | 0.395 | KG | 700.15 | 700.15 | CP19 | CP19 | POSITION SWITCH WITH TUMBLER MOULDED-PL., 5 DIR. OF APPROACH SPRING FORCE WITH AR (LOCK) 2NC/2NC, 24V DC | - | 0 | 7
3SE3761-3XX00 |  | 3SE3761-3XX00 | 1 | UN | 1 | 5 | B | D | N | N | 85365080 | 1 | 4011209390638 | 0.349 | KG | 655.5 | 655.5 | CP19 | CP19 | POSITION SWITCH WITH TUMBLER MOULDED-PL., 5 DIR. OF APPROACH SPRING FORCE WITH AR (SEALABLE) 2NC + 1NO/1NC, 230V AC | - | 0 | 7
3SE3761-3XX01 |  | 3SE3761-3XX01 | 1 | UN | 1 | 5 | B | D | N | N | 85365080 | 1 | 4011209390621 | 0.382 | KG | 700.15 | 700.15 | CP19 | CP19 | POSITION SWITCH WITH TUMBLER MOULDED-PL., 5 DIR. OF APPROACH SPRING FORCE WITH AR (LOCK) 2NC + 1NO/1NC, 230V AC | - | 0 | 7
3SE3761-6XX00 |  | 3SE3761-6XX00 | 1 | UN | 1 | 5 | B | D | N | N | 85365080 | 1 | 4011209388529 | 0.35 | KG | 655.5 | 655.5 | CP19 | CP19 | POSITION SWITCH WITH TUMBLER MOULDED-PL., 5 DIR. OF APPROACH SPRING FORCE WITH AR (SEALABLE) 2NC/2NC, 230V AC | - | 0 | 7
3SE3762-3XX00 |  | 3SE3762-3XX00 | 1 | UN | 1 | 45 | X | D | N | N | 85365080 | 1 | 4011209390614 | 0.355 | KG | 655.5 | 655.5 | CP19 | CP19 | POSITION SWITCH WITH TUMBLER MOULDED-PL., 5 DIR. OF APPROACH SPRING FORCE WITH AR (SEALABLE) 2NC + 1NO/1NC, 110V AC | - | 0 | 7
3SE3762-3XX01 |  | 3SE3762-3XX01 | 1 | UN | 1 | 5 | B | D | N | N | 85365080 | 1 | 4011209390607 | 0.394 | KG | 700.15 | 700.15 | CP19 | CP19 | POSITION SWITCH WITH TUMBLER MOULDED-PL., 5 DIR. OF APPROACH SPRING FORCE WITH AR (LOCK) 2NC + 1NO/1NC, 110V AC | - | 0 | 7
3SE3762-6XX00 |  | 3SE3762-6XX00 | 1 | UN | 1 | 5 | B | D | N | N | 85365080 | 1 | 4011209388444 | 0.356 | KG | 655.5 | 655.5 | CP19 | CP19 | POSITION SWITCH WITH TUMBLER MOULDED-PL., 5 DIR. OF APPROACH SPRING FORCE WITH AR (SEALABLE) 2NC/2NC, 110V AC | - | 0 | 7
3SE3831-6XX00 |  | 3SE3831-6XX00 | 1 | UN | 1 | 30 | D | D | EAR99 | N | 85365080 | 1 | 4011209387096 | 0.86 | KG | 847.4 | 847.4 | CP19 | CP19 | POSITION SWITCH, METAL-ENCLOSED, MAGNETIC FIELD-LOCK, AC 230V | - | 0 | 7
3SE3840-6XX00-0AB8 |  | 3SE3840-6XX00-0AB8 | 1 | UN | 1 | 20 | D | D | EAR99 | N | 85365080 | 1 | 4011209581029 | 1.054 | KG | 1045 | 1045 | CP19 | CP19 | POSITION SWITCH WITH TUMBLER METAL CASING, 2NC+2NO SPRING-LOCKED ELECTROMAGNETIC VOLTAGE 24 V DC M12 CONNECTOR 4-POLE, BOTTOM: PIN1=21,PIN2=22,PIN3=31,PIN4=32 M12 PLUG 4-POLE, LATERAL: PIN1 AND PIN2 = NOT USED PIN3=E2, PIN4=E1 | - | 0 | 7
3SE3842-1XX01 |  | 3SE3842-1XX01 | 1 | UN | 1 | 30 | D | D | EAR99 | N | 85365080 | 1 | 4011209386952 | 0.93 | KG | 937.65 | 937.65 | CP19 | CP19 | POSITION SWITCH, METAL-ENCLOSED, AUXILIARY RELEASE WITH LOCK SPRING-ACTUATED LOCK, AC 110V | - | 0 | 7
3SE3850-3XX00 |  | 3SE3850-3XX00 | 1 | UN | 1 | 5 | B | D | N | N | 85365019 | 1 | 4011209390591 | 0.738 | KG | 878.75 | 878.75 | CP19 | CP19 | POSITION SWITCH WITH TUMBLER METAL, 5 DIRECTIONS OF APPROACH MAGNETIC FIELD-LOCK WITHOUT AR 2NC + 1NO/1NC, 24V DC | - | 0 | 7
3SE3850-6XX00 |  | 3SE3850-6XX00 | 1 | UN | 1 | 5 | B | D | N | N | 85365019 | 1 | 4011209388376 | 0.738 | KG | 878.75 | 878.75 | CP19 | CP19 | POSITION SWITCH WITH TUMBLER METAL, 5 DIRECTIONS OF APPROACH MAGNETIC FIELD-LOCK WITHOUT AR 2NC/2NC, 24V DC | - | 0 | 7
3SE3851-3XX00 |  | 3SE3851-3XX00 | 1 | UN | 1 | 5 | B | D | N | N | 85365080 | 1 | 4011209390584 | 0.729 | KG | 819.85 | 819.85 | CP19 | CP19 | POSITION SWITCH WITH TUMBLER METAL, 5 DIRECTIONS OF APPROACH MAGNETIC FIELD-LOCK WITHOUT AR 2NC + 1NO/1NC, 230V AC | - | 0 | 7
3SE3852-3XX00 |  | 3SE3852-3XX00 | 1 | UN | 1 | 5 | B | D | N | N | 85365080 | 1 | 4011209390577 | 0.74 | KG | 819.85 | 819.85 | CP19 | CP19 | POSITION SWITCH WITH TUMBLER METAL, 5 DIRECTIONS OF APPROACH MAGNETIC FIELD-LOCK WITHOUT AR 2NC + 1NO/1NC, 110V AC | - | 0 | 7
3SE3852-6XX00 |  | 3SE3852-6XX00 | 1 | UN | 1 | 5 | B | D | N | N | 85365080 | 1 | 4011209388291 | 0.721 | KG | 819.85 | 819.85 | CP19 | CP19 | POSITION SWITCH WITH TUMBLER METAL, 5 DIRECTIONS OF APPROACH MAGNETIC FIELD-LOCK WITHOUT AR 2NC/2NC, 110V AC | - | 0 | 7
3SE3860-3XX00 |  | 3SE3860-3XX00 | 1 | UN | 1 | 5 | B | D | N | N | 85365019 | 1 | 4011209390560 | 0.735 | KG | 789.45 | 789.45 | CP19 | CP19 | POSITION SWITCH WITH TUMBLER METAL, 5 DIRECTIONS OF APPROACH SPRING FORCE WITH AR (SEALABLE) 2NC + 1NO/1NC, 24V DC | - | 0 | 7
3SE3860-3XX01 |  | 3SE3860-3XX01 | 1 | UN | 1 | 5 | B | D | N | N | 85365019 | 1 | 4011209390553 | 0.767 | KG | 841.7 | 841.7 | CP19 | CP19 | POSITION SWITCH WITH TUMBLER METAL, 5 DIRECTIONS OF APPROACH SPRING FORCE WITH AR (LOCK) 2NC + 1NO/1NC, 24V DC | - | 0 | 7
3SE3860-6XX00 |  | 3SE3860-6XX00 | 1 | UN | 1 | 5 | B | D | N | N | 85365019 | 1 | 4011209388246 | 0.735 | KG | 847.4 | 847.4 | CP19 | CP19 | POSITION SWITCH WITH TUMBLER METAL, 5 DIRECTIONS OF APPROACH SPRING FORCE WITH AR (SEALABLE) 2NC/2NC, 24V DC | - | 0 | 7
3SE3860-6XX01 |  | 3SE3860-6XX01 | 1 | UN | 1 | 5 | B | D | N | N | 85365019 | 1 | 4011209388239 | 0.77 | KG | 904.4 | 904.4 | CP19 | CP19 | POSITION SWITCH WITH TUMBLER METAL, 5 DIRECTIONS OF APPROACH SPRING FORCE WITH AR (LOCK) 2NC/2NC, 24V DC | - | 0 | 7
3SE3861-3XX00 |  | 3SE3861-3XX00 | 1 | UN | 1 | 5 | B | D | N | N | 85365080 | 1 | 4011209390546 | 0.717 | KG | 847.4 | 847.4 | CP19 | CP19 | POSITION SWITCH WITH TUMBLER METAL, 5 DIRECTIONS OF APPROACH SPRING FORCE WITH AR (SEALABLE) 2NC + 1NO/1NC, 230V AC | - | 0 | 7
3SE3861-3XX01 |  | 3SE3861-3XX01 | 1 | UN | 1 | 5 | B | D | N | N | 85365080 | 1 | 4011209390539 | 0.75 | KG | 904.4 | 904.4 | CP19 | CP19 | POSITION SWITCH WITH TUMBLER METAL, 5 DIRECTIONS OF APPROACH SPRING FORCE WITH AR (LOCK) 2NC + 1NO/1NC, 230V AC | - | 0 | 7
3SE3861-6XX00 |  | 3SE3861-6XX00 | 1 | UN | 1 | 5 | B | D | N | N | 85365080 | 1 | 4011209388161 | 0.717 | KG | 847.4 | 847.4 | CP19 | CP19 | POSITION SWITCH WITH TUMBLER METAL, 5 DIRECTIONS OF APPROACH SPRING FORCE WITH AR (SEALABLE) 2NC/2NC, 230V AC | - | 0 | 7
3SE3861-6XX01 |  | 3SE3861-6XX01 | 1 | UN | 1 | 5 | B | D | N | N | 85365080 | 1 | 4011209388154 | 0.748 | KG | 904.4 | 904.4 | CP19 | CP19 | POSITION SWITCH WITH TUMBLER METAL, 5 DIRECTIONS OF APPROACH SPRING FORCE WITH AR (LOCK) 2NC/2NC, 230V AC | - | 0 | 7
3SE3862-3XX00 |  | 3SE3862-3XX00 | 1 | UN | 1 | 3 | B | D | N | N | 85365080 | 1 | 4011209390515 | 0.728 | KG | 831.25 | 831.25 | CP19 | CP19 | POSITION SWITCH WITH TUMBLER METAL, 5 DIRECTIONS OF APPROACH SPRING FORCE WITH AR (SEALABLE) 2NC + 1NO/1NC, 110V AC | - | 0 | 7
3SE3862-3XX01 |  | 3SE3862-3XX01 | 1 | UN | 1 | 45 | X | D | N | N | 85365080 | 1 | 4011209390508 | 0.756 | KG | 841.7 | 841.7 | CP19 | CP19 | POSITION SWITCH WITH TUMBLER METAL, 5 DIRECTIONS OF APPROACH SPRING FORCE WITH AR (LOCK) 2NC + 1NO/1NC, 110V AC | - | 0 | 7
3SE3862-6XX00 |  | 3SE3862-6XX00 | 1 | UN | 1 | 5 | B | D | N | N | 85365080 | 1 | 4011209388093 | 0.724 | KG | 847.4 | 847.4 | CP19 | CP19 | POSITION SWITCH WITH TUMBLER METAL, 5 DIRECTIONS OF APPROACH SPRING FORCE WITH AR (SEALABLE) 2NC/2NC, 110V AC | - | 0 | 7
3SE3862-6XX01 |  | 3SE3862-6XX01 | 1 | UN | 1 | 5 | B | D | N | N | 85365080 | 1 | 4011209388086 | 0.767 | KG | 904.4 | 904.4 | CP19 | CP19 | POSITION SWITCH WITH TUMBLER METAL, 5 DIRECTIONS OF APPROACH SPRING FORCE WITH AR (LOCK) 2NC/2NC, 110V AC | - | 0 | 7
3SE3902-4CA20 |  | 3SE3902-4CA20 | 1 | UN | 1 | 10 | C | D | N | N | 85365080 | 1 | 4011209391765 | 1.045 | KG | 161.5 | 161.5 | CP19 | CP19 | Foot switch molded-plastic enclosure Pedal switch 1-pedal with cover, 1 change-over contact | - | 0 | 0
3SE3902-4CB20 |  | 3SE3902-4CB20 | 1 | UN | 1 | 5 | B | D | N | N | 85365080 | 1 | 4011209391758 | 0.32 | KG | 71.73 | 71.73 | CP19 | CP19 | Foot switch molded-plastic enclosure Pedal switch 1-pedal without cover, 1 change-over contact | - | 0 | 0
3SE3902-4CF20 |  | 3SE3902-4CF20 | 1 | UN | 1 | 30 | D | D | N | N | 85365080 | 1 | 4011209566873 | 1.683 | KG | 407.55 | 407.55 | CP19 | CP19 | Pedal switch molded-plastic enclosure single-pedal, with aluminum console 1 change-over contact, 3 m cable 3x AWG 20 with holes for floor mounting | - | 0 | 7
3SE3934-5CB20 |  | 3SE3934-5CB20 | 1 | UN | 1 | 10 | C | D | N | N | 85365080 | 1 | 4011209391680 | 0.718 | KG | 172.9 | 172.9 | CP19 | CP19 | Pedal switch 2 change-over contacts 2-pedal, without protective cover | - | 0 | 0
3SE3980-8M |  | 3SE3980-8M | 1 | UN | 1 | 20 | D | D | N | N | 85365080 | 1 | 4011209464650 | 0.894 | KG | 131.1 | 131.1 | CP19 | CP19 | Accessory,guard hood Single-pedal, foot switch for 3SE2912-2AA20. MLFB, will not be discontinued | - | 0 | 7
3SE3980-8N |  | 3SE3980-8N | 1 | UN | 1 | 40 | X | D | N | N | 85365080 | 1 | 4011209518247 | 1.38 | KG | 233.7 | 233.7 | CP19 | CP19 | Accessories,Protective cap Dual-pedal, momentary-contact foot switch for 3SE2932-.AA20 | - | 0 | 7
3SE3982-0K |  | 3SE3982-0K | 1 | UN | 1 | 40 | X | D | N | N | 85365080 | 1 | 4011209518254 | 0.035 | KG | 32.97 | 32.97 | CP19 | CP19 | Accessory switching element 6 A Replacement for momentary-contact foot switch 3SE29.2-.A.20 and 3SE29.3-.A.20, 2S / 2 NC | - | 0 | 7
3SE3982-0L |  | 3SE3982-0L | 1 | UN | 1 | 40 | X | D | N | N | 85365080 | 1 | 4011209445536 | 0.053 | KG | 31.26 | 31.26 | CP19 | CP19 | Accessory contact block 16 A Replacement for momentary-contact foot switch 3SE.2-0A.20, 1 NO/1 NC | - | 0 | 7
3SE3982-6L |  | 3SE3982-6L | 1 | UN | 1 | 40 | X | D | N | N | 85365080 | 1 | 4011209468337 | 0.03 | KG | 45.03 | 45.03 | CP19 | CP19 | Accessory switching element Replacement for momentary-contact foot switch, 2 NO | - | 0 | 7
3SE3982-7J |  | 3SE3982-7J | 1 | UN | 1 | 40 | X | D | N | N | 85365080 | 1 | 4011209518261 | 0.053 | KG | 64.41 | 64.41 | CP19 | CP19 | Accessory contact block Replacement for momentary-contact foot switch 3SE.2924-3AA20, 2S / 2 NC | - | 0 | 7
3SE3982-7L |  | 3SE3982-7L | 1 | UN | 1 | 30 | D | D | N | N | 85365080 | 1 | 4011209518278 | 0.067 | KG | 45.03 | 45.03 | CP19 | CP19 | Accessory contact block Replacement for momentary-contact foot switch 3SE2912-2A.20, 1NO/1NC. MLFB, will not be discontinued | - | 0 | 7
3SE5000-0AA01 |  | 3SE5000-0AA01 | 1 | UN | 1 | 2 | A | D | N | N | 85389099 | 1 | 4011209695443 | 0.016 | KG | 5.37 | 5.22 | CP19 | CP19 | twist lever for position switch 3SE51 Metal lever Form A 27 mm long, Step 9 mm with plastic roller 19 mm according to EN 50041 | Lista Papel 2020 SI | 0 | 0
3SE5000-0AA01-1AJ0 |  | 3SE5000-0AA01-1AJ0 | 1 | UN | 1 | 5 | B | D | N | N | 85389099 | 1 | 4011209822269 | 0.017 | KG | 8.05 | 8.05 | CP19 | CP19 | twist lever for position switch 3SE51 Metal lever 27 mm long, Form A with plastic roller 19 mm functional at -40 Â°C | - | 0 | 0
3SE5000-0AA02 |  | 3SE5000-0AA02 | 1 | UN | 1 | 2 | A | D | N | N | 85389099 | 1 | 4011209695450 | 0.03 | KG | 15.3 | 14.82 | CP19 | CP19 | twist lever for position switch 3SE51 Metal lever Form A 27 mm long, Step 9 mm with Stainless steel roller 19 mm | Lista Papel 2020 SI | 0 | 0
3SE5000-0AA03 |  | 3SE5000-0AA03 | 1 | UN | 1 | 5 | B | D | N | N | 85389099 | 1 | 4011209695467 | 0.024 | KG | 23.85 | 23.18 | CP19 | CP19 | twist lever for position switch 3SE51 metal lever 27 mm long, Step 9 mm with Ball bearing roller 19 mm | Lista Papel 2020 SI | 0 | 0
3SE5000-0AA04 |  | 3SE5000-0AA04 | 1 | UN | 1 | 5 | B | D | N | N | 85389099 | 1 | 4011209695474 | 0.02 | KG | 10.74 | 10.45 | CP19 | CP19 | twist lever for position switch 3SE51 metal lever 27 mm long, Step 9 mm with 2 plastic rollers 19 mm | Lista Papel 2020 SI | 0 | 0
3SE5000-0AA05 |  | 3SE5000-0AA05 | 1 | UN | 1 | 5 | B | D | N | N | 85389099 | 1 | 4011209695481 | 0.02 | KG | 9.88 | 9.6 | CP19 | CP19 | twist lever for position switch 3SE51 metal lever 27 mm long, Step 9 mm with Plastic roller 30 mm | Lista Papel 2020 SI | 0 | 0
3SE5000-0AA07 |  | 3SE5000-0AA07 | 1 | UN | 1 | 5 | B | D | N | N | 85389099 | 1 | 4011209695498 | 0.028 | KG | 11.5 | 11.5 | CP19 | CP19 | twist lever for position switch 3SE51 metal lever 27 mm long, Step 9 mm with Plastic roller 50 mm | - | 0 | 0
3SE5000-0AA08 |  | 3SE5000-0AA08 | 1 | UN | 1 | 5 | B | D | N | N | 85389099 | 1 | 4011209695504 | 0.04 | KG | 11.5 | 11.21 | CP19 | CP19 | twist lever for position switch 3SE51 metal lever 27 mm long, Step 9 mm with Rubber roller 50 mm | Lista Papel 2020 SI | 0 | 0
3SE5000-0AA11 |  | 3SE5000-0AA11 | 1 | UN | 1 | 5 | B | D | N | N | 85389099 | 1 | 4011209695511 | 0.015 | KG | 8.15 | 7.92 | CP19 | CP19 | twist lever for position switch 3SE51 Stainless steel lever, Form A 27 mm long, Step 9 mm with plastic roller 19 mm according to EN 50041 | Lista Papel 2020 SI | 0 | 0
3SE5000-0AA11-1AJ0 |  | 3SE5000-0AA11-1AJ0 | 1 | UN | 1 | 5 | B | D | N | N | 85389099 | 1 | 4011209822252 | 0.015 | KG | 10.93 | 10.93 | CP19 | CP19 | twist lever for position switch 3SE51 Stainless steel lever, Form A 27 mm long with plastic roller 19 mm functional at -40 Â°C | - | 0 | 0
3SE5000-0AA12 |  | 3SE5000-0AA12 | 1 | UN | 1 | 5 | B | D | N | N | 85389099 | 1 | 4011209695528 | 0.032 | KG | 17.96 | 17.48 | CP19 | CP19 | twist lever for position switch 3SE51 Stainless steel lever, Form A 27 mm long, Step 9 mm with stainless steel roller 19 mm according to EN 50041 | Lista Papel 2020 SI | 0 | 0
3SE5000-0AA15 |  | 3SE5000-0AA15 | 1 | UN | 1 | 5 | B | D | N | N | 85389099 | 1 | 4011209695535 | 0.015 | KG | 8.28 | 8.28 | CP19 | CP19 | twist lever for position switch 3SE51 metal lever 35 mm long, Step 9 mm with plastic roller 19 mm | - | 0 | 0
3SE5000-0AA16 |  | 3SE5000-0AA16 | 1 | UN | 1 | 5 | B | D | N | N | 85389099 | 1 | 4011209932357 | 0.016 | KG | 11.12 | 11.12 | CP19 | CP19 | twist lever for position switch 3SE51 Stainless steel lever 35 mm long, Step 9 mm with plastic roller 19 mm | - | 0 | 0
3SE5000-0AA21 |  | 3SE5000-0AA21 | 1 | UN | 1 | 2 | A | D | N | N | 85389099 | 1 | 4011209695542 | 0.014 | KG | 4.08 | 3.96 | CP19 | CP19 | twist lever for position switch 3SE52 Metal lever, Form A 21 mm long plastic roller 19 mm according to EN 50047 | Lista Papel 2020 SI | 0 | 0
3SE5000-0AA21-1AJ0 |  | 3SE5000-0AA21-1AJ0 | 1 | UN | 1 | 5 | B | D | N | N | 85389099 | 1 | 4011209822283 | 0.015 | KG | 6.76 | 6.76 | CP19 | CP19 | twist lever for position switch 3SE52 Metal lever, 21 mm long plastic roller 19 mm functional at -40 Â°C | - | 0 | 0
3SE5000-0AA22 |  | 3SE5000-0AA22 | 1 | UN | 1 | 5 | B | D | N | N | 85389099 | 1 | 4011209695559 | 0.025 | KG | 13.97 | 13.59 | CP19 | CP19 | twist lever for position switch 3SE52 Metal lever, Form A 21 mm long Stainless steel roller 19 mm according to EN 50047 | Lista Papel 2020 SI | 0 | 0
3SE5000-0AA23 |  | 3SE5000-0AA23 | 1 | UN | 1 | 5 | B | D | N | N | 85389099 | 1 | 4011209695566 | 0.02 | KG | 22.71 | 22.04 | CP19 | CP19 | twist lever for position switch 3SE52 Metal lever, 21 mm long Ball bearing roller 19 mm made of stainless steel | Lista Papel 2020 SI | 0 | 0
3SE5000-0AA24 |  | 3SE5000-0AA24 | 1 | UN | 1 | 5 | B | D | N | N | 85389099 | 1 | 4011209861886 | 0.01 | KG | 6.05 | 6.05 | CP19 | CP19 | twist lever for position switch 3SE51/52 Metal lever, 30 mm long with plastic roller 19 mm Roller on cover Rotated by 180Â° Rear of lever mountable | - | 0 | 0
3SE5000-0AA25 |  | 3SE5000-0AA25 | 1 | UN | 1 | 5 | B | D | N | N | 85389099 | 1 | 4011209695573 | 0.018 | KG | 8.73 | 8.48 | CP19 | CP19 | twist lever for position switch 3SE52 Metal lever, 21 mm long Plastic roller 30 mm | Lista Papel 2020 SI | 0 | 0
3SE5000-0AA26 |  | 3SE5000-0AA26 | 1 | UN | 1 | 5 | B | D | N | N | 85389099 | 1 | 4011209892972 | 0.021 | KG | 10.64 | 10.64 | CP19 | CP19 | twist lever for position switch 3SE51/52 Metal lever, 30 mm long with Plastic roller 30 mm Roller can be mounted on cover Rotated by 180Â° Rear of lever mountable | - | 0 | 0
3SE5000-0AA31 |  | 3SE5000-0AA31 | 1 | UN | 1 | 5 | B | D | N | N | 85389099 | 1 | 4011209695603 | 0.015 | KG | 6.98 | 6.78 | CP19 | CP19 | twist lever for position switch 3SE52 Stainless steel lever 21 mm long plastic roller 19 mm according to EN 50047 | Lista Papel 2020 SI | 0 | 0
3SE5000-0AA31-1AJ0 |  | 3SE5000-0AA31-1AJ0 | 1 | UN | 1 | 5 | B | D | N | N | 85389099 | 1 | 4011209822276 | 0.015 | KG | 9.44 | 9.44 | CP19 | CP19 | twist lever for position switch 3SE52 Stainless steel lever 21 mm long plastic roller 19 mm functional at -40 Â°C | - | 0 | 0
3SE5000-0AA32 |  | 3SE5000-0AA32 | 1 | UN | 1 | 5 | B | D | N | N | 85389099 | 1 | 4011209695610 | 0.029 | KG | 16.82 | 16.34 | CP19 | CP19 | twist lever for position switch 3SE52 Stainless steel lever 21 mm long Form A with stainless steel roller 19 mm according to EN 50047 | Lista Papel 2020 SI | 0 | 0
3SE5000-0AA32-1AJ0 |  | 3SE5000-0AA32-1AJ0 | 1 | UN | 1 | 5 | B | D | N | N | 85389099 | 1 | 4047621047430 | 0.024 | KG | 19.95 | 19.95 | CP19 | CP19 | twist lever for position switch 3SE52 Stainless steel lever 21 mm long Form A with stainless steel roller 19 mm according to EN 50047, functional at -40 Â°C | - | 0 | 0
3SE5000-0AA50 |  | 3SE5000-0AA50 | 1 | UN | 1 | 2 | A | D | N | N | 85389099 | 1 | 4011209695627 | 0.03 | KG | 8.86 | 8.62 | CP19 | CP19 | Adjustable-length Twist lever for position switch 3SE51/52 Metal lever 100 mm long Plastic roller 19 mm | Lista Papel 2020 SI | 0 | 0
3SE5000-0AA51 |  | 3SE5000-0AA51 | 1 | UN | 1 | 5 | B | D | N | N | 85389099 | 1 | 4011209695634 | 0.033 | KG | 18.72 | 18.15 | CP19 | CP19 | Adjustable-length Twist lever for position switch 3SE51/52 Metal lever 100 mm long Stainless steel roller 19 mm | Lista Papel 2020 SI | 0 | 0
3SE5000-0AA52 |  | 3SE5000-0AA52 | 1 | UN | 1 | 5 | B | D | N | N | 85389099 | 1 | 4011209695641 | 0.029 | KG | 11.59 | 11.31 | CP19 | CP19 | Adjustable-length Twist lever for position switch 3SE51/52 Stainless steel lever 100 mm long with stainless steel terminal plastic roller 19 mm | Lista Papel 2020 SI | 0 | 0
3SE5000-0AA53 |  | 3SE5000-0AA53 | 1 | UN | 1 | 5 | B | D | N | N | 85389099 | 1 | 4011209695658 | 0.041 | KG | 21.38 | 20.81 | CP19 | CP19 | Adjustable-length Twist lever for position switch 3SE51/52 Stainless steel lever 100 mm long with stainless steel terminal Stainless steel roller 19 mm | Lista Papel 2020 SI | 0 | 0
3SE5000-0AA55 |  | 3SE5000-0AA55 | 1 | UN | 1 | 5 | B | D | N | N | 85389099 | 1 | 4011209695665 | 0.032 | KG | 13.4 | 13.02 | CP19 | CP19 | Adjustable-length Twist lever for position switch 3SE51/52 Metal lever 100 mm long Plastic roller 30 mm | Lista Papel 2020 SI | 0 | 0
3SE5000-0AA56 |  | 3SE5000-0AA56 | 1 | UN | 1 | 5 | B | D | N | N | 85389099 | 1 | 4011209901377 | 0.049 | KG | 35.91 | 35.91 | CP19 | CP19 | Bent, adjustable-length twist lever for Position switch 3SE51 with plastic roller 22 mm including adapter and screw | - | 0 | 0
3SE5000-0AA57 |  | 3SE5000-0AA57 | 1 | UN | 1 | 5 | B | D | N | N | 85389099 | 1 | 4011209695672 | 0.03 | KG | 14.73 | 14.73 | CP19 | CP19 | Adjustable-length Twist lever for position switch 3SE51/52 Metal lever 100 mm long Plastic roller 50 mm | - | 0 | 0
3SE5000-0AA58 |  | 3SE5000-0AA58 | 1 | UN | 1 | 5 | B | D | N | N | 85389099 | 1 | 4011209695689 | 0.05 | KG | 14.73 | 14.35 | CP19 | CP19 | Adjustable-length Twist lever for position switch 3SE51/52 Metal lever 100 mm long Rubber roller 50 mm | Lista Papel 2020 SI | 0 | 0
3SE5000-0AA60 |  | 3SE5000-0AA60 | 1 | UN | 1 | 5 | B | D | N | N | 85389099 | 1 | 4011209695696 | 0.032 | KG | 11.5 | 11.21 | CP19 | CP19 | Adjustable-length Twist lever for position switch 3SE51/52 Metal lever 100 mm long Positive fit (grid hole) plastic roller 19 mm | Lista Papel 2020 SI | 0 | 0
3SE5000-0AA60-1AJ0 |  | 3SE5000-0AA60-1AJ0 | 1 | UN | 1 | 5 | B | D | N | N | 85389099 | 1 | 4011209851504 | 0.032 | KG | 14.06 | 14.06 | CP19 | CP19 | Adjustable-length Twist lever for position switch 3SE51/52 Metal lever 100 mm long Positive fit (grid hole) plastic roller 19 mm | - | 0 | 0
3SE5000-0AA61 |  | 3SE5000-0AA61 | 1 | UN | 1 | 5 | B | D | N | N | 85389099 | 1 | 4011209695702 | 0.038 | KG | 21.28 | 20.71 | CP19 | CP19 | Adjustable-length Twist lever for position switch 3SE51/52 Metal lever 100 mm long Positive fit (grid hole) Stainless steel roller 19 mm | Lista Papel 2020 SI | 0 | 0
3SE5000-0AA62 |  | 3SE5000-0AA62 | 1 | UN | 1 | 5 | B | D | N | N | 85389099 | 1 | 4011209695719 | 0.032 | KG | 14.35 | 13.97 | CP19 | CP19 | Adjustable-length Twist lever for position switch 3SE51/52 Stainless steel lever 100 mm long with stainless steel terminal Positive fit (grid hole) plastic roller 19 mm | Lista Papel 2020 SI | 0 | 0
3SE5000-0AA62-1AJ0 |  | 3SE5000-0AA62-1AJ0 | 1 | UN | 1 | 5 | B | D | N | N | 85389099 | 1 | 4011209822290 | 0.031 | KG | 16.91 | 16.91 | CP19 | CP19 | Adjustable-length Twist lever for position switch 3SE51/52 Stainless steel lever 100 mm long Positive fit (grid hole) plastic roller 19 mm functional at -40 Â°C | - | 0 | 0
3SE5000-0AA63 |  | 3SE5000-0AA63 | 1 | UN | 1 | 5 | B | D | N | N | 85389099 | 1 | 4011209695726 | 0.04 | KG | 24.04 | 23.37 | CP19 | CP19 | Adjustable-length Twist lever for position switch 3SE51/52 Stainless steel lever 100 mm long with stainless steel terminal Positive fit (grid hole) Stainless steel roller 19 mm | Lista Papel 2020 SI | 0 | 0
3SE5000-0AA67 |  | 3SE5000-0AA67 | 1 | UN | 1 | 5 | B | D | N | N | 85389099 | 1 | 4011209695733 | 0.042 | KG | 17.39 | 17.39 | CP19 | CP19 | Adjustable-length Twist lever for position switch 3SE51/52 Metal lever 100 mm long Positive fit (grid hole) Plastic roller 50 mm | - | 0 | 0
3SE5000-0AA68 |  | 3SE5000-0AA68 | 1 | UN | 1 | 5 | B | D | N | N | 85389099 | 1 | 4011209695740 | 0.053 | KG | 17.39 | 16.91 | CP19 | CP19 | Adjustable-length Twist lever for position switch 3SE51/52 Metal lever 100 mm long Positive fit (grid hole) Rubber roller 50 mm | Lista Papel 2020 SI | 0 | 0
3SE5000-0AA70 |  | 3SE5000-0AA70 | 1 | UN | 1 | 5 | B | D | N | N | 85389099 | 1 | 4011209897007 | 0.027 | KG | 7.56 | 7.56 | CP19 | CP19 | Adjustable-length Twist lever without roller for position switch 3SE51/52 Metal lever 100 mm long | - | 0 | 0
3SE5000-0AA71 |  | 3SE5000-0AA71 | 1 | UN | 1 | 0 | A | D | EAR99 | N | 85389099 | 1 |  | 0.035 | KG | 34.2 | 34.2 | CP19 | CP19 | terminal made of steel, accessories for position switch 3SE51/52 for rod lever and adjustable-length twist lever 5 units per pack |  | 0 | 0
3SE5000-0AA80 |  | 3SE5000-0AA80 | 1 | UN | 1 | 5 | B | D | N | N | 85389099 | 1 | 4011209695757 | 0.035 | KG | 11.02 | 10.74 | CP19 | CP19 | twist lever for position switch 3SE51/52 Aluminum rod 200 mm, Form D Diameter 6 mm with terminal according to EN 50041 | Lista Papel 2020 SI | 0 | 0
3SE5000-0AA81 |  | 3SE5000-0AA81 | 1 | UN | 1 | 5 | B | D | N | N | 85389099 | 1 | 4011209695764 | 0.04 | KG | 14.44 | 14.06 | CP19 | CP19 | twist lever for position switch 3SE51/52 Spring rod 200 mm, Form D Diameter 6 mm with terminal according to EN 50041 | Lista Papel 2020 SI | 0 | 0
3SE5000-0AA82 |  | 3SE5000-0AA82 | 1 | UN | 1 | 5 | B | D | N | N | 85389099 | 1 | 4011209695771 | 0.028 | KG | 12.45 | 12.07 | CP19 | CP19 | twist lever for position switch 3SE51/52 Plastic rod 200 mm, Form D Diameter 6 mm with terminal according to EN 50041 | Lista Papel 2020 SI | 0 | 0
3SE5000-0AA83 |  | 3SE5000-0AA83 | 1 | UN | 1 | 5 | B | D | N | N | 85389099 | 1 | 4011209695788 | 0.035 | KG | 18.05 | 18.05 | CP19 | CP19 | twist lever for position switch 3SE51/52 Plastic rod 330 mm Diameter 6 mm with terminal | - | 0 | 0
3SE5000-0AB01 |  | 3SE5000-0AB01 | 1 | UN | 1 | 2 | A | D | N | N | 85389099 | 1 | 4011209695795 | 0.009 | KG | 7.9 | 7.9 | CP19 | CP19 | Actuator head for position switch 3SE51/52 Plain plunger made of stainless steel | - | 0 | 0
3SE5000-0AC02 |  | 3SE5000-0AC02 | 1 | UN | 1 | 5 | B | D | N | N | 85389099 | 1 | 4011209695801 | 0.036 | KG | 21.76 | 21.19 | CP19 | CP19 | Actuator head for position switch 3SE51/52 Rounded plunger, Form B made of stainless steel with 3 mm overtravel according to EN 50041 | Lista Papel 2020 SI | 0 | 0
3SE5000-0AC02-1AJ0 |  | 3SE5000-0AC02-1AJ0 | 1 | UN | 1 | 5 | B | D | N | N | 85389099 | 1 | 4011209822146 | 0.02 | KG | 24.61 | 24.61 | CP19 | CP19 | Actuator head for position switch 3SE51 Rounded plunger with 3 mm overtravel stainless steel plunger functional at -40 Â°C | - | 0 | 0
3SE5000-0AC03 |  | 3SE5000-0AC03 | 1 | UN | 1 | 5 | B | D | N | N | 85389099 | 1 | 4011209866577 | 0.001 | KG | 10.64 | 10.64 | CP19 | CP19 | Actuator head plastic for position switch 3SE5132 Rounded plunger, Form B made of plastic according to EN 50041 | - | 0 | 0
3SE5000-0AC03-1AJ0 |  | 3SE5000-0AC03-1AJ0 | 1 | UN | 1 | 5 | B | D | N | N | 85389099 | 1 | 4011209916494 | 0.011 | KG | 27.17 | 27.17 | CP19 | CP19 | Actuator head for position switch 3SE5132 Rounded plunger with 3 mm overtravel Plastic plunger functional at -40 Â°C | - | 0 | 0
3SE5000-0AC30 |  | 3SE5000-0AC30 | 1 | UN | 1 | 2 | A | D | N | N | 85389099 | 1 | 4011209863026 | 0.007 | KG | 4.43 | 4.43 | CP19 | CP19 | protective cover, accessories for position switch according to EN 50047/metal and plastic for protection of rounded plunger made of plastic | - | 0 | 0
3SE5000-0AD02 |  | 3SE5000-0AD02 | 1 | UN | 1 | 5 | B | D | N | N | 85389099 | 1 | 4011209695818 | 0.052 | KG | 27.74 | 26.98 | CP19 | CP19 | Actuator head for position switch 3SE51/52 Roller plunger, Form C, with Stainless steel roller 13 mm according to EN 50041, with 3 mm overtravel | Lista Papel 2020 SI | 0 | 0
3SE5000-0AD02-1AJ0 |  | 3SE5000-0AD02-1AJ0 | 1 | UN | 1 | 5 | B | D | N | N | 85389099 | 1 | 4011209822153 | 0.054 | KG | 31.07 | 31.07 | CP19 | CP19 | Actuator head for position switch 3SE51 Roller plunger with 3 mm overtravel Stainless steel roller 13 mm functional at -40 Â°C | - | 0 | 0
3SE5000-0AD03 |  | 3SE5000-0AD03 | 1 | UN | 1 | 2 | A | D | N | N | 85389099 | 1 | 4011209695825 | 0.011 | KG | 6.17 | 5.99 | CP19 | CP19 | Actuator head for position switch 3SE51/52 Roller plunger, Form C, with Plastic roller 10 mm according to EN 50047 | Lista Papel 2020 SI | 0 | 0
3SE5000-0AD03-1AJ0 |  | 3SE5000-0AD03-1AJ0 | 1 | UN | 1 | 5 | B | D | N | N | 85389099 | 1 | 4011209822160 | 0.011 | KG | 9.08 | 9.08 | CP19 | CP19 | Actuator head for position switch 3SE51/52 Roller plunger with Plastic roller 10 mm functional at -40 Â°C | - | 0 | 0
3SE5000-0AD04 |  | 3SE5000-0AD04 | 1 | UN | 1 | 5 | B | D | N | N | 85389099 | 1 | 4011209695832 | 0.01 | KG | 16.15 | 15.68 | CP19 | CP19 | Actuator head for position switch 3SE51/52 Roller plunger, Form C, with Stainless steel roller 10 mm according to EN 50047 | Lista Papel 2020 SI | 0 | 0
3SE5000-0AD05 |  | 3SE5000-0AD05 | 1 | UN | 1 | 5 | B | D | N | N | 85389099 | 1 | 4011209866584 | 0.015 | KG | 12.64 | 12.64 | CP19 | CP19 | Actuator head plastic for position switch 3SE5132 Roller plunger, Form C, with Plastic roller 13 mm according to EN 50041 | - | 0 | 0
3SE5000-0AD05-1AJ0 |  | 3SE5000-0AD05-1AJ0 | 1 | UN | 1 | 5 | B | D | N | N | 85389099 | 1 | 4011209916470 | 0.014 | KG | 30.5 | 30.5 | CP19 | CP19 | Actuator head for position switch 3SE5132 Roller plunger Plastic roller 13 mm functional at -40 Â°C | - | 0 | 0
3SE5000-0AD06 |  | 3SE5000-0AD06 | 1 | UN | 1 | 5 | B | D | N | N | 85389099 | 1 | 4011209866591 | 0.021 | KG | 22.71 | 22.71 | CP19 | CP19 | Actuator head plastic for position switch 3SE5132 Roller plunger, Form C, with Stainless steel roller 13 mm according to EN 50041 | - | 0 | 0
3SE5000-0AD10 |  | 3SE5000-0AD10 | 1 | UN | 1 | 2 | A | D | N | N | 85389099 | 1 | 4011209695849 | 0.035 | KG | 12.92 | 12.54 | CP19 | CP19 | Actuator head for position switch 3SE51/52 Roller plunger with Plastic roller 10 mm with central mounting | Lista Papel 2020 SI | 0 | 0
3SE5000-0AD11 |  | 3SE5000-0AD11 | 1 | UN | 1 | 5 | B | D | N | N | 85389099 | 1 | 4011209695856 | 0.033 | KG | 23.09 | 22.42 | CP19 | CP19 | Actuator head for position switch 3SE51/52 Roller plunger with Stainless steel roller 10 mm with central mounting | Lista Papel 2020 SI | 0 | 0
3SE5000-0AE01 |  | 3SE5000-0AE01 | 1 | UN | 1 | 2 | A | D | N | N | 85389099 | 1 | 4011209695863 | 0.026 | KG | 19.19 | 18.62 | CP19 | CP19 | Actuator head for position switch 3SE51 Roller lever Metal lever and Plastic roller 22 mm | Lista Papel 2020 SI | 0 | 0
3SE5000-0AE01-1AJ0 |  | 3SE5000-0AE01-1AJ0 | 1 | UN | 1 | 5 | B | D | N | N | 85389099 | 1 | 4011209822184 | 0.025 | KG | 22.14 | 22.14 | CP19 | CP19 | Actuator head for position switch 3SE51 Roller lever metal lever with plastic roller 22 mm functional at -40 Â°C | - | 0 | 0
3SE5000-0AE02 |  | 3SE5000-0AE02 | 1 | UN | 1 | 5 | B | D | N | N | 85389099 | 1 | 4011209695870 | 0.08 | KG | 28.98 | 28.12 | CP19 | CP19 | Actuator head for position switch 3SE51/52 Roller lever Metal lever and Stainless steel roller 22 mm | Lista Papel 2020 SI | 0 | 0
3SE5000-0AE03 |  | 3SE5000-0AE03 | 1 | UN | 1 | 5 | B | D | N | N | 85389099 | 1 | 4011209695887 | 0.024 | KG | 24.04 | 23.37 | CP19 | CP19 | Actuator head for position switch 3SE51 Roller lever Stainless steel lever and Plastic roller 22 mm | Lista Papel 2020 SI | 0 | 0
3SE5000-0AE03-1AJ0 |  | 3SE5000-0AE03-1AJ0 | 1 | UN | 1 | 5 | B | D | N | N | 85389099 | 1 | 4011209822177 | 0.044 | KG | 27.17 | 27.17 | CP19 | CP19 | Actuator head for position switch 3SE51 Roller lever stainless steel lever with plastic roller 22 mm functional at -40 Â°C | - | 0 | 0
3SE5000-0AE04 |  | 3SE5000-0AE04 | 1 | UN | 1 | 5 | B | D | N | N | 85389099 | 1 | 4011209695894 | 0.052 | KG | 33.92 | 32.97 | CP19 | CP19 | Actuator head for position switch 3SE51 Roller lever Stainless steel lever and Stainless steel roller 22 mm | Lista Papel 2020 SI | 0 | 0
3SE5000-0AE05 |  | 3SE5000-0AE05 | 1 | UN | 1 | 5 | B | D | N | N | 85389099 | 1 | 4011209866607 | 0.025 | KG | 16.34 | 16.34 | CP19 | CP19 | Actuator head for position switch 3SE51/52 EN 50041, Roller lever Metal lever and Plastic roller 22 mm | - | 0 | 0
3SE5000-0AE05-1AJ0 |  | 3SE5000-0AE05-1AJ0 | 1 | UN | 1 | 5 | B | D | N | N | 85389099 | 1 | 4011209916524 | 0.026 | KG | 33.06 | 33.06 | CP19 | CP19 | Actuator head for position switch 3SE5132 Roller lever metal lever, with plastic roller 22 mm functional at -40 Â°C | - | 0 | 0
3SE5000-0AE10 |  | 3SE5000-0AE10 | 1 | UN | 1 | 2 | A | D | N | N | 85389099 | 1 | 4011209695900 | 0.013 | KG | 9.88 | 9.6 | CP19 | CP19 | Actuator head for position switch 3SE51/52 Roller lever, Form E, with Metal lever and Plastic roller 13 mm according to EN 50047 | Lista Papel 2020 SI | 0 | 0
3SE5000-0AE10-1AJ0 |  | 3SE5000-0AE10-1AJ0 | 1 | UN | 1 | 5 | B | D | N | N | 85389099 | 1 | 4011209822207 | 0.015 | KG | 12.92 | 12.92 | CP19 | CP19 | Actuator head for position switch 3SE52 Roller lever made of metal with Plastic roller 13 mm functional at -40 Â°C | - | 0 | 0
3SE5000-0AE11 |  | 3SE5000-0AE11 | 1 | UN | 1 | 5 | B | D | N | N | 85389099 | 1 | 4011209695917 | 0.02 | KG | 19.95 | 19.38 | CP19 | CP19 | Actuator head for position switch 3SE51/52 Roller lever, Form E, with Metal lever and Stainless steel roller 13 mm according to EN 50047 | Lista Papel 2020 SI | 0 | 0
3SE5000-0AE12 |  | 3SE5000-0AE12 | 1 | UN | 1 | 5 | B | D | N | N | 85389099 | 1 | 4011209695924 | 0.015 | KG | 14.92 | 14.54 | CP19 | CP19 | Actuator head for position switch 3SE51/52 Roller lever, Form E, with Stainless steel lever and Plastic roller 13 mm according to EN 50047 | Lista Papel 2020 SI | 0 | 0
3SE5000-0AE12-1AJ0 |  | 3SE5000-0AE12-1AJ0 | 1 | UN | 1 | 5 | B | D | N | N | 85389099 | 1 | 4011209822191 | 0.014 | KG | 17.96 | 17.96 | CP19 | CP19 | Actuator head for position switch 3SE52 Roller lever made of stainless steel with Plastic roller 13 mm functional at -40 Â°C | - | 0 | 0
3SE5000-0AE13 |  | 3SE5000-0AE13 | 1 | UN | 1 | 5 | B | D | N | N | 85389099 | 1 | 4011209695931 | 0.04 | KG | 24.89 | 24.23 | CP19 | CP19 | Actuator head for position switch 3SE51/52 Roller lever, Form E, with Stainless steel lever and Stainless steel roller 13 mm according to EN 50047 | Lista Papel 2020 SI | 0 | 0
3SE5000-0AE13-1AJ0 |  | 3SE5000-0AE13-1AJ0 | 1 | UN | 1 | 5 | B | D | N | N | 85389099 | 1 | 4047621047416 | 0.023 | KG | 28.03 | 28.03 | CP19 | CP19 | Actuator head for position switch 3SE51/52 Roller lever, Form E, with Stainless steel lever and Stainless steel roller 13 mm according to EN 50047 suitable for -40 degrees | - | 0 | 0
3SE5000-0AF01 |  | 3SE5000-0AF01 | 1 | UN | 1 | 2 | A | D | N | N | 85389099 | 1 | 4011209695948 | 0.03 | KG | 19.19 | 18.62 | CP19 | CP19 | Actuator head for position switch 3SE51/52 Angular roller lever Metal lever with Plastic roller 22 mm | Lista Papel 2020 SI | 0 | 0
3SE5000-0AF01-1AJ0 |  | 3SE5000-0AF01-1AJ0 | 1 | UN | 1 | 5 | B | D | N | N | 85389099 | 1 | 4011209822221 | 0.03 | KG | 22.14 | 22.14 | CP19 | CP19 | Actuator head for position switch 3SE51 Angular roller lever, metal lever with plastic roller 22 mm functional at -40 Â°C | - | 0 | 0
3SE5000-0AF02 |  | 3SE5000-0AF02 | 1 | UN | 1 | 5 | B | D | N | N | 85389099 | 1 | 4011209695955 | 0.06 | KG | 28.98 | 28.12 | CP19 | CP19 | Actuator head for position switch 3SE51/52 Angular roller lever Metal lever with Stainless steel roller 22 mm | Lista Papel 2020 SI | 0 | 0
3SE5000-0AF03 |  | 3SE5000-0AF03 | 1 | UN | 1 | 5 | B | D | N | N | 85389099 | 1 | 4011209695962 | 0.05 | KG | 24.04 | 23.37 | CP19 | CP19 | Actuator head for position switch 3SE51 Angular roller lever Stainless steel lever with Plastic roller 22 mm | Lista Papel 2020 SI | 0 | 0
3SE5000-0AF03-1AJ0 |  | 3SE5000-0AF03-1AJ0 | 1 | UN | 1 | 5 | B | D | N | N | 85389099 | 1 | 4011209822214 | 0.052 | KG | 27.17 | 27.17 | CP19 | CP19 | Actuator head for position switch 3SE51 Angular roller lever,Stainless steel lever Stainless steel lever with plastic roller 22 mm functional at -40 Â°C | - | 0 | 0
3SE5000-0AF04 |  | 3SE5000-0AF04 | 1 | UN | 1 | 5 | B | D | N | N | 85389099 | 1 | 4011209695979 | 0.093 | KG | 33.92 | 32.97 | CP19 | CP19 | Actuator head for position switch 3SE51 Angular roller lever Stainless steel lever with Stainless steel roller 22 mm | Lista Papel 2020 SI | 0 | 0
3SE5000-0AF05 |  | 3SE5000-0AF05 | 1 | UN | 1 | 5 | B | D | N | N | 85389099 | 1 | 4011209866614 | 0.037 | KG | 16.34 | 16.34 | CP19 | CP19 | Actuator head for position switch 3SE51/52 EN 50041, Angular roller lever Metal lever with Plastic roller 22 mm | - | 0 | 0
3SE5000-0AF10 |  | 3SE5000-0AF10 | 1 | UN | 1 | 2 | A | D | N | N | 85389099 | 1 | 4011209695986 | 0.016 | KG | 9.88 | 9.6 | CP19 | CP19 | Actuator head for position switch 3SE51/52 Angular roller lever Metal lever with Plastic roller 13 mm | Lista Papel 2020 SI | 0 | 0
3SE5000-0AF10-1AJ0 |  | 3SE5000-0AF10-1AJ0 | 1 | UN | 1 | 5 | B | D | N | N | 85389099 | 1 | 4011209822245 | 0.019 | KG | 12.92 | 12.92 | CP19 | CP19 | Actuator head for position switch 3SE52 Angular roller lever Metal lever with Plastic roller 13 mm functional at -40 Â°C | - | 0 | 0
3SE5000-0AF11 |  | 3SE5000-0AF11 | 1 | UN | 1 | 5 | B | D | N | N | 85389099 | 1 | 4011209695993 | 0.024 | KG | 19.95 | 19.38 | CP19 | CP19 | Actuator head for position switch 3SE51/52 Angular roller lever Metal lever with Stainless steel roller 13 mm | Lista Papel 2020 SI | 0 | 0
3SE5000-0AF12 |  | 3SE5000-0AF12 | 1 | UN | 1 | 2 | A | D | N | N | 85389099 | 1 | 4011209696006 | 0.015 | KG | 14.92 | 14.54 | CP19 | CP19 | Actuator head for position switch 3SE51/52 Angular roller lever Stainless steel lever with Plastic roller 13 mm | Lista Papel 2020 SI | 0 | 0
3SE5000-0AF12-1AJ0 |  | 3SE5000-0AF12-1AJ0 | 1 | UN | 1 | 5 | B | D | N | N | 85389099 | 1 | 4011209822238 | 0.015 | KG | 17.96 | 17.96 | CP19 | CP19 | Actuator head for position switch 3SE52 Angular roller lever Stainless steel lever with Plastic roller 13 mm functional at -40 Â°C | - | 0 | 0
3SE5000-0AF13 |  | 3SE5000-0AF13 | 1 | UN | 1 | 5 | B | D | N | N | 85389099 | 1 | 4011209696013 | 0.024 | KG | 24.89 | 24.23 | CP19 | CP19 | Actuator head for position switch 3SE51/52 Angular roller lever Stainless steel lever with Stainless steel roller 13 mm | Lista Papel 2020 SI | 0 | 0
3SE5000-0AH00 |  | 3SE5000-0AH00 | 1 | UN | 1 | 2 | A | D | N | N | 85389099 | 1 | 4011209696020 | 0.026 | KG | 20.14 | 19.57 | CP19 | CP19 | Pivoting lever drive (Please order lever separately) for position switch 3SE51/3SF11, for 40/56/56XL mm, Switch points according to EN 50041. The switching direction the lever is on left / right or left only or only to the right. Delivery state ist right / left. | Lista Papel 2020 SI | 0 | 0
3SE5000-0AH00-1AJ0 |  | 3SE5000-0AH00-1AJ0 | 1 | UN | 1 | 5 | B | D | N | N | 85389099 | 1 | 4011209822313 | 0.029 | KG | 23.47 | 23.47 | CP19 | CP19 | Twist lever operating mechanism Functional at -40 Â°C For position switch 3SE51 For 40/56/56XL mm, Switching points according to EN 50041. The switching direction of the levers can be set to left/right or only left or only right. Delivery condition is left/right. (Please order lever separately) | - | 0 | 0
3SE5000-0AJ00 |  | 3SE5000-0AJ00 | 1 | UN | 1 | 5 | B | D | N | N | 85389099 | 1 | 4011209866621 | 0.026 | KG | 17.96 | 17.96 | CP19 | CP19 | Pivoting lever drive (Please order lever separately) for position switch 3SE5132 / 3SF11 for 40mm, Switch points according to EN 50041. The switching direction the lever is on left / right or left only or only to the right. Delivery state ist right / left. | - | 0 | 7
3SE5000-0AJ00-1AJ0 |  | 3SE5000-0AJ00-1AJ0 | 1 | UN | 1 | 5 | B | D | N | N | 85389099 | 1 | 4011209916555 | 0.026 | KG | 30.88 | 30.88 | CP19 | CP19 | Pivoting lever drive functional at -40 Â°C for position switch 3SE5132 for 40 mm The switching direction the lever is on left / right or left only or only to the right. Delivery state ist right / left. | - | 0 | 7
3SE5000-0AK00 |  | 3SE5000-0AK00 | 1 | UN | 1 | 2 | A | D | N | N | 85389099 | 1 | 4011209696037 | 0.026 | KG | 6.98 | 6.78 | CP19 | CP19 | Pivoting lever drive (Please order lever separately) for position switch 3SE52/3SF12 fÃ¼r 31/50 mm, Switch points according to EN 50047. The switching direction the lever is on left / right or left only or only to the right. Delivery state ist right / left. | Lista Papel 2020 SI | 0 | 0
3SE5000-0AK00-1AJ0 |  | 3SE5000-0AK00-1AJ0 | 1 | UN | 1 | 5 | B | D | N | N | 85389099 | 1 | 4011209822306 | 0.026 | KG | 9.98 | 9.98 | CP19 | CP19 | Pivoting lever drive functional at -40 Â°C for position switch 3SE52, for 31/50 mm, Switch points according to EN 50047. The switching direction the lever is on left / right or left only or only to the right. Delivery state ist right / left. (Please order lever separately) | - | 0 | 0
3SE5000-0AR01 |  | 3SE5000-0AR01 | 1 | UN | 1 | 5 | B | D | N | N | 85389099 | 1 | 4011209696044 | 0.032 | KG | 18.91 | 18.34 | CP19 | CP19 | Actuator head: spring rod for position switches 3SE51/52 only with snap-action contacts, total length 142.5 mm, Plunger = 50 mm, Plunger = 50 mm, made of plastic | Lista Papel 2020 SI | 0 | 0
3SE5000-0AR02 |  | 3SE5000-0AR02 | 1 | UN | 1 | 5 | B | D | N | N | 85389099 | 1 | 4011209696051 | 0.04 | KG | 29.26 | 28.41 | CP19 | CP19 | Actuator head: spring rod for position switches 3SE51/52, only with snap-action contacts, total length 142.5 mm spring = 50 mm, plunger = 50 mm, made of stainless steel | Lista Papel 2020 SI | 0 | 0
3SE5000-0AR03 |  | 3SE5000-0AR03 | 1 | UN | 1 | 5 | B | D | N | N | 85389099 | 1 | 4011209696068 | 0.023 | KG | 24.04 | 23.37 | CP19 | CP19 | Actuator head: spring rod for position switches 3SE51/52, only with snap-action contacts, total length 76 mm, spring= 23.5 mm, plunger = 10 mm, made of plastic | Lista Papel 2020 SI | 0 | 0
3SE5000-0AR04 |  | 3SE5000-0AR04 | 1 | UN | 1 | 5 | B | D | N | N | 85389099 | 1 | 4011209696075 | 0.1 | KG | 24.04 | 23.37 | CP19 | CP19 | Actuator head: spring rod for position switches 3SE51/52 only with snap-action contacts, total length 242.5 mm, Plunger = 150 mm, Plunger = 50 mm, made of plastic | Lista Papel 2020 SI | 0 | 0
3SE5000-0AT01 |  | 3SE5000-0AT01 | 1 | UN | 1 | 5 | B | D | N | N | 85389099 | 1 | 4011209696099 | 0.026 | KG | 21.85 | 21.28 | CP19 | CP19 | Fork lever for position switch 3SE51 2 x lever made of metal with one plastic roller 19 mm each for actuator head 3SE5000-0AT10 | Lista Papel 2020 SI | 0 | 0
3SE5000-0AT02 |  | 3SE5000-0AT02 | 1 | UN | 1 | 5 | B | D | N | N | 85389099 | 1 | 4011209696105 | 0.052 | KG | 41.61 | 40.47 | CP19 | CP19 | Fork lever for position switch 3SE51 2 x lever made of metal with one stainlesl steel roller 19 mm each for actuator head 3SE5000-0AT10 | Lista Papel 2020 SI | 0 | 0
3SE5000-0AT03 |  | 3SE5000-0AT03 | 1 | UN | 1 | 5 | B | D | N | N | 85389099 | 1 | 4011209696112 | 0.025 | KG | 24.42 | 23.75 | CP19 | CP19 | Fork lever for position switch 3SE51 2 x lever made of stainless steel with one plastic roller 19 mm each for actuator head 3SE5000-0AT10 | Lista Papel 2020 SI | 0 | 0
3SE5000-0AT04 |  | 3SE5000-0AT04 | 1 | UN | 1 | 5 | B | D | N | N | 85389099 | 1 | 4011209696129 | 0.053 | KG | 44.46 | 43.23 | CP19 | CP19 | Fork lever for position switch 3SE51 2 x lever made of stainless steel with one stainlesl steel roller 19 mm each for actuator head 3SE5000-0AT10 | Lista Papel 2020 SI | 0 | 0
3SE5000-0AT10 |  | 3SE5000-0AT10 | 1 | UN | 1 | 5 | B | D | N | N | 85389099 | 1 | 4011209696082 | 0.044 | KG | 42.09 | 40.95 | CP19 | CP19 | Actuator head, metal (without lever) right or left switching, adjustable for fork lever with two plastic rollers for 3SE51 | Lista Papel 2020 SI | 0 | 0
3SE5000-0AU11 |  | 3SE5000-0AU11 | 1 | UN | 1 | 5 | B | D | N | N | 85389099 | 1 | 4011209696136 | 0.03 | KG | 28.69 | 28.69 | CP19 | CP19 | Actuator head for Shutter switch off plastic with hollow shaft Diameter = 8 mm and Switching angle 5 Â° | - | 0 | 7
3SE5000-0AU12 |  | 3SE5000-0AU12 | 1 | UN | 1 | 5 | B | D | N | N | 85389099 | 1 | 4011209696150 | 0.052 | KG | 28.69 | 28.69 | CP19 | CP19 | Actuator head for Shutter switch off plastic with solid shaft Diameter = 10 mm and Switching angle 5 Â° | - | 0 | 7
3SE5000-0AU21 |  | 3SE5000-0AU21 | 1 | UN | 1 | 5 | B | D | N | N | 85389099 | 1 | 4011209696167 | 0.031 | KG | 21.76 | 21.76 | CP19 | CP19 | Actuator head for hinge switch made of plastic with hollow shaft Diameter = 8 mm and actuating angle 10Â° | - | 0 | 0
3SE5000-0AU22 |  | 3SE5000-0AU22 | 1 | UN | 1 | 5 | B | D | N | N | 85389099 | 1 | 4011209696174 | 0.054 | KG | 21.76 | 21.76 | CP19 | CP19 | Actuator head for hinge switch made of plastic with solid shaft Diameter = 10 mm and actuating angle 10Â° | - | 0 | 0
3SE5000-0AV01 |  | 3SE5000-0AV01 | 1 | UN | 1 | 1 | A | D | N | N | 85389099 | 1 | 4011209691063 | 0.034 | KG | 6.4 | 6.4 | CP19 | CP19 | Separate standard actuator made of die-cast zinc for safety position switch with tumbler 3SE5312/3SE5322 and AS-i 3SF13 und safety position switch with separate actuator 3SE51/3SE52 and AS-i 3SF11/3SF12 | - | 0 | 0
3SE5000-0AV01-1AL7 |  | 3SE5000-0AV01-1AL7 | 1 | UN | 1 | 30 | D | D | EAR99 | N | 85365080 | 1 |  | 0.04 | KG | 11.12 | 11.12 | CP19 | CP19 | Separate standard actuator for position switch with tumbler made of stainless steel for 3SE5312 3SE5322 and AS-i 3SF13 und Position switch with separate actuator 3SE51/3SE52 and AS-i 3SF11/3SF12 customized | - | 0 | 7
3SE5000-0AV01-Z | X95 | 3SE5000-0AV01-ZX95 | 1 | UN | 1 | 5 | B | D | N | N | 85389099 | 250 | 4011209916449 | 0.02 | KG | 6.4 | 6.4 | CP19 | CP19 | Separate standard, actuator for position switch with tumbler 3SE5312/3SE5322 and AS-i 3SF13 und Position switch with separate actuator 3SE51/3SE52 and AS-i 3SF11/3SF12 | - | 0 | 0
3SE5000-0AV02 |  | 3SE5000-0AV02 | 1 | UN | 1 | 5 | B | D | N | N | 85389099 | 1 | 4011209691117 | 0.055 | KG | 7.34 | 7.34 | CP19 | CP19 | Separate actuator, with vertical fixing for position switch with tumbler 3SE5312/3SE5322 and AS-i 3SF13 and position switch with separate actuator 3SE51/3SE52 and AS-i 3SF11/3SF12 | - | 0 | 0
3SE5000-0AV03 |  | 3SE5000-0AV03 | 1 | UN | 1 | 5 | B | D | N | N | 85389099 | 1 | 4011209691124 | 0.058 | KG | 7.34 | 7.34 | CP19 | CP19 | Separate actuator, with transverse mounting for position switch with tumbler 3SE5312/3SE5322 and AS-i 3SF13 and position switch with separate actuator 3SE51/3SE52 and AS-i 3SF11/3SF12 | - | 0 | 0
3SE5000-0AV04 |  | 3SE5000-0AV04 | 1 | UN | 1 | 2 | A | D | N | N | 85389099 | 1 | 4011209691056 | 0.083 | KG | 31.54 | 31.54 | CP19 | CP19 | Separate actuator, radius actuator left for position switch with tumbler 3SE5312/3SE5322 and AS-i 3SF13 and position switch with separate actuator 3SE51/3SE52 and AS-i 3SF11/3SF12 | - | 0 | 0
3SE5000-0AV05 |  | 3SE5000-0AV05 | 1 | UN | 1 | 5 | B | D | N | N | 85389099 | 1 | 4011209691100 | 0.077 | KG | 33.63 | 33.63 | CP19 | CP19 | Separate actuator, universal radius actuator for position switch with tumbler 3SE5312/3SE5322 and AS-i 3SF13 and position switch with separate actuator 3SE51/3SE52 and AS-i 3SF11/3SF12 | - | 0 | 0
3SE5000-0AV05-1AA6 |  | 3SE5000-0AV05-1AA6 | 1 | UN | 1 | 5 | B | D | N | N | 85389099 | 1 | 4011209779648 | 0.075 | KG | 33.63 | 33.63 | CP19 | CP19 | Separate actuator Universal radius actuator with actuator tab rotated by 90Â° for position switch with tumbler 3SE5312/3SE5322 and AS-i 3SF13 and position switch with separate actuator 3SE51/3SE52 and AS-i 3SF11/3SF12 | - | 0 | 0
3SE5000-0AV05-1AN3 |  | 3SE5000-0AV05-1AN3 | 1 | UN | 1 | 10 | C | D | N | N | 85389099 | 1 |  | 0.078 | KG | 33.63 | 33.63 | CP19 | CP19 | Separate actuator, universal radius actuator for position switch with tumbler 3SE5312/3SE5322 and AS-i 3SF13 and position switch with separate actuator 3SE51/3SE52 and AS-i 3SF11/3SF12 customized (position screw on tab part rotated by 180Â°) | - | 0 | 0
3SE5000-0AV06 |  | 3SE5000-0AV06 | 1 | UN | 1 | 5 | B | D | N | N | 85389099 | 1 | 4011209691629 | 0.074 | KG | 31.54 | 31.54 | CP19 | CP19 | Separate actuator, radius actuator right for position switch with tumbler 3SE5312/3SE5322 and ASI 3SF13 and position switch with separate actuator 3SE51/3SE52 and ASi 3SF11/3SF12 | - | 0 | 0
3SE5000-0AV07 |  | 3SE5000-0AV07 | 1 | UN | 1 | 5 | B | D | N | N | 85389099 | 1 | 4011209789043 | 0.121 | KG | 72.87 | 72.87 | CP19 | CP19 | Separate actuator, universal radius actuator 'HEAVY DUTY' version vertically and horizontally adjustable, length = 77 mm for position switch with tumbler 3SE5312/3SE5322 and ASI 3SF13 and position switch with separate actuator 3SE51/3SE52 and AS-i with separate actuator 3SF11/3SF12 | - | 0 | 0
3SE5000-0AV07-1AK2 |  | 3SE5000-0AV07-1AK2 | 1 | UN | 1 | 2 | A | D | N | N | 85389099 | 1 | 4011209789050 | 0.126 | KG | 72.87 | 72.87 | CP19 | CP19 | Separate actuator, universal radius actuator 'HEAVY DUTY' version vertically and horizontally adjustable, length = 67 mm for position switch with tumbler 3SE5312/3SE5322 and AS-i 3SF13 position switch with separate actuator 3SE51/3SE52 and AS-i with separate actuator 3SF11/3SF12 | - | 0 | 0
3SE5000-0AV08-1AA2 |  | 3SE5000-0AV08-1AA2 | 1 | UN | 1 | 5 | B | D | N | N | 85389099 | 1 | 4011209736764 | 0.005 | KG | 11.12 | 11.12 | CP19 | CP19 | protective cover, accessory for position switch with tumbler 3SE53 and 3SF13 (with ASI) and position switch with separate actuator 3SE51/3SF11 for protection against contamination of the actuator entries in black | - | 0 | 0
3SE5000-0AV08-1AA3 |  | 3SE5000-0AV08-1AA3 | 1 | UN | 1 | 5 | B | D | EAR99 | N | 85389099 | 1 | 4011209742109 | 0.074 | KG | 29.74 | 29.74 | CP19 | CP19 | Blocking insert, accessory for Position switch with separate actuator, with and without tumbler 3SE51/2/3 and 3SF11/2/3 made of stainless steel sheet for 8 padlocks Shackle diameter max. 8.5 mm | - | 0 | 0
3SE5000-0AW11 |  | 3SE5000-0AW11 | 1 | UN | 1 | 5 | B | D | N | N | 85389099 | 1 | 4011209902664 | 0.012 | KG | 3.73 | 3.73 | CP19 | CP19 | Standard actuator Plastic 40 mm long, for position switch with separate actuator 3SE51/3SE52 and AS-i 3SF11/3SF12 | - | 0 | 0
3SE5000-0AW21 |  | 3SE5000-0AW21 | 1 | UN | 1 | 5 | B | D | N | N | 85389099 | 1 | 4011209911369 | 0.033 | KG | 11.88 | 11.88 | CP19 | CP19 | Separate standard actuator for position switch with tumbler made of stainless steel for 3SE5312 | - | 0 | 7
3SE5000-0AW42 |  | 3SE5000-0AW42 | 1 | UN | 1 | 5 | B | D | N | N | 85389099 | 1 | 4011209935778 | 0.059 | KG | 8.51 | 8.51 | CP19 | CP19 | Separate actuator with vertical fixing for position switch with tumbler with flange bushings made of stainless steel for 3SE5312../3SE5322.. and ASI 3SF13... and Position switch with separate actuator 3SE51/52 and ASI 3SF11../3SF12.. | - | 0 | 7
3SE5000-0AW43 |  | 3SE5000-0AW43 | 1 | UN | 1 | 5 | B | D | N | N | 85389099 | 1 | 4011209935785 | 0.057 | KG | 8.51 | 8.51 | CP19 | CP19 | Separate actuator with transverse mounting for position switch with tumbler with flange bushings made of stainless steel for 3SE5312../3SE5322.. and ASI 3SF13... and Position switch with separate actuator 3SE51/52 and ASI 3SF11../3SF12.. | - | 0 | 7
3SE5000-0AW51 |  | 3SE5000-0AW51 | 1 | UN | 1 | 5 | B | D | N | N | 85389099 | 1 | 4047621028101 | 0.046 | KG | 32.49 | 32.49 | CP19 | CP19 | Stainless steel actuator IP69 (K), geometry-optimized,suitable for extreme environmental conditions such as minus 40 degrees with increased corrosion protection, for safety position switches 3SE53 and AS-i 3SF13 and safety position switches with separate actuator without tumbler 3SE51/52 and AS-i 3SF11/3SF12 | - | 0 | 0
3SE5000-0AW52 |  | 3SE5000-0AW52 | 1 | UN | 1 | 5 | B | D | N | N | 85389099 | 1 | 4047621035178 | 0.073 | KG | 33.35 | 33.35 | CP19 | CP19 | Stainless steel actuator IP69 (K), with vertical fixing for extreme environmental conditions such as minus 40 degree with increased corrosion protection for Safety position switch with tumbler 3SE5312/3SE5322 and AS-i 3SF13 und Safety position switch with separate actuator without tumbler 3SE51/3SE52 and AS-i 3SF11/3SF12 | - | 0 | 0
3SE5000-0AW53 |  | 3SE5000-0AW53 | 1 | UN | 1 | 5 | B | D | N | N | 85389099 | 1 | 4047621035185 | 0.066 | KG | 33.35 | 33.35 | CP19 | CP19 | Stainless steel actuator IP69 (K), with transverse mounting for extreme environmental conditions such as minus 40 degree with increased corrosion protection for Safety position switch with tumbler 3SE5312/3SE5322 and AS-i 3SF13 und safety position switch with separate actuator without tumbler 3SE51/3SE52 and AS-i, 3SF11/12 | - | 0 | 0
3SE5000-0BA00 |  | 3SE5000-0BA00 | 1 | UN | 1 | 5 | B | D | N | N | 85365080 | 1 | 4011209696181 | 0.023 | KG | 18.24 | 18.24 | CP19 | CP19 | Contact block for position switch 3SE51/52 1 NO/1 NC slow-action contact | - | 0 | 0
3SE5000-0CA00 |  | 3SE5000-0CA00 | 1 | UN | 1 | 5 | B | D | N | N | 85365080 | 1 | 4011209696198 | 0.021 | KG | 17.1 | 17.1 | CP19 | CP19 | Contact block for position switch 3SE51/52 1 NO/1 NC quick action contact | - | 0 | 0
3SE5000-0CA00-1AC1 |  | 3SE5000-0CA00-1AC1 | 1 | UN | 1 | 5 | B | D | N | N | 85365080 | 1 | 4011209696204 | 0.025 | KG | 61.94 | 61.94 | CP19 | CP19 | Contact block for position switch 3SE51/52 1 NO/1 NC quick action contact gold-plated contacts | - | 0 | 0
3SE5000-0GA00 |  | 3SE5000-0GA00 | 1 | UN | 1 | 30 | D | D | N | N | 85365080 | 1 | 4011209696211 | 0.03 | KG | 19.86 | 19.86 | CP19 | CP19 | Contact block for position switch 3SE51/52 1 NO/1 NC quick action contact 2 x 2 mm contact clearance | - | 0 | 0
3SE5000-0KA00 |  | 3SE5000-0KA00 | 1 | UN | 1 | 5 | B | D | N | N | 85365080 | 1 | 4011209696235 | 0.001 | KG | 20.43 | 20.43 | CP19 | CP19 | Switching element for position switch 3SE51/52 1 NO/2 NC slow-action contact | - | 0 | 0
3SE5000-0LA00 |  | 3SE5000-0LA00 | 1 | UN | 1 | 5 | B | D | N | N | 85365080 | 1 | 4011209696242 | 0.02 | KG | 19.19 | 19.19 | CP19 | CP19 | Contact block for position switch 3SE51/52 1 NO/2 NC quick action contact | - | 0 | 0
3SE5000-0MA00 |  | 3SE5000-0MA00 | 1 | UN | 1 | 2 | A | D | N | N | 85365080 | 1 | 4011209856233 | 0.024 | KG | 19.19 | 19.19 | CP19 | CP19 | Contact block for position switch 3SE51/52 1 NO/2 NC slow-action contact with make-before-break | - | 0 | 0
3SE5000-0NA00 |  | 3SE5000-0NA00 | 1 | UN | 1 | 5 | B | D | N | N | 85365080 | 1 | 4011209696228 | 0.022 | KG | 19.19 | 19.19 | CP19 | CP19 | Contact block for position switch 3SE51/52 1 NO/1 NC quick action contact Short stroke | - | 0 | 0
3SE5000-0PA00 |  | 3SE5000-0PA00 | 1 | UN | 1 | 2 | A | D | N | N | 85365080 | 1 | 4011209858848 | 0.02 | KG | 19.19 | 19.19 | CP19 | CP19 | Contact block for position switch 3SE51/52 2 NO/1 NC slow-action contact | - | 0 | 0
3SE5050-0BA00 |  | 3SE5050-0BA00 | 1 | UN | 1 | 5 | B | D | N | N | 85365080 | 1 | 4011209897953 | 0.02 | KG | 18.24 | 18.24 | CP19 | CP19 | Contact block IP20 for position switch 3SE5250 open type design 1 NO/1 NC slow-action contact | - | 0 | 0
3SE5050-0CA00 |  | 3SE5050-0CA00 | 1 | UN | 1 | 5 | B | D | N | N | 85365080 | 1 | 4011209897960 | 0.03 | KG | 17.1 | 17.1 | CP19 | CP19 | Contact block IP20 for position switch 3SE5250 open type design 1 NO/1 NC quick action contact | - | 0 | 0
3SE5050-0GA00 |  | 3SE5050-0GA00 | 1 | UN | 1 | 30 | D | D | N | N | 85365080 | 1 | 4011209897977 | 0.022 | KG | 19.86 | 19.86 | CP19 | CP19 | Contact block IP20 for position switch 3SE5250 open type design 1 NO/1 NC quick action contact 2 x 2 mm contact clearance | - | 0 | 0
3SE5050-0NA00 |  | 3SE5050-0NA00 | 1 | UN | 1 | 30 | D | D | N | N | 85365080 | 1 | 4011209897984 | 0.024 | KG | 19.19 | 19.19 | CP19 | CP19 | Contact block IP20 for position switch 3SE5250 open type design 1 NO/1 NC quick action contact Short stroke | - | 0 | 0
3SE5060-0BA00 |  | 3SE5060-0BA00 | 1 | UN | 1 | 5 | B | D | N | N | 85365080 | 1 | 4011209894372 | 0.021 | KG | 18.24 | 18.24 | CP19 | CP19 | Contact block for position switch 3SE5162 Mounting position on the right in the switch 1 NO/1 NC slow-action contact | - | 0 | 0
3SE5060-0CA00 |  | 3SE5060-0CA00 | 1 | UN | 1 | 5 | B | D | N | N | 85365080 | 1 | 4011209894396 | 0.02 | KG | 17.1 | 17.1 | CP19 | CP19 | Contact block for position switch 3SE5162 Mounting position on the right in the switch 1 NO/1 NC quick action contact | - | 0 | 0
3SE5060-0MA00 |  | 3SE5060-0MA00 | 1 | UN | 1 | 30 | D | D | N | N | 85365080 | 1 | 4011209894389 | 0.022 | KG | 19.19 | 19.19 | CP19 | CP19 | Contact block for position switch 3SE5162 Mounting position on the right in the switch 1 NO/2 NC slow-action contact with make-before-break | - | 0 | 0
3SE5110-0AA00-1AG0 |  | 3SE5110-0AA00-1AG0 | 1 | UN | 1 | 5 | B | D | N | N | 85389099 | 1 | 4011209725027 | 0.065 | KG | 4.56 | 4.56 | CP19 | CP19 | Cover yellow for position switch metal 3SE51, enclosure, according to EN 50041 | - | 0 | 0
3SE5110-1AA00 |  | 3SE5110-1AA00 | 1 | UN | 1 | 5 | B | D | N | N | 85365080 | 1 | 4011209691537 | 0.062 | KG | 24.23 | 24.23 | CP19 | CP19 | LED cover for position switch Metal 3SE51 2 LEDs, yellow/green, 24 V DC Color turquoise | - | 0 | 0
3SE5110-1AA00-1AG0 |  | 3SE5110-1AA00-1AG0 | 1 | UN | 1 | 5 | B | D | N | N | 85365080 | 1 | 4011209722682 | 0.07 | KG | 24.23 | 24.23 | CP19 | CP19 | LED cover yellow for position switch metal 3SE51, enclosure, according to EN 50041 2 LEDs, yellow/green, 24 V DC Color yellow | - | 0 | 0
3SE5110-3AA00 |  | 3SE5110-3AA00 | 1 | UN | 1 | 5 | B | D | N | N | 85365080 | 1 | 4011209691544 | 0.065 | KG | 27.08 | 27.08 | CP19 | CP19 | LED cover for position switch Metal 3SE51, with 2 LEDs, yellow/green, 230 V AC Color turquoise | - | 0 | 0
3SE5110-3AA00-1AG0 |  | 3SE5110-3AA00-1AG0 | 1 | UN | 1 | 5 | B | D | N | N | 85365080 | 1 | 4011209722699 | 0.067 | KG | 27.08 | 27.08 | CP19 | CP19 | LED cover yellow for position switch metal 3SE51, enclosure, according to EN 50041 2 LEDs, yellow/green, 230 V AC | - | 0 | 0
3SE5112-0AA00 |  | 3SE5112-0AA00 | 1 | UN | 1 | 5 | B | D | N | N | 85389099 | 1 | 4011209691889 | 0.285 | KG | 16.63 | 16.63 | CP19 | CP19 | enclosure Metal, according to EN 50041 with cover, turquoise 1x (M20x 1.5) | - | 0 | 0
3SE5112-0AA00-1CA0 |  | 3SE5112-0AA00-1CA0 | 1 | UN | 1 | 5 | B | D | N | N | 85389099 | 1 | 4011209691896 | 0.284 | KG | 21.38 | 21.38 | CP19 | CP19 | enclosure Metal, increased corrosion protection, EN 50041 with cover, turquoise 1x (M20x 1.5) | - | 0 | 0
3SE5112-0BA00 |  | 3SE5112-0BA00 | 1 | UN | 1 | 5 | B | D | N | N | 85365080 | 1 | 4011209691902 | 0.306 | KG | 35.06 | 34.11 | CP19 | CP19 | Basic switch for position switch 3SE51 Metal enclosure, according to EN 50041 1x (M20x 1.5) 1 NO/1 NC slow-action contacts without actuator head | Lista Papel 2020 SI | 0 | 0
3SE5112-0BA00-1CA0 |  | 3SE5112-0BA00-1CA0 | 1 | UN | 1 | 5 | B | D | N | N | 85365080 | 1 | 4011209691919 | 0.304 | KG | 38.67 | 37.62 | CP19 | CP19 | Basic switch with increased corrosion protection for position switch Metal enclosure, according to EN 50041 1x (M20 x 1.5) 1 NO/1 NC slow-action contacts without actuator head | Lista Papel 2020 SI | 0 | 0
3SE5112-0BA00-1DA0 |  | 3SE5112-0BA00-1DA0 | 1 | UN | 1 | 0 | A | D | N | N | 85365080 | 1 | 4011209691926 | 0.366 | KG | 60.14 | 60.14 | CP19 | CP19 | BASIC SWITCH FOR POSITION SWITCH 3SE5112, ATEX METAL ENCLOSURE 40MM WIDE TO EN50041 DEVICE CONNECTION 1X (M20X1.5) 1NO/ 1NC SLOW-ACTION CONTACTS W/O ACTUATOR HEAD | - | 0 | 7
3SE5112-0BA00-1DA0-Z | K01 | 3SE5112-0BA00-1DA0-ZK01 | 1 | UN | 1 | 10 | C | D | N | N | 85365080 | 1 | 4011209931794 | 0.366 | KG | 60.14 | 60.14 | CP19 | CP19 | BASIC SWITCH FOR POSITION SWITCH 3SE5112, ATEX METAL ENCLOSURE 40MM WIDE TO EN50041 DEVICE CONNECTION 1X (M20X1.5) 1NO/ 1NC SLOW-ACTION CONTACTS W/O ACTUATOR HEAD | - | 0 | 7
3SE5112-0BB01 |  | 3SE5112-0BB01 | 1 | UN | 1 | 2 | A | D | N | N | 85365080 | 1 | 4011209691933 | 0.332 | KG | 42.66 | 42.66 | CP19 | CP19 | Position switch Metal enclosure 40 mm according to EN 50041 Device connection 1x (M20 x 1.5) 1 NO/1 NC slow-action contacts Plain plunger, stainless steel | - | 0 | 0
3SE5112-0BC02 |  | 3SE5112-0BC02 | 1 | UN | 1 | 5 | B | D | N | N | 85365080 | 1 | 4011209691940 | 0.36 | KG | 56.62 | 55.01 | CP19 | CP19 | Position switch Metal enclosure 40 mm according to EN 50041 Device connection 1x (M20 x 1.5) 1 NO/1 NC slow-action contacts Rounded plunger with 3 mm overtravel made of stainless steel | Lista Papel 2020 SI | 0 | 0
3SE5112-0BD02 |  | 3SE5112-0BD02 | 1 | UN | 1 | 5 | B | D | N | N | 85365080 | 1 | 4011209691957 | 0.361 | KG | 62.8 | 60.99 | CP19 | CP19 | Position switch Metal enclosure 40 mm according to EN 50041 Device connection 1x (M20 x 1.5) 1 NO/1 NC slow-action contacts Roller plunger with Stainless steel roller 13 mm | Lista Papel 2020 SI | 0 | 0
3SE5112-0BE01 |  | 3SE5112-0BE01 | 1 | UN | 1 | 5 | B | D | N | N | 85365080 | 1 | 4011209691964 | 0.33 | KG | 54.15 | 52.63 | CP19 | CP19 | Position switch Metal enclosure 40 mm according to EN 50041 Device connection 1x (M20 x 1.5) 1 NO/1 NC slow-action contacts Roller lever, Metal lever and Plastic roller 22 mm | Lista Papel 2020 SI | 0 | 0
3SE5112-0BF01 |  | 3SE5112-0BF01 | 1 | UN | 1 | 5 | B | D | N | N | 85365080 | 1 | 4011209691971 | 0.343 | KG | 54.15 | 52.63 | CP19 | CP19 | Position switch Metal enclosure 40 mm according to EN 50041 Device connection 1x (M20 x 1.5) 1 NO/1 NC slow-action contacts Angular roller lever and plastic roller 22 mm | Lista Papel 2020 SI | 0 | 0
3SE5112-0BH01 |  | 3SE5112-0BH01 | 1 | UN | 1 | 5 | B | D | N | N | 85365080 | 1 | 4011209691988 | 0.33 | KG | 60.52 | 58.81 | CP19 | CP19 | Position switch Metal enclosure 40 mm Twist lever, according to EN 50041 Device connection 1 x (M20 x 1.5) 1 NO/1 NC slow-action contacts Rotary actuator right/left adjustable, Metal lever 27 mm long and plastic roller 19 mm | Lista Papel 2020 SI | 0 | 0
3SE5112-0BH02 |  | 3SE5112-0BH02 | 1 | UN | 1 | 5 | B | D | N | N | 85365080 | 1 | 4011209691995 | 0.365 | KG | 70.11 | 68.12 | CP19 | CP19 | Position switch Metal enclosure 40 mm according to EN 50041 Device connection 1x (M20 x 1.5) 1 NO/1 NC slow-action contacts Rotary actuator right/left adjustable, Metal lever 27 mm long and stainless steel roller 19 mm | Lista Papel 2020 SI | 0 | 0
3SE5112-0BH08 |  | 3SE5112-0BH08 | 1 | UN | 1 | 0 | A | D | EAR99 | N | 85365080 | 1 |  | 0.403 | KG | 68.12 | 68.12 | CP19 | CP19 | Position switch Metal enclosure 40 mm Twist lever, according to EN 50041 Device connection 1 x (M20 x 1.5) 1 NO/1 NC slow-action contacts Rotary actuator right/left adjustable, Metal lever 27 mm long and rubber roller 50 mm | - | 0 | 0
3SE5112-0BH50 |  | 3SE5112-0BH50 | 1 | UN | 1 | 5 | B | D | N | N | 85365080 | 1 | 4011209692008 | 0.362 | KG | 64.03 | 62.23 | CP19 | CP19 | Position switch Metal enclosure 40 mm according to EN 50041 Device connection 1x (M20 x 1.5) 1 NO/1 NC slow-action contacts Rotary actuator right/left adjustable with adjustable-length Metal lever 100 mm long and plastic roller 19 mm | Lista Papel 2020 SI | 0 | 0
3SE5112-0BH60 |  | 3SE5112-0BH60 | 1 | UN | 1 | 5 | B | D | N | N | 85365080 | 1 | 4011209692015 | 0.365 | KG | 66.41 | 64.51 | CP19 | CP19 | Position switch Metal enclosure 40 mm according to EN 50041 Device connection 1x (M20 x 1.5) 1 NO/1 NC slow-action contacts Rotary actuator right/left adjustable with adjustable-length Metal lever 100 mm long and with positive fit (grid hole) and plastic roller 19 mm | Lista Papel 2020 SI | 0 | 0
3SE5112-0BX00-1DA0 |  | 3SE5112-0BX00-1DA0 | 1 | UN | 1 | 5 | B | D | EAR99 | N | 85365080 | 1 |  | 0.366 | KG | 54.15 | 54.15 | CP19 | CP19 | Basic switch for Position switch 3SE5112, ATEX Metal enclosure, 40 mm wide according to EN 50041 Device connection 1x (M20 x 1.5) 1 NO/1 NC, Slow-action contacts without actuator head | - | 0 | 7
3SE5112-0CA00 |  | 3SE5112-0CA00 | 1 | UN | 1 | 2 | A | D | N | N | 85365080 | 1 | 4011209692022 | 0.32 | KG | 33.63 | 32.68 | CP19 | CP19 | Basic switch for position switch 3SE51 Metal enclosure, according to EN 50041 Device connection 1 x (M20 x 1.5) 1 NO/1 NC quick action contacts without actuator head | Lista Papel 2020 SI | 0 | 0
3SE5112-0CA00-1AC1 |  | 3SE5112-0CA00-1AC1 | 1 | UN | 1 | 5 | B | D | N | N | 85365080 | 1 | 4011209692039 | 0.29 | KG | 78.85 | 78.85 | CP19 | CP19 | Basic switch for position switch 3SE51 Metal enclosure, according to EN 50041 Device connection 1 x (M20 x 1.5) 1 NO/1 NC quick action contacts without actuator head with gold-plated contacts | - | 0 | 0
3SE5112-0CA00-1AJ0 |  | 3SE5112-0CA00-1AJ0 | 1 | UN | 1 | 5 | B | D | N | N | 85365080 | 1 | 4011209822023 | 0.297 | KG | 48.07 | 48.07 | CP19 | CP19 | Position switch Basic switch Metal, 40 mm, according to EN 50041 Increased corrosion protection Device connection 1 x (M20 x 1.5) 1 NO/1 NC quick action contacts functional at -40 Â°C Shock and vibration test according to EN 61373, Category 1B | - | 0 | 0
3SE5112-0CA00-1AM3 |  | 3SE5112-0CA00-1AM3 | 1 | UN | 1 | 0 | A | D | EAR99 | N | 85365080 | 1 |  | 0.304 | KG | 54.06 | 54.06 | CP19 | CP19 | Position switch Basic switch with exterior grounding screw for conductor cross-section 10 mm suitable for -40 Â°C Enclosure metal, according to EN 50041 Device connection 1 x (M20 x 1.5) 1 NO/1 NC quick action contacts without actuator head | - | 0 | 0
3SE5112-0CA00-1CA0 |  | 3SE5112-0CA00-1CA0 | 1 | UN | 1 | 5 | B | D | N | N | 85365080 | 1 | 4011209692046 | 0.304 | KG | 37.62 | 36.58 | CP19 | CP19 | Basic switch with increased corrosion protection for position switch Metal enclosure, according to EN 50041 Device connection 1 x (M20 x 1.5) 1 NO/1 NC quick action contacts without actuator head | Lista Papel 2020 SI | 0 | 0
3SE5112-0CA00-1DA0 |  | 3SE5112-0CA00-1DA0 | 1 | UN | 1 | 0 | A | D | N | N | 85365080 | 1 | 4011209692114 | 0.371 | KG | 58.05 | 58.05 | CP19 | CP19 | BASIC SWITCH FOR POSITION SWITCH 3SE5112,ATEX METAL ENCLOSURE 40MM WIDE TO EN50041 DEVICE CONNECTION 1X (M20X1.5) 1NO/ 1NC SNAP-ACTION CONTACTS W/O ACTUATOR HEAD | - | 0 | 7
3SE5112-0CA00-1DA0-Z | K01 | 3SE5112-0CA00-1DA0-ZK01 | 1 | UN | 1 | 10 | C | D | N | N | 85365080 | 1 | 4011209931800 | 0.363 | KG | 58.05 | 58.05 | CP19 | CP19 | BASIC SWITCH FOR POSITION SWITCH 3SE5112,ATEX METAL ENCLOSURE 40MM WIDE TO EN50041 DEVICE CONNECTION 1X (M20X1.5) 1NO/ 1NC SNAP-ACTION CONTACTS W/O ACTUATOR HEAD | - | 0 | 7
3SE5112-0CB01 |  | 3SE5112-0CB01 | 1 | UN | 1 | 2 | A | D | N | N | 85365080 | 1 | 4011209692121 | 0.316 | KG | 41.52 | 41.52 | CP19 | CP19 | Position switch Metal enclosure 40 mm according to EN 50041 Device connection 1x (M20 x 1.5) 1 NO/1 NC quick action contacts Plain plunger, stainless steel | - | 0 | 0
3SE5112-0CC02 |  | 3SE5112-0CC02 | 1 | UN | 1 | 1 | A | D | N | N | 85365080 | 1 | 4011209692138 | 0.36 | KG | 55.1 | 53.58 | CP19 | CP19 | Position switch Metal enclosure 40 mm according to EN 50041 Device connection 1x (M20 x 1.5) 1 NO/1 NC quick action contacts Rounded plunger with 3 mm overtravel Stainless steel plunger | Lista Papel 2020 SI | 0 | 0
3SE5112-0CC02-1AA7 |  | 3SE5112-0CC02-1AA7 | 1 | UN | 1 | 5 | B | D | N | N | 85365080 | 1 | 4011209859630 | 0.345 | KG | 60.33 | 60.33 | CP19 | CP19 | Position switch Metal enclosure 40 mm according to EN 50041 Device connection 1x (M20 x 1.5) 1 NO/1 NC quick action contacts Rounded plunger with 3 mm overtravel stainless steel plunger with increased actuating/restoring force 30 N only available as complete unit | - | 0 | 0
3SE5112-0CC02-1AJ0 |  | 3SE5112-0CC02-1AJ0 | 1 | UN | 1 | 5 | B | D | N | N | 85365080 | 1 | 4011209904460 | 0.36 | KG | 72.96 | 72.96 | CP19 | CP19 | Position switch Metal enclosure 40 mm according to EN 50041 Device connection 1x (M20 x 1.5) 1 NO/1 NC quick action contacts with rounded plunger Stainless steel plunger with 3 mm Overtravel functional at -40 Â°C Shock and vibration test according to EN 61373, Category 1B | - | 0 | 0
3SE5112-0CC02-1DA0 |  | 3SE5112-0CC02-1DA0 | 1 | UN | 1 | 0 | A | D | N | N | 85365080 | 1 | 4011209692145 | 0.397 | KG | 88.54 | 88.54 | CP19 | CP19 | SIRIUS POSITION SWITCH, ATEX | - | 0 | 7
3SE5112-0CC02-1DA0-Z | K01 | 3SE5112-0CC02-1DA0-ZK01 | 1 | UN | 1 | 10 | C | D | N | N | 85365080 | 1 | 4011209931954 | 0.397 | KG | 88.54 | 88.54 | CP19 | CP19 | MISSING CONFORMITY CERTIFICATE SIRIUS POSITION SWITCH, ATEX METAL ENCL. 40MM, ACC. TO EN50041 DEVICE CONNECTOR 1X (M20X1.5) 1NO/1NC SNAP-ACTION CONTACTS ROUNDED PLUNGER W. 3MM OVERTRA. STAINLESS STEEL PLUNGER | - | 0 | 7
3SE5112-0CD02 |  | 3SE5112-0CD02 | 1 | UN | 1 | 1 | A | D | N | N | 85365080 | 1 | 4011209692152 | 0.365 | KG | 61.47 | 59.76 | CP19 | CP19 | Position switch Metal enclosure 40 mm according to EN 50041, Device connection 1x (M20 x 1.5) 1 NO/1 NC quick action contacts, roller plunger with 3 mm overtravel and stainless steel roller 13 mm | Lista Papel 2020 SI | 0 | 0
3SE5112-0CD02-1AA7 |  | 3SE5112-0CD02-1AA7 | 1 | UN | 1 | 5 | B | D | N | N | 85365080 | 1 | 4011209859647 | 0.36 | KG | 66.41 | 66.41 | CP19 | CP19 | Position switch Metal enclosure 40 mm according to EN 50041 Roller plunger with Stainless steel roller 13 mm, 3 mm overtravel, 1 NO/1 NC quick action contacts, Device connection 1x (M20 x 1.5), actuating/restoring force 30 N only available as complete unit | - | 0 | 0
3SE5112-0CD02-1DA0 |  | 3SE5112-0CD02-1DA0 | 1 | UN | 1 | 0 | A | D | N | N | 85365080 | 1 | 4011209692169 | 0.416 | KG | 95.95 | 95.95 | CP19 | CP19 | SIRIUS POSITION SWITCH, ATEX | - | 0 | 7
3SE5112-0CD02-1DA0-Z | K01 | 3SE5112-0CD02-1DA0-ZK01 | 1 | UN | 1 | 10 | C | D | N | N | 85365080 | 1 | 4011209930599 | 0.422 | KG | 95.95 | 95.95 | CP19 | CP19 | MISSING CERTIFICATE OF CONFORMITY SIRIUS POSITION SWITCH, ATEX METAL ENCLOSURE 40MM ACC. TO EN50041 DEVICE CONNECTION 1X (M20X1.5) 1NO/1NC QUICK-ACTION CONTACTS ROLLER PLUNGER WITH STAINLESS STEEL ROLLER 13MM; WITH 3MM OVERTRAVEL | - | 0 | 7
3SE5112-0CE01 |  | 3SE5112-0CE01 | 1 | UN | 1 | 1 | A | D | N | N | 85365080 | 1 | 4011209692176 | 0.32 | KG | 52.73 | 51.21 | CP19 | CP19 | Position switch Metal enclosure 40 mm according to EN 50041 Device connection 1x (M20 x 1.5) 1 NO/1 NC quick action contacts Roller lever, Metal lever and Plastic roller 22 mm | Lista Papel 2020 SI | 0 | 0
3SE5112-0CE03-1DA0 |  | 3SE5112-0CE03-1DA0 | 1 | UN | 1 | 0 | A | D | N | N | 85365080 | 1 | 4011209692183 | 0.415 | KG | 91.3 | 91.3 | CP19 | CP19 | SIRIUS POSITION SWITCH, ATEX METAL ENCLOSURE 40MM TO EN50041 DEVICE CONNECTION 1X (M20X1.5) 1NO/ 1NC SNAP-ACTION CONTACTS STAINLESS STEEL ROLLER LEVER AND PLASTIC ROLLER 22MM | - | 0 | 7
3SE5112-0CE03-1DA0-Z | K01 | 3SE5112-0CE03-1DA0-ZK01 | 1 | UN | 1 | 10 | C | D | N | N | 85365080 | 1 | 4011209931879 | 0.415 | KG | 91.3 | 91.3 | CP19 | CP19 | SIRIUS POSITION SWITCH, ATEX METAL ENCLOSURE 40MM TO EN50041 DEVICE CONNECTION 1X (M20X1.5) 1NO/ 1NC SNAP-ACTION CONTACTS STAINLESS STEEL ROLLER LEVER AND PLASTIC ROLLER 22MM | - | 0 | 7
3SE5112-0CF01 |  | 3SE5112-0CF01 | 1 | UN | 1 | 2 | A | D | N | N | 85365080 | 1 | 4011209692190 | 0.33 | KG | 52.73 | 51.21 | CP19 | CP19 | Position switch Metal enclosure 40 mm according to EN 50041 Device connection 1x (M20 x 1.5) 1 NO/1 NC quick action contacts Angular roller lever, metal lever and plastic roller 22 mm | Lista Papel 2020 SI | 0 | 0
3SE5112-0CF03-1DA0 |  | 3SE5112-0CF03-1DA0 | 1 | UN | 1 | 0 | A | D | N | N | 85365080 | 1 | 4011209692213 | 0.415 | KG | 91.3 | 91.3 | CP19 | CP19 | SIRIUS POSITION SWITCH, ATEX METAL ENCLOSURE 40MM TO EN50041 DEVICE CONNECTION 1X (M20X1.5) 1NO/ 1NC SNAP-ACTION CONTACTS ANGULAR STAINLESS STEEL ROLLER LEVER AND PLASTIC ROLLER 22MM | - | 0 | 7
3SE5112-0CF03-1DA0-Z | K01 | 3SE5112-0CF03-1DA0-ZK01 | 1 | UN | 1 | 10 | C | D | N | N | 85365080 | 1 | 4011209931886 | 0.415 | KG | 91.3 | 91.3 | CP19 | CP19 | SIRIUS POSITION SWITCH, ATEX METAL ENCLOSURE 40MM TO EN50041 DEVICE CONNECTION 1X (M20X1.5) 1NO/ 1NC SNAP-ACTION CONTACTS ANGULAR STAINLESS STEEL ROLLER LEVER AND PLASTIC ROLLER 22MM | - | 0 | 7
3SE5112-0CH01 |  | 3SE5112-0CH01 | 1 | UN | 1 | 1 | A | D | N | N | 85365080 | 1 | 4011209692220 | 0.344 | KG | 59.19 | 57.48 | CP19 | CP19 | Position switch Metal enclosure 40 mm according to EN 50041 Device connection 1x (M20 x 1.5) 1 NO/1 NC quick action contacts Rotary actuator right/left adjustable, Metal lever 27 mm long and plastic roller 19 mm | Lista Papel 2020 SI | 0 | 0
3SE5112-0CH02 |  | 3SE5112-0CH02 | 1 | UN | 1 | 2 | A | D | N | N | 85365080 | 1 | 4011209692237 | 0.36 | KG | 69.16 | 67.17 | CP19 | CP19 | Position switch Metal enclosure 40 mm according to EN 50041 Device connection 1x (M20 x 1.5) 1 NO/1 NC quick action contacts Rotary actuator right/left adjustable, Metal lever 27 mm long and stainless steel roller 19 mm | Lista Papel 2020 SI | 0 | 0
3SE5112-0CH03 |  | 3SE5112-0CH03 | 1 | UN | 1 | 5 | B | D | N | N | 85365080 | 1 | 4011209863132 | 0.405 | KG | 77.71 | 77.71 | CP19 | CP19 | Position switch Metal enclosure 40 mm according to EN 50041 Device connection 1x (M20 x 1.5) 1 NO/1 NC quick action contacts Rotary actuator right/left adjustable, Metal lever 27 mm long, roller with ball bearing 19 mm | - | 0 | 0
3SE5112-0CH11-1DA0 |  | 3SE5112-0CH11-1DA0 | 1 | UN | 1 | 0 | A | D | N | N | 85365080 | 1 | 4011209692244 | 0.463 | KG | 96.9 | 96.9 | CP19 | CP19 | SIRIUS POSITION SWITCH, ATEX METAL HOUSING 40MM TO EN50041 DEVICE CONNECTION 1X (M20X1,5) 1NO/ 1NC SNAP-ACTION CONTACTS ROTARY ACTUATOR RIGHT/LEFT ADJUSTABLE, STAINL. STEEL LEVER 27MM LONG AND PLASTIC ROLLER 19MM | - | 0 | 7
3SE5112-0CH11-1DA0-Z | K01 | 3SE5112-0CH11-1DA0-ZK01 | 1 | UN | 1 | 10 | C | D | N | N | 85365080 | 1 | 4011209930612 | 0.464 | KG | 96.9 | 96.9 | CP19 | CP19 | MISSING CERTIFICATE OF CONFORMITY SIRIUS POSITION SWITCH, ATEX METAL ENCLOSURE 40MM ACC. TO EN50041 DEVICE CONNECTION 1X (M20X1.5) 1NO/1NC QUICK-ACTION CONTACTS PART-TURN ACTUATOR RIGHT/LEFT ADJUSTABLE, STAINLESS STEEL LEVER 27MM LON AND PLASTIC ROLLER 19MM | - | 0 | 7
3SE5112-0CH24 |  | 3SE5112-0CH24 | 1 | UN | 1 | 1 | A | D | N | N | 85365080 | 1 | 4011209793538 | 0.355 | KG | 60.04 | 60.04 | CP19 | CP19 | Position switch Metal enclosure 40 mm according to EN 50041 Device connection 1x (M20 x 1.5) 1 NO/1 NC quick action contacts Rotary actuator right/left adjustable, Metal lever 30 mm long, straight with plastic roller 19 mm Roller can be mounted on cover (rotated by 180Â°, rear of lever) | - | 0 | 0
3SE5112-0CH50 |  | 3SE5112-0CH50 | 1 | UN | 1 | 1 | A | D | N | N | 85365080 | 1 | 4011209692251 | 0.356 | KG | 62.61 | 60.8 | CP19 | CP19 | Position switch Metal enclosure 40 mm according to EN 50041 Device connection 1x (M20 x 1.5) 1 NO/1 NC quick action contacts Rotary actuator right/left adjustable with adjustable-length Metal lever 100 mm long and plastic roller 19 mm | Lista Papel 2020 SI | 0 | 0
3SE5112-0CH51 |  | 3SE5112-0CH51 | 1 | UN | 1 | 5 | B | D | N | N | 85365080 | 1 | 4011209692268 | 0.368 | KG | 72.68 | 70.59 | CP19 | CP19 | Position switch Metal enclosure 40 mm according to EN 50041 Device connection 1x (M20 x 1.5) 1 NO/1 NC quick action contacts Rotary actuator right/left adjustable with adjustable-length Metal lever 100 mm long and Stainless steel roller 19 mm | Lista Papel 2020 SI | 0 | 0
3SE5112-0CH52-1DA0 |  | 3SE5112-0CH52-1DA0 | 1 | UN | 1 | 0 | A | D | N | N | 85365080 | 1 | 4011209692275 | 0.474 | KG | 101.65 | 101.65 | CP19 | CP19 | SIRIUS POSITION SWITCH, ATEX METAL ENCLOSURE 40MM TO EN50041 DEVICE CONNECTION 1X (M20X1.5) 1NO/ 1NC SNAP-ACTION CONTACTS ROT. ACTUATOR RIGHT/LEFT ADJ., W. LENGTH ADJ. STAINL. STEEL LEVER 100MM LONG AND PLASTIC ROLLER 19MM | - | 0 | 7
3SE5112-0CH52-1DA0-Z | K01 | 3SE5112-0CH52-1DA0-ZK01 | 1 | UN | 1 | 10 | C | D | N | N | 85365080 | 1 | 4011209931893 | 0.474 | KG | 101.65 | 101.65 | CP19 | CP19 | SIRIUS POSITION SWITCH, ATEX METAL ENCLOSURE 40MM TO EN50041 DEVICE CONNECTION 1X (M20X1.5) 1NO/ 1NC SNAP-ACTION CONTACTS ROT. ACTUATOR RIGHT/LEFT ADJ., W. LENGTH ADJ. STAINL. STEEL LEVER 100MM LONG AND PLASTIC ROLLER 19MM | - | 0 | 7
3SE5112-0CH56-1AK8 |  | 3SE5112-0CH56-1AK8 | 1 | UN | 1 | 5 | B | D | N | N | 85365080 | 1 | 4011209863712 | 0.37 | KG | 94.62 | 94.62 | CP19 | CP19 | Position switch Metal enclosure 40 mm according to EN 50041 Device connection 1x (M20 x 1.5) 1 NO/1 NC quick action contacts Rotary actuator right/left adjustable, with angled adjustable-length metal lever and plastic roller 22 mm customized Head rotated by 270Â° | - | 0 | 0
3SE5112-0CH60 |  | 3SE5112-0CH60 | 1 | UN | 1 | 1 | A | D | N | N | 85365080 | 1 | 4011209692282 | 0.355 | KG | 65.27 | 63.46 | CP19 | CP19 | Position switch Metal enclosure 40 mm according to EN 50041 Device connection 1x (M20 x 1.5) 1 NO/1 NC quick action contacts Rotary actuator right/left adjustable with adjustable-length Metal lever 100 mm long and with positive fit (grid hole) and plastic roller 19 mm | Lista Papel 2020 SI | 0 | 0
3SE5112-0CH62 |  | 3SE5112-0CH62 | 1 | UN | 1 | 5 | B | D | N | N | 85365080 | 1 | 4011209741621 | 0.408 | KG | 68.21 | 68.21 | CP19 | CP19 | Position switch Metal enclosure 40 mm according to EN 50041 Device connection 1x (M20 x 1.5) 1 NO/1 NC quick action contacts Rotary actuator right/left adjustable with adjustable-length stainless steel lever 100 mm long and with positive fit (grid hole) and plastic roller 19 mm | - | 0 | 0
3SE5112-0CH62-1AJ0 |  | 3SE5112-0CH62-1AJ0 | 1 | UN | 1 | 5 | B | D | N | N | 85365080 | 1 | 4011209777170 | 0.423 | KG | 85.79 | 85.79 | CP19 | CP19 | Position switch Metal enclosure 40 mm according to EN 50041 Device connection 1x (M20 x 1.5) 1 NO/1 NC quick action contacts Rotary actuator right/left adjustable with adjustable-length stainless steel lever 100 mm long and with positive fit (grid hole) and plastic roller 19 mm functional at -40 Â°C Shock and vibration test according to EN 61373, Category 1B | - | 0 | 0
3SE5112-0CH80 |  | 3SE5112-0CH80 | 1 | UN | 1 | 1 | A | D | N | N | 85365080 | 1 | 4011209692299 | 0.368 | KG | 66.6 | 64.7 | CP19 | CP19 | Position switch Metal enclosure 40 mm according to EN 50041 Device connection 1x (M20 x 1.5), 1 NO/1 NC quick action contacts, Rotary actuator right/left adjustable, rod lever made of aluminum 200 mm long | Lista Papel 2020 SI | 0 | 0
3SE5112-0CH80-1DA0 |  | 3SE5112-0CH80-1DA0 | 1 | UN | 1 | 0 | A | D | N | N | 85365080 | 1 | 4011209692305 | 0.47 | KG | 103.55 | 103.55 | CP19 | CP19 | SIRIUS POSITION SWITCH, ATEX METAL ENCLOSURE 40MM TO EN50041 DEVICE CONNECTION 1X (M20X1.5) 1NO/ 1NC SNAP-ACTION CONTACTS ROTARY ACTUATOR RIGHT/LEFT ADJUSTABLE, ROD ACTUATOR ALUMINUM 200MM LONG | - | 0 | 7
3SE5112-0CH80-1DA0-Z | K01 | 3SE5112-0CH80-1DA0-ZK01 | 1 | UN | 1 | 10 | C | D | N | N | 85365080 | 1 | 4011209931909 | 0.47 | KG | 103.55 | 103.55 | CP19 | CP19 | SIRIUS POSITION SWITCH, ATEX METAL ENCLOSURE 40MM TO EN50041 DEVICE CONNECTION 1X (M20X1.5) 1NO/ 1NC SNAP-ACTION CONTACTS ROTARY ACTUATOR RIGHT/LEFT ADJUSTABLE, ROD ACTUATOR ALUMINUM 200MM LONG | - | 0 | 7
3SE5112-0CH82 |  | 3SE5112-0CH82 | 1 | UN | 1 | 5 | B | D | N | N | 85365080 | 1 | 4011209692312 | 0.36 | KG | 68.31 | 66.41 | CP19 | CP19 | Position switch Metal enclosure 40 mm according to EN 50041 Device connection 1x (M20 x 1.5) 1 NO/1 NC quick action contacts Rotary actuator right/left adjustable, rod lever made of plastic 200 mm long | Lista Papel 2020 SI | 0 | 0
3SE5112-0CH82-1DA0 |  | 3SE5112-0CH82-1DA0 | 1 | UN | 1 | 0 | A | D | N | N | 85365080 | 1 | 4011209692329 | 0.465 | KG | 106.4 | 106.4 | CP19 | CP19 | SIRIUS POSITION SWITCH, ATEX METAL ENCLOSURE 40MM TO EN50041 DEVICE CONNECTION 1X (M20X1.5) 1NO/ 1NC SNAP-ACTION CONTACTS ROTARY ACTUATOR RIGHT/LEFT ADJUSTABLE, ROD ACTUATOR PLASTIC 200MM LONG | - | 0 | 7
3SE5112-0CH82-1DA0-Z | K01 | 3SE5112-0CH82-1DA0-ZK01 | 1 | UN | 1 | 10 | C | D | N | N | 85365080 | 1 | 4011209930629 | 0.462 | KG | 106.4 | 106.4 | CP19 | CP19 | MISSING CERTIFICATE OF CONFORMITY SIRIUS POSITION SWITCH, ATEX METAL ENCLOSURE 40MM ACC. TO EN50041 DEVICE CONNECTION 1X (M20X1.5) 1NO/1NC QUICK-ACTION CONTACTS PART-TURN ACTUATOR RIGHT/LEFT ADJUSTABLE, ROD LEVER MADE OF PLASTIC 200MM LONG | - | 0 | 7
3SE5112-0CR01 |  | 3SE5112-0CR01 | 1 | UN | 1 | 1 | A | D | N | N | 85365080 | 1 | 4011209692350 | 0.33 | KG | 52.35 | 50.83 | CP19 | CP19 | Position switch Metal enclosure 40 mm according to EN 50041 Device connection 1x (M20 x 1.5) 1 NO/1 NC quick action contacts Spring rod actuator 142.5 mm total length with plastic plunger 50 mm | Lista Papel 2020 SI | 0 | 0
3SE5112-0CR01-1DA0 |  | 3SE5112-0CR01-1DA0 | 1 | UN | 1 | 0 | A | D | N | N | 85365080 | 1 | 4011209692367 | 0.418 | KG | 84.17 | 84.17 | CP19 | CP19 | SIRIUS POSITION SWITCH, ATEX METAL ENCLOSURE 40MM TO EN50041 DEVICE CONNECTION 1X (M20X1.5) 1NO/ 1NC SNAP-ACTION CONTACTS SPRING ROD ACTUATOR 142.5 MM TOTAL LENGTH, PLASTIC PLUNGER | - | 0 | 7
3SE5112-0CR01-1DA0-Z | K01 | 3SE5112-0CR01-1DA0-ZK01 | 1 | UN | 1 | 10 | C | D | N | N | 85365080 | 1 | 4011209931787 | 0.399 | KG | 84.17 | 84.17 | CP19 | CP19 | SIRIUS POSITION SWITCH, ATEX METAL ENCLOSURE 40MM TO EN50041 DEVICE CONNECTION 1X (M20X1.5) 1NO/ 1NC SNAP-ACTION CONTACTS SPRING ROD ACTUATOR 142.5 MM TOTAL LENGTH, PLASTIC PLUNGER | - | 0 | 7
3SE5112-0CT11 |  | 3SE5112-0CT11 | 1 | UN | 1 | 5 | B | D | N | N | 85365080 | 1 | 4011209692336 | 0.36 | KG | 97.85 | 95 | CP19 | CP19 | Position switch Metal enclosure 40 mm according to EN 50041 Device connection 1x (M20 x 1.5) 1 NO/1 NC quick action contacts Fork lever operating mechanism with metal lever and plastic rollers 19 mm | Lista Papel 2020 SI | 0 | 0
3SE5112-0CT13-1DA0 |  | 3SE5112-0CT13-1DA0 | 1 | UN | 1 | 0 | A | D | N | N | 85365080 | 1 | 4011209692343 | 0.497 | KG | 152 | 152 | CP19 | CP19 | SIRIUS POSITION SWITCH, ATEX METAL ENCLOSURE 40MM TO EN50041 DEVICE CONNECTION 1X (M20X1.5) 1NO/ 1NC SNAP-ACTION CONTACTS FORK LEVER ACTUATOR W. STAINLESS STEEL LEVER AND STAINLESS STEEL ROLLERS 19MM | - | 0 | 7
3SE5112-0CT13-1DA0-Z | K01 | 3SE5112-0CT13-1DA0-ZK01 | 1 | UN | 1 | 10 | C | D | N | N | 85365080 | 1 | 4011209931916 | 0.497 | KG | 152 | 152 | CP19 | CP19 | SIRIUS POSITION SWITCH, ATEX METAL ENCLOSURE 40MM TO EN50041 DEVICE CONNECTION 1X (M20X1.5) 1NO/ 1NC SNAP-ACTION CONTACTS FORK LEVER ACTUATOR W. STAINLESS STEEL LEVER AND STAINLESS STEEL ROLLERS 19MM | - | 0 | 7
3SE5112-0CX00-1DA0 |  | 3SE5112-0CX00-1DA0 | 1 | UN | 1 | 5 | B | D | EAR99 | N | 85365080 | 1 |  | 0.371 | KG | 52.25 | 52.25 | CP19 | CP19 | Basic switch for Position switch 3SE5112, ATEX Metal enclosure, 40 mm wide according to EN 50041 Device connection 1x (M20 x 1.5) 1 NO/1 NC quick action contacts without actuator head | - | 0 | 7
3SE5112-0CX05-1DA0 |  | 3SE5112-0CX05-1DA0 | 1 | UN | 1 | 5 | B | D | EAR99 | N | 85365080 | 1 |  | 0.397 | KG | 79.52 | 79.52 | CP19 | CP19 | SIRIUS position switch ATEX Metal enclosure 40 mm according to EN 50041 Device connection 1x (M20 x 1.5) 1 NO/1 NC quick action contacts Rounded plunger with 3 mm overtravel Stainless steel plunger | - | 0 | 7
3SE5112-0CX14-1DA0 |  | 3SE5112-0CX14-1DA0 | 1 | UN | 1 | 5 | B | D | EAR99 | N | 85365080 | 1 |  | 0.416 | KG | 86.74 | 86.74 | CP19 | CP19 | SIRIUS position switch ATEX Metal enclosure 40 mm according to EN 50041 Device connection 1x (M20 x 1.5) 1 NO/1 NC quick action contacts Roller plunger with stainless steel roller Stainless steel roller 13 mm, with 3 mm Overtravel | - | 0 | 7
3SE5112-0CX22-1DA0 |  | 3SE5112-0CX22-1DA0 | 1 | UN | 1 | 5 | B | D | EAR99 | N | 85365080 | 1 |  | 0.415 | KG | 82.18 | 82.18 | CP19 | CP19 | SIRIUS position switch ATEX Metal enclosure 40 mm according to EN 50041 Device connection 1x (M20 x 1.5) 1 NO/1 NC quick action contacts Roller lever made of stainless steel and plastic roller 22 mm | - | 0 | 7
3SE5112-0CX30-1DA0 |  | 3SE5112-0CX30-1DA0 | 1 | UN | 1 | 5 | B | D | EAR99 | N | 85365080 | 1 |  | 0.415 | KG | 82.18 | 82.18 | CP19 | CP19 | SIRIUS position switch ATEX Metal enclosure 40 mm according to EN 50041 Device connection 1x (M20 x 1.5) 1 NO/1 NC quick action contacts Angular roller lever made of stainless steel and plastic roller 22 mm | - | 0 | 7
3SE5112-0CX38-1DA0 |  | 3SE5112-0CX38-1DA0 | 1 | UN | 1 | 5 | B | D | EAR99 | N | 85365080 | 1 |  | 0.463 | KG | 87.59 | 87.59 | CP19 | CP19 | SIRIUS position switch ATEX Metal enclosure 40 mm according to EN 50041 Device connection 1x (M20 x 1.5) 1 NO/1 NC quick action contacts Rotary actuator right/left adjustable, Stainless steel lever 27m long and plastic roller 19 mm | - | 0 | 7
3SE5112-0CX46-1DA0 |  | 3SE5112-0CX46-1DA0 | 1 | UN | 1 | 5 | B | D | EAR99 | N | 85365080 | 1 |  | 0.474 | KG | 91.68 | 91.68 | CP19 | CP19 | SIRIUS position switch ATEX Metal enclosure 40 mm according to EN 50041 Device connection 1x (M20 x 1.5) 1 NO/1 NC quick action contacts Rotary actuator right/left adjustable, with adjustable-length Stainless steel lever 100 mm long long and plastic roller 19 mm | - | 0 | 7
3SE5112-0CX54-1DA0 |  | 3SE5112-0CX54-1DA0 | 1 | UN | 1 | 5 | B | D | EAR99 | N | 85365080 | 1 |  | 0.47 | KG | 93.48 | 93.48 | CP19 | CP19 | SIRIUS position switch ATEX Metal enclosure 40 mm according to EN 50041 Device connection 1x (M20 x 1.5) 1 NO/1 NC quick action contacts Rotary actuator right/left adjustable, Rod lever made of aluminum 200 mm long | - | 0 | 7
3SE5112-0CX55-1DA0 |  | 3SE5112-0CX55-1DA0 | 1 | UN | 1 | 5 | B | D | EAR99 | N | 85365080 | 1 |  | 0.416 | KG | 82.18 | 82.18 | CP19 | CP19 | SIRIUS position switch ATEX Metal enclosure 40 mm according to EN 50041 Device connection 1x (M20 x 1.5) 1 NO/1 NC quick action contacts Roller plunger with Stainless steel roller 13 mm, with 3 mm Overtravel | - | 0 | 7
3SE5112-0CX62-1DA0 |  | 3SE5112-0CX62-1DA0 | 1 | UN | 1 | 5 | B | D | EAR99 | N | 85365080 | 1 |  | 0.416 | KG | 75.72 | 75.72 | CP19 | CP19 | SIRIUS position switch ATEX Metal enclosure 40 mm according to EN 50041 Device connection 1x (M20 x 1.5) 1 NO/1 NC quick action contacts Roller plunger with stainless steel roller Stainless steel roller 13 mm, with 3 mm Overtravel | - | 0 | 7
3SE5112-0CX71-1DA0 |  | 3SE5112-0CX71-1DA0 | 1 | UN | 1 | 5 | B | D | EAR99 | N | 85365080 | 1 |  | 0.416 | KG | 136.8 | 136.8 | CP19 | CP19 | SIRIUS position switch ATEX Metal enclosure 40 mm according to EN 50041 Device connection 1x (M20 x 1.5) 1 NO/1 NC quick action contacts Roller plunger with stainless steel roller Stainless steel roller 13 mm, with 3 mm Overtravel | - | 0 | 7
3SE5112-0KA00 |  | 3SE5112-0KA00 | 1 | UN | 1 | 2 | A | D | N | N | 85365080 | 1 | 4011209692374 | 0.305 | KG | 36.96 | 35.91 | CP19 | CP19 | Basic switch for position switch 3SE51 Metal enclosure, according to EN 50041 Device connection 1 x (M20 x 1.5) 1 NO/2 NC slow-action contacts without actuator head | Lista Papel 2020 SI | 0 | 0
3SE5112-0KA00-1AJ0 |  | 3SE5112-0KA00-1AJ0 | 1 | UN | 1 | 5 | B | D | N | N | 85365080 | 1 | 4011209822047 | 0.303 | KG | 51.11 | 51.11 | CP19 | CP19 | Position switch Basic switch Metal, 40 mm, according to EN 50041 Increased corrosion protection Device connection 1 x (M20 x 1.5) 1 NO/2 NC slow-action contacts functional at -40 Â°C Shock and vibration test according to EN 61373, Category 1B | - | 0 | 0
3SE5112-0KA00-1CA0 |  | 3SE5112-0KA00-1CA0 | 1 | UN | 1 | 5 | B | D | N | N | 85365080 | 1 | 4011209692381 | 0.309 | KG | 40.95 | 39.81 | CP19 | CP19 | Basic switch with increased corrosion protection for position switch Metal enclosure, according to EN 50041 Device connection 1 x (M20 x 1.5) 1 NO/2 NC slow-action contacts without actuator head | Lista Papel 2020 SI | 0 | 0
3SE5112-0KA00-1DA0 |  | 3SE5112-0KA00-1DA0 | 1 | UN | 1 | 0 | A | D | N | N | 85365080 | 1 | 4011209692398 | 0.381 | KG | 62.8 | 62.8 | CP19 | CP19 | BASIC SWITCH FOR POSITION SWITCH 3SE5112, ATEX METAL ENCLOSURE 40MM WIDE TO EN50041 DEVICE CONNECTION 1X (M20X1.5) 1NO/ 2NC SLOW-ACTION CONTACTS W/O ACTUATOR HEAD | - | 0 | 7
3SE5112-0KA00-1DA0-Z | K01 | 3SE5112-0KA00-1DA0-ZK01 | 1 | UN | 1 | 10 | C | D | N | N | 85365080 | 1 | 4011209931817 | 0.381 | KG | 62.8 | 62.8 | CP19 | CP19 | BASIC SWITCH FOR POSITION SWITCH 3SE5112, ATEX METAL ENCLOSURE 40MM WIDE TO EN50041 DEVICE CONNECTION 1X (M20X1.5) 1NO/ 2NC SLOW-ACTION CONTACTS W/O ACTUATOR HEAD | - | 0 | 7
3SE5112-0KB01 |  | 3SE5112-0KB01 | 1 | UN | 1 | 5 | B | D | N | N | 85365080 | 1 | 4011209692404 | 0.34 | KG | 44.84 | 44.84 | CP19 | CP19 | Position switch Metal enclosure 40 mm according to EN 50041 Device connection 1x (M20 x 1.5) 1 NO/2 NC slow-action contacts Plain plunger, stainless steel | - | 0 | 0
3SE5112-0KC02 |  | 3SE5112-0KC02 | 1 | UN | 1 | 5 | B | D | N | N | 85365080 | 1 | 4011209692411 | 0.36 | KG | 58.62 | 57 | CP19 | CP19 | Position switch Metal enclosure 40 mm according to EN 50041 Device connection 1x (M20 x 1.5) 1 NO/2 NC slow-action contacts Rounded plunger with 3 mm overtravel made of stainless steel | Lista Papel 2020 SI | 0 | 0
3SE5112-0KD02 |  | 3SE5112-0KD02 | 1 | UN | 1 | 5 | B | D | N | N | 85365080 | 1 | 4011209692428 | 0.385 | KG | 64.13 | 62.32 | CP19 | CP19 | Position switch Metal enclosure 40 mm according to EN 50041 Device connection 1x (M20 x 1.5) 1 NO/2 NC slow-action contacts Roller plunger with Stainless steel roller 13 mm | Lista Papel 2020 SI | 0 | 0
3SE5112-0KE01 |  | 3SE5112-0KE01 | 1 | UN | 1 | 5 | B | D | N | N | 85365080 | 1 | 4011209692435 | 0.35 | KG | 56.05 | 54.44 | CP19 | CP19 | Position switch Metal enclosure 40 mm according to EN 50041 Device connection 1x (M20 x 1.5) 1 NO/2 NC slow-action contacts Roller lever, Metal lever and plastic roller 22 mm | Lista Papel 2020 SI | 0 | 0
3SE5112-0KH01 |  | 3SE5112-0KH01 | 1 | UN | 1 | 5 | B | D | N | N | 85365080 | 1 | 4011209692442 | 0.36 | KG | 62.51 | 60.71 | CP19 | CP19 | Position switch Metal enclosure 40 mm According to EN 50041 Device connection 1x (M20 x 1.5) 1 NO/2 NC slow-action contacts Rotary actuator right/left adjustable, metal lever 27 mm long and plastic roller 19 mm | Lista Papel 2020 SI | 0 | 0
3SE5112-0KX00-1DA0 |  | 3SE5112-0KX00-1DA0 | 1 | UN | 1 | 5 | B | D | EAR99 | N | 85365080 | 1 |  | 0.381 | KG | 56.53 | 56.53 | CP19 | CP19 | Basic switch for Position switch 3SE5112, ATEX Metal housing 40 mm wide according to EN 50041 Device connection 1x (M20 x 1.5) 1 NO/2 NC, Slow-action contacts without actuator head | - | 0 | 7
3SE5112-0LA00 |  | 3SE5112-0LA00 | 1 | UN | 1 | 2 | A | D | N | N | 85365080 | 1 | 4011209692473 | 0.307 | KG | 35.63 | 34.58 | CP19 | CP19 | Basic switch for position switch 3SE51 Metal enclosure, according to EN 50041 Device connection 1 x (M20 x 1.5) 1 NO/2 NC quick action contacts without actuator head | Lista Papel 2020 SI | 0 | 0
3SE5112-0LA00-1AJ0 |  | 3SE5112-0LA00-1AJ0 | 1 | UN | 1 | 5 | B | D | N | N | 85365080 | 1 | 4011209822030 | 0.304 | KG | 49.97 | 49.97 | CP19 | CP19 | Position switch Basic switch Metal, 40 mm, according to EN 50041 Increased corrosion protection Device connection 1 x (M20 x 1.5) 1 NO/2 NC quick action contacts functional at -40 Â°C Shock and vibration test according to EN 61373, Category 1B | - | 0 | 0
3SE5112-0LA00-1CA0 |  | 3SE5112-0LA00-1CA0 | 1 | UN | 1 | 5 | B | D | N | N | 85365080 | 1 | 4011209692480 | 0.3 | KG | 39.62 | 38.48 | CP19 | CP19 | Basic switch with increased corrosion protection for position switch Metal enclosure, according to EN 50041 Device connection 1 x (M20 x 1.5) 1 NO/2 NC quick action contacts without actuator head | Lista Papel 2020 SI | 0 | 0
3SE5112-0LA00-1DA0 |  | 3SE5112-0LA00-1DA0 | 1 | UN | 1 | 0 | A | D | N | N | 85365080 | 1 | 4011209692497 | 0.38 | KG | 61.09 | 61.09 | CP19 | CP19 | BASIC SWITCH FOR POSITION SWITCH 3SE51. ATEX METAL ENCLOSURE 40MM WIDE TO EN50041 DEVICE CONNECTION 1X (M20X1.5) 1NO/ 2NC SNAP-ACTION CONTACTS W/O ACTUATOR HEAD | - | 0 | 7
3SE5112-0LA00-1DA0-Z | K01 | 3SE5112-0LA00-1DA0-ZK01 | 1 | UN | 1 | 10 | C | D | N | N | 85365080 | 1 | 4011209931831 | 0.38 | KG | 61.09 | 61.09 | CP19 | CP19 | BASIC SWITCH FOR POSITION SWITCH 3SE51. ATEX METAL ENCLOSURE 40MM WIDE TO EN50041 DEVICE CONNECTION 3X (M20X1.5) 1NO/ 2NC SNAP-ACTION CONTACTS W/O ACTUATOR HEAD | - | 0 | 7
3SE5112-0LB01 |  | 3SE5112-0LB01 | 1 | UN | 1 | 5 | B | D | N | N | 85365080 | 1 | 4011209692503 | 0.316 | KG | 43.61 | 43.61 | CP19 | CP19 | Position switch Metal enclosure 40 mm according to EN 50041 Device connection 1x (M20 x 1.5) 1 NO/2 NC quick action contacts Plain plunger, stainless steel | - | 0 | 0
3SE5112-0LC02 |  | 3SE5112-0LC02 | 1 | UN | 1 | 5 | B | D | N | N | 85365080 | 1 | 4011209692510 | 0.344 | KG | 57.38 | 55.77 | CP19 | CP19 | Position switch Metal enclosure 40 mm according to EN 50041 Device connection 1x (M20 x 1.5) 1 NO/2 NC quick action contacts Rounded plunger with 3 mm overtravel Stainless steel plunger | Lista Papel 2020 SI | 0 | 0
3SE5112-0LD02 |  | 3SE5112-0LD02 | 1 | UN | 1 | 5 | B | D | N | N | 85365080 | 1 | 4011209692527 | 0.356 | KG | 63.37 | 61.56 | CP19 | CP19 | Position switch Metal enclosure 40 mm according to EN 50041, Device connection 1x (M20 x 1.5) 1 NO/2 NC quick action contacts, roller plunger with 3 mm overtravel and stainless steel roller 13 mm | Lista Papel 2020 SI | 0 | 0
3SE5112-0LD02-1AA7 |  | 3SE5112-0LD02-1AA7 | 1 | UN | 1 | 5 | B | D | N | N | 85365080 | 1 | 4047621031606 | 0.353 | KG | 68.69 | 68.69 | CP19 | CP19 | Position switch Metal enclosure 40 mm according to EN 50041 Roller plunger with Stainless steel roller 13 mm with 3mm overtravel, 1 NO/2 NC quick action contacts, Device connection 1x (M20 x 1.5), actuating/restoring force 30 N only available as complete unit | - | 0 | 0
3SE5112-0LD02-1AJ0 |  | 3SE5112-0LD02-1AJ0 | 1 | UN | 1 | 5 | B | D | N | N | 85365080 | 1 |  | 0.365 | KG | 81.04 | 81.04 | CP19 | CP19 | Position switch with roller plunger, Metal, 40 mm, according to EN 50041 Increased corrosion protection Device connection 1 x (M20 x 1.5) 1 NO/2 NC quick action contacts functional at -40 Â°C Shock and vibration test according to EN 61373, Category 1B | - | 0 | 0
3SE5112-0LE01 |  | 3SE5112-0LE01 | 1 | UN | 1 | 5 | B | D | N | N | 85365080 | 1 | 4011209692534 | 0.34 | KG | 54.63 | 53.11 | CP19 | CP19 | Position switch Metal enclosure 40 mm according to EN 50041 Device connection 1x (M20 x 1.5) 1 NO/2 NC quick action contacts Roller lever, Metal lever and plastic roller 22 mm | Lista Papel 2020 SI | 0 | 0
3SE5112-0LF01 |  | 3SE5112-0LF01 | 1 | UN | 1 | 5 | B | D | N | N | 85365080 | 1 | 4011209692541 | 0.34 | KG | 54.63 | 53.11 | CP19 | CP19 | Position switch Metal enclosure 40 mm according to EN 50041 Device connection 1x (M20 x 1.5) 1 NO/2 NC quick action contacts Angular roller lever and plastic roller 22 mm | Lista Papel 2020 SI | 0 | 0
3SE5112-0LH01 |  | 3SE5112-0LH01 | 1 | UN | 1 | 5 | B | D | N | N | 85365080 | 1 | 4011209692558 | 0.35 | KG | 61.09 | 59.38 | CP19 | CP19 | Position switch Metal enclosure 40 mm according to EN 50041 Device connection 1x (M20 x 1.5) 1 NO/2 NC quick action contacts Rotary actuator right/left adjustable, Metal lever 27 mm long and plastic roller 19 mm | Lista Papel 2020 SI | 0 | 0
3SE5112-0LH11-1AJ0 |  | 3SE5112-0LH11-1AJ0 | 1 | UN | 1 | 5 | B | D | N | N | 85365080 | 1 | 4011209911895 | 0.347 | KG | 84.08 | 84.08 | CP19 | CP19 | Position switch Metal with twist lever 40 mm, according to EN 50041 Increased corrosion protection 1 NO/2 NC quick action contacts functional at -40 Â°C Shock and vibration test according to EN 61373, Category 1B | - | 0 | 0
3SE5112-0LH50 |  | 3SE5112-0LH50 | 1 | UN | 1 | 5 | B | D | N | N | 85365080 | 1 | 4011209692565 | 0.365 | KG | 64.7 | 62.89 | CP19 | CP19 | Position switch Metal enclosure 40 mm according to EN 50041 Device connection 1x (M20 x 1.5) 1 NO/2 NC quick action contacts adjustable with adjustable-length Metal lever 100 mm long and plastic roller 19 mm | Lista Papel 2020 SI | 0 | 0
3SE5112-0LH56-1AK8 |  | 3SE5112-0LH56-1AK8 | 1 | UN | 1 | 5 | B | D | N | N | 85365080 | 1 | 4011209879614 | 0.433 | KG | 96.9 | 96.9 | CP19 | CP19 | Position switch Metal enclosure 40 mm according to EN 50041 Device connection 1x (M20 x 1.5) 1 NO/2 NC quick action contacts Rotary actuator right/left adjustable, with angled adjustable-length metal lever and plastic roller 22 mm customized Head rotated by 270Â° | - | 0 | 0
3SE5112-0LH60 |  | 3SE5112-0LH60 | 1 | UN | 1 | 5 | B | D | N | N | 85365080 | 1 | 4011209692572 | 0.37 | KG | 67.07 | 65.17 | CP19 | CP19 | Position switch Metal enclosure 40 mm according to EN 50041 Device connection 1x (M20 x 1.5) 1 NO/2 NC quick action contacts Rotary actuator right/left adjustable with adjustable-length Metal lever 100 mm long and with positive fit (grid hole) and plastic roller 19 mm | Lista Papel 2020 SI | 0 | 0
3SE5112-0LU11 |  | 3SE5112-0LU11 | 1 | UN | 1 | 5 | B | D | N | N | 85365080 | 1 | 4011209692589 | 0.295 | KG | 75.24 | 75.24 | CP19 | CP19 | Hinge switch Metal enclosure, 40 mm, EN 50041 Device connection 1x (M20 x 1.5) with hollow shaft diamter = 8mm Switching angle 5 Â° Snap-action contacts 2 NC/1 NO | - | 0 | 7
3SE5112-0LU12 |  | 3SE5112-0LU12 | 1 | UN | 1 | 5 | B | D | N | N | 85365080 | 1 | 4011209692596 | 0.315 | KG | 86.55 | 86.55 | CP19 | CP19 | Hinge switch Metal enclosure, 40 mm, EN 50041 Device connection 1x (M20 x 1.5) with solid shaft diameter = 10 mm Switching angle 5 Â° Snap-action contacts 2 NC/1 NO | - | 0 | 7
3SE5112-0LU21 |  | 3SE5112-0LU21 | 1 | UN | 1 | 5 | B | D | N | N | 85365080 | 1 | 4011209692602 | 0.365 | KG | 57.38 | 57.38 | CP19 | CP19 | Hinge switch Metal enclosure, 40 mm, EN 50041 Device connection 1 x (M20 x 1.5) with hollow shaft Diameter = 8 mm Actuating angle 10Â° Snap-action contacts 2 NC/1 NO | - | 0 | 0
3SE5112-0LU21-1DA0 |  | 3SE5112-0LU21-1DA0 | 1 | UN | 1 | 0 | A | D | N | N | 85365080 | 1 | 4011209692640 | 0.409 | KG | 90.73 | 90.73 | CP19 | CP19 | HINGED SWITCH FOR EX-ZONE METAL HOUSING,40MM, 1X(M20X1.5) WITH HOLLOW SHAFT D=8MM; ACTUATING ANGLE 10 DEG; SNAP-ACTION CONTACTS 2NC/1NO | - | 0 | 7
3SE5112-0LU21-1DA0-Z | K01 | 3SE5112-0LU21-1DA0-ZK01 | 1 | UN | 1 | 10 | C | D | N | N | 85365080 | 1 | 4011209931923 | 0.409 | KG | 90.73 | 90.73 | CP19 | CP19 | HINGED SWITCH FOR EX-ZONE METAL HOUSING,40MM, 1X(M20X1.5) WITH HOLLOW SHAFT D=8MM; ACTUATING ANGLE 10 DEG; SNAP-ACTION CONTACTS 2NC/1NO | - | 0 | 7
3SE5112-0LU22 |  | 3SE5112-0LU22 | 1 | UN | 1 | 5 | B | D | N | N | 85365080 | 1 | 4011209692619 | 0.39 | KG | 66.41 | 66.41 | CP19 | CP19 | Hinge switch Metal enclosure, 40 mm, EN 50041 Device connection 1 x (M20 x 1.5) with solid shaft Diameter = 10 mm Actuating angle 10Â° Snap-action contacts 2 NC/1 NO | - | 0 | 0
3SE5112-0LU22-1DA0 |  | 3SE5112-0LU22-1DA0 | 1 | UN | 1 | 0 | A | D | N | N | 85365080 | 1 | 4011209692657 | 0.426 | KG | 103.55 | 103.55 | CP19 | CP19 | HINGED SWITCH FOR EX-ZONE METAL HOUSING,40MM, 1X(M20X1.5) WITH SOLID SHAFT D=10MM; ACTUATING ANGLE 10 DEG; SNAP-ACTION CONTACTS 2NC/1NO | - | 0 | 7
3SE5112-0LU22-1DA0-Z | K01 | 3SE5112-0LU22-1DA0-ZK01 | 1 | UN | 1 | 10 | C | D | N | N | 85365080 | 1 | 4011209931930 | 0.426 | KG | 103.55 | 103.55 | CP19 | CP19 | HINGED SWITCH FOR EX-ZONE METAL HOUSING,40MM, 1X(M20X1.5) WITH SOLID SHAFT D=10MM; ACTUATING ANGLE 10 DEG; SNAP-ACTION CONTACTS 2NC/1NO | - | 0 | 7
3SE5112-0LX00-1DA0 |  | 3SE5112-0LX00-1DA0 | 1 | UN | 1 | 5 | B | D | EAR99 | N | 85365080 | 1 |  | 0.416 | KG | 55.1 | 55.1 | CP19 | CP19 | SIRIUS position switch ATEX Metal enclosure 40 mm according to EN 50041 Device connection 1x (M20 x 1.5) 1 NO/1 NC quick action contacts Roller plunger with stainless steel roller Stainless steel roller 13 mm, with 3 mm Overtravel | - | 0 | 7
3SE5112-0LX76-1DA0 |  | 3SE5112-0LX76-1DA0 | 1 | UN | 1 | 5 | B | D | EAR99 | N | 85365080 | 1 |  | 0.416 | KG | 81.7 | 81.7 | CP19 | CP19 | SIRIUS position switch ATEX Metal enclosure 40 mm according to EN 50041 Device connection 1x (M20 x 1.5) 1 NO/1 NC quick action contacts Roller plunger with stainless steel roller Stainless steel roller 13 mm, with 3 mm Overtravel | - | 0 | 7
3SE5112-0LX77-1DA0 |  | 3SE5112-0LX77-1DA0 | 1 | UN | 1 | 5 | B | D | EAR99 | N | 85365080 | 1 |  | 0.416 | KG | 93.29 | 93.29 | CP19 | CP19 | SIRIUS position switch ATEX Metal enclosure 40 mm according to EN 50041 Device connection 1x (M20 x 1.5) 1 NO/1 NC quick action contacts Roller plunger with stainless steel roller Stainless steel roller 13 mm, with 3 mm Overtravel | - | 0 | 7
3SE5112-0MA00 |  | 3SE5112-0MA00 | 1 | UN | 1 | 2 | A | D | N | N | 85365080 | 1 | 4011209856240 | 0.306 | KG | 35.63 | 35.63 | CP19 | CP19 | Basic switch for position switch 3SE5112 Metal enclosure, according to EN 50041 40 mm, 1 x (M20x 1.5) 1 NO/2 NC slow-action contacts with make-before-break without actuator head | - | 0 | 0
3SE5112-0MA00-1CA0 |  | 3SE5112-0MA00-1CA0 | 1 | UN | 1 | 5 | B | D | N | N | 85365080 | 1 | 4011209856257 | 0.307 | KG | 39.62 | 39.62 | CP19 | CP19 | Basic switch for position switch 3SE5112 Metal enclosure 40 mm, increased corrosion protection (increased corrosion protection) according to EN 50041 Device connection 1x (M20 x 1.5) 1 NO/2 NC slow-action contacts with make-before-break without actuator head | - | 0 | 0
3SE5112-0MA00-1DA0 |  | 3SE5112-0MA00-1DA0 | 1 | UN | 1 | 0 | A | D | N | N | 85365080 | 1 | 4011209856264 | 0.37 | KG | 55.58 | 55.58 | CP19 | CP19 | BASIC SWITCH FOR POSITION SWITCH 3SE5112, ATEX METAL ENCLOSURE 40MM WIDE TO EN50041 DEVICE CONNECTION 1X (M20X1.5) 1NO/ 1NC SLOW-ACTION CONTACTS W/O ACTUATOR HEAD WITH OVERLAP | - | 0 | 7
3SE5112-0MA00-1DA0-Z | K01 | 3SE5112-0MA00-1DA0-ZK01 | 1 | UN | 1 | 10 | C | D | N | N | 85365080 | 1 | 4011209931848 | 0.37 | KG | 55.58 | 55.58 | CP19 | CP19 | BASIC SWITCH FOR POSITION SWITCH 3SE5112, ATEX METAL ENCLOSURE 40MM WIDE TO EN50041 DEVICE CONNECTION 1X (M20X1.5) 1NO/ 1NC SLOW-ACTION CONTACTS W/O ACTUATOR HEAD WITH OVERLAP | - | 0 | 7
3SE5112-0MX00-1DA0 |  | 3SE5112-0MX00-1DA0 | 1 | UN | 1 | 5 | B | D | EAR99 | N | 85365080 | 1 |  | 0.416 | KG | 50.07 | 50.07 | CP19 | CP19 | SIRIUS position switch ATEX Metal enclosure 40 mm according to EN 50041 Device connection 1x (M20 x 1.5) 1 NO/1 NC quick action contacts Roller plunger with stainless steel roller Stainless steel roller 13 mm, with 3 mm Overtravel | - | 0 | 7
3SE5112-0PA00 |  | 3SE5112-0PA00 | 1 | UN | 1 | 2 | A | D | N | N | 85365080 | 1 | 4011209856356 | 0.304 | KG | 35.63 | 35.63 | CP19 | CP19 | Basic switch for position switch 3SE5112 Metal enclosure, according to EN 50041 40 mm, 1 x (M20x 1.5) without actuator head 2 NO/1 NC slow-action contacts | - | 0 | 0
3SE5112-0PA00-1CA0 |  | 3SE5112-0PA00-1CA0 | 1 | UN | 1 | 5 | B | D | N | N | 85365080 | 1 | 4011209856363 | 0.3 | KG | 39.62 | 39.62 | CP19 | CP19 | Basic switch for position switch 3SE5112 Metal enclosure 40 mm, increased corrosion protection (increased corrosion protection) according to EN 50041 Device connection 1x (M20 x 1.5) 2 NO/1 NC slow-action contacts without actuator head | - | 0 | 0
3SE5112-0PA00-1DA0 |  | 3SE5112-0PA00-1DA0 | 1 | UN | 1 | 0 | A | D | N | N | 85365080 | 1 | 4011209856370 | 0.37 | KG | 55.58 | 55.58 | CP19 | CP19 | BASIC SWITCH FOR POSITION SWITCH 3SE5112, ATEX METAL ENCLOSURE 40MM WIDE TO EN50041 DEVICE CONNECTION 1X (M20X1.5) 2NO/ 1NC SLOW-ACTION CONTACTS W/O ACTUATOR HEAD | - | 0 | 7
3SE5112-0PA00-1DA0-Z | K01 | 3SE5112-0PA00-1DA0-ZK01 | 1 | UN | 1 | 10 | C | D | N | N | 85365080 | 1 | 4011209931855 | 0.37 | KG | 55.58 | 55.58 | CP19 | CP19 | BASIC SWITCH FOR POSITION SWITCH 3SE5112, ATEX METAL ENCLOSURE 40MM WIDE TO EN50041 DEVICE CONNECTION 1X (M20X1.5) 2NO/ 1NC SLOW-ACTION CONTACTS W/O ACTUATOR HEAD | - | 0 | 7
3SE5112-0PD02-1AA7 |  | 3SE5112-0PD02-1AA7 | 1 | UN | 1 | 5 | B | D | N | N | 85365080 | 1 | 4011209937697 | 0.366 | KG | 68.69 | 68.69 | CP19 | CP19 | Position switch Metal enclosure 40 mm according to EN 50041 Roller plunger with stainless steel roller 13 mm with 3 mm overtravel, 2 NO/1 NC slow-action contacts, Device connection 1x (M20 x 1.5), Increased actuating/restoring force 30 N only available as complete unit | - | 0 | 0
3SE5112-0PX00-1DA0 |  | 3SE5112-0PX00-1DA0 | 1 | UN | 1 | 5 | B | D | EAR99 | N | 85365080 | 1 |  | 0.416 | KG | 50.07 | 50.07 | CP19 | CP19 | SIRIUS position switch ATEX Metal enclosure 40 mm according to EN 50041 Device connection 1x (M20 x 1.5) 1 NO/1 NC quick action contacts Roller plunger with stainless steel roller Stainless steel roller 13 mm, with 3 mm Overtravel | - | 0 | 7
3SE5112-0QV10 |  | 3SE5112-0QV10 | 1 | UN | 1 | 1 | A | D | N | N | 85365080 | 1 | 4011209699663 | 0.46 | KG | 84.65 | 84.65 | CP19 | CP19 | Safety position switch with separate actuator Metal enclosure, 40 mm Device connection 1x (M20 x 1.5) Slow-action contacts 1 NO/2 NC 5 directions of approaches The matching separate actuator 3SE5000-0AV0. must be ordered separately | - | 0 | 0
3SE5112-0QV10-1AA7 |  | 3SE5112-0QV10-1AA7 | 1 | UN | 1 | 5 | B | D | N | N | 85365080 | 1 | 4011209859531 | 0.484 | KG | 89.78 | 89.78 | CP19 | CP19 | Safety position switch with separate actuator, Metal enclosure 40 mm, Device connection 1x (M20 x 1.5) Slow-action contacts 1 NO/2 NC, 5 directions of approaches, increased pull-out force 30 N, separate actuator 3SE5000-0AV0. must be ordered separately | - | 0 | 0
3SE5112-0QV10-1DA0 |  | 3SE5112-0QV10-1DA0 | 1 | UN | 1 | 0 | A | D | N | N | 85365080 | 1 | 4011209699731 | 0.53 | KG | 128.25 | 128.25 | CP19 | CP19 | SAFETY POS. SWITCH W. SEPARATE ACTUATOR, METAL HOUSING, 40MM, 1X(M20X1.5) SLOW-ACTION CONTACTS 2NC/1NO FOR EX ZONE 22, ATEX | - | 0 | 7
3SE5112-0QV10-1DA0-Z | K01 | 3SE5112-0QV10-1DA0-ZK01 | 1 | UN | 1 | 10 | C | D | EAR99 | N | 85365080 | 1 | 4011209931947 | 0.53 | KG | 128.25 | 128.25 | CP19 | CP19 | SAFETY POS. SWITCH W. SEPARATE ACTUATOR, METAL HOUSING, 40MM, 1X(M20X1.5) SLOW-ACTION CONTACTS 2NC/1NO FOR EX ZONE 22, ATEX | - | 0 | 7
3SE5112-0QX82-1DA0 |  | 3SE5112-0QX82-1DA0 | 1 | UN | 1 | 5 | B | D | EAR99 | N | 85365080 | 1 |  | 0.416 | KG | 115.9 | 115.9 | CP19 | CP19 | SIRIUS position switch ATEX Metal enclosure 40 mm according to EN 50041 Device connection 1x (M20 x 1.5) 1 NO/1 NC quick action contacts Roller plunger with stainless steel roller Stainless steel roller 13 mm, with 3 mm Overtravel | - | 0 | 7
3SE5112-1KA00 |  | 3SE5112-1KA00 | 1 | UN | 1 | 5 | B | D | N | N | 85365080 | 1 | 4011209692664 | 0.306 | KG | 56.62 | 55.01 | CP19 | CP19 | Basic switch for position switch 3SE51 Metal enclosure 40 mm according to EN 50041 Device connection 1x (M20 x 1.5) with 2 LEDs, yellow/green 24 V DC 1 NO/2 NC slow-action contacts without actuator head 3SE5000-0AV0* must be ordered separately | Lista Papel 2020 SI | 0 | 0
3SE5112-1LA00 |  | 3SE5112-1LA00 | 1 | UN | 1 | 5 | B | D | N | N | 85365080 | 1 | 4011209692701 | 0.31 | KG | 55.1 | 53.58 | CP19 | CP19 | Basic switch for position switch 3SE51 Metal enclosure 40 mm according to EN 50041 Device connection 1x (M20 x 1.5) with 2 LEDs, yellow/green 24 V DC 1 NO/2 NC quick action contacts without actuator head | Lista Papel 2020 SI | 0 | 0
3SE5112-1QV10 |  | 3SE5112-1QV10 | 1 | UN | 1 | 5 | B | D | N | N | 85365080 | 1 | 4011209699748 | 0.47 | KG | 104.5 | 104.5 | CP19 | CP19 | Safety position switch with separate actuator Metal enclosure, 40 mm Device connection 1x (M20 x 1.5) Slow-action contacts 1 NO/2 NC with 2 LEDs, yellow/green 24 V DC 5 directions of approaches The matching separate actuator 3SE5000-0AV0. must be ordered separately | - | 0 | 0
3SE5112-3KA00 |  | 3SE5112-3KA00 | 1 | UN | 1 | 5 | B | D | N | N | 85365080 | 1 | 4011209692695 | 0.302 | KG | 59.38 | 57.67 | CP19 | CP19 | Basic switch for position switch 3SE51 Metal enclosure 40 mm according to EN 50041 Device connection 1x (M20 x 1.5) with 2 LEDs, 230 V AC yellow/green 1 NO/2 NC slow-action contacts without actuator head | Lista Papel 2020 SI | 0 | 0
3SE5112-3LA00 |  | 3SE5112-3LA00 | 1 | UN | 1 | 5 | B | D | N | N | 85365080 | 1 | 4011209692718 | 0.308 | KG | 57.95 | 56.34 | CP19 | CP19 | Basic switch for position switch 3SE51 Metal enclosure 40 mm according to EN 50041 Device connection 1x (M20 x 1.5) with 2 LEDs, 230 V AC yellow/green 1 NO/2 NC quick action contacts without actuator head | Lista Papel 2020 SI | 0 | 0
3SE5112-3QV10 |  | 3SE5112-3QV10 | 1 | UN | 1 | 5 | B | D | N | N | 85365080 | 1 | 4011209699755 | 0.499 | KG | 59.38 | 59.38 | CP19 | CP19 | Safety position switch with separate actuator Metal enclosure, 40 mm Device connection 1x (M20 x 1.5) Slow-action contacts 1 NO/2 NC with 2 LEDs, 230 V AC yellow/green 5 directions of approaches The matching separate actuator 3SE5000-0AV0. must be ordered separately | - | 0 | 0
3SE5114-0BA00-1AC5 |  | 3SE5114-0BA00-1AC5 | 1 | UN | 1 | 5 | B | D | N | N | 85365080 | 1 | 4011209692725 | 0.31 | KG | 57.48 | 53.68 | CP19 | CP19 | Basic switch for position switch 3SE51 Metal enclosure 40 mm according to EN 50041 1 NO/1 NC slow-action contacts with M12 connector, 5-pole, fixed PIN assignment: PIN1=21, PIN2=22 PIN3=13, Pin4=14, PIN5=PE without actuator head | Lista Papel 2020 SI | 0 | 0
3SE5114-0CA00-1AC5 |  | 3SE5114-0CA00-1AC5 | 1 | UN | 1 | 5 | B | D | N | N | 85365080 | 1 | 4011209692770 | 0.308 | KG | 55.86 | 52.25 | CP19 | CP19 | Basic switch for position switch 3SE51 Metal enclosure 40 mm according to EN 50041 1 NO/1 NC quick action contacts with M12 connector, 5-pole, fixed PIN assignment: PIN1=21, PIN2=22 PIN3=13, Pin4=14, PIN5=PE without actuator head | Lista Papel 2020 SI | 0 | 0
3SE5114-0CC02-1AC4 |  | 3SE5114-0CC02-1AC4 | 1 | UN | 1 | 5 | B | D | N | N | 85365080 | 1 | 4047621012513 | 0.348 | KG | 83.13 | 83.13 | CP19 | CP19 | Position switch 3SE51 with rounded plunger (stainless steel), metal enclosure 40 mm according to EN 50041 1 NO/1 NC quick action contacts with M12 connector; 4-pole, fixed pin assignment Pin1=21, Pin2=22 Pin3=13, Pin4=14 | - | 0 | 0
3SE5114-0CD02-1AC5 |  | 3SE5114-0CD02-1AC5 | 1 | UN | 1 | 5 | B | D | N | N | 85365080 | 1 | 4047621019475 | 0.36 | KG | 99.75 | 99.75 | CP19 | CP19 | Position switch, with Roller plunger 3SE5114, Metal enclosure 40 mm according to EN 50041 1 NO/1 NC quick action contacts with M12 connector, 5-pole, fixed PIN assignment: PIN1=21, PIN2=22 PIN3=13, Pin4=14, PIN5=PE | - | 0 | 0
3SE5114-0CD02-1AL0 |  | 3SE5114-0CD02-1AL0 | 1 | UN | 1 | 5 | B | D | N | N | 85365080 | 1 | 4011209860698 | 0.36 | KG | 89.68 | 89.68 | CP19 | CP19 | Position switch, 3SE51 Metal enclosure 40 mm according to EN 50041 1 NO/1 NC quick action contacts with M12 connector, 5-pole, fixed PIN assignment: PIN1=21, PIN2=22 PIN3=13, Pin4=14, PIN5=PE with roller plunger, 30 N Actuating/restoring force | - | 0 | 0
3SE5114-0CH01-1AC5 |  | 3SE5114-0CH01-1AC5 | 1 | UN | 1 | 2 | A | D | N | N | 85365080 | 1 | 4011209692824 | 0.355 | KG | 83.6 | 78.09 | CP19 | CP19 | Position switch Metal enclosure 40 mm according to EN 50041 1 NO/1 NC quick action contacts with M12 connector, 5-pole, fixed PIN assignment: PIN1=21, PIN2=22 PIN3=13, Pin4=14, PIN5=PE Rotary actuator right and/or left adjustable, metal lever 27 mm long and plastic roller 19 mm | Lista Papel 2020 SI | 0 | 0
3SE5114-0CH60-1AC5 |  | 3SE5114-0CH60-1AC5 | 1 | UN | 1 | 5 | B | D | N | N | 85365080 | 1 | 4047621021003 | 0.42 | KG | 103.55 | 103.55 | CP19 | CP19 | Position switch, with Twist lever, adjustable-length with grid hole, Metal enclosure 40 mm according to EN 50041 1 NO/1 NC quick action contacts with M12 connector, 5-pole, fixed Pin assignment: Pin1=21, Pin2=22 Pin3=13, Pin4=14, Pin5=PE | - | 0 | 0
3SE5114-0CH61-1AC5 |  | 3SE5114-0CH61-1AC5 | 1 | UN | 1 | 0 | A | D | N | N | 85365080 | 1 | 4047621059921 | 0.369 | KG | 123.5 | 123.5 | CP19 | CP19 | Position switch, with Twist lever, adjustable-length with grid hole, Metal enclosure 40 mm according to EN 50041 1 NO/1 NC quick action contacts with M12 connector, 5-pole, fixed Pin assignment: Pin1=21, Pin2=22 Pin3=13, Pin4=14, Pin5=PE | - | 0 | 0
3SE5114-0KA00-1AE1 |  | 3SE5114-0KA00-1AE1 | 1 | UN | 1 | 5 | B | D | N | N | 85365080 | 1 | 4011209692800 | 0.317 | KG | 55.1 | 53.58 | CP19 | CP19 | Basic switch for position switch 3SE51 Metal enclosure 40 mm according to EN 50041, with M12 connector, 5-pole, fixed 1 NO/2 NC slow-action contacts (2 NC and PE connected) Max. 125 V, 4 A | Lista Papel 2020 SI | 0 | 0
3SE5114-0LA00-1AE1 |  | 3SE5114-0LA00-1AE1 | 1 | UN | 1 | 5 | B | D | N | N | 85365080 | 1 | 4011209692817 | 0.317 | KG | 54.15 | 52.63 | CP19 | CP19 | Basic switch for position switch 3SE51 Metal enclosure 40 mm according to EN 50041 with M12 connector, 5-pole, fixed 1 NO/2 NC quick action contacts (2 NC and PE connected) Max. 125 V, 4 A | Lista Papel 2020 SI | 0 | 0
3SE5114-0LA00-1AE3 |  | 3SE5114-0LA00-1AE3 | 1 | UN | 1 | 10 | C | D | EAR99 | N | 85365080 | 1 | 4047621064642 | 0.315 | KG | 58.05 | 58.05 | CP19 | CP19 | Basic switch with M12 connector for position switch 3SE51 Metal enclosure 40 mm according to EN 50041. Device connection with M12 connector, 5-pole, fixed 1 NO/2 NC quick action contacts (2 NC and PE connected) Max. 125 V, 4 A Pin1=21, Pin4=22 Pin2=31, Pin5=32 Pin3=PE. Suitable for connection to all SIMATIC ET200* compact block I/O modules. | - | 0 | 0
3SE5114-0LB01-1AE3 |  | 3SE5114-0LB01-1AE3 | 1 | UN | 1 | 10 | C | D | EAR99 | N | 85365080 | 1 | 4047621065748 | 0.323 | KG | 102.6 | 102.6 | CP19 | CP19 | Position switch with plain plunger, Metal enclosure 40 mm according to EN 50041. Device connection with M12 connector, 5-pole, fixed 1 NO/2 NC quick action contacts (2 NC and PE connected) Max. 125 V, 4 A Pin1=21, Pin4=22 Pin2=31, Pin5=32 Pin3=PE. Suitable for connection to all SIMATIC ET200* compact block I/O modules. |  | 0 | 0
3SE5114-0LD02-1AE3 |  | 3SE5114-0LD02-1AE3 | 1 | UN | 1 | 10 | C | D | EAR99 | N | 85365080 | 1 | 4047621064666 | 0.364 | KG | 105.45 | 105.45 | CP19 | CP19 | Position switch, with roller plunger,stainless steel roller, Metal enclosure 40 mm according to EN 50041, 1 NO/2 NC quick action contacts with M12 connector, 5-pole, fixed pin assignment Pin1=21, Pin4=22 Pin2=31, Pin5=32 Pin3=PE. Suitable for connection to all SIMATIC ET200* compact block I/O modules. | - | 0 | 0
3SE5114-0LH01-1AE3 |  | 3SE5114-0LH01-1AE3 | 1 | UN | 1 | 10 | C | D | EAR99 | N | 85365080 | 1 | 4047621064758 | 0.347 | KG | 84.27 | 84.27 | CP19 | CP19 | Position switch with lever Metal enclosure 40 mm according to EN 50041, 1 NO/2 NC quick action contacts, with M12 connector, 5-pole, fixed pin assignment Pin1=21, Pin4=22 Pin2=31, Pin5=32, Pin3=PE. Rotary actuator right and/or left adjustable, metal lever 27 mm long and plastic roller 19 mm. Suitable for connection to all SIMATIC ET200* compact block I/O modules. | - | 0 | 0
3SE5114-0NH82-1AM2 |  | 3SE5114-0NH82-1AM2 | 1 | UN | 1 | 5 | B | D | N | N | 85365080 | 1 | 4011209947108 | 0.426 | KG | 85.6 | 85.6 | CP19 | CP19 | SIRIUS position switch Metal enclosure 40 mm according to EN 50041, rod lever, plastic rod 200 mm 1 NO/1 NC short stroke, M12 connector 5-pole, PIN1=13, PIN2= n/a, PIN3=n/a, PIN4=14, PIN5=PE Application Nagara switch Single-hand operation triggerable start switch (during operation) | - | 0 | 7
3SE5114-0QV10-1AE1 |  | 3SE5114-0QV10-1AE1 | 1 | UN | 1 | 5 | B | D | N | N | 85365080 | 1 | 4011209699762 | 0.495 | KG | 103.55 | 103.55 | CP19 | CP19 | Safety position switch with separate actuator Metal enclosure, 40 mm Slow-action contacts 2 NC with M12 connector, plastic 5-pole, Max. 125 V, 4 A, 2 NC connected, 5 directions of approach. The matching separate actuator 3SE5000-0AV./W. must be ordered separately. | - | 0 | 0
3SE5114-0QV10-1AE3 |  | 3SE5114-0QV10-1AE3 | 1 | UN | 1 | 10 | C | D | EAR99 | N | 85365080 | 1 | 4047621064697 | 0.471 | KG | 109.25 | 109.25 | CP19 | CP19 | Safety position switch with separate actuator Metal enclosure 40 mm, with M12 connector, plastic 5-pole, Max. 125 V, 4 A, 5 directions of approach. Slow-action contacts 2 NC connected, Pin1=21, Pin4=22, Pin2=31, Pin5=32 Pin3=PE.. Suitable for connection to all SIMATIC ET200* compact block I/O modules. The matching separate Actuator 3SE5000-0AV../W..must be ordered separately. | - | 0 | 0
3SE5114-0RV10-1AC5 |  | 3SE5114-0RV10-1AC5 | 1 | UN | 1 | 5 | B | D | N | N | 85365080 | 1 | 4011209701250 | 0.48 | KG | 101.65 | 101.65 | CP19 | CP19 | Safety position switch with separate actuator Metal enclosure, 40 mm according to EN 50041 1 NO/1 NC slow-action contacts with M12 connector, 5-pole, fixed Pin assignment: Pin1=21, Pin2=22 Pin3=13, Pin4=14 Pin5=PE 5 directions of approaches The matching separate actuator 3SE5000-0AV0. must be ordered separately | - | 0 | 0
3SE5114-1BA00-1AF3 |  | 3SE5114-1BA00-1AF3 | 1 | UN | 1 | 5 | B | D | N | N | 85365080 | 1 | 4011209692749 | 0.3 | KG | 73.15 | 71.06 | CP19 | CP19 | Basic switch for position switch 3SE51 Metal enclosure 40 mm according to EN 50041 1 NO/1 NC slow-action contacts with M12 connector, 5-pole, fixed with 2 LEDs, yellow/green, 24 V DC without actuator head Pin assignment: Pin1=21, Pin2=22 Pin3=14 and LED green, Pin4=13 and LED yellow, Pin5=ground LED | Lista Papel 2020 SI | 0 | 0
3SE5114-1CA00-1AF3 |  | 3SE5114-1CA00-1AF3 | 1 | UN | 1 | 5 | B | D | N | N | 85365080 | 1 | 4011209692787 | 0.313 | KG | 77.14 | 72.11 | CP19 | CP19 | Basic switch for position switch 3SE51 Metal enclosure 40 mm according to EN 50041 1 NO/1 NC quick action contacts with M12 connector, 5-pole, fixed with 2 LEDs, yellow/green, 24 V DC without actuator head Pin assignment: Pin1=21, Pin2=22 Pin3=13 and LED green, Pin4=14 and LED yellow, Pin5=ground LED | Lista Papel 2020 SI | 0 | 0
3SE5114-1CA00-1AF5 |  | 3SE5114-1CA00-1AF5 | 1 | UN | 1 | 5 | B | D | N | N | 85365080 | 1 | 4011209864993 | 0.32 | KG | 78.66 | 78.66 | CP19 | CP19 | Basic switch for position switch 3SE51 Metal enclosure 40 mm according to EN 50041 1 NO/1 NC quick action contact with M12 connector, 5-pole, fixed with 2 LEDs, yellow/green, 24 V DC 4 A, without actuator head Pin assignment: Pin1=21+13 Jumper + LED green Pin2=22, Pin3=ground LED Pin4=14 + LED yellow, Pin5=PE | - | 0 | 0
3SE5114-1CD02-1AF3 |  | 3SE5114-1CD02-1AF3 | 1 | UN | 1 | 5 | B | D | N | N | 85365080 | 1 | 4011209692794 | 0.375 | KG | 106.4 | 99.75 | CP19 | CP19 | Position switch Metal enclosure 40 mm according to EN 50041 1 NO/1 NC quick action contacts with 2 LEDs, yellow/green, 24 V DC Roller plunger with Stainless steel roller 19 mm Pin assignment: Pin1=21, Pin2=22 Pin3=13 and LED green, PIN4=14 and LED yellow, Pin5=ground LED | Lista Papel 2020 SI | 0 | 0
3SE5114-1CD02-1AF5 |  | 3SE5114-1CD02-1AF5 | 1 | UN | 1 | 5 | B | D | N | N | 85365080 | 1 | 4047621048260 | 0.37 | KG | 96.9 | 96.9 | CP19 | CP19 | Position switch with Roller plunger, Metal enclosure 40 mm according to EN 50041, 1 NO/1 NC quick action contact with M12 connector, 5-pole, Fixed, with 2 LEDs, yellow/green, 24 V DC, 4 A, Pin assignment: Pin1=21+13 Jumper + LED green, Pin2=22, Pin3 = ground LED, Pin4=14 + LED yellow, Pin5=PE | - | 0 | 0
3SE5114-1CH01-1AF3 |  | 3SE5114-1CH01-1AF3 | 1 | UN | 1 | 5 | B | D | N | N | 85365080 | 1 | 4011209692831 | 0.349 | KG | 104.5 | 97.85 | CP19 | CP19 | Position switch Metal enclosure 40 mm according to EN 50041 1 NO/1 NC quick action contacts with 2 LEDs, yellow/green, 24 V DC Rotary actuator right and/or left adjustable, metal lever 27 mm long and plastic roller 19 mm Pin assignment: Pin1=21, Pin2=22 Pin3=13 and LED green, Pin4=14 and LED yellow, Pin5=ground LED | Lista Papel 2020 SI | 0 | 0
3SE5114-1CH02-1AF3 |  | 3SE5114-1CH02-1AF3 | 1 | UN | 1 | 5 | B | D | N | N | 85365080 | 1 | 4011209790018 | 0.36 | KG | 114.95 | 114.95 | CP19 | CP19 | Position switch Metal enclosure 40 mm according to EN 50041 1 NO/1 NC quick action contacts with 2 LEDs, yellow/green, 24 V DC Rotary actuator right and/or left adjustable, metal lever 27 mm long and Stainless steel roller 19 mm Pin assignment: Pin1=21, Pin2=22 Pin3=13 and LED green, Pin4=14 and LED yellow, Pin5=ground LED | - | 0 | 0
3SE5114-1CH60-1AF3 |  | 3SE5114-1CH60-1AF3 | 1 | UN | 1 | 5 | B | D | N | N | 85365080 | 1 | 4047621021058 | 0.423 | KG | 123.5 | 123.5 | CP19 | CP19 | Position switch, 3SE5114 Metal enclosure 40 mm with twist lever adjustable-length with Grid hole EN 50041, 1 NO/1 NC quick action contacts with M12 connector, 5-pole, fixed with 2 LEDs, yellow/green, 24 V DC Pin assignment: Pin1=21, Pin2=22 Pin 3=13 + LED green, Pin 4=14 and LED yellow, Pin 5=ground LED | - | 0 | 0
3SE5114-1LA00-1AD4 |  | 3SE5114-1LA00-1AD4 | 1 | UN | 1 | 5 | B | D | N | N | 85365080 | 1 | 4011209779266 | 0.331 | KG | 127.3 | 127.3 | CP19 | CP19 | Basic switch 3SE51, Metal enclosure 40 mm according to EN 50041, 1 NO/2 NC quick action contacts with M12 connector, 8-pole metal without actuator head Pin assignment: Pin1=21, Pin2=22 Pin3=13 and LED green, Pin4=14 and LED yellow, Pin5=31, Pin6=32 Pin 7=ground LED, Pin 8=PE | - | 0 | 0
3SE5114-1LH50-1AD4 |  | 3SE5114-1LH50-1AD4 | 1 | UN | 1 | 5 | B | D | N | N | 85365080 | 1 | 4011209776098 | 0.383 | KG | 143.45 | 143.45 | CP19 | CP19 | Position switch, 3SE51 Metal enclosure 40 mm according to EN 50041, 1 NO/2 NC quick action contacts with M12 connector, 8-pole metal with adjustable-length Twist lever Pin assignment: Pin1=21, Pin2=22 Pin3=13 and LED green, Pin4=14 and LED yellow, Pin5=31, Pin6=32 Pin 7=ground LED, Pin 8=PE | - | 0 | 0
3SE5114-1RV10-1AF3 |  | 3SE5114-1RV10-1AF3 | 1 | UN | 1 | 5 | B | D | N | N | 85365080 | 1 | 4011209701267 | 0.48 | KG | 130.15 | 130.15 | CP19 | CP19 | Safety position switch with separate actuator Metal enclosure, 40 mm according to EN 50041 with M12 connector, 5-pole, fixed with 2 LEDs, yellow/green 24 V DC 5 directions of approaches Pin assignment: Pin1=21, Pin2=22 Pin3=14 and LED green, Pin4=13 and LED yellow, Pin 5=ground LED The matching separate actuator 3SE5000-0AV0. must be ordered separately | - | 0 | 0
3SE5115-0CA00-1AD0 |  | 3SE5115-0CA00-1AD0 | 1 | UN | 1 | 5 | B | D | N | N | 85365080 | 1 | 4011209692862 | 0.49 | KG | 106.4 | 103.55 | CP19 | CP19 | Basic switch for position switch 3SE51 Metal enclosure 40 mm according to EN 50041 with connector 6+PE (3SY3131) according to EN 43651, 1 NO/1 NC quick action contacts Pin assignment: Pin1=21, Pin2=22 Pin3=13, Pin4=14 Pin5 and Pin6 not connected PE connected with quick change device 3SY3110 + 3SY3027 and matching cable socket 3SY3126 | Lista Papel 2020 SI | 0 | 0
3SE5115-0KA00-1AD1 |  | 3SE5115-0KA00-1AD1 | 1 | UN | 1 | 5 | B | D | N | N | 85365080 | 1 | 4011209774896 | 0.334 | KG | 90.16 | 87.59 | CP19 | CP19 | Basic switch for position switch 3SE51 Metal enclosure 40 mm according to EN 50041 1 NO/2 NC slow-action contacts with connector 6+PE according to EN 43651 plastic, max. 250 V, 6 A without actuator head Pin assignment: Pin1=21, Pin2=22 Pin3=13, Pin4=14, Pin5=31 Pin6=32 and PE connected | Lista Papel 2020 SI | 0 | 0
3SE5115-0LA00-1AD1 |  | 3SE5115-0LA00-1AD1 | 1 | UN | 1 | 5 | B | D | N | N | 85365080 | 1 | 4011209763661 | 0.33 | KG | 88.92 | 86.45 | CP19 | CP19 | Basic switch for position switch 3SE51 Metal enclosure 40 mm according to EN 50041 1 NO/2 NC quick action contacts with connector 6+PE according to EN 43651 plastic, max. 250 V, 6 A without actuator head Pin assignment: Pin1=21, Pin2=22 Pin3=13, Pin4=14, Pin5=31 Pin6=32 and PE connected | Lista Papel 2020 SI | 0 | 0
3SE5115-0QV10-1AD1 |  | 3SE5115-0QV10-1AD1 | 1 | UN | 1 | 5 | B | D | N | N | 85365080 | 1 | 4011209774919 | 0.525 | KG | 160.55 | 160.55 | CP19 | CP19 | Safety position switch with separate actuator Metal enclosure, 40 mm according to EN 50041 1 NO/2 NC slow-action contacts with connector 6+PE according to EN 43651 plastic, max. 250 V, 6 A 5 directions of approaches Pin assignment: Pin1=21, Pin2=22 Pin3=13, Pin4=14, Pin5=31 Pin6=32 and PE connected the matching separate Actuator 3SE5000-0AV0 must be ordered separately | - | 0 | 0
3SE5115-1BA00-1AF2 |  | 3SE5115-1BA00-1AF2 | 1 | UN | 1 | 5 | B | D | N | N | 85365080 | 1 | 4011209692909 | 0.333 | KG | 108.3 | 105.45 | CP19 | CP19 | Basic switch for position switch 3SE51 Metal enclosure 40 mm according to EN 50041 with connector 6+PE according to EN 43651 with 2 LEDs, yellow/green 24 V DC 1 NO/1 NC slow-action contacts without actuator head Pin assignment: Pin1=21, Pin2=22 Pin3=14 and LED green, Pin4=13 and LED yellow, Pin5=not connected, Pin6=ground LED | Lista Papel 2020 SI | 0 | 0
3SE5115-1CA00-1AF2 |  | 3SE5115-1CA00-1AF2 | 1 | UN | 1 | 5 | B | D | N | N | 85365080 | 1 | 4011209692923 | 0.331 | KG | 106.4 | 103.55 | CP19 | CP19 | Basic switch for position switch 3SE51 Metal enclosure 40 mm according to EN 50041 with connector 6+PE according to EN 43651 with 2 LEDs, yellow/green 24 V DC 1 NO/1 NC quick action contacts without actuator head Pin assignment: Pin1=21, Pin2=22 Pin3=13 and LED green, Pin4=14 and LED yellow, Pin5=not connected, Pin6=ground LED | Lista Papel 2020 SI | 0 | 0
3SE5115-1LA00-1AD2 |  | 3SE5115-1LA00-1AD2 | 1 | UN | 1 | 5 | B | D | N | N | 85365080 | 1 | 4011209692947 | 0.335 | KG | 112.1 | 109.25 | CP19 | CP19 | Basic switch for position switch 3SE51 Metal enclosure 40 mm according to EN 50041 with connector 6+PE according to EN 43651 with 2 LEDs, yellow/green 24 V DC 2 NC quick action contacts without actuator head and 1 NO for LED display Pin assignment: Pin1=21, Pin2=22 Pin3=31, Pin4=32, Pin5=13 LED green, Pin6=ground LED PE connected | Lista Papel 2020 SI | 0 | 0
3SE5115-1RV10-1AF2 |  | 3SE5115-1RV10-1AF2 | 1 | UN | 1 | 5 | B | D | N | N | 85365080 | 1 | 4011209701281 | 0.522 | KG | 174.8 | 174.8 | CP19 | CP19 | Safety position switch with separate actuator Metal enclosure, 40 mm according to EN 50041 1 NO/1 NC slow-action contacts with 2 LEDs, yellow/green 24 V DC with connector 6+PE according to EN 43651 plastic max. 24 V, 6 A 1 NO/1 NC and PE connected Pin assignment: PIN1=21, PIN2=22 Pin3=13 and LED green, Pin4=14 and LED yellow, Pin5=not connected, Pin6=ground LED, the matching separate actuator 3SE5000-0AV0. must be ordered separately | - | 0 | 0
3SE5120-0AA00-1AG0 |  | 3SE5120-0AA00-1AG0 | 1 | UN | 1 | 5 | B | D | N | N | 85389099 | 1 | 4011209725034 | 0.087 | KG | 4.56 | 4.56 | CP19 | CP19 | Cover yellow for position switch metal 3SE51, Enclosure 56 mm wide | - | 0 | 0
3SE5120-1AA00 |  | 3SE5120-1AA00 | 1 | UN | 1 | 5 | B | D | N | N | 85365080 | 1 | 4011209692961 | 0.086 | KG | 24.23 | 24.23 | CP19 | CP19 | LED cover for position switch Metal 3SE51 2 LEDs, yellow/green, 24 V DC Color turquoise | - | 0 | 0
3SE5120-1AA00-1AG0 |  | 3SE5120-1AA00-1AG0 | 1 | UN | 1 | 5 | B | D | N | N | 85365080 | 1 | 4011209722705 | 0.085 | KG | 24.23 | 24.23 | CP19 | CP19 | LED cover yellow for position switch metal 3SE51, Enclosure 56 mm wide 2 LEDs, yellow/green, 24 V DC | - | 0 | 0
3SE5120-3AA00 |  | 3SE5120-3AA00 | 1 | UN | 1 | 5 | B | D | N | N | 85365080 | 1 | 4011209692978 | 0.08 | KG | 27.08 | 27.08 | CP19 | CP19 | LED cover for position switch Metal 3SE51 2 LEDs, yellow/green, 110-230 V AC Color turquoise | - | 0 | 0
3SE5120-3AA00-1AG0 |  | 3SE5120-3AA00-1AG0 | 1 | UN | 1 | 5 | B | D | N | N | 85365080 | 1 | 4011209722859 | 0.085 | KG | 27.08 | 27.08 | CP19 | CP19 | LED cover yellow for position switch metal 3SE51, Enclosure 56 mm wide 2 LEDs, yellow/green, 110-230 V AC | - | 0 | 0
3SE5122-0AA00 |  | 3SE5122-0AA00 | 1 | UN | 1 | 5 | B | D | N | N | 85389099 | 1 | 4011209693005 | 0.35 | KG | 16.63 | 16.63 | CP19 | CP19 | Enclosure for position switch 3SE51, 56 mm wide metal with cover, turquoise Device connection 3x (M20x 1.5) | - | 0 | 0
3SE5122-0AA00-1CA0 |  | 3SE5122-0AA00-1CA0 | 1 | UN | 1 | 5 | B | D | N | N | 85389099 | 1 | 4011209693012 | 0.335 | KG | 20.43 | 20.43 | CP19 | CP19 | enclosure with increased corrosion protection for position switch 3SE51 56 mm wide, Metal with cover, turquoise Device connection 3 x (M20 x 1.5) | - | 0 | 0
3SE5122-0BA00 |  | 3SE5122-0BA00 | 1 | UN | 1 | 2 | A | D | N | N | 85365080 | 1 | 4011209693029 | 0.384 | KG | 35.06 | 34.11 | CP19 | CP19 | Basic switch for position switch 3SE51 Metal enclosure 56 mm wide Device connection 3x (M20x 1.5) without actuator head | Lista Papel 2020 SI | 0 | 0
3SE5122-0BA00-1CA0 |  | 3SE5122-0BA00-1CA0 | 1 | UN | 1 | 5 | B | D | N | N | 85365080 | 1 | 4011209693036 | 0.37 | KG | 38.67 | 37.62 | CP19 | CP19 | Basic switch with increased corrosion protection for position switch Metal enclosure 56 mm wide 1 NO/1 NC slow-action contacts without actuator head | Lista Papel 2020 SI | 0 | 0
3SE5122-0BA00-1DA0 |  | 3SE5122-0BA00-1DA0 | 1 | UN | 1 | 0 | A | D | N | N | 85365080 | 1 | 4011209693043 | 0.436 | KG | 60.14 | 60.14 | CP19 | CP19 | BASIC SWITCH FOR POSITION SWITCH 3SE51, ATEX METAL ENCLOSURE 56MM WIDE DEVICE CONNECTION 3X (M20X1.5) 1NO/1NC SLOW-ACTION CONTACTS W/O ACTUATOR HEAD W/O ACTUATOR HEAD | - | 0 | 7
3SE5122-0BA00-1DA0-Z | K01 | 3SE5122-0BA00-1DA0-ZK01 | 1 | UN | 1 | 10 | C | D | N | N | 85365080 | 1 | 4011209932067 | 0.436 | KG | 60.14 | 60.14 | CP19 | CP19 | BASIC SWITCH FOR POSITION SWITCH 3SE51, ATEX METAL ENCLOSURE 56MM WIDE DEVICE CONNECTION 3X (M20X1.5) 1NO/1NC SLOW-ACTION CONTACTS W/O ACTUATOR HEAD W/O ACTUATOR HEAD | - | 0 | 7
3SE5122-0BB01 |  | 3SE5122-0BB01 | 1 | UN | 1 | 5 | B | D | N | N | 85365080 | 1 | 4011209693050 | 0.378 | KG | 42.66 | 42.66 | CP19 | CP19 | Position switch Metal enclosure 56 mm wide Device connection 3x (M20x 1.5) 1 NO/1 NC slow-action contacts Plain plunger, stainless steel | - | 0 | 0
3SE5122-0BC02 |  | 3SE5122-0BC02 | 1 | UN | 1 | 5 | B | D | N | N | 85365080 | 1 | 4011209693067 | 0.377 | KG | 56.62 | 55.01 | CP19 | CP19 | Position switch Metal enclosure 56 mm wide Device connection 3x (M20x 1.5) 1 NO/1 NC slow-action contacts Rounded plunger with overtravel made of stainless steel | Lista Papel 2020 SI | 0 | 0
3SE5122-0BD02 |  | 3SE5122-0BD02 | 1 | UN | 1 | 5 | B | D | N | N | 85365080 | 1 | 4011209693081 | 0.412 | KG | 62.8 | 60.99 | CP19 | CP19 | Position switch Metal enclosure 56 mm wide Device connection 3x (M20x 1.5) 1 NO/1 NC slow-action contacts Roller plunger with Stainless steel roller 13 mm | Lista Papel 2020 SI | 0 | 0
3SE5122-0BE01 |  | 3SE5122-0BE01 | 1 | UN | 1 | 5 | B | D | N | N | 85365080 | 1 | 4011209693098 | 0.4 | KG | 54.15 | 52.63 | CP19 | CP19 | Position switch Metal enclosure 56 mm wide Device connection 3x (M20x 1.5) 1 NO/1 NC slow-action contacts Roller lever, Metal lever and plastic roller 22 mm | Lista Papel 2020 SI | 0 | 0
3SE5122-0BF01 |  | 3SE5122-0BF01 | 1 | UN | 1 | 5 | B | D | N | N | 85365080 | 1 | 4011209693104 | 0.433 | KG | 54.15 | 52.63 | CP19 | CP19 | Position switch Metal enclosure 56 mm wide Device connection 3x (M20x 1.5) 1 NO/1 NC slow-action contacts Angular roller lever, metal lever and plastic roller 22 mm | Lista Papel 2020 SI | 0 | 0
3SE5122-0BH01 |  | 3SE5122-0BH01 | 1 | UN | 1 | 5 | B | D | N | N | 85365080 | 1 | 4011209693111 | 0.414 | KG | 60.52 | 58.81 | CP19 | CP19 | Position switch Metal enclosure 56 mm wide Device connection 3x (M20x 1.5) 1 NO/1 NC slow-action contacts Rotary actuator right/left adjustable, with metal lever 27 mm long and plastic roller 19 mm | Lista Papel 2020 SI | 0 | 0
3SE5122-0BH50 |  | 3SE5122-0BH50 | 1 | UN | 1 | 5 | B | D | N | N | 85365080 | 1 | 4011209693128 | 0.424 | KG | 64.03 | 62.23 | CP19 | CP19 | Position switch Metal enclosure 56 mm wide Device connection 3x (M20x 1.5) 1 NO/1 NC slow-action contacts Rotary actuator right/left adjustable, with adjustable-length metal lever 100 mm long and plastic roller 19 mm | Lista Papel 2020 SI | 0 | 0
3SE5122-0BH60 |  | 3SE5122-0BH60 | 1 | UN | 1 | 5 | B | D | N | N | 85365080 | 1 | 4011209693135 | 0.42 | KG | 66.41 | 64.51 | CP19 | CP19 | Position switch Metal enclosure 56 mm wide Device connection 3x (M20x 1.5) 1 NO/1 NC slow-action contacts Rotary actuator right/left adjustable, with adjustable-length metal lever 100 mm long and with positive fit (grid hole) and plastic roller 19 mm | Lista Papel 2020 SI | 0 | 0
3SE5122-0CA00 |  | 3SE5122-0CA00 | 1 | UN | 1 | 2 | A | D | N | N | 85365080 | 1 | 4011209693142 | 0.378 | KG | 33.63 | 32.68 | CP19 | CP19 | Basic switch for position switch 3SE51 Metal enclosure 56 mm Device connection 3x (M20x 1.5) 1 NO/1 NC quick action contacts without actuator head | Lista Papel 2020 SI | 0 | 0
3SE5122-0CA00-1AJ0 |  | 3SE5122-0CA00-1AJ0 | 1 | UN | 1 | 5 | B | D | N | N | 85365080 | 1 | 4011209822054 | 0.365 | KG | 48.07 | 48.07 | CP19 | CP19 | Position switch Basic switch Metal, 56 mm Increased corrosion protection 1 NO/1 NC quick action contacts functional at -40 Â°C Shock and vibration test according to EN 61373, Category 1B | - | 0 | 0
3SE5122-0CA00-1CA0 |  | 3SE5122-0CA00-1CA0 | 1 | UN | 1 | 5 | B | D | N | N | 85365080 | 1 | 4011209693159 | 0.351 | KG | 37.62 | 36.58 | CP19 | CP19 | Basic switch with increased corrosion protection for position switch 3SE51 Metal enclosure 56 mm Device connection 3x (M20x 1.5) 1 NO/1 NC quick action contacts without actuator head | Lista Papel 2020 SI | 0 | 0
3SE5122-0CA00-1DA0 |  | 3SE5122-0CA00-1DA0 | 1 | UN | 1 | 0 | A | D | N | N | 85365080 | 1 | 4011209693173 | 0.44 | KG | 58.05 | 58.05 | CP19 | CP19 | BASIC SWITCH FOR POSITION SWITCH 3SE51, ATEX METAL ENCLOSURE 56MM WIDE DEVICE CONNECTION 3X (M20X1.5) 1NO/ 1NC SNAP-ACTION CONTACTS W/O ACTUATOR HEAD | - | 0 | 7
3SE5122-0CA00-1DA0-Z | K01 | 3SE5122-0CA00-1DA0-ZK01 | 1 | UN | 1 | 10 | C | D | N | N | 85365080 | 1 | 4011209932074 | 0.437 | KG | 58.05 | 58.05 | CP19 | CP19 | BASIC SWITCH FOR POSITION SWITCH 3SE51, ATEX METAL ENCLOSURE 56MM WIDE DEVICE CONNECTION 3X (M20X1.5) 1NO/ 1NC SNAP-ACTION CONTACTS W/O ACTUATOR HEAD | - | 0 | 7
3SE5122-0CB01 |  | 3SE5122-0CB01 | 1 | UN | 1 | 5 | B | D | N | N | 85365080 | 1 | 4011209693180 | 0.4 | KG | 41.52 | 41.52 | CP19 | CP19 | Position switch Metal enclosure 56 mm wide Device connection 3x (M20x 1.5) 1 NO/1 NC quick action contacts Plain plunger, stainless steel | - | 0 | 0
3SE5122-0CC02 |  | 3SE5122-0CC02 | 1 | UN | 1 | 1 | A | D | N | N | 85365080 | 1 | 4011209693197 | 0.416 | KG | 55.1 | 53.58 | CP19 | CP19 | Position switch Metal enclosure 56 mm wide, Device connection 3x (M20x 1.5) 1 NO/1 NC quick action contacts, Rounded plunger, with 3 mm overtravel, made of stainless steel | Lista Papel 2020 SI | 0 | 0
3SE5122-0CC02-1AA7 |  | 3SE5122-0CC02-1AA7 | 1 | UN | 1 | 5 | B | D | N | N | 85365080 | 1 | 4011209859159 | 0.409 | KG | 60.33 | 60.33 | CP19 | CP19 | Position switch Metal enclosure 56 mm wide Device connection 3 x (M20 x 1.5) 1 NO/1 NC quick action contacts Rounded plunger, with 3 mm overtravel made of stainless steel Actuating/restoring force 30 N only available as complete unit | - | 0 | 0
3SE5122-0CC02-1DA0 |  | 3SE5122-0CC02-1DA0 | 1 | UN | 1 | 0 | A | D | N | N | 85365080 | 1 | 4011209693203 | 0.46 | KG | 81.8 | 81.8 | CP19 | CP19 | SIRIUS POSITION SWITCH ATEX | - | 0 | 7
3SE5122-0CC02-1DA0-Z | K01 | 3SE5122-0CC02-1DA0-ZK01 | 1 | UN | 1 | 10 | C | D | N | N | 85365080 | 1 | 4011209932081 | 0.46 | KG | 81.8 | 81.8 | CP19 | CP19 | SIRIUS POSITION SWITCH ATEX | - | 0 | 7
3SE5122-0CD02 |  | 3SE5122-0CD02 | 1 | UN | 1 | 2 | A | D | N | N | 85365080 | 1 | 4011209693210 | 0.433 | KG | 61.47 | 59.76 | CP19 | CP19 | Position switch Metal enclosure 56 mm wide, Device connection 3x (M20x 1.5) 1 NO/1 NC quick action contacts, Roller plunger with 3 mm overtravel, Stainless steel roller 13 mm | Lista Papel 2020 SI | 0 | 0
3SE5122-0CD02-1AA7 |  | 3SE5122-0CD02-1AA7 | 1 | UN | 1 | 5 | B | D | N | N | 85365080 | 1 | 4011209893122 | 0.441 | KG | 66.41 | 66.41 | CP19 | CP19 | Position switch Metal enclosure 56 mm wide Device connection 3 x (M20 x 1.5) 1 NO/1 NC quick action contacts, Roller plunger with 3 mm overtravel, Stainless steel roller 13 mm Actuating/restoring force 30 N, only available as complete unit | - | 0 | 0
3SE5122-0CD02-1DA0 |  | 3SE5122-0CD02-1DA0 | 1 | UN | 1 | 0 | A | D | N | N | 85365080 | 1 | 4011209693227 | 0.49 | KG | 95.95 | 95.95 | CP19 | CP19 | SIRIUS POSITION SWITCH ATEX | - | 0 | 7
3SE5122-0CD02-1DA0-Z | K01 | 3SE5122-0CD02-1DA0-ZK01 | 1 | UN | 1 | 10 | C | D | N | N | 85365080 | 1 | 4011209932098 | 0.49 | KG | 80.56 | 80.56 | CP19 | CP19 | SIRIUS POSITION SWITCH ATEX | - | 0 | 7
3SE5122-0CE01 |  | 3SE5122-0CE01 | 1 | UN | 1 | 2 | A | D | N | N | 85365080 | 1 | 4011209693432 | 0.41 | KG | 52.73 | 51.21 | CP19 | CP19 | Position switch Metal enclosure 56 mm wide Device connection 3x (M20x 1.5) 1 NO/1 NC quick action contacts Roller lever, Metal lever and plastic roller 22 mm | Lista Papel 2020 SI | 0 | 0
3SE5122-0CE02 |  | 3SE5122-0CE02 | 1 | UN | 1 | 5 | B | D | N | N | 85365080 | 1 | 4011209693449 | 0.43 | KG | 64.51 | 62.7 | CP19 | CP19 | Position switch Metal enclosure 56 mm wide Device connection 3x (M20x 1.5) 1 NO/1 NC quick action contacts Roller lever made of metal and stainless steel roller 22 mm | Lista Papel 2020 SI | 0 | 0
3SE5122-0CE03-1DA0 |  | 3SE5122-0CE03-1DA0 | 1 | UN | 1 | 0 | A | D | N | N | 85365080 | 1 | 4011209693456 | 0.484 | KG | 91.3 | 91.3 | CP19 | CP19 | SIRIUS POSITION SWITCH ATEX METAL ENCLOSURE 56MM WIDE DEVICE CONNECTION 3X (M20X1.5) 1NO/ 1NC SNAP-ACTION CONTACTS STAINLESS STEEL ROLLER LEVER AND PLASTIC ROLLER 22MM | - | 0 | 7
3SE5122-0CE03-1DA0-Z | K01 | 3SE5122-0CE03-1DA0-ZK01 | 1 | UN | 1 | 15 | C | D | N | N | 85365080 | 1 | 4011209932104 | 0.488 | KG | 91.3 | 91.3 | CP19 | CP19 | SIRIUS POSITION SWITCH ATEX METAL ENCLOSURE 56MM WIDE DEVICE CONNECTION 3X (M20X1.5) 1NO/ 1NC SNAP-ACTION CONTACTS STAINLESS STEEL ROLLER LEVER AND PLASTIC ROLLER 22MM | - | 0 | 7
3SE5122-0CF01 |  | 3SE5122-0CF01 | 1 | UN | 1 | 5 | B | D | N | N | 85365080 | 1 | 4011209693463 | 0.428 | KG | 52.73 | 51.21 | CP19 | CP19 | Position switch Metal enclosure 56 mm wide Device connection 3x (M20x 1.5) 1 NO/1 NC quick action contacts Angular roller lever, metal lever and plastic roller 22 mm | Lista Papel 2020 SI | 0 | 0
3SE5122-0CF03-1DA0 |  | 3SE5122-0CF03-1DA0 | 1 | UN | 1 | 0 | A | D | N | N | 85365080 | 1 | 4011209693470 | 0.495 | KG | 91.3 | 91.3 | CP19 | CP19 | SIRIUS POSITION SWITCH ATEX METAL ENCLOSURE 56MM WIDE DEVICE CONNECTION 3X (M20X1.5) 1NO/ 1NC SNAP-ACTION CONTACTS ANGULAR STAINL. STEEL ROLLER LEVER AND PLASTIC ROLLER 22MM | - | 0 | 7
3SE5122-0CF03-1DA0-Z | K01 | 3SE5122-0CF03-1DA0-ZK01 | 1 | UN | 1 | 10 | C | D | N | N | 85365080 | 1 | 4011209932111 | 0.495 | KG | 91.3 | 91.3 | CP19 | CP19 | SIRIUS POSITION SWITCH ATEX METAL ENCLOSURE 56MM WIDE DEVICE CONNECTION 3X (M20X1.5) 1NO/ 1NC SNAP-ACTION CONTACTS ANGULAR STAINL. STEEL ROLLER LEVER AND PLASTIC ROLLER 22MM | - | 0 | 7
3SE5122-0CH01 |  | 3SE5122-0CH01 | 1 | UN | 1 | 2 | A | D | N | N | 85365080 | 1 | 4011209693487 | 0.413 | KG | 59.19 | 57.48 | CP19 | CP19 | Position switch Metal enclosure 56 mm wide Device connection 3x (M20x 1.5) 1 NO/1 NC quick action contacts Rotary actuator right/left adjustable, with metal lever 27 mm long and plastic roller 19 mm | Lista Papel 2020 SI | 0 | 0
3SE5122-0CH02 |  | 3SE5122-0CH02 | 1 | UN | 1 | 5 | B | D | N | N | 85365080 | 1 | 4011209693494 | 0.427 | KG | 69.16 | 67.17 | CP19 | CP19 | Position switch Metal enclosure 56 mm wide Device connection 3x (M20x 1.5) 1 NO/1 NC quick action contacts Rotary actuator right/left adjustable, with metal lever 27 mm long and plastic roller 19 mm | Lista Papel 2020 SI | 0 | 0
3SE5122-0CH11-1DA0 |  | 3SE5122-0CH11-1DA0 | 1 | UN | 1 | 0 | A | D | N | N | 85365080 | 1 | 4011209693500 | 0.525 | KG | 96.9 | 96.9 | CP19 | CP19 | SIRIUS POSITION SWITCH ATEX METAL ENCLOSURE 56MM WIDE DEVICE CONNECTION 3X (M20X1.5) 1NO/ 1NC SNAP-ACTION CONTACTS ROT. ACTUATOR RIGHT/LEFT ADJ.,W. STAINLESS STEEL LEVER 30MM LONG AND PLASTIC ROLLER 19MM | - | 0 | 7
3SE5122-0CH11-1DA0-Z | K01 | 3SE5122-0CH11-1DA0-ZK01 | 1 | UN | 1 | 10 | C | D | N | N | 85365080 | 1 | 4011209932128 | 0.525 | KG | 96.9 | 96.9 | CP19 | CP19 | SIRIUS POSITION SWITCH ATEX METAL ENCLOSURE 56MM WIDE DEVICE CONNECTION 3X (M20X1.5) 1NO/ 1NC SNAP-ACTION CONTACTS ROT. ACTUATOR RIGHT/LEFT ADJ.,W. STAINLESS STEEL LEVER 30MM LONG AND PLASTIC ROLLER 19MM | - | 0 | 7
3SE5122-0CH50 |  | 3SE5122-0CH50 | 1 | UN | 1 | 2 | A | D | N | N | 85365080 | 1 | 4011209693517 | 0.426 | KG | 62.61 | 60.8 | CP19 | CP19 | Position switch Metal enclosure 56 mm wide Device connection 3x (M20x 1.5) 1 NO/1 NC quick action contacts Rotary actuator right/left adjustable, with adjustable-length metal lever 100 mm long and plastic roller 19 mm | Lista Papel 2020 SI | 0 | 0
3SE5122-0CH60 |  | 3SE5122-0CH60 | 1 | UN | 1 | 5 | B | D | N | N | 85365080 | 1 | 4011209693524 | 0.458 | KG | 65.27 | 63.46 | CP19 | CP19 | Position switch Metal enclosure 56 mm wide Device connection 3x (M20x 1.5) 1 NO/1 NC quick action contacts Rotary actuator right/left adjustable, with adjustable-length metal lever 100 mm long and with positive fit (grid hole) and plastic roller 19 mm | Lista Papel 2020 SI | 0 | 0
3SE5122-0CH80 |  | 3SE5122-0CH80 | 1 | UN | 1 | 5 | B | D | N | N | 85365080 | 1 | 4011209693531 | 0.44 | KG | 66.6 | 64.7 | CP19 | CP19 | Position switch Metal enclosure 56 mm wide, Device connection 3x (M20x 1.5), 1 NO/1 NC quick action contacts, Rotary actuator right/left adjustable, Rod lever made of aluminum 200 mm long | Lista Papel 2020 SI | 0 | 0
3SE5122-0CH82 |  | 3SE5122-0CH82 | 1 | UN | 1 | 5 | B | D | N | N | 85365080 | 1 | 4011209693548 | 0.428 | KG | 68.31 | 66.41 | CP19 | CP19 | Position switch Metal enclosure 56 mm wide Device connection 3x (M20x 1.5) 1 NO/1 NC quick action contacts Rotary actuator right/left adjustable, Rod lever made of plastic 200 mm long | Lista Papel 2020 SI | 0 | 0
3SE5122-0CR01 |  | 3SE5122-0CR01 | 1 | UN | 1 | 5 | B | D | N | N | 85365080 | 1 | 4011209693555 | 0.416 | KG | 52.35 | 50.83 | CP19 | CP19 | Position switch Metal enclosure 56 mm wide, Device connection 3x (M20x 1.5), 1 NO/1 NC quick action contacts, Spring rod actuator, 142.5 mm total length, plunger plastic | Lista Papel 2020 SI | 0 | 0
3SE5122-0CR01-1DA0 |  | 3SE5122-0CR01-1DA0 | 1 | UN | 1 | 0 | A | D | N | N | 85365080 | 1 | 4011209693562 | 0.477 | KG | 84.17 | 84.17 | CP19 | CP19 | SIRIUS POSITION SWITCH ATEX METAL ENCLOSURE 56MM WIDE DEVICE CONNECTION 3X (M20X1.5) 1NO/1NC SNAP-ACTION CONTACTS SPRING ROD ACTUATOR 142.5 MM TOTAL LENGTH, SPRING 50MM PLASTIC PLUNGER | - | 0 | 7
3SE5122-0CR01-1DA0-Z | K01 | 3SE5122-0CR01-1DA0-ZK01 | 1 | UN | 1 | 10 | C | D | N | N | 85365080 | 1 | 4011209932135 | 0.477 | KG | 84.17 | 84.17 | CP19 | CP19 | SIRIUS POSITION SWITCH ATEX METAL ENCLOSURE 56MM WIDE DEVICE CONNECTION 3X (M20X1.5) 1NO/1NC SNAP-ACTION CONTACTS SPRING ROD ACTUATOR 142.5 MM TOTAL LENGTH, SPRING 50MM PLASTIC PLUNGER | - | 0 | 7
3SE5122-0CT11 |  | 3SE5122-0CT11 | 1 | UN | 1 | 5 | B | D | N | N | 85365080 | 1 | 4011209693579 | 0.471 | KG | 97.85 | 95 | CP19 | CP19 | Position switch Metal enclosure 56 mm wide Device connection 3x (M20x 1.5) 1 NO/1 NC quick action contacts Fork lever operating mechanism with metal lever and plastic rollers 19 mm | Lista Papel 2020 SI | 0 | 0
3SE5122-0KA00 |  | 3SE5122-0KA00 | 1 | UN | 1 | 5 | B | D | N | N | 85365080 | 1 | 4011209693586 | 0.358 | KG | 36.96 | 35.91 | CP19 | CP19 | Basic switch for position switch 3SE51 Metal enclosure 56 mm according to EN 50041 Device connection 3 x (M20 x 1.5) 1 NO/2 NC slow-action contacts without actuator head | Lista Papel 2020 SI | 0 | 0
3SE5122-0KA00-1AJ0 |  | 3SE5122-0KA00-1AJ0 | 1 | UN | 1 | 5 | B | D | N | N | 85365080 | 1 | 4011209822078 | 0.36 | KG | 51.11 | 51.11 | CP19 | CP19 | Position switch Basic switch Metal, 56 mm Increased corrosion protection Device connection 3 x (M20 x 1.5) 1 NO/2 NC slow-action contacts functional at -40 Â°C Shock and vibration test according to EN 61373, Category 1B | - | 0 | 0
3SE5122-0KA00-1CA0 |  | 3SE5122-0KA00-1CA0 | 1 | UN | 1 | 5 | B | D | N | N | 85365080 | 1 | 4011209693593 | 0.352 | KG | 40.95 | 39.81 | CP19 | CP19 | Basic switch with increased corrosion protection Position switch 3SE51 Metal enclosure 56 mm Device connection 3 x (M20 x 1.5) 1 NO/2 NC slow-action contacts without actuator head | Lista Papel 2020 SI | 0 | 0
3SE5122-0KA00-1DA0 |  | 3SE5122-0KA00-1DA0 | 1 | UN | 1 | 0 | A | D | N | N | 85365080 | 1 | 4011209693609 | 0.433 | KG | 62.8 | 62.8 | CP19 | CP19 | BASIC SWITCH FOR POSITION SWITCH 3SE5122, ATEX METAL ENCLOSURE 56MM WIDE DEVICE CONNECTION 3X (M20X1.5) 1NO/2NC SLOW-ACTION CONTACTS W/O ACTUATOR HEAD | - | 0 | 7
3SE5122-0KA00-1DA0-Z | K01 | 3SE5122-0KA00-1DA0-ZK01 | 1 | UN | 1 | 10 | C | D | N | N | 85365080 | 1 | 4011209932142 | 0.433 | KG | 62.8 | 62.8 | CP19 | CP19 | BASIC SWITCH FOR POSITION SWITCH 3SE5122, ATEX METAL ENCLOSURE 56MM WIDE DEVICE CONNECTION 3X (M20X1.5) 1NO/2NC SLOW-ACTION CONTACTS W/O ACTUATOR HEAD | - | 0 | 7
3SE5122-0KB01 |  | 3SE5122-0KB01 | 1 | UN | 1 | 5 | B | D | N | N | 85365080 | 1 | 4011209693616 | 0.38 | KG | 44.84 | 44.84 | CP19 | CP19 | Position switch Metal enclosure 56 mm wide Device connection 3x (M20x 1.5) 1 NO/2 NC slow-action contacts Plain plunger, Metal | - | 0 | 0
3SE5122-0KC02 |  | 3SE5122-0KC02 | 1 | UN | 1 | 5 | B | D | N | N | 85365080 | 1 | 4011209693623 | 0.405 | KG | 58.62 | 57 | CP19 | CP19 | Position switch Metal enclosure 56 mm wide Device connection 3x (M20x 1.5) Device connection 3x (M20x 1.5) Rounded plunger with overtravel made of stainless steel | Lista Papel 2020 SI | 0 | 0
3SE5122-0KD02 |  | 3SE5122-0KD02 | 1 | UN | 1 | 5 | B | D | N | N | 85365080 | 1 | 4011209693630 | 0.43 | KG | 64.79 | 62.99 | CP19 | CP19 | Position switch Metal enclosure 56 mm wide Device connection 3x (M20x 1.5) 1 NO/2 NC slow-action contacts Roller plunger with Stainless steel roller 13 mm | Lista Papel 2020 SI | 0 | 0
3SE5122-0KE01 |  | 3SE5122-0KE01 | 1 | UN | 1 | 5 | B | D | N | N | 85365080 | 1 | 4011209693647 | 0.403 | KG | 56.05 | 54.44 | CP19 | CP19 | Position switch Metal enclosure 56 mm wide Device connection 3x (M20x 1.5) 1 NO/2 NC slow-action contacts Roller lever, Metal lever and plastic roller 22 mm | Lista Papel 2020 SI | 0 | 0
3SE5122-0KH01 |  | 3SE5122-0KH01 | 1 | UN | 1 | 5 | B | D | N | N | 85365080 | 1 | 4011209693654 | 0.45 | KG | 62.51 | 60.71 | CP19 | CP19 | Position switch Metal enclosure 56 mm wide Device connection 3x (M20x 1.5) 1 NO/2 NC slow-action contacts Rotary actuator right/left adjustable, with metal lever 27 mm long and plastic roller 19 mm | Lista Papel 2020 SI | 0 | 0
3SE5122-0LA00 |  | 3SE5122-0LA00 | 1 | UN | 1 | 2 | A | D | N | N | 85365080 | 1 | 4011209693708 | 0.375 | KG | 35.63 | 34.58 | CP19 | CP19 | Basic switch for position switch 3SE51 Metal enclosure 56 mm Device connection 3x (M20x 1.5) 1 NO/2 NC quick action contacts without actuator head | Lista Papel 2020 SI | 0 | 0
3SE5122-0LA00-1AJ0 |  | 3SE5122-0LA00-1AJ0 | 1 | UN | 1 | 5 | B | D | N | N | 85365080 | 1 | 4011209822061 | 0.38 | KG | 49.97 | 49.97 | CP19 | CP19 | Position switch Basic switch Metal, 56 mm Increased corrosion protection 1 NO/2 NC quick action contacts functional at -40 Â°C Shock and vibration test according to EN 61373, Category 1B | - | 0 | 0
3SE5122-0LA00-1CA0 |  | 3SE5122-0LA00-1CA0 | 1 | UN | 1 | 5 | B | D | N | N | 85365080 | 1 | 4011209693715 | 0.393 | KG | 39.62 | 38.48 | CP19 | CP19 | Basic switch with increased corrosion protection Position switch 3SE51 Metal enclosure 56 mm 1 NO/2 NC quick action contacts without actuator head | Lista Papel 2020 SI | 0 | 0
3SE5122-0LA00-1DA0 |  | 3SE5122-0LA00-1DA0 | 1 | UN | 1 | 0 | A | D | N | N | 85365080 | 1 | 4011209693722 | 0.434 | KG | 61.09 | 61.09 | CP19 | CP19 | BASIC SWITCH FOR POSITION SWITCH 3SE51, ATEX METAL ENCLOSURE 56MM WIDE DEVICE CONNECTION 3X (M20X1.5) 1NO/ 2NC SNAP-ACTION CONTACTS W/O ACTUATOR HEAD | - | 0 | 7
3SE5122-0LA00-1DA0-Z | K01 | 3SE5122-0LA00-1DA0-ZK01 | 1 | UN | 1 | 10 | C | D | N | N | 85365080 | 1 | 4011209932159 | 0.434 | KG | 61.09 | 61.09 | CP19 | CP19 | BASIC SWITCH FOR POSITION SWITCH 3SE51, ATEX METAL ENCLOSURE 56MM WIDE DEVICE CONNECTION 3X (M20X1.5) 1NO/ 2NC SNAP-ACTION CONTACTS W/O ACTUATOR HEAD | - | 0 | 7
3SE5122-0LB01 |  | 3SE5122-0LB01 | 1 | UN | 1 | 5 | B | D | N | N | 85365080 | 1 | 4011209693739 | 0.395 | KG | 43.61 | 43.61 | CP19 | CP19 | Position switch Metal enclosure 56 mm wide Device connection 3x (M20x 1.5) 1 NO/2 NC quick action contacts Plain plunger, Metal | - | 0 | 0
3SE5122-0LC02 |  | 3SE5122-0LC02 | 1 | UN | 1 | 5 | B | D | N | N | 85365080 | 1 | 4011209693746 | 0.386 | KG | 57.38 | 55.77 | CP19 | CP19 | Position switch Metal enclosure 56 mm wide Device connection 3x (M20x 1.5) 1 NO/2 NC quick action contacts Rounded plunger with overtravel made of stainless steel | Lista Papel 2020 SI | 0 | 0
3SE5122-0LD02 |  | 3SE5122-0LD02 | 1 | UN | 1 | 5 | B | D | N | N | 85365080 | 1 | 4011209693753 | 0.415 | KG | 63.37 | 61.56 | CP19 | CP19 | Position switch Metal enclosure 56 mm wide Device connection 3x (M20x 1.5) 1 NO/2 NC quick action contacts Roller plunger with Stainless steel roller 13 mm | Lista Papel 2020 SI | 0 | 0
3SE5122-0LE01 |  | 3SE5122-0LE01 | 1 | UN | 1 | 5 | B | D | N | N | 85365080 | 1 | 4011209693760 | 0.4 | KG | 54.63 | 53.11 | CP19 | CP19 | Position switch Metal enclosure 56 mm wide Device connection 3x (M20x 1.5) 1 NO/2 NC quick action contacts Roller lever, Metal lever and plastic roller 22 mm | Lista Papel 2020 SI | 0 | 0
3SE5122-0LH01 |  | 3SE5122-0LH01 | 1 | UN | 1 | 5 | B | D | N | N | 85365080 | 1 | 4011209693777 | 0.415 | KG | 61.09 | 59.38 | CP19 | CP19 | Position switch Metal enclosure 56 mm wide Device connection 3x (M20x 1.5) 1 NO/2 NC quick action contacts Rotary actuator right/left adjustable, with metal lever 27 mm long and plastic roller 19 mm | Lista Papel 2020 SI | 0 | 0
3SE5122-0LH02 |  | 3SE5122-0LH02 | 1 | UN | 1 | 5 | B | D | N | N | 85365080 | 1 | 4011209693784 | 0.429 | KG | 73.15 | 71.06 | CP19 | CP19 | Position switch Metal enclosure 56 mm wide Device connection 3x (M20x 1.5) 1 NO/2 NC quick action contacts Rotary actuator right/left adjustable, with metal lever 27 mm long and stainless steel roller 19 mm | Lista Papel 2020 SI | 0 | 0
3SE5122-0LH50 |  | 3SE5122-0LH50 | 1 | UN | 1 | 5 | B | D | N | N | 85365080 | 1 | 4011209693791 | 0.462 | KG | 64.7 | 62.89 | CP19 | CP19 | Position switch Metal enclosure 56 mm wide Device connection 3x (M20x 1.5) 1 NO/2 NC quick action contacts Rotary actuator right/left adjustable, with adjustable-length metal lever 100 mm long and plastic roller 19 mm | Lista Papel 2020 SI | 0 | 0
3SE5122-0LH60 |  | 3SE5122-0LH60 | 1 | UN | 1 | 5 | B | D | N | N | 85365080 | 1 | 4011209693807 | 0.46 | KG | 67.07 | 65.17 | CP19 | CP19 | Position switch Metal enclosure 56 mm wide Device connection 3x (M20x 1.5) 1 NO/2 NC quick action contacts Rotary actuator right/left adjustable, with adjustable-length metal lever 100 mm long and with positive fit (grid hole) and plastic roller 19 mm | Lista Papel 2020 SI | 0 | 0
3SE5122-0MA00 |  | 3SE5122-0MA00 | 1 | UN | 1 | 2 | A | D | N | N | 85365080 | 1 | 4011209856271 | 0.42 | KG | 35.63 | 35.63 | CP19 | CP19 | Basic switch for position switch 3SE5112 Metal enclosure 56 mm 3x (M20x 1.5) 1 NO/2 NC slow-action contacts with make-before-break without actuator head | - | 0 | 0
3SE5122-0MA00-1CA0 |  | 3SE5122-0MA00-1CA0 | 1 | UN | 1 | 5 | B | D | N | N | 85365080 | 1 | 4011209856288 | 0.37 | KG | 39.62 | 39.62 | CP19 | CP19 | Basic switch for position switch 3SE5112 Metal enclosure 56 mm increased corrosion protection (increased corrosion protection) 3x (M20x 1.5) 1 NO/2 NC slow-action contacts with make-before-break without actuator head | - | 0 | 0
3SE5122-0MA00-1DA0 |  | 3SE5122-0MA00-1DA0 | 1 | UN | 1 | 0 | A | D | N | N | 85365080 | 1 | 4011209856295 | 0.335 | KG | 55.58 | 55.58 | CP19 | CP19 | BASIC SWITCH FOR POSITION SWITCH 3SE5112, ATEX METAL ENCLOSURE 56MM WIDE DEVICE CONNECTION 3X (M20X1.5) 1NO/ 2NC SLOW-ACTION CONTACTS WITH OVERLAP W/O ACTUATOR HEAD | - | 0 | 7
3SE5122-0MA00-1DA0-Z | K01 | 3SE5122-0MA00-1DA0-ZK01 | 1 | UN | 1 | 10 | C | D | N | N | 85365080 | 1 | 4011209932166 | 0.335 | KG | 55.58 | 55.58 | CP19 | CP19 | BASIC SWITCH FOR POSITION SWITCH 3SE5112, ATEX METAL ENCLOSURE 56MM WIDE DEVICE CONNECTION 3X (M20X1.5) 1NO/ 2NC SLOW-ACTION CONTACTS WITH OVERLAP W/O ACTUATOR HEAD | - | 0 | 7
3SE5122-0PA00 |  | 3SE5122-0PA00 | 1 | UN | 1 | 2 | A | D | N | N | 85365080 | 1 | 4011209856387 | 0.379 | KG | 35.63 | 35.63 | CP19 | CP19 | Basic switch for position switch 3SE5112 Metal enclosure 56 mm 3x (M20x 1.5) 2 NO/1 NC slow-action contacts without actuator head | - | 0 | 0
3SE5122-0PA00-1CA0 |  | 3SE5122-0PA00-1CA0 | 1 | UN | 1 | 5 | B | D | N | N | 85365080 | 1 | 4011209856394 | 0.295 | KG | 39.62 | 39.62 | CP19 | CP19 | Basic switch for position switch 3SE5112 Metal enclosure 56 mm increased corrosion protection (increased corrosion protection) 3x (M20x 1.5) 2 NO/1 NC slow-action contacts without actuator head | - | 0 | 0
3SE5122-0PA00-1DA0 |  | 3SE5122-0PA00-1DA0 | 1 | UN | 1 | 0 | A | D | N | N | 85365080 | 1 | 4011209856400 | 0.448 | KG | 55.58 | 55.58 | CP19 | CP19 | BASIC SWITCH FOR POSITION SWITCH 3SE5122, ATEX METAL ENCLOSURE 56MM WIDE DEVICE CONNECTION 3X (M20X1.5) 2NO/ 1NC SLOW-ACTION CONTACTS W/O ACTUATOR HEAD | - | 0 | 7
3SE5122-0PA00-1DA0-Z | K01 | 3SE5122-0PA00-1DA0-ZK01 | 1 | UN | 1 | 10 | C | D | N | N | 85365080 | 1 | 4011209932173 | 0.448 | KG | 55.58 | 55.58 | CP19 | CP19 | BASIC SWITCH FOR POSITION SWITCH 3SE5122, ATEX METAL ENCLOSURE 56MM WIDE DEVICE CONNECTION 3X (M20X1.5) 2NO/ 1NC SLOW-ACTION CONTACTS W/O ACTUATOR HEAD | - | 0 | 7
3SE5122-0PB01 |  | 3SE5122-0PB01 | 1 | UN | 1 | 5 | B | D | N | N | 85365080 | 1 | 4011209863019 | 0.38 | KG | 44.84 | 44.84 | CP19 | CP19 | Position switch Metal enclosure 56 mm wide Device connection 3x (M20x 1.5) 2 NO/1 NC slow-action contacts Plain plunger, metal | - | 0 | 0
3SE5122-0PC02 |  | 3SE5122-0PC02 | 1 | UN | 1 | 5 | B | D | N | N | 85365080 | 1 | 4011209856462 | 0.44 | KG | 58.62 | 58.62 | CP19 | CP19 | Position switch, 3SE5122 Metal enclosure 56 mm wide 3x (M20x 1.5) 2 NO/1 NC slow-action contacts with rounded plunger, stainless steel and with 3 mm overtravel | - | 0 | 0
3SE5122-0PE01 |  | 3SE5122-0PE01 | 1 | UN | 1 | 5 | B | D | N | N | 85365080 | 1 | 4011209856486 | 0.42 | KG | 56.05 | 56.05 | CP19 | CP19 | Position switch Metal enclosure 56 mm wide Device connection 3x (M20x 1.5) 2 NO/1 NC slow-action contacts Roller lever, Metal lever and plastic roller 22 mm | - | 0 | 0
3SE5122-0PF01 |  | 3SE5122-0PF01 | 1 | UN | 1 | 5 | B | D | N | N | 85365080 | 1 | 4011209911260 | 0.421 | KG | 55.96 | 55.96 | CP19 | CP19 | Position switch Metal enclosure 56 mm wide Device connection 3x (M20x 1.5) 2 NO/1 NC slow-action contacts Angular roller lever, metal lever and plastic roller 22 mm | - | 0 | 0
3SE5122-0PH01 |  | 3SE5122-0PH01 | 1 | UN | 1 | 5 | B | D | N | N | 85365080 | 1 | 4011209856509 | 0.427 | KG | 62.51 | 62.51 | CP19 | CP19 | Position switch Metal enclosure 56 mm wide Device connection 3x (M20x 1.5) 2 NO/1 NC slow-action contacts Rotary actuator right/left adjustable, with metal lever 27 mm long and plastic roller 19 mm | - | 0 | 0
3SE5122-0QV10 |  | 3SE5122-0QV10 | 1 | UN | 1 | 5 | B | D | N | N | 85365080 | 1 | 4011209699779 | 0.533 | KG | 84.74 | 84.74 | CP19 | CP19 | Safety position switch with separate actuator Metal enclosure, 56 mm Device connection 3x (M20x 1.5) Slow-action contacts 1 NO/2 NC 5 directions of approaches The matching separate actuator 3SE5000-0AV0. must be ordered separately | - | 0 | 0
3SE5122-0QV10-1AA7 |  | 3SE5122-0QV10-1AA7 | 1 | UN | 1 | 5 | B | D | N | N | 85365080 | 1 | 4011209859548 | 0.537 | KG | 89.87 | 89.87 | CP19 | CP19 | Safety position switch with separate actuator Metal enclosure, 56 mm Device connection 3x (M20x 1.5) Slow-action contacts 1 NO/2 NC 5 directions of approaches Pull-out force 30 N separate actuators actuator 3SE5000-0AV0. must ordered separately | - | 0 | 0
3SE5122-0QV10-1DA0 |  | 3SE5122-0QV10-1DA0 | 1 | UN | 1 | 0 | A | D | N | N | 85365080 | 1 | 4011209699786 | 0.592 | KG | 128.25 | 128.25 | CP19 | CP19 | SAFETY POS. SWITCH W. SEPARATE ACTUATOR, METAL HOUSING, 56MM, DEVICE CONNECTION 3X(M20X1.5) SLOW-ACTION CONTACTS 1NC/2NO FOR EX ZONE 22 | - | 0 | 7
3SE5122-0QV10-1DA0-Z | K01 | 3SE5122-0QV10-1DA0-ZK01 | 1 | UN | 1 | 65 | X | D | N | N | 85365080 | 1 | 4011209932180 | 0.592 | KG | 128.25 | 128.25 | CP19 | CP19 | SAFETY POS. SWITCH W. SEPARATE ACTUATOR, METAL HOUSING, 56MM, DEVICE CONNECTION 3X(M20X1.5) SLOW-ACTION CONTACTS 1NC/2NO FOR EX ZONE 22 | - | 0 | 7
3SE5122-1KA00 |  | 3SE5122-1KA00 | 1 | UN | 1 | 5 | B | D | N | N | 85365080 | 1 | 4011209693814 | 0.363 | KG | 56.62 | 55.01 | CP19 | CP19 | Basic switch for position switch 3SE51 Metal enclosure 56 mm wide Device connection 3 x (M20 x 1.5) 2 NO/1 NC slow-action contacts with 2 LEDs, yellow/green, 24 V DC without actuator head | Lista Papel 2020 SI | 0 | 0
3SE5122-1LA00 |  | 3SE5122-1LA00 | 1 | UN | 1 | 5 | B | D | N | N | 85365080 | 1 | 4011209693838 | 0.376 | KG | 55.1 | 53.58 | CP19 | CP19 | Basic switch for position switch 3SE51 Metal enclosure 56 mm wide Device connection 3 x (M20 x 1.5) 1 NO/2 NC quick action contacts with 2 LEDs, yellow/green, 24 V DC without actuator head | Lista Papel 2020 SI | 0 | 0
3SE5122-1QV10 |  | 3SE5122-1QV10 | 1 | UN | 1 | 5 | B | D | N | N | 85365080 | 1 | 4011209699793 | 0.54 | KG | 104.5 | 104.5 | CP19 | CP19 | Safety position switch with separate actuator Metal enclosure, 56 mm Device connection 3x (M20x 1.5) Slow-action contacts 1 NO/2 NC with 2 LEDs, 24 V DC yellow/green 5 directions of approaches The matching separate actuator 3SE5000-0AV0. must be ordered separately | - | 0 | 0
3SE5122-3KA00 |  | 3SE5122-3KA00 | 1 | UN | 1 | 5 | B | D | N | N | 85365080 | 1 | 4011209693821 | 0.366 | KG | 59.38 | 57.67 | CP19 | CP19 | Basic switch for position switch 3SE51 Metal enclosure 56 mm wide Device connection 3x (M20x 1.5) 1 NO/2 NC slow-action contacts with 2 LEDs, yellow/green 110-230 V AC without actuator head | Lista Papel 2020 SI | 0 | 0
3SE5122-3LA00 |  | 3SE5122-3LA00 | 1 | UN | 1 | 5 | B | D | N | N | 85365080 | 1 | 4011209693845 | 0.38 | KG | 57.95 | 56.34 | CP19 | CP19 | Basic switch for position switch 3SE51 Metal enclosure 56 mm wide Device connection 3x (M20x 1.5) 1 NO/2 NC quick action contacts with 2 LEDs, yellow/green 110-230 V AC without actuator head | Lista Papel 2020 SI | 0 | 0
3SE5122-3QV10 |  | 3SE5122-3QV10 | 1 | UN | 1 | 5 | B | D | N | N | 85365080 | 1 | 4011209699809 | 0.55 | KG | 107.35 | 107.35 | CP19 | CP19 | Safety position switch with separate actuator Metal enclosure, 56 mm Device connection 3x (M20x 1.5) Slow-action contacts 1 NO/2 NC with 2 LEDs, 230 V AC yellow/green 5 directions of approaches The matching separate actuator 3SE5000-0AV0. must be ordered separately | - | 0 | 0
3SE5130-0AA00-1AG0 |  | 3SE5130-0AA00-1AG0 | 1 | UN | 1 | 5 | B | D | N | N | 85389099 | 1 | 4011209866638 | 0.015 | KG | 3.38 | 3.38 | CP19 | CP19 | Cover yellow for position switch Plastic 3SE513 Enclosure according to EN N50041 | - | 0 | 0
3SE5130-1AA00 |  | 3SE5130-1AA00 | 1 | UN | 1 | 5 | B | D | N | N | 85389099 | 1 | 4011209866645 | 0.019 | KG | 23.18 | 23.18 | CP19 | CP19 | LED cover for position switch Metal 3SE51 2 LEDs, yellow/green, 24 V DC Color turquoise | - | 0 | 0
3SE5130-1AA00-1AG0 |  | 3SE5130-1AA00-1AG0 | 1 | UN | 1 | 5 | B | D | N | N | 85389099 | 1 | 4011209866652 | 0.018 | KG | 23.18 | 23.18 | CP19 | CP19 | LED cover yellow for position switch plastic 3SE5132 enclosure, according to EN 50041 2 LEDs, yellow/green, 24 V DC | - | 0 | 0
3SE5130-3AA00 |  | 3SE5130-3AA00 | 1 | UN | 1 | 5 | B | D | N | N | 85389099 | 1 | 4011209866669 | 0.06 | KG | 25.84 | 25.84 | CP19 | CP19 | LED cover, Color turquoise for position switch Plastic 3SE5132, with 2 LEDs, yellow/green, 230 V AC | - | 0 | 0
3SE5130-3AA00-1AG0 |  | 3SE5130-3AA00-1AG0 | 1 | UN | 1 | 5 | B | D | N | N | 85389099 | 1 | 4011209866676 | 0.06 | KG | 25.84 | 25.84 | CP19 | CP19 | LED cover yellow for position switch 3SE5132 Plastic enclosure according to EN 50041, with 2 LEDs, yellow/green, 230 V AC | - | 0 | 0
3SE5132-0AA00 |  | 3SE5132-0AA00 | 1 | UN | 1 | 5 | B | D | N | N | 85389099 | 1 | 4011209866683 | 0.07 | KG | 7.22 | 7.22 | CP19 | CP19 | Empty enclosure, plastic according to EN 50041, with cover Color turquoise Device connection 1 x M20 x 1.5 | - | 0 | 0
3SE5132-0BA00 |  | 3SE5132-0BA00 | 1 | UN | 1 | 5 | B | D | N | N | 85365080 | 1 | 4011209866706 | 0.1 | KG | 25.84 | 25.84 | CP19 | CP19 | Basic switch for position switch 3SE513 Enclosure plastic according to EN 50041, 1 x (M20 x 1.5) 1 NO/1 NC slow-action contacts without actuator head | - | 0 | 0
3SE5132-0BA00-1CA0 |  | 3SE5132-0BA00-1CA0 | 1 | UN | 1 | 5 | B | D | N | N | 85365080 | 1 | 4011209866713 | 0.092 | KG | 29.74 | 29.74 | CP19 | CP19 | Basic switch with increased corrosion protection for position switch 3SE513 Enclosure plastic according to EN 50041 Device connection 1x (M20 x 1.5) 1 NO/1 NC slow-action contacts without actuator head | - | 0 | 0
3SE5132-0BB01 |  | 3SE5132-0BB01 | 1 | UN | 1 | 5 | B | D | N | N | 85365080 | 1 | 4011209874046 | 0.111 | KG | 33.63 | 33.63 | CP19 | CP19 | Position switch Plastic enclosure 40 mm according to EN 50041 Device connection 1x (M20 x 1.5) 1 NO/1 NC slow-action contacts Plain plunger with stainless steel plunger | - | 0 | 0
3SE5132-0BC03 |  | 3SE5132-0BC03 | 1 | UN | 1 | 5 | B | D | N | N | 85365080 | 1 | 4011209894051 | 0.129 | KG | 36.39 | 36.39 | CP19 | CP19 | Position switch Plastic enclosure 40 mm according to EN 50041 Device connection 1x (M20 x 1.5) 1 NO/1 NC slow-action contacts Rounded plunger made of plastic | - | 0 | 0
3SE5132-0BD05 |  | 3SE5132-0BD05 | 1 | UN | 1 | 5 | B | D | N | N | 85365080 | 1 | 4011209874459 | 0.118 | KG | 38.19 | 38.19 | CP19 | CP19 | Position switch Plastic enclosure 40 mm according to EN 50041 Device connection 1x (M20 x 1.5) 1 NO/1 NC slow-action contacts Roller plunger with Plastic roller 13 mm | - | 0 | 0
3SE5132-0BE05 |  | 3SE5132-0BE05 | 1 | UN | 1 | 5 | B | D | N | N | 85365080 | 1 | 4011209874510 | 0.133 | KG | 41.99 | 41.99 | CP19 | CP19 | Position switch Plastic enclosure 40 mm according to EN 50041 Device connection 1x (M20 x 1.5) 1 NO/1 NC slow-action contacts Roller lever made of metal and plastic roller 22 mm | - | 0 | 0
3SE5132-0BF05 |  | 3SE5132-0BF05 | 1 | UN | 1 | 5 | B | D | N | N | 85365080 | 1 | 4011209874572 | 0.133 | KG | 41.99 | 41.99 | CP19 | CP19 | Position switch Plastic enclosure 40 mm according to EN 50041 Device connection 1x (M20 x 1.5) 1 NO/1 NC slow-action contacts Angular roller lever made of metal and plastic roller 22 mm | - | 0 | 0
3SE5132-0BJ01 |  | 3SE5132-0BJ01 | 1 | UN | 1 | 2 | A | D | N | N | 85365080 | 1 | 4011209876163 | 0.136 | KG | 44.84 | 44.84 | CP19 | CP19 | Position switch Plastic enclosure 40 mm Twist lever, according to EN 50041 Device connection 1 x (M20 x 1.5) 1 NO/1 NC slow-action contacts Rotary actuator right/left adjustable, Metal lever 27 mm long and plastic roller 19 mm | - | 0 | 0
3SE5132-0CA00 |  | 3SE5132-0CA00 | 1 | UN | 1 | 5 | B | D | N | N | 85365080 | 1 | 4011209866720 | 0.09 | KG | 24.23 | 24.23 | CP19 | CP19 | Basic switch for position switch 3SE513 Enclosure plastic according to EN 50041, 1 x (M20 x 1.5) 1 NO/1 NC quick action contacts without actuator head | - | 0 | 0
3SE5132-0CA00-1AC1 |  | 3SE5132-0CA00-1AC1 | 1 | UN | 1 | 5 | B | D | N | N | 85365080 | 1 | 4011209908673 | 0.088 | KG | 28.22 | 28.22 | CP19 | CP19 | Basic switch for position switch 3SE513 Enclosure plastic according to EN 50041, 1 x (M20 x 1.5) 1 NO/1 NC quick action contacts gold-plated without actuator head | - | 0 | 0
3SE5132-0CA00-1AJ0 |  | 3SE5132-0CA00-1AJ0 | 1 | UN | 1 | 5 | B | D | N | N | 85365080 | 1 | 4011209911277 | 0.093 | KG | 41.04 | 41.04 | CP19 | CP19 | Position switch Basic switch plastic 40 mm according to EN 50041 Increased corrosion protection Device connection 1 x M20 x 1.5 1 NO/1 NC quick action contacts functional at -40 Â°C Shock and vibration test according to EN 61373, Category 1B | - | 0 | 0
3SE5132-0CA00-1CA0 |  | 3SE5132-0CA00-1CA0 | 1 | UN | 1 | 5 | B | D | N | N | 85365080 | 1 | 4011209866737 | 0.093 | KG | 28.22 | 28.22 | CP19 | CP19 | Basic switch with increased corrosion protection for position switch 3SE513 Enclosure plastic according to EN 50041 Device connection 1x (M20 x 1.5) 1 NO/1 NC quick action contacts without actuator head | - | 0 | 0
3SE5132-0CB01 |  | 3SE5132-0CB01 | 1 | UN | 1 | 5 | B | D | N | N | 85365080 | 1 | 4011209874053 | 0.11 | KG | 32.21 | 32.21 | CP19 | CP19 | Position switch Plastic enclosure 40 mm according to EN 50041 Device connection 1x (M20 x 1.5) 1 NO/1 NC snap-action contacts with Plain plunger with stainless steel plunger | - | 0 | 0
3SE5132-0CC03 |  | 3SE5132-0CC03 | 1 | UN | 1 | 2 | A | D | N | N | 85365080 | 1 | 4011209895997 | 0.117 | KG | 35.06 | 35.06 | CP19 | CP19 | Position switch Plastic enclosure 40 mm according to EN 50041 Device connection 1 x (M20 x 1.5) 1 NO/1 NC quick action contacts Rounded plunger made of plastic | - | 0 | 0
3SE5132-0CD05 |  | 3SE5132-0CD05 | 1 | UN | 1 | 2 | A | D | N | N | 85365080 | 1 | 4011209874466 | 0.13 | KG | 37.05 | 37.05 | CP19 | CP19 | Position switch Plastic enclosure 40 mm according to EN 50041 Device connection 1 x (M20 x 1.5) 1 NO/1 NC quick action contacts 1 NO/1 NC quick action contacts Roller plunger, Form C with Plastic roller 13 mm | - | 0 | 0
3SE5132-0CE05 |  | 3SE5132-0CE05 | 1 | UN | 1 | 2 | A | D | N | N | 85365080 | 1 | 4011209874527 | 0.132 | KG | 40.76 | 40.76 | CP19 | CP19 | Position switch Plastic enclosure 40 mm according to EN 50041 Device connection 1 x (M20 x 1.5) 1 NO/1 NC quick action contacts Roller lever made of metal and plastic roller 22 mm | - | 0 | 0
3SE5132-0CF05 |  | 3SE5132-0CF05 | 1 | UN | 1 | 5 | B | D | N | N | 85365080 | 1 | 4011209874589 | 0.133 | KG | 40.76 | 40.76 | CP19 | CP19 | Position switch Plastic enclosure 40 mm according to EN 50041 Device connection 1 x (M20 x 1.5) 1 NO/1 NC quick action contacts Angular roller lever and plastic roller 22 mm | - | 0 | 0
3SE5132-0CJ01 |  | 3SE5132-0CJ01 | 1 | UN | 1 | 2 | A | D | N | N | 85365080 | 1 | 4011209876170 | 0.14 | KG | 43.61 | 43.61 | CP19 | CP19 | Position switch Plastic enclosure 40 mm Twist lever, according to EN 50041 Device connection 1 x (M20 x 1.5) 1 NO/1 NC quick action contacts Rotary actuator right/left adjustable, Metal lever 27 mm long and plastic roller 19 mm | - | 0 | 0
3SE5132-0CJ24 |  | 3SE5132-0CJ24 | 1 | UN | 1 | 5 | B | D | N | N | 85365080 | 1 | 4011209974111 | 0.136 | KG | 45.6 | 45.6 | CP19 | CP19 | SIRIUS position switch Plastic enclosure, 40 mm Twist lever, according to EN 50041 Device connection 1x (M20 x 1.5) 1 NO/1 NC quick action contacts Rotary actuator right/left adjustable, Metal lever 30 mm long and plastic roller 19 mm without two washers customized | - | 0 | 7
3SE5132-0CJ27 |  | 3SE5132-0CJ27 | 1 | UN | 1 | 5 | B | D | N | N | 85365080 | 1 | 4011209929463 | 0.139 | KG | 49.78 | 49.78 | CP19 | CP19 | Position switch Plastic enclosure 40 mm Twist lever, according to EN 50041 Device connection 1 x (M20 x 1.5) 1 NO/1 NC quick action contacts Rotary actuator right/left adjustable, Metal lever 30 mm long and plastic roller 19 mm without two washers customized | - | 0 | 0
3SE5132-0CJ50 |  | 3SE5132-0CJ50 | 1 | UN | 1 | 2 | A | D | N | N | 85365080 | 1 | 4011209877962 | 0.14 | KG | 46.84 | 46.84 | CP19 | CP19 | Position switch Plastic enclosure 40 mm Twist lever, adjustable length Metal lever with plastic roller 19 mm according to EN 50041 Device connection 1 x (M20 x 1.5) 1 NO/1 NC quick action contacts Rotary actuator right/left adjustable | - | 0 | 0
3SE5132-0CJ60 |  | 3SE5132-0CJ60 | 1 | UN | 1 | 5 | B | D | N | N | 85365080 | 1 | 4011209877986 | 0.15 | KG | 49.69 | 49.69 | CP19 | CP19 | Position switch Plastic enclosure 40 mm Twist lever, adjustable length Metal lever with grid hole plastic roller 19 mm according to EN 50041 Device connection 1 x (M20 x 1.5) 1 NO/1 NC quick action contacts Rotary actuator right/left adjustable | - | 0 | 0
3SE5132-0CJ80 |  | 3SE5132-0CJ80 | 1 | UN | 1 | 5 | B | D | N | N | 85365080 | 1 | 4011209878006 | 0.16 | KG | 48.83 | 48.83 | CP19 | CP19 | Position switch Plastic enclosure 40 mm according to EN 50041 Device connection 1 x (M20 x 1.5) 1 NO/1 NC quick action contacts Rotary actuator right/left adjustable, Rod lever made of aluminum 200 mm long | - | 0 | 0
3SE5132-0CJ82 |  | 3SE5132-0CJ82 | 1 | UN | 1 | 2 | A | D | N | N | 85365080 | 1 | 4011209878013 | 0.14 | KG | 50.45 | 50.45 | CP19 | CP19 | Position switch Plastic enclosure 40 mm according to EN 50041 Device connection 1 x (M20 x 1.5) 1 NO/1 NC quick action contacts Rotary actuator right/left adjustable, Rod lever made of plastic 200 mm long | - | 0 | 0
3SE5132-0CR01 |  | 3SE5132-0CR01 | 1 | UN | 1 | 5 | B | D | N | N | 85365080 | 1 | 4011209878020 | 0.14 | KG | 43.32 | 43.32 | CP19 | CP19 | Position switch Plastic enclosure 40 mm according to EN 50041 Device connection 1 x (M20 x 1.5) 1 NO/1 NC quick action contacts Spring rod actuator 142.5 mm total length with plastic plunger 50 mm | - | 0 | 0
3SE5132-0KA00 |  | 3SE5132-0KA00 | 1 | UN | 1 | 5 | B | D | N | N | 85365080 | 1 | 4011209866744 | 0.08 | KG | 27.65 | 27.65 | CP19 | CP19 | Basic switch for position switch 3SE5132 Enclosure plastic according to EN 50041, 1 x (M20 x 1.5) 1 NO/2 NC slow-action contacts without actuator head | - | 0 | 0
3SE5132-0KA00-1AJ0 |  | 3SE5132-0KA00-1AJ0 | 1 | UN | 1 | 5 | B | D | N | N | 85365080 | 1 | 4011209911284 | 0.091 | KG | 44.37 | 44.37 | CP19 | CP19 | Position switch Basic switch plastic 40 mm according to EN 50041 Increased corrosion protection Device connection 1 x (M20 x 1.5) 1 NO/2 NC slow-action contacts functional at -40 Â°C Shock and vibration test according to EN 61373, Category 1B | - | 0 | 0
3SE5132-0KA00-1CA0 |  | 3SE5132-0KA00-1CA0 | 1 | UN | 1 | 5 | B | D | N | N | 85365080 | 1 | 4011209866751 | 0.091 | KG | 31.64 | 31.64 | CP19 | CP19 | Basic switch with increased corrosion protection for position switch 3SE513 Enclosure plastic according to EN 50041 Device connection 1 x (M20 x 1.5) 1 NO/2 NC slow-action contacts without actuator head | - | 0 | 0
3SE5132-0KB01 |  | 3SE5132-0KB01 | 1 | UN | 1 | 5 | B | D | N | N | 85365080 | 1 | 4011209874060 | 0.103 | KG | 35.63 | 35.63 | CP19 | CP19 | Position switch Plastic enclosure 40 mm according to EN 50041 Device connection 1 x (M20 x 1.5) 1 NO/2 NC slow-action contacts Plain plunger with stainless steel plunger | - | 0 | 0
3SE5132-0KC03 |  | 3SE5132-0KC03 | 1 | UN | 1 | 5 | B | D | N | N | 85365080 | 1 | 4011209899896 | 0.104 | KG | 38.1 | 38.1 | CP19 | CP19 | Position switch Plastic enclosure 40 mm according to EN 50041 Device connection 1 x (M20 x 1.5) 1 NO/2 NC slow-action contacts Rounded plunger made of plastic | - | 0 | 0
3SE5132-0KD05 |  | 3SE5132-0KD05 | 1 | UN | 1 | 5 | B | D | N | N | 85365080 | 1 | 4011209874473 | 0.106 | KG | 40.47 | 40.47 | CP19 | CP19 | Position switch Plastic enclosure 40 mm according to EN 50041 Device connection 1 x (M20 x 1.5) 1 NO/2 NC slow-action contacts Roller plunger, Form C with plastic roller 13 mm | - | 0 | 0
3SE5132-0KE05 |  | 3SE5132-0KE05 | 1 | UN | 1 | 5 | B | D | N | N | 85365080 | 1 | 4011209874534 | 0.116 | KG | 44.18 | 44.18 | CP19 | CP19 | Position switch Plastic enclosure 40 mm according to EN 50041 Device connection 1 x (M20 x 1.5) 1 NO/2 NC slow-action contacts Roller lever made of metal and Plastic roller 22 mm | - | 0 | 0
3SE5132-0KJ01 |  | 3SE5132-0KJ01 | 1 | UN | 1 | 5 | B | D | N | N | 85365080 | 1 | 4011209876187 | 0.139 | KG | 46.74 | 46.74 | CP19 | CP19 | Position switch Plastic enclosure 40 mm Twist lever, according to EN 50041 Device connection 1 x (M20 x 1.5) 1 NO/2 NC slow-action contacts Rotary actuator right/left adjustable, Metal lever 27 mm long and plastic roller 19 mm | - | 0 | 0
3SE5132-0LA00 |  | 3SE5132-0LA00 | 1 | UN | 1 | 5 | B | D | N | N | 85365080 | 1 | 4011209866768 | 0.097 | KG | 26.41 | 26.41 | CP19 | CP19 | Basic switch for position switch 3SE5132 Enclosure plastic according to EN 50041 1 NO/2 NC quick action contacts without actuator head | - | 0 | 0
3SE5132-0LA00-1AJ0 |  | 3SE5132-0LA00-1AJ0 | 1 | UN | 1 | 5 | B | D | N | N | 85365080 | 1 | 4011209911291 | 0.092 | KG | 42.85 | 42.85 | CP19 | CP19 | Position switch basic switch plastic 40 mm, according to EN 50041 Increased corrosion protection Device connection 1 x (M20 x 1.5) 1 NO/2 NC quick action contacts functional at -40 Â°C Shock and vibration test according to EN 61373, Category 1B | - | 0 | 0
3SE5132-0LA00-1CA0 |  | 3SE5132-0LA00-1CA0 | 1 | UN | 1 | 5 | B | D | N | N | 85365080 | 1 | 4011209866775 | 0.089 | KG | 30.31 | 30.31 | CP19 | CP19 | Basic switch with increased corrosion protection for position switch 3SE5132 Enclosure plastic according to EN 50041 Device connection 1 x (M20 x 1.5) 1 NO/2 NC quick action contacts without actuator head | - | 0 | 0
3SE5132-0LB01 |  | 3SE5132-0LB01 | 1 | UN | 1 | 5 | B | D | N | N | 85365080 | 1 | 4011209874077 | 0.113 | KG | 34.2 | 34.2 | CP19 | CP19 | Position switch Plastic enclosure 40 mm according to EN 50041 Device connection 1 x (M20 x 1.5) 1 NO/2 NC snap-action contacts with Plain plunger with stainless steel plunger | - | 0 | 0
3SE5132-0LC03 |  | 3SE5132-0LC03 | 1 | UN | 1 | 5 | B | D | N | N | 85365080 | 1 | 4011209909007 | 0.12 | KG | 36.96 | 36.96 | CP19 | CP19 | Position switch Plastic enclosure 40 mm according to EN 50041 Device connection 1 x (M20 x 1.5) 1 NO/2 NC quick action contacts Rounded plunger made of plastic | - | 0 | 0
3SE5132-0LD05 |  | 3SE5132-0LD05 | 1 | UN | 1 | 5 | B | D | N | N | 85365080 | 1 | 4011209874480 | 0.11 | KG | 38.95 | 38.95 | CP19 | CP19 | Position switch Plastic enclosure 40 mm according to EN 50041 Device connection 1 x (M20 x 1.5) 1 NO/2 NC quick action contacts Roller plunger, Form C with plastic roller 13 mm | - | 0 | 0
3SE5132-0LE05 |  | 3SE5132-0LE05 | 1 | UN | 1 | 5 | B | D | N | N | 85365080 | 1 | 4011209874541 | 0.115 | KG | 42.56 | 42.56 | CP19 | CP19 | Position switch Plastic enclosure 40 mm according to EN 50041 Device connection 1 x (M20 x 1.5) 1 NO/2 NC quick action contacts Roller lever made of metal and Plastic roller 22 mm | - | 0 | 0
3SE5132-0LF05 |  | 3SE5132-0LF05 | 1 | UN | 1 | 5 | B | D | N | N | 85365080 | 1 | 4011209874596 | 0.136 | KG | 42.56 | 42.56 | CP19 | CP19 | Position switch Plastic enclosure 40 mm according to EN 50041 Device connection 1 x (M20 x 1.5) 1 NO/2 NC quick action contacts Angular roller lever and plastic roller 22 mm | - | 0 | 0
3SE5132-0LJ01 |  | 3SE5132-0LJ01 | 1 | UN | 1 | 5 | B | D | N | N | 85365080 | 1 | 4011209876194 | 0.139 | KG | 45.6 | 45.6 | CP19 | CP19 | Position switch Plastic enclosure 40 mm Twist lever, according to EN 50041 Device connection 1 x (M20 x 1.5) 1 NO/2 NC quick action contacts Rotary actuator right/left adjustable, Metal lever 27 mm long and plastic roller 19 mm | - | 0 | 0
3SE5132-0LJ50 |  | 3SE5132-0LJ50 | 1 | UN | 1 | 5 | B | D | N | N | 85365080 | 1 | 4011209877979 | 0.154 | KG | 48.83 | 48.83 | CP19 | CP19 | Position switch Plastic enclosure 40 mm Twist lever, adjustable length Metal lever with plastic roller 19 mm according to EN 50041 Device connection 1 x (M20 x 1.5) 1 NO/2 NC quick action contacts Rotary actuator right/left adjustable | - | 0 | 0
3SE5132-0LJ60 |  | 3SE5132-0LJ60 | 1 | UN | 1 | 5 | B | D | N | N | 85365080 | 1 | 4011209877993 | 0.158 | KG | 51.59 | 51.59 | CP19 | CP19 | Position switch Plastic enclosure 40 mm Twist lever, adjustable length Metal lever with grid hole plastic roller 19 mm according to EN 50041 Device connection 1 x (M20 x 1.5) 1 NO/2 NC quick action contacts Rotary actuator right/left adjustable | - | 0 | 0
3SE5132-0LR01 |  | 3SE5132-0LR01 | 1 | UN | 1 | 5 | B | D | N | N | 85365080 | 1 | 4011209878037 | 0.138 | KG | 45.32 | 45.32 | CP19 | CP19 | Position switch Plastic enclosure 40 mm according to EN 50041 Device connection 1 x (M20 x 1.5) 1 NO/2 NC quick action contacts Spring rod actuator 142.5 mm total length with plastic plunger 50 mm | - | 0 | 0
3SE5132-0LU21 |  | 3SE5132-0LU21 | 1 | UN | 1 | 5 | B | D | N | N | 85365080 | 1 | 4011209878068 | 0.15 | KG | 46.74 | 46.74 | CP19 | CP19 | Hinge switch Plastic enclosure 40 mm according to EN 50041 Device connection 1 x (M20 x 1.5) Snap-action contacts 2 NC/1 NO integrated, with hollow shaft Diameter = 8 mm Actuating angle 10Â° | - | 0 | 0
3SE5132-0LU22 |  | 3SE5132-0LU22 | 1 | UN | 1 | 5 | B | D | N | N | 85365080 | 1 | 4011209878075 | 0.173 | KG | 46.74 | 46.74 | CP19 | CP19 | Hinge switch Plastic enclosure 40 mm according to EN 50041 Device connection 1 x (M20 x 1.5) Snap-action contacts 2 NC/1 NO integrated, with solid shaft Diameter = 10 mm Actuating angle 10Â° | - | 0 | 0
3SE5132-0MA00 |  | 3SE5132-0MA00 | 1 | UN | 1 | 5 | B | D | N | N | 85365080 | 1 | 4011209866782 | 0.096 | KG | 29.74 | 29.74 | CP19 | CP19 | Basic switch for position switch 3SE513 Enclosure plastic according to EN 50041, 1 x (M20 x 1.5) 1 NO/2 NC slow-action contacts with with make-before-break without actuator head | - | 0 | 0
3SE5132-0MA00-1CA0 |  | 3SE5132-0MA00-1CA0 | 1 | UN | 1 | 5 | B | D | N | N | 85365080 | 1 | 4011209866799 | 0.094 | KG | 33.63 | 33.63 | CP19 | CP19 | Basic switch with increased corrosion protection for position switch 3SE513 Enclosure plastic according to EN 50041 Device connection 1 x (M20 x 1.5) 1 NO/1 NC slow-action contacts with make-before-break without actuator head | - | 0 | 0
3SE5132-0PA00 |  | 3SE5132-0PA00 | 1 | UN | 1 | 5 | B | D | N | N | 85365080 | 1 | 4011209866805 | 0.09 | KG | 27.65 | 27.65 | CP19 | CP19 | Basic switch for position switch 3SE513 Enclosure plastic according to EN 50041, 1 x (M20 x 1.5) 2 NO/1 NC slow-action contacts without actuator head | - | 0 | 0
3SE5132-0PA00-1CA0 |  | 3SE5132-0PA00-1CA0 | 1 | UN | 1 | 5 | B | D | N | N | 85365080 | 1 | 4011209866812 | 0.07 | KG | 31.64 | 31.64 | CP19 | CP19 | Basic switch with increased corrosion protection for position switch 3SE513 Enclosure plastic according to EN 50041 Device connection 1 x (M20 x 1.5) 2 NO/1 NC slow-action contacts without actuator head | - | 0 | 0
3SE5132-0PB01 |  | 3SE5132-0PB01 | 1 | UN | 1 | 5 | B | D | N | N | 85365080 | 1 | 4011209874084 | 0.103 | KG | 35.63 | 35.63 | CP19 | CP19 | Position switch Plastic enclosure 40 mm according to EN 50041 Device connection 1x (M20 x 1.5) 2 NO/1 NC slow-action contacts Plain plunger with stainless steel plunger | - | 0 | 0
3SE5132-0PC03 |  | 3SE5132-0PC03 | 1 | UN | 1 | 5 | B | D | N | N | 85365080 | 1 | 4011209911307 | 0.11 | KG | 38.1 | 38.1 | CP19 | CP19 | Position switch Plastic enclosure 40 mm according to EN 50041 Device connection 1x (M20 x 1.5) 2 NO/1 NC slow-action contacts Rounded plunger made of plastic | - | 0 | 0
3SE5132-0PD05 |  | 3SE5132-0PD05 | 1 | UN | 1 | 5 | B | D | N | N | 85365080 | 1 | 4011209874497 | 0.118 | KG | 40.47 | 40.47 | CP19 | CP19 | Position switch Plastic enclosure 40 mm according to EN 50041 Device connection 1x (M20 x 1.5) 2 NO/1 NC slow-action contacts Roller plunger, plastic with plastic roller 13 mm | - | 0 | 0
3SE5132-0PE05 |  | 3SE5132-0PE05 | 1 | UN | 1 | 5 | B | D | N | N | 85365080 | 1 | 4011209874558 | 0.128 | KG | 44.18 | 44.18 | CP19 | CP19 | Position switch Plastic enclosure 40 mm according to EN 50041 Device connection 1x (M20 x 1.5) 2 NO/1 NC slow-action contacts Roller lever made of metal and Plastic roller 22 mm | - | 0 | 0
3SE5132-0PJ01 |  | 3SE5132-0PJ01 | 1 | UN | 1 | 5 | B | D | N | N | 85365080 | 1 | 4011209876200 | 0.139 | KG | 46.74 | 46.74 | CP19 | CP19 | Position switch Plastic enclosure 40 mm Twist lever, according to EN 50041 Device connection 1 x (M20 x 1.5) 2 NO/1 NC slow-action contacts Rotary actuator right/left adjustable, Metal lever 27 mm long and plastic roller 19 mm | - | 0 | 0
3SE5132-0QV20 |  | 3SE5132-0QV20 | 1 | UN | 1 | 5 | B | D | N | N | 85365080 | 1 | 4011209878044 | 0.16 | KG | 52.63 | 52.63 | CP19 | CP19 | Safety position switch with separate actuator Plastic enclosure 40 mm 1 x (M20 x 1.5) Slow-action contacts 1 NO+2 NC 5 directions of approaches The matching separate actuator 3SE5000-0AV0. must be ordered separately | - | 0 | 0
3SE5132-1KA00 |  | 3SE5132-1KA00 | 1 | UN | 1 | 5 | B | D | N | N | 85365080 | 1 | 4011209878082 | 0.093 | KG | 47.41 | 47.41 | CP19 | CP19 | Basic switch for position switch 3SE51 Plastic enclosure 40 mm according to EN 50041 Device connection 1 x (M20 x 1.5) with 2 LEDs, yellow/green, 24 V DC 1 NO/2 NC slow-action contacts without actuator head | - | 0 | 0
3SE5132-1LA00 |  | 3SE5132-1LA00 | 1 | UN | 1 | 5 | B | D | N | N | 85365080 | 1 | 4011209878099 | 0.095 | KG | 46.08 | 46.08 | CP19 | CP19 | Basic switch for position switch 3SE51 Plastic enclosure 40 mm according to EN 50041 Device connection 1 x (M20 x 1.5) with 2 LEDs, yellow/green, 24 V DC 1 NO/2 NC slow-action contacts without actuator head | - | 0 | 0
3SE5132-1QV20 |  | 3SE5132-1QV20 | 1 | UN | 1 | 5 | B | D | N | N | 85365080 | 1 | 4011209878129 | 0.177 | KG | 73.82 | 73.82 | CP19 | CP19 | Safety position switch with separate actuator Plastic enclosure 40 mm 1 x (M20 x 1.5) Slow-action contacts 1 NO+2 NC with 2 LEDs yellow/green 24 V DC 5 directions of approaches The matching separate actuator 3SE5000-0AV0. must be ordered separately | - | 0 | 0
3SE5132-3KA00 |  | 3SE5132-3KA00 | 1 | UN | 1 | 5 | B | D | N | N | 85365080 | 1 | 4011209878105 | 0.092 | KG | 50.16 | 50.16 | CP19 | CP19 | Basic switch for position switch 3SE5132 Plastic enclosure 40 mm according to EN 50041 Device connection 1 x (M20 x 1.5) with 2 LEDs, yellow/green, 24 V DC 230 V AC 1 NO/2 NC slow-action contacts without actuator head | - | 0 | 0
3SE5132-3LA00 |  | 3SE5132-3LA00 | 1 | UN | 1 | 5 | B | D | N | N | 85365080 | 1 | 4011209878112 | 0.094 | KG | 48.74 | 48.74 | CP19 | CP19 | Basic switch for position switch 3SE51 Plastic enclosure 40 mm according to EN 50041 Device connection 1 x (M20 x 1.5) with 2 LEDs, yellow/green, 24 V DC 1 NO / 2 NC quick action contacts without actuator head | - | 0 | 0
3SE5132-3QV20 |  | 3SE5132-3QV20 | 1 | UN | 1 | 5 | B | D | N | N | 85365080 | 1 | 4011209878136 | 0.16 | KG | 76.57 | 76.57 | CP19 | CP19 | Safety position switch with separate actuator Plastic enclosure 40 mm 1 x (M20 x 1.5) Slow-action contacts 1 NO+2 NC with 2 LEDs yellow/green 230 V AC 5 directions of approaches The matching separate actuator 3SE5000-0AV0. must be ordered separately | - | 0 | 0
3SE5134-0BA00-1AC4 |  | 3SE5134-0BA00-1AC4 | 1 | UN | 1 | 5 | B | D | N | N | 85365080 | 1 | 4011209911314 | 0.1 | KG | 45.79 | 45.79 | CP19 | CP19 | Position switch Plastic enclosure 40 mm according to EN 50041 1 NO/1 NC slow-action contacts with M12 connector, 4-pole Pin assignment: Pin1=21, Pin2=22 PIN3=13, PIN4=14 max. 250 V and 4 A Teflon plunger | - | 0 | 0
3SE5134-0CA00-1AC4 |  | 3SE5134-0CA00-1AC4 | 1 | UN | 1 | 5 | B | D | N | N | 85365080 | 1 | 4011209908680 | 0.108 | KG | 44.75 | 44.75 | CP19 | CP19 | Position switch Plastic enclosure 40 mm according to EN 50041 1 NO/1 NC quick action contacts with M12 connector, 4-pole Pin assignment: Pin1=21, Pin2=22 PIN3=13, PIN4=14 max. 250 V and 4 A Teflon plunger | - | 0 | 0
3SE5134-0KA00-1AE0 |  | 3SE5134-0KA00-1AE0 | 1 | UN | 1 | 5 | B | D | N | N | 85365080 | 1 | 4011209890442 | 0.102 | KG | 48.17 | 48.17 | CP19 | CP19 | Basic switch Plastic enclosure 40 mm according to EN 50041 Device connection 1x (M20 x 1.5) 1 NO/2 NC slow-action contacts with M12 connector, 4-pole 2 NC connected Pin assignment: Pin1=21, Pin2=22 Pin3=31, Pin4=32 max. 250 V and 4 A with Teflon plunger | - | 0 | 0
3SE5134-0LA00-1AE0 |  | 3SE5134-0LA00-1AE0 | 1 | UN | 1 | 5 | B | D | N | N | 85365080 | 1 | 4011209878150 | 0.101 | KG | 46.74 | 46.74 | CP19 | CP19 | Position switch Plastic enclosure 40 mm according to EN 50041 Device connection 1x (M20 x 1.5) 1 NO/2 NC quick action contacts with M12 connector, 4-pole 2 NC connected Pin assignment: Pin1=21, Pin2=22 Pin3=31, Pin4=32 max. 250 V and 4 A with Teflon plunger | - | 0 | 0
3SE5160-0AA00-1AG0 |  | 3SE5160-0AA00-1AG0 | 1 | UN | 1 | 5 | B | D | N | N | 85389099 | 1 | 4011209862814 | 0.097 | KG | 5.82 | 5.82 | CP19 | CP19 | Cover yellow for position switch metal XL, 56 mm wide | - | 0 | 0
3SE5162-0AA00 |  | 3SE5162-0AA00 | 1 | UN | 1 | 5 | B | D | N | N | 85365080 | 1 | 4011209862821 | 0.407 | KG | 50.54 | 50.54 | CP19 | CP19 | Empty enclosure for position switch 3SE5162 Metal enclosure XL, 56 mm wide Device connection 3x(M20 x 1.5) IP66/IP67 without actuator head | - | 0 | 0
3SE5162-0BA00 |  | 3SE5162-0BA00 | 1 | UN | 1 | 2 | A | D | N | N | 85365080 | 1 | 4011209862838 | 0.46 | KG | 95.95 | 95.95 | CP19 | CP19 | Basic switch for position switch 3SE5162 Metal enclosure XL, 56 mm wide Device connection 3x(M20 x 1.5) IP66/IP67 2 x (1 NO/2 NC) Slow-action contacts without actuator head | - | 0 | 0
3SE5162-0BA00-1AJ0 |  | 3SE5162-0BA00-1AJ0 | 1 | UN | 1 | 5 | B | D | N | N | 85365080 | 1 | 4011209916487 | 0.45 | KG | 113.05 | 113.05 | CP19 | CP19 | Position switch Basic switch Metal enclosure XL, 56 mm wide Increased corrosion protection Device connection 3 x (M20 x 1.5) 2 x (1 NO/1 NC) Slow-action contacts functional at -40 Â°C Shock and vibration test according to EN 61373, Category 1B | - | 0 | 0
3SE5162-0BA00-1CA0 |  | 3SE5162-0BA00-1CA0 | 1 | UN | 1 | 5 | B | D | N | N | 85365080 | 1 | 4011209862869 | 0.451 | KG | 99.75 | 99.75 | CP19 | CP19 | Basic switch for position switch 3SE5162 Metal enclosure XL, 56 mm wide Device connection 3x(M20 x 1.5) IP66/IP67 2 x (1 NO/2 NC) Slow-action contacts without actuator head with increased corrosion protection | - | 0 | 0
3SE5162-0BD02 |  | 3SE5162-0BD02 | 1 | UN | 1 | 5 | B | D | N | N | 85365080 | 1 | 4011209862920 | 0.511 | KG | 123.5 | 123.5 | CP19 | CP19 | Position switch Position switch 3SE5162 Metal enclosure XL, 56 mm wide with roller plunger, made of Stainless steel roller 13 mm Device connection 3 x (M20 x 1.5) 2 x (1 NO/1 NC) Slow-action contacts IP66/IP67 | - | 0 | 0
3SE5162-0BE01 |  | 3SE5162-0BE01 | 1 | UN | 1 | 5 | B | D | N | N | 85365080 | 1 | 4011209862937 | 0.494 | KG | 114.95 | 114.95 | CP19 | CP19 | Position switch 3SE5162 Metal enclosure XL, 56 mm wide with roller lever, metal lever and plastic roller 22 mm Device connection 3 x (M20 x 1.5) 2 x (1 NO/1 NC) Slow-action contacts IP66/IP67 | - | 0 | 0
3SE5162-0CA00 |  | 3SE5162-0CA00 | 1 | UN | 1 | 2 | A | D | N | N | 85365080 | 1 | 4011209862845 | 0.445 | KG | 94.91 | 94.91 | CP19 | CP19 | Basic switch for position switch 3SE5162 Metal enclosure XL, 56 mm wide Device connection 3x(M20 x 1.5) IP66/IP67 2 x (1 NO/1 NC) quick action contacts without actuator head | - | 0 | 0
3SE5162-0CA00-1AJ0 |  | 3SE5162-0CA00-1AJ0 | 1 | UN | 1 | 5 | B | D | N | N | 85365080 | 1 | 4011209902633 | 0.451 | KG | 112.1 | 112.1 | CP19 | CP19 | Position switch Basic switch Metal enclosure XL, 56 mm wide Increased corrosion protection Device connection 3 x (M20 x 1.5) 2 x (1 NO/1 NC) quick action contacts functional at -40 Â°C Shock and vibration test according to EN 61373, Category 1B | - | 0 | 0
3SE5162-0CA00-1CA0 |  | 3SE5162-0CA00-1CA0 | 1 | UN | 1 | 5 | B | D | N | N | 85365080 | 1 | 4011209862876 | 0.45 | KG | 98.8 | 98.8 | CP19 | CP19 | Basic switch for position switch 3SE5162 Metal enclosure XL, 56 mm wide Device connection 3x(M20 x 1.5) IP66/IP67 2 x (1 NO/1 NC) quick action contacts without actuator head with increased corrosion protection | - | 0 | 0
3SE5162-0CB01 |  | 3SE5162-0CB01 | 1 | UN | 1 | 5 | B | D | N | N | 85365080 | 1 | 4011209862944 | 0.45 | KG | 103.55 | 103.55 | CP19 | CP19 | Position switch 3SE5162 Metal enclosure XL, 56 mm wide Plain plunger made of stainless steel Device connection 3 x (M20 x 1.5) 2 x (1 NO/1 NC) Quick action contacts IP66/IP67 | - | 0 | 0
3SE5162-0CD02 |  | 3SE5162-0CD02 | 1 | UN | 1 | 2 | A | D | N | N | 85365080 | 1 | 4011209862968 | 0.507 | KG | 122.55 | 122.55 | CP19 | CP19 | Position switch 3SE5162 Metal enclosure XL, 56 mm wide Roller plunger with stainless steel roller 13 mm Device connection 3 x (M20 x 1.5) 2 x (1 NO/1 NC) Quick action contacts IP66/IP67 | - | 0 | 0
3SE5162-0CE01 |  | 3SE5162-0CE01 | 1 | UN | 1 | 2 | A | D | N | N | 85365080 | 1 | 4011209862975 | 0.499 | KG | 114 | 114 | CP19 | CP19 | Position switch 3SE5162 Metal enclosure XL, 56 mm wide with roller lever, metal lever and plastic roller 22 mm Device connection 3 x (M20 x 1.5) 2 x (1 NO/1 NC) Quick action contacts IP66/IP67 | - | 0 | 0
3SE5162-0CE02 |  | 3SE5162-0CE02 | 1 | UN | 1 | 5 | B | D | N | N | 85365080 | 1 | 4011209862982 | 0.523 | KG | 123.5 | 123.5 | CP19 | CP19 | Position switch 3SE5162 Metal enclosure XL, 56 mm wide with roller lever, metal lever and stainless steel roller 22 mm Device connection 3 x (M20 x 1.5) 2 x (1 NO/1 NC) Quick action contacts IP66/IP67 | - | 0 | 0
3SE5162-0CF01 |  | 3SE5162-0CF01 | 1 | UN | 1 | 5 | B | D | N | N | 85365080 | 1 | 4011209862999 | 0.508 | KG | 114 | 114 | CP19 | CP19 | Position switch 3SE5162 Metal enclosure XL, 56 mm wide with angular roller lever Metal lever and Plastic roller 22 mm Device connection 3 x (M20 x 1.5) 2 x (1 NO/1 NC) Quick action contacts IP66/IP67 | - | 0 | 0
3SE5162-0CH01 |  | 3SE5162-0CH01 | 1 | UN | 1 | 2 | A | D | N | N | 85365080 | 1 | 4011209863002 | 0.486 | KG | 121.6 | 121.6 | CP19 | CP19 | Position switch 3SE5162 Metal enclosure XL, 56 mm wide with twist lever 27 mm, made of metal/plastic roller 19 mm Device connection 3 x (M20 x 1.5) 2 x (1 NO/1 NC) Quick action contacts IP66/IP67 | - | 0 | 0
3SE5162-0CH12-1AN5 |  | 3SE5162-0CH12-1AN5 | 1 | UN | 1 | 10 | C | D | N | N | 85365080 | 1 | 4047621047515 | 0.5 | KG | 278.35 | 278.35 | CP19 | CP19 | SIRIUS position switch Metal enclosure XL, 56 mm wide, with twist lever 27 mm made from Stainless steel, Stainless steel roller 19 mm, Device connection 3x(M20x1.5), Increased corrosion protection (increased corrosion protection) gold-plated contacts, 2x(1 NO/1 NC) Quick action contacts, IP66/IP67; suitable for use at -40 degrees | - | 0 | 0
3SE5162-0CH12-1CC1 |  | 3SE5162-0CH12-1CC1 | 1 | UN | 1 | 5 | B | D | N | N | 85365080 | 1 | 4047621021850 | 0.554 | KG | 261.25 | 261.25 | CP19 | CP19 | SIRIUS position switch Metal enclosure XL, 56 mm wide, with twist lever 27 mm made from Stainless steel, Stainless steel roller 19 mm, Device connection 3x(M20x1.5), Increased corrosion protection (increased corrosion protection) gold-plated contacts, 2x(1 NO/1 NC) Quick action contacts, IP66/IP67 | - | 0 | 0
3SE5162-0CH60-1AJ0 |  | 3SE5162-0CH60-1AJ0 | 1 | UN | 1 | 5 | B | D | N | N | 85365080 | 1 | 4011209908697 | 0.509 | KG | 155.8 | 155.8 | CP19 | CP19 | Position switch with twist lever adjustable-length with grid hole Metal enclosure XL, 56 mm wide Increased corrosion protection Device connection 3 x (M20 x 1.5) 2 x (1 NO/1 NC) quick action contacts functional at -40 Â°C Shock and vibration test according to EN 61373, Category 1B | - | 0 | 0
3SE5162-0CH63-1AN4 |  | 3SE5162-0CH63-1AN4 | 1 | UN | 1 | 5 | B | D | N | N | 85365080 | 1 | 4047621021881 | 0.515 | KG | 281.2 | 281.2 | CP19 | CP19 | SIRIUS position switch Metal enclosure XL, 56 mm wide, with twist lever, adjustable length with grid hole, stainless steel lever, stainless steel roller 19 mm, Increased corrosion protection (ICP), connection 3xM20x1.5, gold-plated contacts: 2x(1 NO/1 NC) snap-action contacts, adapter 3SX5100-3B (with toothed lock washer) enclosed | - | 0 | 0
3SE5162-0CH63-1AN6 |  | 3SE5162-0CH63-1AN6 | 1 | UN | 1 | 10 | C | D | N | N | 85365080 | 1 | 4047621047584 | 0.511 | KG | 301.15 | 301.15 | CP19 | CP19 | SIRIUS position switch Metal enclosure XL, 56 mm wide, with twist lever, adjustable-length with Grid hole, Stainless steel lever, stainless steel roller 19mm, Increased corrosion protection (increased corrosion protection), connection 3X(M20x1.5) gold-plated contacts: 2x(1 NO/1 NC) Quick action contacts, adapter 3SX5100-3B (with toothed lock washer) enclosed, Suitable for use at -40 degrees | - | 0 | 0
3SE5162-0DA00 |  | 3SE5162-0DA00 | 1 | UN | 1 | 30 | D | D | N | N | 85365080 | 1 | 4011209862852 | 0.449 | KG | 99.75 | 99.75 | CP19 | CP19 | Basic switch for position switch 3SE5162 Metal enclosure XL, 56 mm wide Device connection 3x(M20 x 1.5) IP66/IP67 2 x (1 NO/2 NC) Slow-action contacts with make-before-break without actuator head | - | 0 | 0
3SE5162-0DA00-1CA0 |  | 3SE5162-0DA00-1CA0 | 1 | UN | 1 | 30 | D | D | N | N | 85365080 | 1 | 4011209862883 | 0.456 | KG | 104.5 | 104.5 | CP19 | CP19 | Basic switch for position switch 3SE5162 Metal enclosure XL, 56 mm wide Device connection 3x(M20 x 1.5) IP66/IP67 2 x (1 NO/2 NC) Slow-action contacts with make-before-break without actuator head with increased corrosion protection | - | 0 | 0
3SE5162-0EC02 |  | 3SE5162-0EC02 | 1 | UN | 1 | 5 | B | D | N | N | 85365080 | 1 | 4011209862951 | 0.485 | KG | 123.5 | 123.5 | CP19 | CP19 | Position switch 3SE5162 Metal enclosure XL, 56 mm wide with rounded plunger, off stainless steel with 3 mm overtravel Device connection 3 x (M20 x 1.5) 1 x (1 NO/1 NC) slow-action contact 1 x (1 NO/2 NC) Slow-action contact with make-before-break IP66/IP67 | - | 0 | 0
3SE5162-0TC02-1AM1 |  | 3SE5162-0TC02-1AM1 | 1 | UN | 1 | 5 | B | D | N | N | 85365080 | 1 | 4011209920439 | 0.488 | KG | 220.4 | 220.4 | CP19 | CP19 | POSITION SWITCH METAL HOUSING | - | 0 | 7
3SE5210-0AA00-1AG0 |  | 3SE5210-0AA00-1AG0 | 1 | UN | 1 | 5 | B | D | N | N | 85389099 | 1 | 4011209862074 | 0.037 | KG | 4.56 | 4.56 | CP19 | CP19 | Cover for position switch Metal 3SE52, for Enclosure according to EN 50047, 31 mm Color yellow | - | 0 | 0
3SE5210-1AA00 |  | 3SE5210-1AA00 | 1 | UN | 1 | 5 | B | D | N | N | 85389099 | 1 | 4011209862081 | 0.059 | KG | 24.23 | 24.23 | CP19 | CP19 | LED cover for position switch Metal 3SE52, for Enclosure according to EN 50047, 31 mm LEDs, yellow/green, 24 V DC Color turquoise | - | 0 | 0
3SE5210-1AA00-1AG0 |  | 3SE5210-1AA00-1AG0 | 1 | UN | 1 | 5 | B | D | N | N | 85389099 | 1 | 4011209862098 | 0.02 | KG | 27.08 | 27.08 | CP19 | CP19 | LED cover for position switch Metal 3SE52, for Enclosure according to EN 50047, 31 mm LEDs, yellow/green, 24 V DC Color yellow | - | 0 | 0
3SE5210-3AA00 |  | 3SE5210-3AA00 | 1 | UN | 1 | 5 | B | D | N | N | 85389099 | 1 | 4011209862104 | 0.04 | KG | 24.23 | 24.23 | CP19 | CP19 | LED cover for position switch Metal 3SE52, for Enclosure according to EN 50047, 31 mm LEDs, yellow/green, 110-230 V AC Color turquoise | - | 0 | 0
3SE5210-3AA00-1AG0 |  | 3SE5210-3AA00-1AG0 | 1 | UN | 1 | 5 | B | D | N | N | 85389099 | 1 | 4011209862111 | 0.04 | KG | 27.08 | 27.08 | CP19 | CP19 | LED cover for position switch Metal 3SE52, for Enclosure according to EN 50047, 31 mm LEDs, yellow/green, 110-230 V AC Color yellow | - | 0 | 0
3SE5212-0AC05 |  | 3SE5212-0AC05 | 1 | UN | 1 | 5 | B | D | N | N | 85389099 | 1 | 4011209862128 | 0.164 | KG | 12.54 | 12.54 | CP19 | CP19 | Empty enclosure for position switch Metal enclosure according to EN 50047, 31 mm M20 x 1.5 with cover Color turquoise and plunger | - | 0 | 0
3SE5212-0AC05-1CA0 |  | 3SE5212-0AC05-1CA0 | 1 | UN | 1 | 5 | B | D | N | N | 85389099 | 1 | 4011209862135 | 0.164 | KG | 17.48 | 17.48 | CP19 | CP19 | Empty enclosure for position switch made of metal with increased corrosion protection according to EN 50047, 31 mm M20 x 1.5 with cover Color turquoise and plunger | - | 0 | 0
3SE5212-0BB01 |  | 3SE5212-0BB01 | 1 | UN | 1 | 5 | B | D | N | N | 85365080 | 1 | 4011209862777 | 0.191 | KG | 38.86 | 38.86 | CP19 | CP19 | Position switch Metal enclosure 31 mm according to EN 50047 Device connection 1 x (M20 x 1.5) 1 NO/1 NC slow-action contacts Plain plunger, stainless steel | - | 0 | 0
3SE5212-0BC05 |  | 3SE5212-0BC05 | 1 | UN | 1 | 2 | A | D | N | N | 85365080 | 1 | 4011209862142 | 0.183 | KG | 31.07 | 31.07 | CP19 | CP19 | Position switch Basic switch metal enclosure according to EN 50047, 31 mm Device connection 1 x (M20 x 1.5) 1 NO/1 NC slow-action contacts | - | 0 | 0
3SE5212-0BC05-1CA0 |  | 3SE5212-0BC05-1CA0 | 1 | UN | 1 | 5 | B | D | N | N | 85365080 | 1 | 4011209862203 | 0.184 | KG | 35.06 | 35.06 | CP19 | CP19 | Position switch with increased corrosion protection Metal enclosure according to EN 50047, 31 mm Device connection 1 x (M20 x 1.5) 1 NO/1 NC slow-action contacts with plunger with plunger | - | 0 | 0
3SE5212-0BC05-1DA0 |  | 3SE5212-0BC05-1DA0 | 1 | UN | 1 | 0 | A | D | N | N | 85365080 | 1 | 4011209862265 | 0.17 | KG | 49.21 | 49.21 | CP19 | CP19 | POSITION SWITCHES 3SE5212, ATEX METAL HOUSING 31MM WIDE, WITH DOMED PLUNGER ACCORDING TO EN50047 DEVICE CONNECTION 1X (M20x1.5) 1S/ 1OE SLOW-ACTION CONTACTS | - | 0 | 7
3SE5212-0BD03 |  | 3SE5212-0BD03 | 1 | UN | 1 | 2 | A | D | N | N | 85365080 | 1 | 4011209862357 | 0.188 | KG | 37.05 | 37.05 | CP19 | CP19 | Position switch Metal enclosure according to EN 50047, 31 mm Device connection 1 x (M20 x 1.5) 1 NO/1 NC slow-action contacts Roller plunger, Form C with plastic roller 10 mm | - | 0 | 0
3SE5212-0BE10 |  | 3SE5212-0BE10 | 1 | UN | 1 | 5 | B | D | N | N | 85365080 | 1 | 4011209862395 | 0.211 | KG | 39.81 | 39.81 | CP19 | CP19 | Position switch Metal enclosure according to EN 50047, 31 mm Device connection 1 x (M20 x 1.5) 1 NO/1 NC slow-action contacts Roller lever with plastic roller 13 mm | - | 0 | 0
3SE5212-0BF10 |  | 3SE5212-0BF10 | 1 | UN | 1 | 5 | B | D | N | N | 85365080 | 1 | 4011209862432 | 0.2 | KG | 39.81 | 39.81 | CP19 | CP19 | Position switch Metal enclosure according to EN 50047, 31 mm Device connection 1 x (M20 x 1.5) 1 NO/1 NC slow-action contacts Angular roller plunger with plastic roller 13 mm | - | 0 | 0
3SE5212-0BK21 |  | 3SE5212-0BK21 | 1 | UN | 1 | 5 | B | D | N | N | 85365080 | 1 | 4011209862470 | 0.22 | KG | 41.8 | 41.8 | CP19 | CP19 | Position switch Metal enclosure according to EN 50047, 31 mm Device connection 1 x (M20 x 1.5) 1 NO/1 NC slow-action contacts Twist lever, 21 mm long right/left adjustable with plastic roller 19 mm | - | 0 | 0
3SE5212-0BK50 |  | 3SE5212-0BK50 | 1 | UN | 1 | 5 | B | D | N | N | 85365080 | 1 | 4011209862517 | 0.08 | KG | 46.65 | 46.65 | CP19 | CP19 | Position switch Metal enclosure according to EN 50047, 31 mm Device connection 1 x (M20 x 1.5) 1 NO/1 NC slow-action contacts adjustable-length twist lever right/left adjustable with plastic roller 19 mm | - | 0 | 0
3SE5212-0CB01 |  | 3SE5212-0CB01 | 1 | UN | 1 | 5 | B | D | N | N | 85365080 | 1 | 4011209862784 | 0.2 | KG | 37.62 | 37.62 | CP19 | CP19 | Position switch Metal enclosure 31 mm according to EN 50047 Device connection 1 x (M20 x 1.5) 1 NO/1 NC quick action contacts Plain plunger, stainless steel | - | 0 | 0
3SE5212-0CC05 |  | 3SE5212-0CC05 | 1 | UN | 1 | 2 | A | D | N | N | 85365080 | 1 | 4011209862159 | 0.184 | KG | 29.74 | 29.74 | CP19 | CP19 | Position switch Metal enclosure according to EN 50047, 31 mm Device connection 1 x (M20 x 1.5) 1 NO/1 NC quick action contacts (replaceable) Rounded plunger, Form B | - | 0 | 0
3SE5212-0CC05-1AJ0 |  | 3SE5212-0CC05-1AJ0 | 1 | UN | 1 | 5 | B | D | N | N | 85365080 | 1 | 4011209912212 | 0.184 | KG | 46.27 | 46.27 | CP19 | CP19 | Position switch Metal 31 mm, according to EN 50047 Increased corrosion protection Device connection 1 x (M20 x 1.5) 1 NO/1 NC quick action contacts Rounded plunger functional at -40 Â°C Shock and vibration test according to EN 61373, Category 1B | - | 0 | 0
3SE5212-0CC05-1CA0 |  | 3SE5212-0CC05-1CA0 | 1 | UN | 1 | 5 | B | D | N | N | 85365080 | 1 | 4011209862210 | 0.184 | KG | 33.63 | 33.63 | CP19 | CP19 | Position switch with increased corrosion protection Metal enclosure according to EN 50047, 31 mm Device connection 1 x (M20 x 1.5) 1 NO/1 NC quick action contacts (replaceable) with plunger | - | 0 | 0
3SE5212-0CD03 |  | 3SE5212-0CD03 | 1 | UN | 1 | 5 | B | D | N | N | 85365080 | 1 | 4011209862364 | 0.197 | KG | 35.72 | 35.72 | CP19 | CP19 | Position switch Metal enclosure according to EN 50047, 31 mm Device connection 1 x (M20 x 1.5) 1 NO/1 NC quick action contacts Roller plunger, Form C with plastic roller 10 mm | - | 0 | 0
3SE5212-0CE10 |  | 3SE5212-0CE10 | 1 | UN | 1 | 5 | B | D | N | N | 85365080 | 1 | 4011209862401 | 0.2 | KG | 38.29 | 38.29 | CP19 | CP19 | Position switch Metal enclosure according to EN 50047, 31 mm Device connection 1 x (M20 x 1.5) 1 NO/1 NC quick action contacts Roller lever with plastic roller 13 mm | - | 0 | 0
3SE5212-0CF10 |  | 3SE5212-0CF10 | 1 | UN | 1 | 5 | B | D | N | N | 85365080 | 1 | 4011209862449 | 0.195 | KG | 38.29 | 38.29 | CP19 | CP19 | Position switch Metal enclosure according to EN 50047, 31 mm Device connection 1 x (M20 x 1.5) 1 NO/1 NC quick action contacts Angular roller lever with plastic roller 13 mm | - | 0 | 0
3SE5212-0CH22-1AJ0 |  | 3SE5212-0CH22-1AJ0 | 1 | UN | 1 | 5 | B | D | N | N | 85365080 | 1 | 4011209929777 | 0.283 | KG | 83.32 | 83.32 | CP19 | CP19 | Position switch Metal 31 mm, according to EN 50047 Increased corrosion protection Device connection 1 x (M20 x 1.5) 1 NO/1 NC quick action contacts Rotary actuator right/left adjustable Metal lever and Stainless steel roller 19 mm functional at -40 Â°C Shock and vibration test according to EN 61373, Category 1B | - | 0 | 0
3SE5212-0CK21 |  | 3SE5212-0CK21 | 1 | UN | 1 | 5 | B | D | N | N | 85365080 | 1 | 4011209862487 | 0.221 | KG | 40.66 | 40.66 | CP19 | CP19 | Position switch Metal enclosure according to EN 50047, 31 mm Device connection 1 x (M20 x 1.5) 1 NO/1 NC quick action contacts Twist lever, 21 mm long right/left adjustable with plastic roller 19 mm | - | 0 | 0
3SE5212-0CK50 |  | 3SE5212-0CK50 | 1 | UN | 1 | 5 | B | D | N | N | 85365080 | 1 | 4011209862524 | 0.236 | KG | 45.41 | 45.41 | CP19 | CP19 | Position switch Metal enclosure according to EN 50047, 31 mm Device connection 1 x (M20 x 1.5) 1 NO/1 NC quick action contacts adjustable-length twist lever right/left adjustable with plastic roller 19 mm | - | 0 | 0
3SE5212-0CK60 |  | 3SE5212-0CK60 | 1 | UN | 1 | 5 | B | D | N | N | 85365080 | 1 | 4011209862531 | 0.25 | KG | 48.07 | 48.07 | CP19 | CP19 | Position switch Metal enclosure according to EN 50047, 31 mm Device connection 1 x (M20 x 1.5) 1 NO/1 NC quick action contacts adjustable-length twist lever with positive fit (grid hole) right/left adjustable with plastic roller 19 mm | - | 0 | 0
3SE5212-0KB01 |  | 3SE5212-0KB01 | 1 | UN | 1 | 5 | B | D | N | N | 85365080 | 1 | 4011209862807 | 0.196 | KG | 40.95 | 40.95 | CP19 | CP19 | Position switch Metal enclosure 31 mm according to EN 50047 Device connection 1 x (M20 x 1.5) 1 NO/2 NC slow-action contacts Plain plunger, stainless steel | - | 0 | 0
3SE5212-0KC05 |  | 3SE5212-0KC05 | 1 | UN | 1 | 5 | B | D | N | N | 85365080 | 1 | 4011209862166 | 0.185 | KG | 31.64 | 31.64 | CP19 | CP19 | Position switch Metal enclosure according to EN 50047, 31 mm Device connection 1 x (M20 x 1.5) 1 NO/2 NC slow-action contacts Rounded plunger, Form B with Teflon plunger | - | 0 | 0
3SE5212-0KC05-1AJ0 |  | 3SE5212-0KC05-1AJ0 | 1 | UN | 1 | 5 | B | D | N | N | 85365080 | 1 | 4011209916500 | 0.188 | KG | 48.26 | 48.26 | CP19 | CP19 | Position switch Metal enclosure according to EN 50047, 31 mm Device connection 1 x (M20 x 1.5) 1 NO/2 NC slow-action contacts Rounded plunger, Form B functional at -40 Â°C Shock and vibration test according to EN 61373, Category 1B | - | 0 | 0
3SE5212-0KC05-1CA0 |  | 3SE5212-0KC05-1CA0 | 1 | UN | 1 | 5 | B | D | N | N | 85365080 | 1 | 4011209862234 | 0.182 | KG | 35.63 | 35.63 | CP19 | CP19 | Position switch with increased corrosion protection Metal enclosure according to EN 50047, 31 mm Device connection 1 x (M20 x 1.5) 1 NO/2 NC slow-action contacts with plunger | - | 0 | 0
3SE5212-0KC05-1DA0 |  | 3SE5212-0KC05-1DA0 | 1 | UN | 1 | 0 | A | D | N | N | 85365080 | 1 | 4011209862289 | 0.18 | KG | 51.87 | 51.87 | CP19 | CP19 | POSITION SWITCHES 3SE5212, ATEX METAL HOUSING 31MM WIDE, WITH DOMED PLUNGER ACCORDING TO EN50047, DEVICE CONNECTION 1X (M20X1.5), 1S/ 2OE SLOW-ACTION CONTACTS WITHOUT ACTUATOR HEAD | - | 0 | 7
3SE5212-0KD03 |  | 3SE5212-0KD03 | 1 | UN | 1 | 5 | B | D | N | N | 85365080 | 1 | 4011209862371 | 0.194 | KG | 37.72 | 37.72 | CP19 | CP19 | Position switch Metal enclosure according to EN 50047, 31 mm Device connection 1 x (M20 x 1.5) 1 NO/2 NC slow-action contacts Roller plunger, Form C with plastic roller 10 mm | - | 0 | 0
3SE5212-0KD10 |  | 3SE5212-0KD10 | 1 | UN | 1 | 5 | B | D | N | N | 85365080 | 1 | 4011209932234 | 0.219 | KG | 44.65 | 44.65 | CP19 | CP19 | Position switch Metal enclosure IP66/IP67 according to EN 50047, 31 mm Device connection 1 x (M20 x 1.5) 1 NO/2 NC slow-action contacts Roller plunger with central mounting and Plastic roller 10 mm | - | 0 | 0
3SE5212-0KE10 |  | 3SE5212-0KE10 | 1 | UN | 1 | 5 | B | D | N | N | 85365080 | 1 | 4011209862418 | 0.199 | KG | 40.47 | 40.47 | CP19 | CP19 | Position switch Metal enclosure according to EN 50047, 31 mm Device connection 1 x (M20 x 1.5) 1 NO/2 NC slow-action contacts Roller lever with plastic roller 13 mm | - | 0 | 0
3SE5212-0KF10 |  | 3SE5212-0KF10 | 1 | UN | 1 | 5 | B | D | N | N | 85365080 | 1 | 4011209862456 | 0.202 | KG | 40.47 | 40.47 | CP19 | CP19 | Position switch Metal enclosure according to EN 50047, 31 mm Device connection 1 x (M20 x 1.5) 1 NO/2 NC slow-action contacts Angular roller lever with plastic roller 13 mm | - | 0 | 0
3SE5212-0KK21 |  | 3SE5212-0KK21 | 1 | UN | 1 | 5 | B | D | N | N | 85365080 | 1 | 4011209862494 | 0.224 | KG | 42.47 | 42.47 | CP19 | CP19 | Position switch Metal enclosure according to EN 50047, 31 mm Device connection 1 x (M20 x 1.5) 1 NO/2 NC slow-action contacts Twist lever, 21 mm long right/left adjustable with plastic roller 19 mm | - | 0 | 0
3SE5212-0KK50 |  | 3SE5212-0KK50 | 1 | UN | 1 | 5 | B | D | N | N | 85365080 | 1 | 4011209862548 | 0.243 | KG | 47.22 | 47.22 | CP19 | CP19 | Position switch Metal enclosure 31 mm according to EN 50047 Device connection 1 x (M20 x 1.5) Rotary actuator right/left 1 NO/2 NC slow-action contacts adjustable, with adjustable-length Metal lever, 100 mm long and plastic roller 19 mm | - | 0 | 0
3SE5212-0KK60 |  | 3SE5212-0KK60 | 1 | UN | 1 | 5 | B | D | N | N | 85365080 | 1 | 4011209862555 | 0.238 | KG | 49.97 | 49.97 | CP19 | CP19 | Position switch Metal enclosure 31 mm according to EN 50047 Device connection 1 x (M20 x 1.5) 1 NO/2 NC quick action contacts Rotary actuator right/left adjustable with adjustable-length Metal lever, 100 mm long with positive fit (grid hole), and plastic roller 19 mm | - | 0 | 0
3SE5212-0LB01 |  | 3SE5212-0LB01 | 1 | UN | 1 | 5 | B | D | N | N | 85365080 | 1 | 4011209862791 | 0.19 | KG | 39.62 | 39.62 | CP19 | CP19 | Position switch Metal enclosure 31 mm according to EN 50047 Device connection 1 x (M20 x 1.5) 1 NO/2 NC quick action contacts Plain plunger, stainless steel | - | 0 | 0
3SE5212-0LC05 |  | 3SE5212-0LC05 | 1 | UN | 1 | 2 | A | D | N | N | 85365080 | 1 | 4011209862173 | 0.186 | KG | 32.97 | 32.97 | CP19 | CP19 | Position switch Metal enclosure according to EN 50047, 31 mm Device connection 1 x (M20 x 1.5) 1 NO/2 NC quick action contacts Rounded plunger, Form B | - | 0 | 0
3SE5212-0LC05-1AJ0 |  | 3SE5212-0LC05-1AJ0 | 1 | UN | 1 | 5 | B | D | N | N | 85365080 | 1 | 4011209916517 | 0.185 | KG | 49.69 | 49.69 | CP19 | CP19 | Position switch Metal 31 mm, according to EN 50047 Increased corrosion protection Device connection 1 x (M20 x 1.5) 1 NO/2 NC quick action contacts Rounded plunger functional at -40 Â°C Shock and vibration test according to EN 61373, Category 1B | - | 0 | 0
3SE5212-0LC05-1CA0 |  | 3SE5212-0LC05-1CA0 | 1 | UN | 1 | 5 | B | D | N | N | 85365080 | 1 | 4011209862227 | 0.186 | KG | 36.96 | 36.96 | CP19 | CP19 | Position switch with increased corrosion protection Metal enclosure according to EN 50047, 31 mm Device connection 1 x (M20 x 1.5) 1 NO/2 NC quick action contacts with plunger | - | 0 | 0
3SE5212-0LC05-1DA0 |  | 3SE5212-0LC05-1DA0 | 1 | UN | 1 | 0 | A | D | N | N | 85365080 | 1 | 4011209862296 | 0.18 | KG | 50.16 | 50.16 | CP19 | CP19 | BASIC SWITCH FOR POSITION SWITCH 3SE51, ATEX METAL HOUSING 56MM WIDE, ACCORDING TO EN50041 DEVICE CONNECTION 3X (M20x1.5) 1S/ 2OE QUICK-ACTION CONTACTS WITHOUT ACTUATOR HEAD | - | 0 | 7
3SE5212-0LD03 |  | 3SE5212-0LD03 | 1 | UN | 1 | 5 | B | D | N | N | 85365080 | 1 | 4011209862388 | 0.195 | KG | 38.95 | 38.95 | CP19 | CP19 | Position switch Metal enclosure according to EN 50047, 31 mm Device connection 1 x (M20 x 1.5) 1 NO/2 NC quick action contacts Roller plunger, Form C with plastic roller 10 mm | - | 0 | 0
3SE5212-0LE10 |  | 3SE5212-0LE10 | 1 | UN | 1 | 5 | B | D | N | N | 85365080 | 1 | 4011209862425 | 0.205 | KG | 41.61 | 41.61 | CP19 | CP19 | Position switch Metal enclosure according to EN 50047, 31 mm Device connection 1 x (M20 x 1.5) 1 NO/2 NC quick action contacts Roller lever with plastic roller 13 mm | - | 0 | 0
3SE5212-0LF10 |  | 3SE5212-0LF10 | 1 | UN | 1 | 5 | B | D | N | N | 85365080 | 1 | 4011209862463 | 0.205 | KG | 41.61 | 41.61 | CP19 | CP19 | Position switch Metal enclosure according to EN 50047, 31 mm Device connection 1 x (M20 x 1.5) 1 NO/2 NC quick action contacts Angular roller lever with plastic roller 13 mm | - | 0 | 0
3SE5212-0LK21 |  | 3SE5212-0LK21 | 1 | UN | 1 | 5 | B | D | N | N | 85365080 | 1 | 4011209862500 | 0.222 | KG | 44.08 | 44.08 | CP19 | CP19 | Position switch Metal enclosure according to EN 50047, 31 mm Device connection 1 x (M20 x 1.5) 1 NO/2 NC quick action contacts Twist lever, 21 mm long right/left adjustable with plastic roller 19 mm | - | 0 | 0
3SE5212-0LK50 |  | 3SE5212-0LK50 | 1 | UN | 1 | 5 | B | D | N | N | 85365080 | 1 | 4011209862562 | 0.237 | KG | 48.64 | 48.64 | CP19 | CP19 | Position switch Metal enclosure 31 mm according to EN 50047 Device connection 1 x (M20 x 1.5) Rotary actuator right/left 1 NO/2 NC quick action contacts adjustable with adjustable-length Metal lever, 100 mm long and plastic roller 19 mm | - | 0 | 0
3SE5212-0LK60 |  | 3SE5212-0LK60 | 1 | UN | 1 | 5 | B | D | N | N | 85365080 | 1 | 4011209862579 | 0.247 | KG | 51.11 | 51.11 | CP19 | CP19 | Position switch Metal enclosure according to EN 50047, 31 mm Device connection 1 x M20 x 1.5 1 NO/2 NC quick action contacts adjustable-length twist lever with positive fit (grid hole) right/left adjustable with plastic roller 19 mm | - | 0 | 0
3SE5212-0LU21 |  | 3SE5212-0LU21 | 1 | UN | 1 | 5 | B | D | N | N | 85365080 | 1 | 4011209862616 | 0.28 | KG | 54.63 | 54.63 | CP19 | CP19 | Hinge switch Metal enclosure, 31 mm, EN 50047 Device connection 1 x (M20 x 1.5) Snap-action contacts 2 NC/1 NO integrated, with hollow shaft Diameter = 8 mm Actuating angle 10Â° | - | 0 | 0
3SE5212-0LU21-1DA0 |  | 3SE5212-0LU21-1DA0 | 1 | UN | 1 | 0 | A | D | N | N | 85365080 | 1 | 4011209862647 | 0.284 | KG | 81.8 | 81.8 | CP19 | CP19 | HINGE SWITCH FOR HAZARDOUS ZONE METAL HOUSING 31MM,EN50047, ATEX DEVICE CONNECTION 1X(M20x1.5) WITH HOLLOW SHAFT D=8MM; ACTUATING ANGLE 10 DEGREES; QUICK ACTION CONTACTS 2OE/1S | - | 0 | 7
3SE5212-0LU22 |  | 3SE5212-0LU22 | 1 | UN | 1 | 5 | B | D | N | N | 85365080 | 1 | 4011209862623 | 0.26 | KG | 54.63 | 54.63 | CP19 | CP19 | Hinge switch Metal enclosure, 31 mm, EN 50047 Device connection 1 x (M20 x 1.5) Snap-action contacts 2 NC/1 NO integrated, with solid shaft Diameter = 10 mm Actuating angle 10Â° | - | 0 | 0
3SE5212-0LU22-1DA0 |  | 3SE5212-0LU22-1DA0 | 1 | UN | 1 | 0 | A | D | N | N | 85365080 | 1 | 4011209862630 | 0.22 | KG | 81.8 | 81.8 | CP19 | CP19 | HINGE SWITCH FOR HAZARDOUS ZONE METAL HOUSING 31MM,EN50047, ATEX DEVICE CONNECTION 1X(M20x1.5) WITH SOLID SHAFT D=10MM; ACTUATING ANGLE 10 DEGREES; QUICK ACTION CONTACTS 2OE/1S | - | 0 | 7
3SE5212-0MC05 |  | 3SE5212-0MC05 | 1 | UN | 1 | 2 | A | D | N | N | 85365080 | 1 | 4011209862180 | 0.186 | KG | 32.97 | 32.97 | CP19 | CP19 | Position switch Metal enclosure according to EN 50047, 31 mm Device connection 1 x (M20 x 1.5) 1 NO/2 NC slow-action contacts with make-before-break Rounded plunger Form B with Teflon plunger | - | 0 | 0
3SE5212-0MC05-1CA0 |  | 3SE5212-0MC05-1CA0 | 1 | UN | 1 | 5 | B | D | N | N | 85365080 | 1 | 4011209862241 | 0.186 | KG | 36.96 | 36.96 | CP19 | CP19 | Position switch with increased corrosion protection Metal enclosure according to EN 50047, 31 mm Device connection 1 x (M20 x 1.5) 1 NO/2 NC slow-action contacts with make-before-break with plunger | - | 0 | 0
3SE5212-0MC05-1DA0 |  | 3SE5212-0MC05-1DA0 | 1 | UN | 1 | 0 | A | D | N | N | 85365080 | 1 | 4011209862302 | 0.18 | KG | 51.87 | 51.87 | CP19 | CP19 | BASIC SWITCH FOR POSITION SWITCHES 3SE5112, ATEX METAL HOUSING 40MM WIDE, ACCORDING TO EN50041 DEVICE CONNECTION 1X (M20x1.5) 1S/ 2OE SLOW-ACTION CONTACTS WITHOUT ACTUATOR HEAD WITH OVERLAP | - | 0 | 7
3SE5212-0NH50 |  | 3SE5212-0NH50 | 1 | UN | 1 | 5 | B | D | N | N | 85365080 | 1 | 4047621013589 | 0.25 | KG | 60.61 | 60.61 | CP19 | CP19 | Position switch Metal enclosure according to EN 50047, 31 mm Device connection 1 x M20 x 1.5 1 NO/1 NC quick action contacts short stroke adjustable-length twist lever right/left adjustable with plastic roller 19 mm with rotary actuator 3SE5000-0AH00 (EN 50041) | - | 0 | 0
3SE5212-0PC05 |  | 3SE5212-0PC05 | 1 | UN | 1 | 5 | B | D | N | N | 85365080 | 1 | 4011209862197 | 0.186 | KG | 32.97 | 32.97 | CP19 | CP19 | Position switch Metal enclosure according to EN 50047, 31 mm Device connection 1 x (M20 x 1.5) 2 NO/1 NC slow-action contacts Rounded plunger, Form B | - | 0 | 0
3SE5212-0PC05-1CA0 |  | 3SE5212-0PC05-1CA0 | 1 | UN | 1 | 5 | B | D | N | N | 85365080 | 1 | 4011209862258 | 0.186 | KG | 36.96 | 36.96 | CP19 | CP19 | Position switch with increased corrosion protection Metal enclosure according to EN 50047, 31 mm Device connection 1 x (M20 x 1.5) 2 NO/1 NC slow-action contacts Teflon plunger | - | 0 | 0
3SE5212-0PC05-1DA0 |  | 3SE5212-0PC05-1DA0 | 1 | UN | 1 | 0 | A | D | N | N | 85365080 | 1 | 4011209862319 | 0.18 | KG | 51.87 | 51.87 | CP19 | CP19 | BASIC SWITCH FOR POSITION SWITCHES 3SE5112, ATEX METAL HOUSING 40MM WIDE, ACCORDING TO EN50041 DEVICE CONNECTION 1X (M20x1.5) 2S/ 1OE SLOW-ACTION CONTACTS WITHOUT ACTUATOR HEAD | - | 0 | 7
3SE5212-0QV10-1DA0 |  | 3SE5212-0QV10-1DA0 | 1 | UN | 1 | 0 | A | D | EAR99 | N | 85365080 | 1 |  | 0.265 | KG | 86.07 | 86.07 | CP19 | CP19 | SAFETY POS. SWITCH W. SEPARATE ACTUATOR,METAL ENCLOSURE,31MM, FOR EX-ZONE 21/22, ATEX SLOW-ACTION CONTACTS 2NC/1NO 1X(M20X1.5) | - | 0 | 7
3SE5212-0QV40 |  | 3SE5212-0QV40 | 1 | UN | 1 | 5 | B | D | N | N | 85365080 | 1 | 4011209862593 | 0.24 | KG | 57.95 | 57.95 | CP19 | CP19 | Safety position switch with separate actuator Metal enclosure 31 mm, 1x (M20x 1.5) Slow-action contacts 1 NO+2 NC 5 directions of approaches The matching separate Actuator 3SE5000-0AV0./-0AW. must be ordered separately | - | 0 | 0
3SE5212-0QV40-1DA0 |  | 3SE5212-0QV40-1DA0 | 1 | UN | 1 | 0 | A | D | N | N | 85365080 | 1 | 4011209862609 | 0.265 | KG | 86.36 | 86.36 | CP19 | CP19 | SAFETY POSITION WITH SEPARATE ACTUATOR METAL HOUSING,ATEX 31MM; 1X(M20x1.5) SLOW-ACTION CONTACTS 1S+2OE, 5 APPROACHES, THE MATCHING SEPARATE ACTUATOR 3SE5000-0AV0. MUST BE ORDERED SEPARATELY | - | 0 | 7
3SE5212-0RV40 |  | 3SE5212-0RV40 | 1 | UN | 1 | 2 | A | D | N | N | 85365080 | 1 | 4011209862586 | 0.27 | KG | 54.53 | 54.53 | CP19 | CP19 | Safety position switch with separate actuator Metal enclosure 31 mm, 1x (M20x 1.5), EN 50047 Slow-action contacts 1 NO+1 NC 5 directions of approaches The matching separate Actuator 3SE5000-0AV0./-0AW. must be ordered separately | - | 0 | 0
3SE5212-1KC05 |  | 3SE5212-1KC05 | 1 | UN | 1 | 5 | B | D | N | N | 85365080 | 1 | 4011209862654 | 0.189 | KG | 52.73 | 52.73 | CP19 | CP19 | Position switch Metal enclosure according to EN 50047, 31 mm Device connection 1 x (M20 x 1.5) 1 NO/2 NC slow-action contacts with 2 LEDs yellow/green, 24 V DC | - | 0 | 0
3SE5212-1LC05 |  | 3SE5212-1LC05 | 1 | UN | 1 | 2 | A | D | N | N | 85365080 | 1 | 4011209862661 | 0.189 | KG | 51.3 | 51.3 | CP19 | CP19 | Position switch Metal enclosure according to EN 50047, 31 mm Device connection 1 x (M20 x 1.5) 1 NO/2 NC quick action contacts with 2 LEDs yellow/green, 24 V DC | - | 0 | 0
3SE5212-1RV40 |  | 3SE5212-1RV40 | 1 | UN | 1 | 5 | B | D | N | N | 85365080 | 1 | 4011209862692 | 0.24 | KG | 75.62 | 75.62 | CP19 | CP19 | Safety position switch with separate actuator Metal enclosure 31 mm, 1x (M20x 1.5) Slow-action contacts 1 NO+1 NC 2x LED yellow/green 24 V DC 5 directions of approaches The matching separate Actuator 3SE5000-0AV0./-0AW. must be ordered separately | - | 0 | 0
3SE5212-3KC05 |  | 3SE5212-3KC05 | 1 | UN | 1 | 5 | B | D | N | N | 85365080 | 1 | 4011209862678 | 0.188 | KG | 55.1 | 55.1 | CP19 | CP19 | Position switch Metal enclosure according to EN 50047, 31 mm Device connection 1 x (M20 x 1.5) 1 NO/2 NC slow-action contacts with 2 LEDs yellow/green, 230 V AC | - | 0 | 0
3SE5212-3LC05 |  | 3SE5212-3LC05 | 1 | UN | 1 | 5 | B | D | N | N | 85365080 | 1 | 4011209862685 | 0.189 | KG | 54.15 | 54.15 | CP19 | CP19 | Position switch Metal enclosure according to EN 50047, 31 mm Device connection 1 x (M20 x 1.5) 1 NO/2 NC quick action contacts with 2 LEDs yellow/green, 230 V AC | - | 0 | 0
3SE5212-3RV40 |  | 3SE5212-3RV40 | 1 | UN | 1 | 5 | B | D | N | N | 85365080 | 1 | 4011209862708 | 0.235 | KG | 78.28 | 78.28 | CP19 | CP19 | Safety position switch with separate actuator Metal enclosure 31 mm, 1x (M20x 1.5) Slow-action contacts 1 NO+1 NC 2x LED yellow/green 230 V AC 5 directions of approaches The matching separate Actuator 3SE5000-0AV0./-0AW. must be ordered separately | - | 0 | 0
3SE5214-0BC05-1AC5 |  | 3SE5214-0BC05-1AC5 | 1 | UN | 1 | 5 | B | D | N | N | 85365080 | 1 | 4011209862715 | 0.187 | KG | 53.3 | 53.3 | CP19 | CP19 | Position switch Metal enclosure according to EN 50047, 31 mm 1 NO/1 NC slow-action contacts with M12 connector, 5-pole Pin assignment: Pin1=21, Pin2=22 Pin3=13, Pin4=14, Pin5=PE for max. 250 V and 4 A with plunger | - | 0 | 0
3SE5214-0CC05-1AC5 |  | 3SE5214-0CC05-1AC5 | 1 | UN | 1 | 5 | B | D | N | N | 85365080 | 1 | 4011209862722 | 0.192 | KG | 51.78 | 51.78 | CP19 | CP19 | Position switch Metal enclosure according to EN 50047, 31 mm 1 NO/1 NC quick action contacts with M12 connector, 5-pole Pin assignment: Pin1=21, Pin2=22 Pin3=13, Pin4=14, Pin5=PE for max. 250 V and 4 A with plunger | - | 0 | 0
3SE5214-0KC05-1AE1 |  | 3SE5214-0KC05-1AE1 | 1 | UN | 1 | 5 | B | D | N | N | 85365080 | 1 | 4011209862739 | 0.189 | KG | 55.1 | 55.1 | CP19 | CP19 | Position switch Metal enclosure according to EN 50047, 31 mm Device connection 1 x (M20 x 1.5) 1 NO/2 NC slow-action contacts with M12 connector, 5-pole 2 NC connected Pin assignment: Pin1=21, Pin2=22 Pin3=31, Pin4=32, Pin5=PE max. 250 V and 4 A with plunger | - | 0 | 0
3SE5214-0LC05-1AE1 |  | 3SE5214-0LC05-1AE1 | 1 | UN | 1 | 5 | B | D | N | N | 85365080 | 1 | 4011209862746 | 0.193 | KG | 53.96 | 53.96 | CP19 | CP19 | Position switch Metal enclosure according to EN 50047, 31 mm Device connection 1 x (M20 x 1.5) 1 NO/2 NC quick action contacts with M12 connector, 5-pole 2 NC connected Pin assignment: Pin1=21, Pin2=22 Pin3=31, Pin4=32, Pin5=PE max. 250 V and 4 A with plunger | - | 0 | 0
3SE5214-1BC05-1AF3 |  | 3SE5214-1BC05-1AF3 | 1 | UN | 1 | 5 | B | D | N | N | 85365080 | 1 | 4011209862753 | 0.189 | KG | 74.39 | 74.39 | CP19 | CP19 | Position switch Metal enclosure 31 mm according to EN 50047 1 NO/1 NC slow-action contacts with M12 connector, 5-pole, fixed with 2 LEDs, yellow/green, 24 V DC with plunger Pin assignment: Pin 1=21, Pin 2=22 Pin 3=14 + LED green, Pin 4=13 and LED yellow, Pin 5=ground LED | - | 0 | 0
3SE5214-1CC05-1AF3 |  | 3SE5214-1CC05-1AF3 | 1 | UN | 1 | 5 | B | D | N | N | 85365080 | 1 | 4011209862760 | 0.19 | KG | 73.06 | 73.06 | CP19 | CP19 | Position switch Metal enclosure 31 mm according to EN 50047 1 NO/1 NC quick action contacts with M12 connector, 5-pole, fixed with 2 LEDs, yellow/green, 24 V DC with plunger Pin assignment: Pin 1=21, Pin 2=22 Pin 3=13 + LED green, Pin 4=14 and LED yellow, Pin 5=ground LED | - | 0 | 0
3SE5230-0AA00-1AG0 |  | 3SE5230-0AA00-1AG0 | 1 | UN | 1 | 5 | B | D | N | N | 85389099 | 1 | 4011209693869 | 0.011 | KG | 3.38 | 3.38 | CP19 | CP19 | Cover for position switch Plastic 3SE52, for Enclosure according to EN 50047, 31 mm Color yellow | - | 0 | 0
3SE5230-1AA00 |  | 3SE5230-1AA00 | 1 | UN | 1 | 5 | B | D | N | N | 85389091 | 1 | 4011209693883 | 0.013 | KG | 23.18 | 23.18 | CP19 | CP19 | LED cover for position switch Plastic 3SE52, for Enclosure according to EN 50047, 31 mm LEDs, yellow/green, 24 V DC Color turquoise | - | 0 | 0
3SE5230-1AA00-1AG0 |  | 3SE5230-1AA00-1AG0 | 1 | UN | 1 | 5 | B | D | N | N | 85389091 | 1 | 4011209693920 | 0.009 | KG | 23.18 | 23.18 | CP19 | CP19 | LED cover for position switch Plastic 3SE52, for Enclosure according to EN 50047, 31 mm LEDs, yellow/green, 24 V DC Color yellow | - | 0 | 0
3SE5230-3AA00 |  | 3SE5230-3AA00 | 1 | UN | 1 | 5 | B | D | N | N | 85389091 | 1 | 4011209693906 | 0.014 | KG | 25.84 | 25.84 | CP19 | CP19 | LED cover for position switch Plastic 3SE52, for Enclosure according to EN 50047, 31 mm LEDs, yellow/green, 110-230 V AC Color turquoise | - | 0 | 0
3SE5230-3AA00-1AG0 |  | 3SE5230-3AA00-1AG0 | 1 | UN | 1 | 5 | B | D | N | N | 85389091 | 1 | 4011209693913 | 0.013 | KG | 25.84 | 25.84 | CP19 | CP19 | LED cover for position switch Plastic 3SE52, for Enclosure according to EN 50047, 31 mm LEDs, yellow/green, 110-230 V AC Color yellow | - | 0 | 0
3SE5232-0AC05 |  | 3SE5232-0AC05 | 1 | UN | 1 | 5 | B | D | N | N | 85389099 | 1 | 4011209693975 | 0.052 | KG | 4.43 | 4.43 | CP19 | CP19 | Empty enclosure Position switch plastic according to EN 50047, 31 mm M20 x 1.5, with cover Color turquoise and plunger | - | 0 | 0
3SE5232-0AC05-1CA0 |  | 3SE5232-0AC05-1CA0 | 1 | UN | 1 | 5 | B | D | N | N | 85389099 | 1 | 4011209693999 | 0.047 | KG | 8.39 | 8.39 | CP19 | CP19 | Enclosure for position switch with increased corrosion protection Plastic enclosure according to EN 50047, 31 mm M20 x 1.5, with cover Color turquoise and plunger | - | 0 | 0
3SE5232-0BC05 |  | 3SE5232-0BC05 | 1 | UN | 1 | 1 | A | D | N | N | 85365080 | 1 | 4011209694002 | 0.077 | KG | 23.09 | 22.42 | CP19 | CP19 | Position switch Plastic enclosure according to EN 50047, 31 mm Device connection 1 x (M20 x 1.5) 1 NO/1 NC slow-action contacts Rounded plunger, Form B with Teflon plunger | Lista Papel 2020 SI | 0 | 0
3SE5232-0BC05-1CA0 |  | 3SE5232-0BC05-1CA0 | 1 | UN | 1 | 5 | B | D | N | N | 85365080 | 1 | 4011209694019 | 0.068 | KG | 26.98 | 26.22 | CP19 | CP19 | Position switch with increased corrosion protection Plastic enclosure according to EN 50047, 31 mm Device connection 1 x (M20 x 1.5) 1 NO/1 NC slow-action contacts Teflon plunger | Lista Papel 2020 SI | 0 | 0
3SE5232-0BD03 |  | 3SE5232-0BD03 | 1 | UN | 1 | 5 | B | D | N | N | 85365080 | 1 | 4011209694026 | 0.075 | KG | 28.98 | 28.12 | CP19 | CP19 | Position switch Plastic enclosure according to EN 50047, 31 mm Device connection 1 x (M20 x 1.5) 1 NO/1 NC slow-action contacts Roller plunger, Form C with plastic roller 10 mm | Lista Papel 2020 SI | 0 | 0
3SE5232-0BE10 |  | 3SE5232-0BE10 | 1 | UN | 1 | 2 | A | D | N | N | 85365080 | 1 | 4011209694033 | 0.084 | KG | 32.97 | 32.02 | CP19 | CP19 | Position switch Plastic enclosure according to EN 50047, 31 mm Device connection 1 x (M20 x 1.5) 1 NO/1 NC slow-action contacts Roller lever with plastic roller 13 mm | Lista Papel 2020 SI | 0 | 0
3SE5232-0BF10 |  | 3SE5232-0BF10 | 1 | UN | 1 | 5 | B | D | N | N | 85365080 | 1 | 4011209694057 | 0.083 | KG | 32.97 | 32.02 | CP19 | CP19 | Position switch Plastic enclosure according to EN 50047, 31 mm Device connection 1 x (M20 x 1.5) 1 NO/1 NC slow-action contacts Angular roller plunger with plastic roller 13 mm | Lista Papel 2020 SI | 0 | 0
3SE5232-0BK21 |  | 3SE5232-0BK21 | 1 | UN | 1 | 2 | A | D | N | N | 85365080 | 1 | 4011209694064 | 0.102 | KG | 33.82 | 32.87 | CP19 | CP19 | Position switch Plastic enclosure according to EN 50047, 31 mm Device connection 1 x (M20 x 1.5) 1 NO/1 NC slow-action contacts Twist lever, 21 mm long right/left adjustable with plastic roller 19 mm | Lista Papel 2020 SI | 0 | 0
3SE5232-0BK50 |  | 3SE5232-0BK50 | 1 | UN | 1 | 5 | B | D | N | N | 85365080 | 1 | 4011209694071 | 0.125 | KG | 38.48 | 37.43 | CP19 | CP19 | Position switch Plastic enclosure according to EN 50047, 31 mm Device connection 1 x (M20 x 1.5) 1 NO/1 NC slow-action contacts adjustable-length twist lever right/left adjustable with plastic roller 19 mm | Lista Papel 2020 SI | 0 | 0
3SE5232-0CC05 |  | 3SE5232-0CC05 | 1 | UN | 1 | 5 | B | D | N | N | 85365080 | 1 | 4011209694088 | 0.065 | KG | 21.57 | 21 | CP19 | CP19 | Position switch Plastic enclosure according to EN 50047, 31 mm Device connection 1 x (M20 x 1.5) 1 NO/1 NC quick action contacts (replaceable) Rounded plunger Form B with Teflon plunger | Lista Papel 2020 SI | 0 | 0
3SE5232-0CC05-1AJ0 |  | 3SE5232-0CC05-1AJ0 | 1 | UN | 1 | 5 | B | D | N | N | 85365080 | 1 | 4011209822085 | 0.072 | KG | 35.91 | 35.91 | CP19 | CP19 | Position switch Plastic 31 mm according to EN 50047 Increased corrosion protection Device connection 1 x (M20 x 1.5) 1 NO/1 NC quick action contacts Rounded plunger functional at -40 Â°C Shock and vibration test according to EN 61373, Category 1B | - | 0 | 0
3SE5232-0CC05-1CA0 |  | 3SE5232-0CC05-1CA0 | 1 | UN | 1 | 5 | B | D | N | N | 85365080 | 1 | 4011209694095 | 0.069 | KG | 25.75 | 24.99 | CP19 | CP19 | Position switch with increased corrosion protection Plastic enclosure according to EN 50047, 31 mm Device connection 1 x (M20 x 1.5) 1 NO/1 NC quick action contacts (replaceable) Teflon plunger | Lista Papel 2020 SI | 0 | 0
3SE5232-0CD10-1AJ0 |  | 3SE5232-0CD10-1AJ0 | 1 | UN | 1 | 5 | B | D | N | N | 85365080 | 1 | 4011209932265 | 0.101 | KG | 52.06 | 52.06 | CP19 | CP19 | Position switch Plastic 31 mm according to EN 50047 Increased corrosion protection Device connection 1 x (M20 x 1.5) 1 NO/1 NC quick action contacts Roller plunger with central mounting functional at -40 Â°C Shock and vibration test according to EN 61373, Category 1B | - | 0 | 0
3SE5232-0CE12-1CA0 |  | 3SE5232-0CE12-1CA0 | 1 | UN | 1 | 5 | B | D | N | N | 85365080 | 1 | 4011209694101 | 0.08 | KG | 40.66 | 40.66 | CP19 | CP19 | Position switch with increased corrosion protection Plastic enclosure according to EN 50047, 31 mm Device connection 1 x (M20 x 1.5) 1 NO/1 NC quick action contacts (replaceable) Roller lever made of stainless steel with plastic roller 13 mm | - | 0 | 0
3SE5232-0CK31-1AJ0 |  | 3SE5232-0CK31-1AJ0 | 1 | UN | 1 | 2 | A | D | N | N | 85365080 | 1 | 4011209789098 | 0.104 | KG | 57.1 | 57.1 | CP19 | CP19 | Position switch Plastic 31 mm according to EN 50047 Increased corrosion protection Device connection 1 x (M20 x 1.5) 1 NO/1 NC quick action contacts Rotary actuator right/left adjustable, with Stainless steel lever and plastic roller 19 mm functional at -40 Â°C Shock and vibration test according to EN 61373, Category 1B | - | 0 | 0
3SE5232-0CK62-1AJ0 |  | 3SE5232-0CK62-1AJ0 | 1 | UN | 1 | 5 | B | D | N | N | 85365080 | 1 | 4011209793453 | 0.126 | KG | 64.41 | 64.41 | CP19 | CP19 | Position switch Plastic 31 mm according to EN 50047 Increased corrosion protection Device connection 1 x (M20 x 1.5) 1 NO/1 NC quick action contacts Twist lever, adjustable length with grid hole on the right and/or left adjustable, with Stainless steel lever and plastic roller 19 mm functional at -40 Â°C Shock and vibration test according to EN 61373, Category 1B | - | 0 | 0
3SE5232-0FC05 |  | 3SE5232-0FC05 | 1 | UN | 1 | 5 | B | D | N | N | 85365080 | 1 | 4011209694156 | 0.08 | KG | 23.56 | 22.9 | CP19 | CP19 | Position switch Plastic enclosure according to EN 50047, 31 mm Device connection 1 x (M20 x 1.5) 1 NO/1 NC quick action contacts Short stroke integrated Rounded plunger Form B with Teflon plunger | Lista Papel 2020 SI | 0 | 0
3SE5232-0FD03 |  | 3SE5232-0FD03 | 1 | UN | 1 | 5 | B | D | N | N | 85365080 | 1 | 4011209780705 | 0.079 | KG | 29.74 | 29.74 | CP19 | CP19 | Position switch Plastic enclosure according to EN 50047, 31 mm Device connection 1 x (M20 x 1.5) 1 NO/1 NC quick action contacts Short stroke integrated Roller plunger, Form C | - | 0 | 0
3SE5232-0FK15-1AK1 |  | 3SE5232-0FK15-1AK1 | 1 | UN | 1 | 3 | B | D | N | N | 85365080 | 1 | 4011209780798 | 0.105 | KG | 50.26 | 50.26 | CP19 | CP19 | Position switch Plastic enclosure according to EN 50047, 31 mm Device connection 1 x (M20 x 1.5) 1 NO/1 NC quick action contacts Short stroke integrated Twist lever, lever on cover, with head rotated by 270Â° clockwise , with lever alignment 30Â° clockwise | - | 0 | 7
3SE5232-0GC05 |  | 3SE5232-0GC05 | 1 | UN | 1 | 15 | C | D | N | N | 85365080 | 1 | 4011209694163 | 0.076 | KG | 27.55 | 26.79 | CP19 | CP19 | Position switch Plastic enclosure according to EN 50047, 31 mm Device connection 1 x (M20 x 1.5) 1 NO/1 NC quick action contacts 2 x 2 mm contact gap Rounded plunger Form B with Teflon plunger | Lista Papel 2020 SI | 0 | 0
3SE5232-0HC05 |  | 3SE5232-0HC05 | 1 | UN | 1 | 1 | A | D | N | N | 85365080 | 1 | 4011209694170 | 0.09 | KG | 21.57 | 21 | CP19 | CP19 | Position switch Plastic enclosure according to EN 50047, 31 mm Device connection 1 x (M20 x 1.5) 1 NO/1 NC quick action contacts integrated (not replaceable) Rounded plunger Form B with Teflon plunger | Lista Papel 2020 SI | 0 | 0
3SE5232-0HC05-1AB1 |  | 3SE5232-0HC05-1AB1 | 1 | UN | 1 | 5 | B | D | N | N | 85365080 | 1 | 4011209829114 | 0.061 | KG | 20.33 | 20.33 | CP19 | CP19 | Position switch with plastic enclosure Control cabinet type without mounting plate EN 50047, 1 x (M20 x 1.5) integrated (not replaceable) Rounded plunger Degree of protection IP40, with Self-sealing grommet, Enclosure black Cover flat, turquoise without locking sheet metal, without gasket, without screws without cable | - | 0 | 0
3SE5232-0HC05-1AB2 |  | 3SE5232-0HC05-1AB2 | 1 | UN | 1 | 5 | B | D | N | N | 85365080 | 1 | 4011209860537 | 0.07 | KG | 22.99 | 22.99 | CP19 | CP19 | Position switch Plastic enclosure, 31 mm according to EN 50047 Control cabinet type 1 NO/1 NC snap-action contacts integrated (not replaceable) Rounded plunger Degree of protection IP40, with Self-sealing grommet Cover flat, turquoise With accessories: screws and mounting plate without locking sheet metal and seal | - | 0 | 0
3SE5232-0HC05-1AB3 |  | 3SE5232-0HC05-1AB3 | 1 | UN | 1 | 5 | B | D | N | N | 85365080 | 1 | 4011209879638 | 0.064 | KG | 20.33 | 20.33 | CP19 | CP19 | Position switch with plastic enclosure Control cabinet type without mounting plate EN 50047, 1 x (M20 x 1.5) integrated (not replaceable) Rounded plunger Degree of protection IP40, with Self-sealing grommet Standard cover, turquoise without locking sheet metal, without gasket, without screws | - | 0 | 0
3SE5232-0HC05-1AB4 |  | 3SE5232-0HC05-1AB4 | 1 | UN | 1 | 5 | B | D | N | N | 85365080 | 1 | 4011209878051 | 0.08 | KG | 22.99 | 22.99 | CP19 | CP19 | Position switch Plastic enclosure, 31 mm according to EN 50047 Control cabinet type 1 NO/1 NC snap-action contacts integrated (not replaceable) Rounded plunger Degree of protection IP40, with Self-sealing grommet Standard cover, turquoise With accessories: screws and mounting plate without locking sheet metal and seal | - | 0 | 0
3SE5232-0HD03 |  | 3SE5232-0HD03 | 1 | UN | 1 | 1 | A | D | N | N | 85365080 | 1 | 4011209694293 | 0.075 | KG | 27.65 | 26.89 | CP19 | CP19 | Position switch Plastic enclosure according to EN 50047, 31 mm Device connection 1 x (M20 x 1.5) 1 NO/1 NC quick action contacts integrated (not replaceable) Roller plunger, Form C with plastic roller 10 mm | Lista Papel 2020 SI | 0 | 0
3SE5232-0HD03-1AK5 |  | 3SE5232-0HD03-1AK5 | 1 | UN | 1 | 30 | D | D | N | N | 85365080 | 1 | 4011209859982 | 0.09 | KG | 32.87 | 32.87 | CP19 | CP19 | SIRIUS position switch Plastic enclosure according to EN 50041, 31 mm Device connection 1x (M20 x 1.5) 1 NO/1 NC quick action contacts integrated (not replaceable) Roller plunger, Form C with plastic roller 10 mm with 20 N restoring force and head rotated by 90Â° customized | - | 0 | 7
3SE5232-0HD10 |  | 3SE5232-0HD10 | 1 | UN | 1 | 5 | B | D | N | N | 85365080 | 1 | 4011209694309 | 0.098 | KG | 34.58 | 33.63 | CP19 | CP19 | Position switch Plastic enclosure according to EN 50047, 31 mm Device connection 1 x (M20 x 1.5) 1 NO/1 NC quick action contacts integrated (not replaceable) Roller plunger with central mounting and Plastic roller 10 mm | Lista Papel 2020 SI | 0 | 0
3SE5232-0HE10 |  | 3SE5232-0HE10 | 1 | UN | 1 | 1 | A | D | N | N | 85365080 | 1 | 4011209694316 | 0.08 | KG | 31.64 | 30.78 | CP19 | CP19 | Position switch Plastic enclosure according to EN 50047, 31 mm Device connection 1 x (M20 x 1.5) 1 NO/1 NC quick action contacts integrated (not replaceable) Roller lever with plastic roller 13 mm | Lista Papel 2020 SI | 0 | 0
3SE5232-0HE12 |  | 3SE5232-0HE12 | 1 | UN | 1 | 5 | B | D | N | N | 85365080 | 1 | 4011209861961 | 0.08 | KG | 36.77 | 36.77 | CP19 | CP19 | Position switch Plastic enclosure according to EN 50047, 31 mm Device connection 1 x (M20 x 1.5) 1 NO/1 NC quick action contacts integrated (not replaceable) Roller lever, stainless steel with plastic roller 13 mm | - | 0 | 0
3SE5232-0HE12-1AK5 |  | 3SE5232-0HE12-1AK5 | 1 | UN | 1 | 30 | D | D | N | N | 85365080 | 1 | 4011209865006 | 0.077 | KG | 39.24 | 39.24 | CP19 | CP19 | Position switch Plastic enclosure according to EN 50047, 31 mm Device connection 1 x (M20 x 1.5) 1 NO/1 NC quick action contacts integrated (not replaceable) Roller lever, stainless steel with plastic roller 13 mm head rotated by 90Â° clockwise Actuating/restoring force 20 N customized | - | 0 | 0
3SE5232-0HF10 |  | 3SE5232-0HF10 | 1 | UN | 1 | 2 | A | D | N | N | 85365080 | 1 | 4011209694323 | 0.083 | KG | 31.64 | 30.78 | CP19 | CP19 | Position switch Plastic enclosure according to EN 50047, 31 mm Device connection 1 x (M20 x 1.5) 1 NO/1 NC quick action contacts integrated (not replaceable) Angular roller lever with plastic roller 13 mm | Lista Papel 2020 SI | 0 | 0
3SE5232-0HK11-1FA0 |  | 3SE5232-0HK11-1FA0 | 1 | UN | 1 | 5 | B | D | N | N | 85365080 | 1 | 4011209903494 | 0.1 | KG | 36.86 | 36.86 | CP19 | CP19 | Position switch Plastic enclosure according to EN 50047, 31 mm Device connection 1 x (M20 x 1.5) 1 NO/1 NC quick action contacts integrated (not replaceable) Twist lever, stainless steel 27 mm long right/left adjustable with plastic roller 19 mm without mounting/operating instructions | - | 0 | 0
3SE5232-0HK15 |  | 3SE5232-0HK15 | 1 | UN | 1 | 5 | B | D | N | N | 85365080 | 1 | 4011209896161 | 0.1 | KG | 36.86 | 36.86 | CP19 | CP19 | Position switch Plastic enclosure according to EN 50047, 31 mm Device connection 1 x (M20 x 1.5) 1 NO/1 NC quick action contacts integrated (not replaceable) Twist lever, 35 mm long right/left adjustable with plastic roller 19 mm | - | 0 | 0
3SE5232-0HK21 |  | 3SE5232-0HK21 | 1 | UN | 1 | 5 | B | D | N | N | 85365080 | 1 | 4011209694392 | 0.096 | KG | 32.59 | 31.64 | CP19 | CP19 | Position switch Plastic enclosure according to EN 50047, 31 mm Device connection 1 x (M20 x 1.5) 1 NO/1 NC quick action contacts integrated (not replaceable) Twist lever, 21 mm long right/left adjustable with plastic roller 19 mm | Lista Papel 2020 SI | 0 | 0
3SE5232-0HK25 |  | 3SE5232-0HK25 | 1 | UN | 1 | 5 | B | D | N | N | 85365080 | 1 | 4011209694330 | 0.107 | KG | 37.15 | 37.15 | CP19 | CP19 | Position switch Plastic enclosure according to EN 50047, 31 mm Device connection 1 x (M20 x 1.5) 1 NO/1 NC quick action contacts integrated (not replaceable) Twist lever, 21 mm long right/left adjustable with plastic roller 30 mm | - | 0 | 0
3SE5232-0HK50 |  | 3SE5232-0HK50 | 1 | UN | 1 | 1 | A | D | N | N | 85365080 | 1 | 4011209694347 | 0.126 | KG | 37.34 | 36.29 | CP19 | CP19 | Position switch Plastic enclosure according to EN 50047, 31 mm Device connection 1 x (M20 x 1.5) 1 NO/1 NC quick action contacts integrated (not replaceable) adjustable-length twist lever right/left adjustable with plastic roller 19 mm | Lista Papel 2020 SI | 0 | 0
3SE5232-0HK52-1AK3 |  | 3SE5232-0HK52-1AK3 | 1 | UN | 1 | 30 | D | D | N | N | 85365080 | 1 | 4011209865013 | 0.122 | KG | 45.89 | 45.89 | CP19 | CP19 | Position switch Plastic enclosure according to EN 50047, 31 mm Device connection 1 x (M20 x 1.5) 1 NO/1 NC quick action contacts integrated (not replaceable) adjustable-length Twist lever made of stainless steel right/left adjustable with plastic roller 19 mm Mounted on cover at 30Â° angle Head rotated by 270Â° clockwise Actuating/restoring force 20 N customized | - | 0 | 3
3SE5232-0HK60 |  | 3SE5232-0HK60 | 1 | UN | 1 | 2 | A | D | N | N | 85365080 | 1 | 4011209694354 | 0.127 | KG | 40.09 | 38.95 | CP19 | CP19 | Position switch Plastic enclosure according to EN 50047, 31 mm Device connection 1 x M20 x 1.5 1 NO/1 NC quick action contacts integrated (not replaceable) adjustable-length twist lever with positive fit (grid hole) right/left adjustable with plastic roller 19 mm | Lista Papel 2020 SI | 0 | 0
3SE5232-0HK80 |  | 3SE5232-0HK80 | 1 | UN | 1 | 5 | B | D | N | N | 85365080 | 1 | 4011209694378 | 0.14 | KG | 39.52 | 38.38 | CP19 | CP19 | Position switch Plastic enclosure according to EN 50047, 31 mm Device connection 1 x(M20 x 1.5), 1 NO/1 NC quick action contacts integrated (not replaceable) Rod lever, Aluminum rod 200 mm | Lista Papel 2020 SI | 0 | 0
3SE5232-0HK82 |  | 3SE5232-0HK82 | 1 | UN | 1 | 5 | B | D | N | N | 85365080 | 1 | 4011209694385 | 0.107 | KG | 40.95 | 39.81 | CP19 | CP19 | Position switch Plastic enclosure according to EN 50047, 31 mm Device connection 1 x (M20 x 1.5) 1 NO/1 NC quick action contacts integrated (not replaceable) Rod lever Plastic rod 200 mm | Lista Papel 2020 SI | 0 | 0
3SE5232-0HK82-1AY0 |  | 3SE5232-0HK82-1AY0 | 1 | UN | 1 | 30 | D | D | N | N | 85365080 | 1 | 4047621008752 | 0.114 | KG | 53.01 | 53.01 | CP19 | CP19 | Position switch Plastic enclosure according to EN 50047, 31 mm suitable for -40 Â°C Device connection 1 x (M20 x 1.5) 1 NO/1 NC quick action contacts integrated (not replaceable) Rod lever Plastic rod 200 mm | - | 0 | 0
3SE5232-0HR01 |  | 3SE5232-0HR01 | 1 | UN | 1 | 2 | A | D | N | N | 85365080 | 1 | 4011209694408 | 0.116 | KG | 40.57 | 39.43 | CP19 | CP19 | Position switch Plastic enclosure according to EN 50047, 31 mm Device connection 1 x (M20 x 1.5) 1 NO/1 NC quick action contacts integrated (not replaceable) Spring rod | Lista Papel 2020 SI | 0 | 0
3SE5232-0HR01-1AY0 |  | 3SE5232-0HR01-1AY0 | 1 | UN | 1 | 30 | D | D | N | N | 85365080 | 1 | 4047621011318 | 0.117 | KG | 52.73 | 52.73 | CP19 | CP19 | Position switch Plastic enclosure according to EN 50047, 31 mm suitable for -40 Â°C Device connection 1 x (M20 x 1.5) 1 NO/1 NC quick action contacts integrated (not replaceable) Spring rod | - | 0 | 0
3SE5232-0HU21 |  | 3SE5232-0HU21 | 1 | UN | 1 | 5 | B | D | N | N | 85365080 | 1 | 4011209694415 | 0.115 | KG | 43.51 | 43.51 | CP19 | CP19 | Hinge switch Plastic enclosure, 31 mm according to EN 50047 Device connection 1 x (M20 x 1.5) 1 NO/1 NC quick action contacts integrated, with hollow shaft Diameter = 8 mm Actuating angle 10Â° | - | 0 | 0
3SE5232-0HU21-1AY0 |  | 3SE5232-0HU21-1AY0 | 1 | UN | 1 | 30 | D | D | N | N | 85365080 | 1 | 4047621011325 | 0.117 | KG | 55.77 | 55.77 | CP19 | CP19 | Hinge switch Plastic enclosure, 31 mm according to EN 50047 suitable for -40 Â°C Device connection 1 x (M20 x 1.5) Quick action contacts 1 NC/1 NO integrated, with hollow shaft Diameter = 8 mm Actuating angle 10Â° | - | 0 | 0
3SE5232-0HU22 |  | 3SE5232-0HU22 | 1 | UN | 1 | 5 | B | D | N | N | 85365080 | 1 | 4011209694422 | 0.145 | KG | 43.51 | 43.51 | CP19 | CP19 | Hinge switch Plastic enclosure, 31 mm according to EN 50047 Device connection 1 x (M20 x 1.5) 1 NO/1 NC quick action contacts integrated, with solid shaft Diameter = 10 mm Actuating angle 10Â° | - | 0 | 0
3SE5232-0KC05 |  | 3SE5232-0KC05 | 1 | UN | 1 | 1 | A | D | N | N | 85365080 | 1 | 4011209694446 | 0.071 | KG | 24.89 | 24.23 | CP19 | CP19 | Position switch Plastic enclosure according to EN 50047, 31 mm Device connection 1 x (M20 x 1.5) 1 NO/2 NC slow-action contacts Rounded plunger, Form B with Teflon plunger | Lista Papel 2020 SI | 0 | 0
3SE5232-0KC05-1AJ0 |  | 3SE5232-0KC05-1AJ0 | 1 | UN | 1 | 5 | B | D | N | N | 85365080 | 1 | 4011209822108 | 0.068 | KG | 39.43 | 39.43 | CP19 | CP19 | Position switch Plastic enclosure according to EN 50047, 31 mm Device connection 1 x (M20 x 1.5) 1 NO/2 NC slow-action contacts Rounded plunger, Form B with Teflon plunger functional at -40 Â°C Shock and vibration test according to EN 61373, Category 1B | - | 0 | 0
3SE5232-0KC05-1CA0 |  | 3SE5232-0KC05-1CA0 | 1 | UN | 1 | 5 | B | D | N | N | 85365080 | 1 | 4011209694453 | 0.07 | KG | 28.88 | 28.03 | CP19 | CP19 | Position switch with increased corrosion protection Plastic enclosure according to EN 50047, 31 mm Device connection 1 x (M20 x 1.5) 1 NO/2 NC slow-action contacts Teflon plunger | Lista Papel 2020 SI | 0 | 0
3SE5232-0KD03 |  | 3SE5232-0KD03 | 1 | UN | 1 | 5 | B | D | N | N | 85365080 | 1 | 4011209694460 | 0.078 | KG | 30.97 | 30.12 | CP19 | CP19 | Position switch Plastic enclosure according to EN 50047, 31 mm Device connection 1 x (M20 x 1.5) 1 NO/2 NC slow-action contacts Roller plunger, Form C with plastic roller 10 mm | Lista Papel 2020 SI | 0 | 0
3SE5232-0KD10 |  | 3SE5232-0KD10 | 1 | UN | 1 | 5 | B | D | N | N | 85365080 | 1 | 4011209694477 | 0.095 | KG | 37.91 | 36.86 | CP19 | CP19 | Position switch Plastic enclosure according to EN 50047, 31 mm Device connection 1 x (M20 x 1.5) 1 NO/2 NC slow-action contacts Roller plunger with central mounting and Plastic roller 10 mm | Lista Papel 2020 SI | 0 | 0
3SE5232-0KE10 |  | 3SE5232-0KE10 | 1 | UN | 1 | 5 | B | D | N | N | 85365080 | 1 | 4011209694484 | 0.086 | KG | 35.06 | 34.11 | CP19 | CP19 | Position switch Plastic enclosure according to EN 50047, 31 mm Device connection 1 x (M20 x 1.5) 1 NO/2 NC slow-action contacts Roller lever with plastic roller 13 mm | Lista Papel 2020 SI | 0 | 0
3SE5232-0KF10 |  | 3SE5232-0KF10 | 1 | UN | 1 | 5 | B | D | N | N | 85365080 | 1 | 4011209694491 | 0.085 | KG | 35.06 | 34.11 | CP19 | CP19 | Position switch Plastic enclosure according to EN 50047, 31 mm Device connection 1 x (M20 x 1.5) 1 NO/2 NC slow-action contacts Angular roller lever with plastic roller 13 mm | Lista Papel 2020 SI | 0 | 0
3SE5232-0KK21 |  | 3SE5232-0KK21 | 1 | UN | 1 | 5 | B | D | N | N | 85365080 | 1 | 4011209694507 | 0.104 | KG | 35.82 | 34.77 | CP19 | CP19 | Position switch Plastic enclosure according to EN 50047, 31 mm Device connection 1 x (M20 x 1.5) 1 NO/2 NC slow-action contacts Twist lever, 21 mm long right/left adjustable with plastic roller 19 mm | Lista Papel 2020 SI | 0 | 0
3SE5232-0LC05 |  | 3SE5232-0LC05 | 1 | UN | 1 | 1 | A | D | N | N | 85365080 | 1 | 4011209694569 | 0.069 | KG | 23.56 | 22.9 | CP19 | CP19 | Position switch Plastic enclosure according to EN 50047, 31 mm Device connection 1 x (M20 x 1.5) 1 NO/2 NC quick action contacts Rounded plunger, Form B with Teflon plunger | Lista Papel 2020 SI | 0 | 0
3SE5232-0LC05-1AJ0 |  | 3SE5232-0LC05-1AJ0 | 1 | UN | 1 | 5 | B | D | N | N | 85365080 | 1 | 4011209822092 | 0.08 | KG | 37.91 | 37.91 | CP19 | CP19 | Position switch Plastic 31 mm according to EN 50047 Increased corrosion protection Device connection 1 x (M20 x 1.5) 1 NO/2 NC quick action contacts Rounded plunger functional at -40 Â°C Shock and vibration test according to EN 61373, Category 1B | - | 0 | 0
3SE5232-0LC05-1CA0 |  | 3SE5232-0LC05-1CA0 | 1 | UN | 1 | 5 | B | D | N | N | 85365080 | 1 | 4011209694576 | 0.07 | KG | 27.55 | 26.79 | CP19 | CP19 | Position switch with increased corrosion protection Plastic enclosure according to EN 50047, 31 mm Device connection 1 x (M20 x 1.5) 1 NO/2 NC quick action contacts Teflon plunger | Lista Papel 2020 SI | 0 | 0
3SE5232-0LC05-Z | W97 | 3SE5232-0LC05-ZW97 | 1 | UN | 1 | 21 | D | D | N | N | 85365080 | 90 |  | 0.075 | KG | 29.07 | 29.07 | CP19 | CP19 | Position switch Plastic enclosure according to EN 50047, 31 mm Device connection 1 x (M20 x 1.5) 1 NO/2 NC quick action contacts Rounded plunger, Form B with Teflon plunger Multi-unit packaging 90 units | - | 0 | 0
3SE5232-0LD03 |  | 3SE5232-0LD03 | 1 | UN | 1 | 5 | B | D | N | N | 85365080 | 1 | 4011209694583 | 0.079 | KG | 29.74 | 28.88 | CP19 | CP19 | Position switch Plastic enclosure according to EN 50047, 31 mm Device connection 1 x (M20 x 1.5) 1 NO/2 NC quick action contacts Roller plunger, Form C with plastic roller 10 mm | Lista Papel 2020 SI | 0 | 0
3SE5232-0LD03-1AG0 |  | 3SE5232-0LD03-1AG0 | 1 | UN | 1 | 5 | B | D | N | N | 85365080 | 1 | 4011209860384 | 0.078 | KG | 30.97 | 30.97 | CP19 | CP19 | Position switch Plastic enclosure according to EN 50047, 31 mm with yellow cover Device connection 1 x (M20 x 1.5) 1 NO/2 NC quick action contacts Roller plunger, Form C with plastic roller 10 mm | - | 0 | 0
3SE5232-0LD03-1AH0 |  | 3SE5232-0LD03-1AH0 | 1 | UN | 1 | 5 | B | D | N | N | 85365080 | 1 | 4011209742116 | 0.083 | KG | 29.74 | 29.74 | CP19 | CP19 | Position switch Plastic enclosure according to EN 50047, 31 mm Device connection 1 x (M20 x 1.5) 1 NO/2 NC quick action contacts Roller plunger with plastic roller 10 mm rotated by 90Â° | - | 0 | 0
3SE5232-0LD03-Z | W97 | 3SE5232-0LD03-ZW97 | 1 | UN | 1 | 25 | D | D | N | N | 85365080 | 90 |  | 0.08 | KG | 35.06 | 35.06 | CP19 | CP19 | Position switch Plastic enclosure according to EN 50047, 31 mm Device connection 1 x (M20 x 1.5) 1 NO/2 NC quick action contacts Roller plunger, Form C Multi-unit packaging, 90 units | - | 0 | 0
3SE5232-0LE10 |  | 3SE5232-0LE10 | 1 | UN | 1 | 5 | B | D | N | N | 85365080 | 1 | 4011209694590 | 0.084 | KG | 33.63 | 32.68 | CP19 | CP19 | Position switch Plastic enclosure according to EN 50047, 31 mm Device connection 1 x (M20 x 1.5) 1 NO/2 NC quick action contacts Roller lever with plastic roller 13 mm | Lista Papel 2020 SI | 0 | 0
3SE5232-0LE10-1AY0 |  | 3SE5232-0LE10-1AY0 | 1 | UN | 1 | 5 | B | D | N | N | 85365080 | 1 |  | 0.086 | KG | 45.89 | 45.89 | CP19 | CP19 | Position switch Plastic enclosure according to EN 50047, 31 mm suitable for -40 Â°C Device connection 1 x (M20 x 1.5) 1 NO/2 NC quick action contacts Roller lever with plastic roller 13 mm | - | 0 | 0
3SE5232-0LE12 |  | 3SE5232-0LE12 | 1 | UN | 1 | 5 | B | D | N | N | 85365080 | 1 | 4011209896178 | 0.083 | KG | 38.48 | 38.48 | CP19 | CP19 | Position switch Plastic enclosure according to EN 50047, 31 mm Device connection 1 x (M20 x 1.5) 1 NO/2 NC quick action contacts Roller lever with stainless steel lever and plastic roller 13 mm | - | 0 | 0
3SE5232-0LF10 |  | 3SE5232-0LF10 | 1 | UN | 1 | 5 | B | D | N | N | 85365080 | 1 | 4011209694606 | 0.092 | KG | 33.63 | 32.68 | CP19 | CP19 | Position switch Plastic enclosure according to EN 50047, 31 mm Device connection 1 x (M20 x 1.5) 1 NO/2 NC quick action contacts, Angular roller lever with plastic roller 13 mm | Lista Papel 2020 SI | 0 | 0
3SE5232-0LK15 |  | 3SE5232-0LK15 | 1 | UN | 1 | 5 | B | D | N | N | 85365080 | 1 | 4011209863200 | 0.119 | KG | 38.86 | 38.86 | CP19 | CP19 | Position switch Plastic enclosure according to EN 50047, 31 mm Device connection 1 x (M20 x 1.5) 1 NO/2 NC quick action contacts Twist lever, 35 mm long right/left adjustable with plastic roller 19 mm | - | 0 | 0
3SE5232-0LK15-1AL5 |  | 3SE5232-0LK15-1AL5 | 1 | UN | 1 | 5 | B | D | N | N | 85365080 | 1 | 4011209895416 | 0.122 | KG | 47.41 | 47.41 | CP19 | CP19 | Position switch Plastic enclosure according to EN 50047, 31 mm Device connection 1 x (M20 x 1.5) 1 NO/2 NC quick action contacts Twist lever, 35 mm long right/left adjustable with plastic roller 19 mm customized Twist lever fixated clockwise at an angle: 70Â° | - | 0 | 0
3SE5232-0LK15-1AL6 |  | 3SE5232-0LK15-1AL6 | 1 | UN | 1 | 5 | B | D | N | N | 85365080 | 1 | 4011209895423 | 0.113 | KG | 43.89 | 43.89 | CP19 | CP19 | Position switch Plastic enclosure according to EN 50047, 31 mm Device connection 1 x (M20 x 1.5) 1 NO/2 NC quick action contacts Twist lever, 35 mm long right/left adjustable with plastic roller 19 mm customized Twist lever mounted on cover and fixed clockwise at a specific angle : 340Â° | - | 0 | 0
3SE5232-0LK15-1AN7 |  | 3SE5232-0LK15-1AN7 | 1 | UN | 1 | 5 | B | D | N | N | 85365080 | 1 | 4047621050195 | 0.116 | KG | 47.41 | 47.41 | CP19 | CP19 | Position switch Plastic enclosure according to EN 50047, 31 mm, Device connection 1 x (M20 x 1.5) 1 NO/2 NC quick action contacts, Twist lever, 35 mm long right/left adjustable, with plastic roller 19 mm, customized: Twist lever on Cover (turned by 180Â°) assembled and in clockwise at an angle: 70Â° | - | 0 | 0
3SE5232-0LK21 |  | 3SE5232-0LK21 | 1 | UN | 1 | 5 | B | D | N | N | 85365080 | 1 | 4011209694620 | 0.105 | KG | 34.49 | 33.54 | CP19 | CP19 | Position switch Plastic enclosure according to EN 50047, 31 mm Device connection 1 x (M20 x 1.5) 1 NO/2 NC quick action contacts Twist lever, 21 mm long right/left adjustable with plastic roller 19 mm | Lista Papel 2020 SI | 0 | 0
3SE5232-0LK21-1AY0 |  | 3SE5232-0LK21-1AY0 | 1 | UN | 1 | 5 | B | D | N | N | 85365080 | 1 | 4047621011301 | 0.11 | KG | 46.93 | 46.93 | CP19 | CP19 | Position switch Plastic enclosure according to EN 50047, 31 mm suitable for -40 Â°C Device connection 1 x (M20 x 1.5) 1 NO/2 NC quick action contacts Twist lever, 21 mm long right/left adjustable with plastic roller 19 mm | - | 0 | 0
3SE5232-0LK50 |  | 3SE5232-0LK50 | 1 | UN | 1 | 5 | B | D | N | N | 85365080 | 1 | 4011209694613 | 0.127 | KG | 39.43 | 38.29 | CP19 | CP19 | Position switch Plastic enclosure according to EN 50047, 31 mm Device connection 1 x (M20 x 1.5) 1 NO/2 NC quick action contacts adjustable-length twist lever right/left adjustable with plastic roller 19 mm | Lista Papel 2020 SI | 0 | 0
3SE5232-0LK62-1AJ0 |  | 3SE5232-0LK62-1AJ0 | 1 | UN | 1 | 5 | B | D | N | N | 85365080 | 1 | 4011209911390 | 0.13 | KG | 61.56 | 61.56 | CP19 | CP19 | Position switch Plastic 31 mm according to EN 50047 Increased corrosion protection Device connection 1 x (M20 x 1.5) 1 NO/2 NC quick action contacts Twist lever, adjustable length with grid hole on the right and/or left adjustable, with Stainless steel lever and plastic roller 19 mm functional at -40 Â°C Shock and vibration test according to EN 61373, Category 1B | - | 0 | 0
3SE5232-0LK64-1AL1 |  | 3SE5232-0LK64-1AL1 | 1 | UN | 1 | 5 | B | D | N | N | 85365080 | 1 | 4011209879560 | 0.127 | KG | 55.86 | 55.86 | CP19 | CP19 | Position switch Plastic enclosure according to EN 50047, 31 mm Device connection 1 x M20 x 1.5 1 NO/2 NC quick action contacts adjustable-length, offset 55Â° twist lever stainless steel with positive fit (grid hole) right/left adjustable with plastic roller 19 mm Customer-specific version | - | 0 | 7
3SE5232-0LK64-1AL8 |  | 3SE5232-0LK64-1AL8 | 1 | UN | 1 | 5 | B | D | N | N | 85365080 | 1 | 4011209899421 | 0.13 | KG | 42.75 | 42.75 | CP19 | CP19 | Position switch Plastic enclosure according to EN 50047, 31 mm Device connection 1 x M20 x 1.5 adjustable-length, offset 55Â° twist lever stainless steel with positive fit (grid hole) right/left adjustable with plastic roller 19 mm mounted on cover (on rear of lever) Customer-specific version | - | 0 | 0
3SE5232-0LU21 |  | 3SE5232-0LU21 | 1 | UN | 1 | 5 | B | D | N | N | 85365080 | 1 | 4011209694538 | 0.126 | KG | 45.41 | 45.41 | CP19 | CP19 | Hinge switch Plastic enclosure, 31 mm according to EN 50047 Device connection 1 x (M20 x 1.5) Snap-action contacts 2 NC/1 NO integrated, with hollow shaft Diameter = 8 mm Actuating angle 10Â° | - | 0 | 0
3SE5232-0LU22 |  | 3SE5232-0LU22 | 1 | UN | 1 | 5 | B | D | N | N | 85365080 | 1 | 4011209694545 | 0.147 | KG | 45.41 | 45.41 | CP19 | CP19 | Hinge switch Plastic enclosure, 31 mm according to EN 50047 Device connection 1 x (M20 x 1.5) Snap-action contacts 2 NC/1 NO integrated, with solid shaft Diameter = 10 mm Actuating angle 10Â° | - | 0 | 0
3SE5232-0MC05 |  | 3SE5232-0MC05 | 1 | UN | 1 | 2 | A | D | N | N | 85365080 | 1 | 4011209856301 | 0.08 | KG | 23.56 | 23.56 | CP19 | CP19 | Position switch Plastic enclosure according to EN 50047, 31 mm Device connection 1 x (M20 x 1.5) 1 NO/2 NC slow-action contacts with make-before-break Rounded plunger Form B with Teflon plunger | - | 0 | 0
3SE5232-0MC05-1CA0 |  | 3SE5232-0MC05-1CA0 | 1 | UN | 1 | 5 | B | D | N | N | 85365080 | 1 | 4011209856318 | 0.072 | KG | 27.55 | 27.55 | CP19 | CP19 | Position switch with increased corrosion protection Plastic enclosure according to EN 50047, 31 mm Device connection 1 x (M20 x 1.5) 1 NO/2 NC slow-action contacts with make-before-break Teflon plunger | - | 0 | 0
3SE5232-0PC05 |  | 3SE5232-0PC05 | 1 | UN | 1 | 2 | A | D | N | N | 85365080 | 1 | 4011209856417 | 0.069 | KG | 23.56 | 23.56 | CP19 | CP19 | Position switch Plastic enclosure according to EN 50047, 31 mm Device connection 1 x (M20 x 1.5) 2 NO/1 NC slow-action contacts Rounded plunger, Form B with Teflon plunger | - | 0 | 0
3SE5232-0PC05-1CA0 |  | 3SE5232-0PC05-1CA0 | 1 | UN | 1 | 5 | B | D | N | N | 85365080 | 1 | 4011209856424 | 0.068 | KG | 27.55 | 27.55 | CP19 | CP19 | Position switch with increased corrosion protection Plastic enclosure according to EN 50047, 31 mm Device connection 1 x (M20 x 1.5) 2 NO/1 NC slow-action contacts Teflon plunger | - | 0 | 0
3SE5232-0QV40 |  | 3SE5232-0QV40 | 1 | UN | 1 | 1 | A | D | N | N | 85365080 | 1 | 4011209699816 | 0.119 | KG | 48.45 | 48.45 | CP19 | CP19 | Safety position switch with separate actuator Plastic enclosure, 31 mm Device connection 1x (M20x 1.5) Slow-action contacts 2 NC/1 NO, 5 directions of approach, The matching separate actuator 3SE5000-0AV0. must be ordered separately | - | 0 | 0
3SE5232-0QV40-1AA1 |  | 3SE5232-0QV40-1AA1 | 1 | UN | 1 | 5 | B | D | N | N | 85365080 | 1 | 4011209859555 | 0.134 | KG | 51.02 | 51.02 | CP19 | CP19 | Safety position switch with separate actuator Plastic enclosure, 31 mm Device connection 1x (M20x 1.5) Slow-action contacts 2 NC/1 NO, 5 directions of approach Pull-out force 30 N, The matching separate actuator 3SE5000-0AV0. must be ordered separately | - | 0 | 0
3SE5232-0RV40 |  | 3SE5232-0RV40 | 1 | UN | 1 | 5 | B | D | N | N | 85365080 | 1 | 4011209712720 | 0.116 | KG | 46.46 | 46.46 | CP19 | CP19 | Safety position switch With separate actuator Plastic enclosure, 31 mm Device connection 1x (M20x 1.5) Slow-action contacts 1 NC/1 NO 5 directions of approach The matching separate actuator 3SE5000-0AV0./-0AW. must be ordered separately | - | 0 | 0
3SE5232-0RV40-1AJ0 |  | 3SE5232-0RV40-1AJ0 | 1 | UN | 1 | 5 | B | D | N | N | 85365080 | 1 | 4011209947283 | 0.124 | KG | 62.61 | 62.61 | CP19 | CP19 | Safety position switch with separate actuator, Plastic enclosure 31 mm according to EN 50047, with increased corrosion protection, Device connection 1x (M20x 1.5) 1 NO/1 NC slow-action contacts functional at -40 Â°C, actuator 3SE5000-0AV0. must be ordered separately | - | 0 | 0
3SE5232-0RV40-Z | X95 | 3SE5232-0RV40-ZX95 | 1 | UN | 1 | 5 | B | D | N | N | 85365080 | 1 | 4011209915497 | 0.085 | KG | 47.98 | 47.98 | CP19 | CP19 | Safety position switch with separate actuator, Plastic enclosure 31 mm according to EN 50047, Slow-action contacts 1 NO/1 NC, Reusable packaging Packing quantity = 250 units, order actuator separately | - | 0 | 0
3SE5232-1KC05 |  | 3SE5232-1KC05 | 1 | UN | 1 | 5 | B | D | N | N | 85365080 | 1 | 4011209694637 | 0.073 | KG | 44.65 | 43.42 | CP19 | CP19 | Position switch Plastic enclosure according to EN 50047, 31 mm Device connection 1 x (M20 x 1.5) 1 NO/2 NC slow-action contacts Teflon plunger with 2 LEDs yellow/green, 24 V DC | Lista Papel 2020 SI | 0 | 0
3SE5232-1LC05 |  | 3SE5232-1LC05 | 1 | UN | 1 | 5 | B | D | N | N | 85365080 | 1 | 4011209694675 | 0.07 | KG | 43.51 | 42.28 | CP19 | CP19 | Position switch Plastic enclosure according to EN 50047, 31 mm Device connection 1 x (M20 x 1.5) 1 NO/2 NC quick action contacts Teflon plunger with 2 LEDs yellow/green, 24 V DC | Lista Papel 2020 SI | 0 | 0
3SE5232-1QV40 |  | 3SE5232-1QV40 | 1 | UN | 1 | 5 | B | D | N | N | 85365080 | 1 | 4011209699823 | 0.127 | KG | 68.4 | 68.4 | CP19 | CP19 | Safety position switch with separate actuator Plastic enclosure, 31 mm Device connection 1x (M20x 1.5) Slow-action contacts 1 NO/1 NC with 2 LEDs yellow/green 24 V DC 5 directions of approaches The matching separate actuator 3SE5000-0AV0. must be ordered separately | - | 0 | 0
3SE5232-1RV40 |  | 3SE5232-1RV40 | 1 | UN | 1 | 5 | B | D | N | N | 85365080 | 1 | 4011209722880 | 0.119 | KG | 66.22 | 66.22 | CP19 | CP19 | Safety position switch with separate actuator Plastic enclosure, 31 mm Device connection 1x (M20x 1.5) Slow-action contacts 1 NO/1 NC 2x LED yellow/green 24 V DC 5 directions of approaches The matching separate Actuator 3SE5000-0AV0./-0AW. must be ordered separately | - | 0 | 0
3SE5232-3KC05 |  | 3SE5232-3KC05 | 1 | UN | 1 | 5 | B | D | N | N | 85365080 | 1 | 4011209694651 | 0.073 | KG | 47.12 | 45.79 | CP19 | CP19 | Position switch Plastic enclosure according to EN 50047, 31 mm Device connection 1 x (M20 x 1.5) 1 NO/2 NC slow-action contacts Teflon plunger with 2 LEDs yellow/green, 230 V AC | Lista Papel 2020 SI | 0 | 0
3SE5232-3LC05 |  | 3SE5232-3LC05 | 1 | UN | 1 | 5 | B | D | N | N | 85365080 | 1 | 4011209694682 | 0.072 | KG | 45.98 | 44.65 | CP19 | CP19 | Position switch Plastic enclosure according to EN 50047, 31 mm Device connection 1 x (M20 x 1.5) 1 NO/2 NC quick action contacts Teflon plunger with 2 LEDs yellow/green, 230 V AC | Lista Papel 2020 SI | 0 | 0
3SE5232-3RV40 |  | 3SE5232-3RV40 | 1 | UN | 1 | 5 | B | D | N | N | 85365080 | 1 | 4011209722897 | 0.13 | KG | 68.97 | 68.97 | CP19 | CP19 | Safety position switch with separate actuator Plastic enclosure, 31 mm Device connection 1x (M20x 1.5) Slow-action contacts 1 NO/1 NC 2x LED yellow/green 230 V AC 5 directions of approaches The matching separate actuator 3SE5000-0AV0. must be ordered separately | - | 0 | 0
3SE5234-0BC05-1AC4 |  | 3SE5234-0BC05-1AC4 | 1 | UN | 1 | 5 | B | D | N | N | 85365080 | 1 | 4011209694699 | 0.073 | KG | 43.23 | 40.38 | CP19 | CP19 | Position switch Plastic enclosure according to EN 50047, 31 mm 1 NO/1 NC slow-action contacts with M12 connector, 4-pole Pin assignment: Pin1=21, Pin2=22 Pin3=13, Pin4=14 for max. 250 V and 4 A Teflon plunger | Lista Papel 2020 SI | 0 | 0
3SE5234-0CD03-1AJ1 |  | 3SE5234-0CD03-1AJ1 | 1 | UN | 1 | 5 | B | D | N | N | 85365080 | 1 | 4011209934122 | 0.084 | KG | 89.78 | 89.78 | CP19 | CP19 | Position switch Plastic 31 mm according to EN 50047 Increased corrosion protection with M12 connector plug, 4-pole 1 NO/1 NC quick action contacts Roller plunger with plastic roller 10 mm functional at -40 Â°C Shock and vibration test according to EN 61373, Category 1B | - | 0 | 0
3SE5234-0HC05-1AC4 |  | 3SE5234-0HC05-1AC4 | 1 | UN | 1 | 2 | A | D | N | N | 85365080 | 1 | 4011209694705 | 0.073 | KG | 41.61 | 38.86 | CP19 | CP19 | Position switch Plastic enclosure according to EN 50047, 31 mm 1 NO/1 NC quick action contacts integrated (not replaceable) with M12 connector, 4-pole Pin assignment: Pin1=21, Pin2=22 Pin3=13, Pin4=14 for max. 250 V and 4 A with Teflon plunger | Lista Papel 2020 SI | 0 | 0
3SE5234-0HD03-1AC4 |  | 3SE5234-0HD03-1AC4 | 1 | UN | 1 | 5 | B | D | N | N | 85365080 | 1 | 4011209694712 | 0.08 | KG | 48.17 | 45.03 | CP19 | CP19 | Position switch Plastic enclosure according to DIN EN 50047, 31 mm 1 NO/1 NC quick action contacts integrated (not replaceable) with M12 connector, 4-pole Pin assignment: Pin1=21, Pin2=22 Pin3=13, Pin4=14 for max. 250 V and 4 A Roller plunger with plastic roller 10 mm | Lista Papel 2020 SI | 0 | 0
3SE5234-0HE10-1AC4 |  | 3SE5234-0HE10-1AC4 | 1 | UN | 1 | 5 | B | D | N | N | 85365080 | 1 | 4011209694729 | 0.087 | KG | 52.44 | 49.02 | CP19 | CP19 | Position switch Plastic enclosure according to EN 50047, 31 mm 1 NO/1 NC quick action contacts integrated (not replaceable) with M12 connector, 4-pole Pin assignment: Pin1=21, Pin2=22 Pin3=13, Pin4=14 for max. 250 V and 4 A Roller lever with plastic roller 13 mm | Lista Papel 2020 SI | 0 | 0
3SE5234-0HK21-1AC4 |  | 3SE5234-0HK21-1AC4 | 1 | UN | 1 | 5 | B | D | N | N | 85365080 | 1 | 4011209694736 | 0.113 | KG | 53.49 | 49.97 | CP19 | CP19 | Position switch Plastic enclosure according to EN 50047, 31 mm 1 NO/1 NC quick action contacts integrated (not replaceable) with M12 connector, 4-pole Pin assignment: Pin1=21, Pin2=22 Pin3=13, Pin4=14 for max. 250 V and 4 A Twist lever, right and/or left switching can be set with plastic roller 19 mm | Lista Papel 2020 SI | 0 | 0
3SE5234-0HK50-1AC4 |  | 3SE5234-0HK50-1AC4 | 1 | UN | 1 | 5 | B | D | N | N | 85365080 | 1 | 4011209822382 | 0.13 | KG | 56.62 | 56.62 | CP19 | CP19 | Position switch Plastic enclosure according to EN 50047, 31 mm 1 NO/1 NC quick action contacts integrated (not replaceable) with M12 connector, 4-pole Pin assignment: Pin1=21, Pin2=22 Pin3=13, Pin4=14 for max. 250 V and 4 A adjustable-length twist lever with plastic roller 19 mm | - | 0 | 0
3SE5234-0HK82-1AC4 |  | 3SE5234-0HK82-1AC4 | 1 | UN | 1 | 5 | B | D | N | N | 85365080 | 1 | 4011209822344 | 0.13 | KG | 62.32 | 62.32 | CP19 | CP19 | Position switch Plastic enclosure according to EN 50047, 31 mm 1 NO/1 NC quick action contacts integrated (not replaceable) with M12 connector, 4-pole Pin assignment: Pin1=21, Pin2=22 Pin3=13, Pin4=14 for max. 250 V and 4 A with rod lever Plastic rod 200 mm | - | 0 | 0
3SE5234-0HR01-1AC4 |  | 3SE5234-0HR01-1AC4 | 1 | UN | 1 | 5 | B | D | N | N | 85365080 | 1 | 4011209897281 | 0.126 | KG | 61.94 | 61.94 | CP19 | CP19 | Position switch Plastic enclosure according to EN 50047, 31 mm 1 NO/1 NC quick action contacts integrated (not replaceable) with M12 connector, 4-pole Pin assignment: Pin1=21, Pin2=22 Pin3=13, Pin4=14 for max. 250 V and 4 A with spring rod length 142.5 mm | - | 0 | 0
3SE5234-0KC05-1AE0 |  | 3SE5234-0KC05-1AE0 | 1 | UN | 1 | 5 | B | D | N | N | 85365080 | 1 | 4011209694743 | 0.077 | KG | 45.13 | 42.18 | CP19 | CP19 | Position switch Plastic enclosure according to EN 50047, 31 mm 1 NO/2 NC slow-action contacts with M12 connector, 4-pole 2 NC connected Pin assignment: Pin1=21, Pin2=22 Pin3=31, Pin4=32 for max. 250 V and 4 A with Teflon plunger | Lista Papel 2020 SI | 0 | 0
3SE5234-0LC05-1AE0 |  | 3SE5234-0LC05-1AE0 | 1 | UN | 1 | 2 | A | D | N | N | 85365080 | 1 | 4011209694798 | 0.078 | KG | 43.8 | 40.95 | CP19 | CP19 | Position switch Plastic enclosure according to EN 50047, 31 mm 1 NO/2 NC quick action contacts with M12 connector, 4-pole 2 NC connected Pin assignment: Pin1=21, Pin2=22 Pin3=31, Pin4=32 for max. 250 V and 4 A with Teflon plunger | Lista Papel 2020 SI | 0 | 0
3SE5234-0LC05-1AE2 |  | 3SE5234-0LC05-1AE2 | 1 | UN | 1 | 10 | C | D | EAR99 | N | 85365080 | 1 | 4047621064635 | 0.074 | KG | 48.74 | 48.74 | CP19 | CP19 | Basic switch/complete switch, plastic enclosure according to EN 50047, 31 mm, 1 NO/2 NC quick action contacts, with M12 connector, 5-pole, 2 NC connected. Pin assignment: Pin1=21, Pin4=22 Pin2=31, Pin5=32 for max. 125 V and 4 A with Teflon plunger. Suitable for connection to all SIMATIC ET200* compact block I/O modules. | - | 0 | 0
3SE5234-0LD03-1AE2 |  | 3SE5234-0LD03-1AE2 | 1 | UN | 1 | 10 | C | D | EAR99 | N | 85365080 | 1 | 4047621064673 | 0.084 | KG | 52.73 | 52.73 | CP19 | CP19 | Position switch plastic enclosure according to EN 50047, 31 mm 1 NO/2 NC quick action contacts with M12 connector, 5-pole Pin assignment: Pin1=21, Pin4=22 Pin2=31, Pin5=32 for max. 125 V and 4 A Roller plunger with plastic roller 10 mm. Suitable for connection to all SIMATIC ET200* compact block I/O modules. | - | 0 | 0
3SE5234-0LE11-1AE2 |  | 3SE5234-0LE11-1AE2 | 1 | UN | 1 | 10 | C | D | EAR99 | N | 85365080 | 1 | 4047621064765 | 0.096 | KG | 66.88 | 66.88 | CP19 | CP19 | Position switch, plastic enclosure according to EN 50047, 31 mm, 1 NO/2 NC quick action contacts, with M12 connector, 5-pole Pin assignment: Pin1=21, Pin4=22, Pin2=31, Pin5=32, for maximum of 125 V and 4 A, roller lever with stainless steel roller 13 mm. Suitable for connection to all SIMATIC ET200* compact block I/O modules. | - | 0 | 0
3SE5234-0QV40-1AE0 |  | 3SE5234-0QV40-1AE0 | 1 | UN | 1 | 5 | B | D | N | N | 85365080 | 1 | 4011209699847 | 0.132 | KG | 70.49 | 70.49 | CP19 | CP19 | Safety position switch with separate actuator Plastic enclosure, 31 mm Device connection 1x (M20x 1.5) with M12 connector plug, 4-pole Slow-action contacts 2 NC 5 directions of approaches The matching separate Actuator 3SE5000-0AV0 must be ordered separately | - | 0 | 0
3SE5234-0QV40-1AE2 |  | 3SE5234-0QV40-1AE2 | 1 | UN | 1 | 10 | C | D | EAR99 | N | 85365080 | 1 | 4047621064703 | 0.123 | KG | 72.39 | 72.39 | CP19 | CP19 | Safety position switch with separate actuator Plastic enclosure, 31 mm according to EN 50047 1 NO/2 NC slow-action contacts 5 directions of approach with M12 connector, 5-pole Pin assignment: Pin1=21, Pin4=22 Pin2=31, Pin5=32 Suitable for connection to all SIMATIC ET200* compact block I/O modules. The matching separate actuator 3SE5000-0AV../W.. must be ordered separately. | - | 0 | 0
3SE5234-0QV40-1AP1 |  | 3SE5234-0QV40-1AP1 | 1 | UN | 1 | 5 | B | D | N | N | 85365080 | 1 | 4047621054209 | 0.125 | KG | 152.95 | 152.95 | CP19 | CP19 | Safety position switch with separate actuator, plastic enclosure, 31 mm Device connection 1x (M20 x 1.5), slow-action contacts 2 NC/1 NO, 5 directions of approach, wired with M12 connector 8-pole, The head is mounted rotated by 90 degrees (clockwise) . The matching separate actuator 3SE5000-0AV0. /-0AW.. must be ordered separately. | - | 0 | 0
3SE5234-0RV40-1AC4 |  | 3SE5234-0RV40-1AC4 | 1 | UN | 1 | 5 | B | D | N | N | 85365080 | 1 | 4011209724709 | 0.132 | KG | 68.4 | 68.4 | CP19 | CP19 | Safety position switch with separate actuator Plastic enclosure, 31 mm according to EN 50047 1 NO/1 NC slow-action contacts 5 directions of approaches with M12 connector, 4-pole Pin assignment: Pin1=21, Pin2=22 Pin3=13, Pin4=14 for max. 250 V and 4 A The matching separate actuator 3SE5000-0AV0. must be ordered separately | - | 0 | 0
3SE5234-1BC05-1AF3 |  | 3SE5234-1BC05-1AF3 | 1 | UN | 1 | 5 | B | D | N | N | 85365080 | 1 | 4011209694774 | 0.078 | KG | 65.65 | 61.37 | CP19 | CP19 | Position switch Plastic enclosure, 31 mm according to EN 50047 1 NO/1 NC slow-action contacts with M12 connector, 5-pole, fixed 2x LED yellow/green 24 V DC Teflon plunger Pin assignment: Pin1=21, Pin2=22 Pin3=14 LED green, Pin4=13 and LED yellow, Pin5=ground LED and LED yellow, Pin 5=ground LED | Lista Papel 2020 SI | 0 | 0
3SE5234-1CC05-1AF3 |  | 3SE5234-1CC05-1AF3 | 1 | UN | 1 | 5 | B | D | N | N | 85365080 | 1 | 4011209694804 | 0.079 | KG | 64.32 | 60.14 | CP19 | CP19 | Position switch Plastic enclosure, 31 mm according to EN 50047 1 NO/1 NC quick action contacts with M12 connector, 5-pole, fixed 2x LED yellow/green 24 V DC Teflon plunger Pin assignment: Pin1=21, Pin2=22 Pin3=13 and LED green, Pin4=14 and LED yellow, Pin5=ground LED | Lista Papel 2020 SI | 0 | 0
3SE5234-1LC05-1AD5 |  | 3SE5234-1LC05-1AD5 | 1 | UN | 1 | 15 | C | D | EAR99 | N | 85365080 | 1 | 4047621072081 | 0.073 | KG | 113.05 | 113.05 | CP19 | CP19 | Basic switch/complete switch, Plastic enclosure according to EN 50047, 31 mm, 1 NO/2 NC quick action contacts, with M12 connector 8-pole, Pin assignment: Pin1=21, Pin2=22 Pin3=13/LED green, Pin4=14/ LED yellow, Pin5=31, Pin6=32, Pin7= LED ground, Pin8= Not assigned |  | 0 | 0
3SE5234-1RV40-1AF3 |  | 3SE5234-1RV40-1AF3 | 1 | UN | 1 | 5 | B | D | N | N | 85365080 | 1 | 4011209724716 | 0.135 | KG | 92.72 | 92.72 | CP19 | CP19 | Safety position switch with separate actuator Plastic enclosure, 31 mm according to EN 50047 1 NO/1 NC slow-action contacts with M12 connector, 5-pole, fixed and 2 LEDs yellow/green 24 V DC, 5 directions of approaches Pin assignment: Pin1=21, Pin2=22 Pin3=14 and LED green, Pin4=13 and LED yellow, Pin5=ground LED The matching separate actuator 3SE5000-0AV0. must be ordered separately | - | 0 | 0
3SE5240-0AA00-1AG0 |  | 3SE5240-0AA00-1AG0 | 1 | UN | 1 | 5 | B | D | N | N | 85389099 | 1 | 4011209723894 | 0.012 | KG | 3.38 | 3.38 | CP19 | CP19 | Cover for position switch for plastic enclosure 50 mm, Color yellow | - | 0 | 0
3SE5240-1AA00 |  | 3SE5240-1AA00 | 1 | UN | 1 | 5 | B | D | N | N | 85389091 | 1 | 4011209694811 | 0.014 | KG | 23.18 | 23.18 | CP19 | CP19 | LED cover for position switch for plastic enclosure 50 mm LEDs, yellow/green, 24 V DC Color yellow | - | 0 | 0
3SE5240-1AA00-1AG0 |  | 3SE5240-1AA00-1AG0 | 1 | UN | 1 | 5 | B | D | N | N | 85389091 | 1 | 4011209722866 | 0.015 | KG | 23.18 | 23.18 | CP19 | CP19 | LED cover for position switch for plastic enclosure 50 mm LEDs, yellow/green, 24 V DC Color yellow | - | 0 | 0
3SE5240-3AA00 |  | 3SE5240-3AA00 | 1 | UN | 1 | 5 | B | D | N | N | 85389091 | 1 | 4011209694828 | 0.015 | KG | 25.84 | 25.84 | CP19 | CP19 | LED cover for position switch for plastic enclosure 50 mm LEDs, yellow/green, 110-230 V AC Color yellow | - | 0 | 0
3SE5240-3AA00-1AG0 |  | 3SE5240-3AA00-1AG0 | 1 | UN | 1 | 5 | B | D | N | N | 85389091 | 1 | 4011209722873 | 0.014 | KG | 25.84 | 25.84 | CP19 | CP19 | LED cover for position switch for plastic enclosure 50 mm LEDs, yellow/green, 110-230 V AC Color yellow | - | 0 | 0
3SE5242-0AC05 |  | 3SE5242-0AC05 | 1 | UN | 1 | 5 | B | D | N | N | 85389099 | 1 | 4011209694835 | 0.062 | KG | 10.55 | 10.55 | CP19 | CP19 | Enclosure for position switch Plastic enclosure wide, according to EN 50047, 50 mm Device connection 2x (M20 x 1.5) with cover, Color turquoise and plunger | - | 0 | 0
3SE5242-0AC05-1CA0 |  | 3SE5242-0AC05-1CA0 | 1 | UN | 1 | 5 | B | D | N | N | 85389099 | 1 | 4011209694842 | 0.07 | KG | 14.35 | 14.35 | CP19 | CP19 | Enclosure for position switch with increased corrosion protection Plastic enclosure wide, according to EN 50047, 50 mm Device connection 2x (M20 x 1.5) with cover, Color turquoise and plunger | - | 0 | 0
3SE5242-0BC05 |  | 3SE5242-0BC05 | 1 | UN | 1 | 2 | A | D | N | N | 85365080 | 1 | 4011209694859 | 0.085 | KG | 28.88 | 28.03 | CP19 | CP19 | Position switch Plastic enclosure according to EN 50047, 50 mm Device connection 2 x (M20 x 1.5) 1 NO/1 NC slow-action contacts Teflon plunger | Lista Papel 2020 SI | 0 | 0
3SE5242-0BC05-1AJ0 |  | 3SE5242-0BC05-1AJ0 | 1 | UN | 1 | 5 | B | D | N | N | 85365080 | 1 | 4011209822115 | 0.088 | KG | 43.23 | 43.23 | CP19 | CP19 | Position switch Plastic 50 mm Increased corrosion protection Device connection 2x (M20x 1.5) 1 NO/1 NC slow-action contacts Rounded plunger functional at -40 Â°C Shock and vibration test according to EN 61373, Category 1B | - | 0 | 0
3SE5242-0BC05-1CA0 |  | 3SE5242-0BC05-1CA0 | 1 | UN | 1 | 5 | B | D | N | N | 85365080 | 1 | 4011209694866 | 0.078 | KG | 32.87 | 31.92 | CP19 | CP19 | Position switch with increased corrosion protection Plastic enclosure wide, according to EN 50047, 50 mm Device connection 2 x (M20 x 1.5) 1 NO/1 NC slow-action contacts Teflon plunger | Lista Papel 2020 SI | 0 | 0
3SE5242-0BD03 |  | 3SE5242-0BD03 | 1 | UN | 1 | 5 | B | D | N | N | 85365080 | 1 | 4011209694873 | 0.093 | KG | 35.06 | 34.11 | CP19 | CP19 | Position switch Plastic enclosure according to EN 50047, 50 mm Device connection 2 x (M20 x 1.5) 1 NO/1 NC slow-action contacts Roller plunger with plastic roller 10 mm | Lista Papel 2020 SI | 0 | 0
3SE5242-0BE10 |  | 3SE5242-0BE10 | 1 | UN | 1 | 5 | B | D | N | N | 85365080 | 1 | 4011209694880 | 0.093 | KG | 38.67 | 37.62 | CP19 | CP19 | Position switch Plastic enclosure according to EN 50047, 50 mm Device connection 2 x (M20 x 1.5) 1 NO/1 NC slow-action contacts Roller lever with plastic roller 13 mm | Lista Papel 2020 SI | 0 | 0
3SE5242-0BK21 |  | 3SE5242-0BK21 | 1 | UN | 1 | 5 | B | D | N | N | 85365080 | 1 | 4011209694903 | 0.12 | KG | 39.9 | 38.76 | CP19 | CP19 | Position switch Plastic enclosure according to EN 50047, 50 mm Device connection 2 x (M20 x 1.5) 1 NO/1 NC slow-action contacts twist lever with plastic roller 19 mm | Lista Papel 2020 SI | 0 | 0
3SE5242-0CC05 |  | 3SE5242-0CC05 | 1 | UN | 1 | 5 | B | D | N | N | 85365080 | 1 | 4011209694910 | 0.089 | KG | 27.55 | 26.79 | CP19 | CP19 | Position switch Plastic enclosure according to EN 50047, 50 mm Device connection 2 x (M20 x 1.5) 1 NO/1 NC quick action contacts Teflon plunger | Lista Papel 2020 SI | 0 | 0
3SE5242-0FC05 |  | 3SE5242-0FC05 | 1 | UN | 1 | 15 | C | D | N | N | 85365080 | 1 | 4011209694927 | 0.087 | KG | 29.64 | 28.79 | CP19 | CP19 | Position switch Plastic enclosure according to EN 50047, 50 mm Device connection 2 x (M20 x 1.5) 1 NO/1 NC quick action contacts Short stroke integrated Teflon plunger | Lista Papel 2020 SI | 0 | 0
3SE5242-0GC05 |  | 3SE5242-0GC05 | 1 | UN | 1 | 30 | D | D | N | N | 85365080 | 1 | 4011209694941 | 0.09 | KG | 30.21 | 29.36 | CP19 | CP19 | Position switch Plastic enclosure according to EN 50047, 50 mm Device connection 2 x (M20 x 1.5) 1 NO/1 NC quick action contacts 2 x 2 mm contact gap Teflon plunger | Lista Papel 2020 SI | 0 | 0
3SE5242-0HC05 |  | 3SE5242-0HC05 | 1 | UN | 1 | 1 | A | D | N | N | 85365080 | 1 | 4011209694958 | 0.09 | KG | 27.55 | 26.79 | CP19 | CP19 | Position switch Plastic enclosure according to EN 50047, 50 mm Device connection 2 x (M20 x 1.5) 1 NO/1 NC quick action contacts Teflon plunger | Lista Papel 2020 SI | 0 | 0
3SE5242-0HC05-1AJ0 |  | 3SE5242-0HC05-1AJ0 | 1 | UN | 1 | 5 | B | D | N | N | 85365080 | 1 | 4011209822122 | 0.089 | KG | 41.8 | 41.8 | CP19 | CP19 | Position switch Plastic 50 mm Increased corrosion protection Device connection 2x (M20x 1.5) 1 NO/1 NC quick action contacts Rounded plunger functional at -40 Â°C Shock and vibration test according to EN 61373, Category 1B | - | 0 | 0
3SE5242-0HC05-1CA0 |  | 3SE5242-0HC05-1CA0 | 1 | UN | 1 | 30 | D | D | N | N | 85365080 | 1 | 4011209694965 | 0.095 | KG | 31.54 | 30.69 | CP19 | CP19 | Position switch with increased corrosion protection Plastic enclosure wide, according to EN 50047, 50 mm Device connection 2 x (M20 x 1.5) 1 NO/1 NC quick action contacts Teflon plunger | Lista Papel 2020 SI | 0 | 0
3SE5242-0HD03 |  | 3SE5242-0HD03 | 1 | UN | 1 | 5 | B | D | N | N | 85365080 | 1 | 4011209694972 | 0.095 | KG | 33.63 | 32.68 | CP19 | CP19 | Position switch Plastic enclosure according to EN 50047, 50 mm Device connection 2 x (M20 x 1.5) 1 NO/1 NC quick action contacts Roller plunger with plastic roller 10 mm | Lista Papel 2020 SI | 0 | 0
3SE5242-0HE10 |  | 3SE5242-0HE10 | 1 | UN | 1 | 2 | A | D | N | N | 85365080 | 1 | 4011209694989 | 0.102 | KG | 37.62 | 36.58 | CP19 | CP19 | Position switch Plastic enclosure according to EN 50047, 50 mm Device connection 2 x (M20 x 1.5) 1 NO/1 NC quick action contacts Roller lever with plastic roller 13 mm | Lista Papel 2020 SI | 0 | 0
3SE5242-0HK21 |  | 3SE5242-0HK21 | 1 | UN | 1 | 5 | B | D | N | N | 85365080 | 1 | 4011209695009 | 0.12 | KG | 38.29 | 37.24 | CP19 | CP19 | Position switch Plastic enclosure according to EN 50047, 50 mm Device connection 2 x (M20 x 1.5) 1 NO/1 NC quick action contacts twist lever with plastic roller 19 mm | Lista Papel 2020 SI | 0 | 0
3SE5242-0HK21-1AJ0 |  | 3SE5242-0HK21-1AJ0 | 1 | UN | 1 | 5 | B | D | N | N | 85365080 | 1 | 4011209861046 | 0.12 | KG | 58.71 | 58.71 | CP19 | CP19 | Position switch Plastic 50 mm, Increased corrosion protection Device connection 2 x (M20 x 1.5) 1 NO/1 NC snap-action contacts twist lever metal lever with plastic roller 19 mm functional at -40 Â°C Shock and vibration test according to EN 61373, Category 1B | - | 0 | 0
3SE5242-0HK50 |  | 3SE5242-0HK50 | 1 | UN | 1 | 5 | B | D | N | N | 85365080 | 1 | 4011209695016 | 0.135 | KG | 43.32 | 42.09 | CP19 | CP19 | Position switch Plastic enclosure according to EN 50047, 50 mm Device connection 2 x (M20 x 1.5) 1 NO/1 NC quick action contacts, adjustable-length twist lever right/left adjustable with plastic roller 19 mm | Lista Papel 2020 SI | 0 | 0
3SE5242-0HK62-1AJ0 |  | 3SE5242-0HK62-1AJ0 | 1 | UN | 1 | 5 | B | D | N | N | 85365080 | 1 | 4011209822139 | 0.134 | KG | 66.12 | 66.12 | CP19 | CP19 | Position switch Plastic 50 mm Increased corrosion protection Device connection 2x (M20x 1.5) 1 NO/1 NC snap-action contacts adjustable-length Twist lever, Stainless steel lever with plastic roller 19 mm functional at -40 Â°C Shock and vibration test according to EN 61373, Category 1B | - | 0 | 0
3SE5242-0HR01-1AK4 |  | 3SE5242-0HR01-1AK4 | 1 | UN | 1 | 0 | A | D | N | N | 85365080 | 50 | 4011209830073 | 0.321 | KG | 155.8 | 155.8 | CP19 | CP19 | SIRIUS position switch Plastic enclosure according to EN 50041, 50 mm Device connection 2x (M20 x 1.5) 1 NO/1 NC quick action contacts with spring rod 142.5 mm long Red LED, 24 V, visible all-round M12 connector 4-pole with two pipe clamps 25-28 mm as clamp fastening customized | - | 0 | 7
3SE5242-0HR01-1AK6 |  | 3SE5242-0HR01-1AK6 | 1 | UN | 1 | 0 | A | D | N | N | 85365080 | 50 | 4011209834958 | 0.177 | KG | 141.55 | 141.55 | CP19 | CP19 | SIRIUS position switch Plastic enclosure according to EN 50041, 50 mm Device connection 2x (M20 x 1.5) 1 NO/1 NC quick action contacts with spring rod 142.5 mm long Red LED, 24 V, visible all-round M12 connector 4-pole without pipe clamp customized | - | 0 | 7
3SE5242-0HR01-1AL3 |  | 3SE5242-0HR01-1AL3 | 1 | UN | 1 | 0 | A | D | EAR99 | N | 85365080 | 50 | 4011209892415 | 0.324 | KG | 183.35 | 183.35 | CP19 | CP19 | SIRIUS position switch Plastic enclosure according to EN 50041, 50 mm Device connection 2x (M20 x 1.5) 1 NO/1 NC quick action contacts with spring rod 142.5 mm long Green LED, 24 V, visible all-round, M12 connector 4-pole with two pipe clamps 25-28 mm as clamp fastening customized | - | 0 | 7
3SE5242-0HR01-1AL4 |  | 3SE5242-0HR01-1AL4 | 1 | UN | 1 | 0 | A | D | EAR99 | N | 85365080 | 50 | 4011209892422 | 0.18 | KG | 168.15 | 168.15 | CP19 | CP19 | SIRIUS position switch Plastic enclosure according to EN 50041, 50 mm Device connection 2x (M20 x 1.5) 1 NO/1 NC quick action contacts with spring rod 142.5 mm long Green LED, 24 V, visible all-round, M12 connector 4-pole without pipe clamp customized | - | 0 | 7
3SE5242-0HR03-1AK4 |  | 3SE5242-0HR03-1AK4 | 1 | UN | 1 | 0 | A | D | N | N | 85365080 | 50 | 4011209844070 | 0.311 | KG | 162.45 | 162.45 | CP19 | CP19 | SIRIUS position switch Plastic enclosure according to EN 50041, 50 mm Device connection 2x (M20 x 1.5) 1 NO/1 NC quick action contacts with spring rod 76 mm long Red LED, 24 V, visible all-round M12 connector 4-pole with two pipe clamps 25-28 mm as clamp fastening | - | 0 | 7
3SE5242-0HR03-1AK6 |  | 3SE5242-0HR03-1AK6 | 1 | UN | 1 | 0 | A | D | N | N | 85365080 | 50 | 4011209844087 | 0.172 | KG | 145.35 | 145.35 | CP19 | CP19 | SIRIUS position switch Plastic enclosure according to EN 50041, 50 mm Device connection 2x (M20 x 1.5) 1 NO/1 NC quick action contacts with spring rod 76 mm long Red LED, 24 V, visible all-round M12 connector 4-pole without pipe clamp customized | - | 0 | 7
3SE5242-0HR03-1AL3 |  | 3SE5242-0HR03-1AL3 | 1 | UN | 1 | 0 | A | D | EAR99 | N | 85365080 | 50 | 4011209892439 | 0.316 | KG | 223.25 | 223.25 | CP19 | CP19 | SIRIUS position switch Plastic enclosure according to EN 50041, 50 mm Device connection 2x (M20 x 1.5) 1 NO/1 NC quick action contacts with spring rod 76 mm long Green LED, 24 V, visible all-round, M12 connector 4-pole with two pipe clamps 25-28 mm as clamp fastening | - | 0 | 7
3SE5242-0HR03-1AL4 |  | 3SE5242-0HR03-1AL4 | 1 | UN | 1 | 0 | A | D | EAR99 | N | 85365080 | 50 | 4011209892446 | 0.181 | KG | 205.2 | 205.2 | CP19 | CP19 | SIRIUS position switch Plastic enclosure according to EN 50041, 50 mm Device connection 2x (M20 x 1.5) 1 NO/1 NC quick action contacts with spring rod 76 mm long Green LED, 24 V, visible all-round, M12 connector 4-pole without pipe clamp customized | - | 0 | 7
3SE5242-0KC05 |  | 3SE5242-0KC05 | 1 | UN | 1 | 5 | B | D | N | N | 85365080 | 1 | 4011209695023 | 0.083 | KG | 30.97 | 30.12 | CP19 | CP19 | Position switch Plastic enclosure according to EN 50047, 50 mm Device connection 2 x (M20 x 1.5) 1 NO/2 NC slow-action contacts Rounded plunger/Teflon plunger | Lista Papel 2020 SI | 0 | 0
3SE5242-0KC05-1CA0 |  | 3SE5242-0KC05-1CA0 | 1 | UN | 1 | 5 | B | D | N | N | 85365080 | 1 | 4011209695030 | 0.05 | KG | 34.77 | 33.82 | CP19 | CP19 | Position switch with increased corrosion protection Plastic enclosure wide, according to EN 50047, 50 mm 1 NO/2 NC slow-action contacts Teflon plunger | Lista Papel 2020 SI | 0 | 0
3SE5242-0LC05 |  | 3SE5242-0LC05 | 1 | UN | 1 | 5 | B | D | N | N | 85365080 | 1 | 4011209695108 | 0.084 | KG | 29.64 | 28.79 | CP19 | CP19 | Position switch Plastic enclosure according to EN 50047, 50 mm Device connection 2 x (M20 x 1.5) 1 NO/2 NC quick action contacts Teflon plunger | Lista Papel 2020 SI | 0 | 0
3SE5242-0LC05-1CA0 |  | 3SE5242-0LC05-1CA0 | 1 | UN | 1 | 5 | B | D | N | N | 85365080 | 1 | 4011209695115 | 0.084 | KG | 33.54 | 32.59 | CP19 | CP19 | Position switch with increased corrosion protection Plastic enclosure wide, according to EN 50047, 50 mm 1 NO/2 NC quick action contacts Teflon plunger | Lista Papel 2020 SI | 0 | 0
3SE5242-0LD03 |  | 3SE5242-0LD03 | 1 | UN | 1 | 5 | B | D | N | N | 85365080 | 1 | 4011209695122 | 0.1 | KG | 35.63 | 34.58 | CP19 | CP19 | Position switch Plastic enclosure according to EN 50047, 50 mm Device connection 2 x (M20 x 1.5) 1 NO/2 NC quick action contacts Roller plunger with plastic roller 10 mm | Lista Papel 2020 SI | 0 | 0
3SE5242-0LE10 |  | 3SE5242-0LE10 | 1 | UN | 1 | 5 | B | D | N | N | 85365080 | 1 | 4011209695139 | 0.093 | KG | 39.62 | 38.48 | CP19 | CP19 | Position switch Plastic enclosure according to EN 50047, 50 mm Device connection 2 x (M20 x 1.5) 1 NO/2 NC quick action contacts Roller lever with plastic roller 13 mm | Lista Papel 2020 SI | 0 | 0
3SE5242-0LK21 |  | 3SE5242-0LK21 | 1 | UN | 1 | 5 | B | D | N | N | 85365080 | 1 | 4011209695146 | 0.124 | KG | 40.57 | 39.43 | CP19 | CP19 | Position switch Plastic enclosure according to EN 50047, 50 mm Device connection 2 x (M20 x 1.5) 1 NO/2 NC quick action contacts twist lever right/left adjustable with plastic roller 19 mm | Lista Papel 2020 SI | 0 | 0
3SE5242-0MC05 |  | 3SE5242-0MC05 | 1 | UN | 1 | 5 | B | D | N | N | 85365080 | 1 | 4011209856325 | 0.083 | KG | 30.97 | 30.97 | CP19 | CP19 | Position switch Plastic enclosure according to EN 50047, 50 mm Device connection 2 x (M20 x 1.5) 1 NO/2 NC slow-action contacts with make-before-break Rounded plunger/Teflon plunger | - | 0 | 0
3SE5242-0MC05-1CA0 |  | 3SE5242-0MC05-1CA0 | 1 | UN | 1 | 5 | B | D | N | N | 85365080 | 1 | 4011209856332 | 0.075 | KG | 34.77 | 34.77 | CP19 | CP19 | Position switch with increased corrosion protection Plastic enclosure wide, according to EN 50047, 50 mm Device connection 2 x (M20 x 1.5) 1 NO/2 NC slow-action contacts with make-before-break Teflon plunger | - | 0 | 0
3SE5242-0PC05 |  | 3SE5242-0PC05 | 1 | UN | 1 | 2 | A | D | N | N | 85365080 | 1 | 4011209856431 | 0.082 | KG | 30.97 | 30.97 | CP19 | CP19 | Position switch Plastic enclosure, 50 mm Device connection 2x (M20x 1.5) 2 NO/NC slow-action contacts Rounded plunger, Form B with Teflon plunger | - | 0 | 0
3SE5242-0PC05-1CA0 |  | 3SE5242-0PC05-1CA0 | 1 | UN | 1 | 5 | B | D | N | N | 85365080 | 1 | 4011209856448 | 0.09 | KG | 34.77 | 34.77 | CP19 | CP19 | Position switch with increased corrosion protection Plastic enclosure wide, according to EN 50047, 50 mm Device connection 2 x (M20 x 1.5) 2 NO/1 NC slow-action contacts Teflon plunger | - | 0 | 0
3SE5242-0QV40 |  | 3SE5242-0QV40 | 1 | UN | 1 | 5 | B | D | N | N | 85365080 | 1 | 4011209699670 | 0.126 | KG | 54.44 | 54.44 | CP19 | CP19 | Safety position switch with separate actuator Plastic enclosure, 50 mm Device connection 2x (M20x 1.5) Slow-action contacts 1 NO+2 NC 5 directions of approaches The matching separate actuator 3SE5000-0AV0. must be ordered separately | - | 0 | 0
3SE5242-0RV40-1AA1 |  | 3SE5242-0RV40-1AA1 | 1 | UN | 1 | 5 | B | D | N | N | 85365080 | 1 | 4011209859562 | 0.13 | KG | 57.1 | 57.1 | CP19 | CP19 | Safety position switch with separate actuator Plastic enclosure, 50 mm Device connection 2x (M20x 1.5) Slow-action contacts 1 NO+1 NC 5 directions of approaches Pull-out force 30 N The matching separate actuator 3SE5000-0AV0. must be ordered separately | - | 0 | 0
3SE5242-1KC05 |  | 3SE5242-1KC05 | 1 | UN | 1 | 5 | B | D | N | N | 85365080 | 1 | 4011209695054 | 0.085 | KG | 50.54 | 49.12 | CP19 | CP19 | Position switch Plastic enclosure, 50 mm according to EN 50047 Device connection 2 x (M20 x 1.5) 1 NO/2 NC slow-action contacts LED, yellow/green, 24 V DC Teflon plunger | Lista Papel 2020 SI | 0 | 0
3SE5242-1LC05 |  | 3SE5242-1LC05 | 1 | UN | 1 | 5 | B | D | N | N | 85365080 | 1 | 4011209695160 | 0.086 | KG | 49.5 | 48.07 | CP19 | CP19 | Position switch Plastic enclosure, 50 mm according to EN 50047 Device connection 2 x (M20 x 1.5) 1 NO/2 NC quick action contacts LED, yellow/green, 24 V DC Teflon plunger | Lista Papel 2020 SI | 0 | 0
3SE5242-1QV40 |  | 3SE5242-1QV40 | 1 | UN | 1 | 5 | B | D | N | N | 85365080 | 1 | 4011209699854 | 0.145 | KG | 74.1 | 74.1 | CP19 | CP19 | Safety position switch with separate actuator Plastic enclosure, 50 mm Device connection 2x (M20x 1.5) Slow-action contacts 1 NO+2 NC with 2 LEDs yellow/green 24 V DC 5 directions of approaches The matching separate actuator 3SE5000-0AV0. must be ordered separately | - | 0 | 0
3SE5242-3KC05 |  | 3SE5242-3KC05 | 1 | UN | 1 | 5 | B | D | N | N | 85365080 | 1 | 4011209695078 | 0.089 | KG | 53.2 | 51.68 | CP19 | CP19 | Position switch Plastic enclosure according to EN 50047, 50 mm Device connection 2 x (M20 x 1.5) 1 NO/2 NC slow-action contacts LEDs 110-230 V AC, yellow/green Teflon plunger | Lista Papel 2020 SI | 0 | 0
3SE5242-3LC05 |  | 3SE5242-3LC05 | 1 | UN | 1 | 5 | B | D | N | N | 85365080 | 1 | 4011209695177 | 0.086 | KG | 51.87 | 50.45 | CP19 | CP19 | Position switch Plastic enclosure according to EN 50047, 50 mm Device connection 2 x (M20 x 1.5) 1 NO/2 NC quick action contacts LEDs 110-230 V AC, yellow/green Teflon plunger | Lista Papel 2020 SI | 0 | 0
3SE5242-3QV40 |  | 3SE5242-3QV40 | 1 | UN | 1 | 5 | B | D | N | N | 85365080 | 1 | 4011209699861 | 0.129 | KG | 77.05 | 77.05 | CP19 | CP19 | Safety position switch with separate actuator Plastic enclosure, 50 mm Device connection 2x (M20x 1.5) Slow-action contacts 1 NO+2 NC with 2 LEDs yellow/green 115-230 V AC 5 directions of approaches The matching separate actuator 3SE5000-0AV0. must be ordered separately | - | 0 | 0
3SE5244-0LE10-1AE0 |  | 3SE5244-0LE10-1AE0 | 1 | UN | 1 | 5 | B | D | N | N | 85365080 | 1 | 4011209929340 | 0.113 | KG | 72.96 | 72.96 | CP19 | CP19 | Position switch Plastic enclosure, 50 mm Device connection 2 x (M20 x 1.5) 1 NO/2 NC quick action contacts with M12 connector, 4-pole on the right, 2 NC connected Pin assignment: Pin1=21, Pin2=22 Pin3=31, Pin4=32 max. 250 V and 4 A Roller lever with plastic roller 13 mm | - | 0 | 0
3SE5250-0AC05 |  | 3SE5250-0AC05 | 1 | UN | 1 | 5 | B | D | N | N | 85389099 | 1 | 4011209725041 | 0.026 | KG | 5.02 | 5.02 | CP19 | CP19 | Position switch Plastic enclosure open type 30 mm Metal plunger, can be equipped with all contacts | - | 0 | 0
3SE5250-0BC05 |  | 3SE5250-0BC05 | 1 | UN | 1 | 2 | A | D | N | N | 85365080 | 1 | 4011209725065 | 0.043 | KG | 24.04 | 24.04 | CP19 | CP19 | Position switch Plastic enclosure open type 30 mm 1 NO/1 NC slow-action contacts Metal plunger, IP20 | - | 0 | 0
3SE5250-0CC05 |  | 3SE5250-0CC05 | 1 | UN | 1 | 1 | A | D | N | N | 85365080 | 1 | 4011209725058 | 0.04 | KG | 22.71 | 22.71 | CP19 | CP19 | Position switch Plastic enclosure open type 30 mm 1 NO/1 NC quick action contacts Metal plunger, IP20 | - | 0 | 0
3SE5250-0KC05 |  | 3SE5250-0KC05 | 1 | UN | 1 | 5 | B | D | N | N | 85365080 | 1 | 4011209695191 | 0.043 | KG | 24.04 | 24.04 | CP19 | CP19 | Position switch Plastic enclosure open type 30 mm 1 NO/2 NC slow-action contacts Metal plunger, IP10 | - | 0 | 0
3SE5250-0LC05 |  | 3SE5250-0LC05 | 1 | UN | 1 | 1 | A | D | N | N | 85365080 | 1 | 4011209695184 | 0.03 | KG | 22.71 | 22.71 | CP19 | CP19 | Position switch Plastic enclosure open type 30 mm 1 NO/2 NC quick action contacts Metal plunger, IP10 | - | 0 | 0
3SE5250-0MC05 |  | 3SE5250-0MC05 | 1 | UN | 1 | 2 | A | D | N | N | 85365080 | 1 | 4011209856349 | 0.049 | KG | 24.04 | 24.04 | CP19 | CP19 | Position switch Plastic enclosure, 30 mm open type 30 mm 1 NO/2 NC slow-action contacts with make-before-break Metal plunger, IP10 | - | 0 | 0
3SE5250-0PC05 |  | 3SE5250-0PC05 | 1 | UN | 1 | 2 | A | D | N | N | 85365080 | 1 | 4011209856455 | 0.046 | KG | 24.04 | 24.04 | CP19 | CP19 | Position switch Plastic enclosure open type 30 mm 2 NO/1 NC slow-action contacts Metal plunger, IP10 | - | 0 | 0
3SE5282-0HC05-8RA0 |  | 3SE5282-0HC05-8RA0 | 1 | UN | 1 | 21 | D | D | N | N | 85365080 | 1 | 4011209796027 | 0.06 | KG | 19.67 | 19.67 | CP19 | CP19 | Position switch Plastic enclosure according to EN 50047, 31 mm Device connection 1 x (M20 x 1.5) 1 NO/1 NC snap-action contacts integrated (not replaceable) Rounded plunger Degree of protection IP40, with Self-sealing grommet, Enclosure and Cover in black without locking sheet metal, without Accessories, without cable Customer-specific | - | 0 | 7
3SE5282-0HC05-8RA1 |  | 3SE5282-0HC05-8RA1 | 1 | UN | 1 | 21 | D | D | N | N | 85365080 | 1 | 4011209796034 | 0.075 | KG | 21.19 | 21.19 | CP19 | CP19 | Position switch Plastic enclosure according to EN 50047, 31 mm Device connection 1 x (M20 x 1.5) 1 NO/1 NC snap-action contacts integrated (not replaceable) Rounded plunger Degree of protection IP40, with Self-sealing grommet, Enclosure and Cover in black without locking sheet metal, with accessories: Screws and holding plate Customer-specific | - | 0 | 7
3SE5282-0HC05-8RA3 |  | 3SE5282-0HC05-8RA3 | 1 | UN | 1 | 21 | D | D | N | N | 85365080 | 1 | 4011209796041 | 0.12 | KG | 49.78 | 49.78 | CP19 | CP19 | Position switch Plastic enclosure according to EN 50047, 31 mm Device connection 1 x (M20 x 1.5) 1 NO/1 NC snap-action contacts integrated (not replaceable) Rounded plunger Degree of protection IP40, with self-sealing grommet, enclosure and cover in black Without locking plate, with accessory: screws and holding plate, connection cable 0.6 m, orange Customer-specific | - | 0 | 9
3SE5282-0HC05-8RA4 |  | 3SE5282-0HC05-8RA4 | 1 | UN | 1 | 21 | D | D | N | N | 85365080 | 1 | 4011209796058 | 0.145 | KG | 53.01 | 53.01 | CP19 | CP19 | Position switch Plastic enclosure according to EN 50047, 31 mm Device connection 1 x (M20 x 1.5) 1 NO/1 NC snap-action contacts integrated (not replaceable) Rounded plunger Degree of protection IP40, with Self-sealing grommet, Enclosure and Cover in black without locking sheet metal, with accessories: Screws and Holding plate, Connecting cable 1m , orange, Customer-specific | - | 0 | 9
3SE5282-0HC05-8RA5 |  | 3SE5282-0HC05-8RA5 | 1 | UN | 1 | 21 | D | D | N | N | 85365080 | 1 | 4011209796065 | 0.123 | KG | 58.81 | 58.81 | CP19 | CP19 | SIRIUS POSITION SWITCH PLASTIC HOUSING TO EN50047, 31MM DEVICE CONNECTION 1X(M20X1.5); SNAP-ACTION CONTACTS 1NO/1NC INTEGRATED (NON REPLACEABLE) OVERTRAVEL PLUNGER, DEGREE OF PROTECTION IP40, WITH SELF-SEALING GROMMET, HOUSING AND COVER IN BLACK, W/O LOCKING SHEET METAL, WITH ACCESSORIES: SCREWS AND RETAINING PLATE, CONNECTING CABLE 0,6M YELLOW, VERSION FA. RITTAL | - | 0 | 9
3SE5282-0HC05-8RA6 |  | 3SE5282-0HC05-8RA6 | 1 | UN | 1 | 21 | D | D | N | N | 85365080 | 1 | 4011209796072 | 0.145 | KG | 62.8 | 62.8 | CP19 | CP19 | Position switch Plastic enclosure according to EN 50047, 31 mm Device connection 1 x (M20 x 1.5) 1 NO/1 NC snap-action contacts integrated (not replaceable) Rounded plunger Degree of protection IP40, with Self-sealing grommet, Enclosure and Cover in black without locking sheet metal, with accessories: Screws and Holding plate, Connecting cable 1 m yellow Rittal version | - | 0 | 9
3SE5282-0HC05-8RA7 |  | 3SE5282-0HC05-8RA7 | 1 | UN | 1 | 21 | D | D | N | N | 85365080 | 1 |  | 0.102 | KG | 45.41 | 45.41 | CP19 | CP19 | Position switch Plastic enclosure according to EN 50047, 31 mm Device connection 1 x (M20 x 1.5) 1 NO/1 NC snap-action contacts integrated (not replaceable) Rounded plunger Degree of protection IP20, with Self-sealing grommet, Enclosure and Cover in black without locking sheet metal, with Accessories: Screws and Holding plate, Connecting cable IEC,flat, 0.865 m, black, Customer-specific | - | 0 | 7
3SE5282-0HC05-8RB0 |  | 3SE5282-0HC05-8RB0 | 1 | UN | 1 | 41 | X | D | N | N | 85365080 | 1 | 4011209796089 | 0.15 | KG | 48.17 | 48.17 | CP19 | CP19 | Position switch Plastic enclosure according to EN 50047, 31 mm Device connection 1 x (M20 x 1.5) 1 NO/1 NC snap-action contacts integrated (not replaceable) Rounded plunger Degree of protection IP40, with Self-sealing grommet, Enclosure and Cover in black without locking sheet metal, with accessories: Screws and Holding plate, Connecting cable 0.6 m yellow Otto Heil Rittal version | - | 0 | 9
3SE5282-0HC05-8RB2 |  | 3SE5282-0HC05-8RB2 | 1 | UN | 1 | 21 | D | D | N | N | 85365080 | 1 | 4011209796102 | 0.108 | KG | 51.02 | 51.02 | CP19 | CP19 | Position switch Plastic enclosure according to EN 50047, 31 mm Device connection 1 x (M20 x 1.5) 1 NO/1 NC snap-action contacts integrated (not replaceable) twist lever Degree of protection IP40, with Self-sealing grommet, Enclosure and Cover in black with holding plate with 2 screws 4 x 35 mm with Torx T20 with 1 screw M5 x 12 mm with Torx T25 packaged individually, neutral without packing slip without Rittal logo Rittal version | - | 0 | 9
3SE5282-0HC05-8RB3 |  | 3SE5282-0HC05-8RB3 | 1 | UN | 1 | 21 | D | D | N | N | 85365080 | 1 | 4011209796119 | 0.252 | KG | 40.95 | 40.95 | CP19 | CP19 | Position switch in small plastic housing 1 x M20 x 1.5, IP40 Snap-action contacts 1 NO+1 NC Twist lever, adjustable length bent, with locking sheet metal With accessories, without cable Rittal version | - | 0 | 9
3SE5282-0HC05-8RC1 |  | 3SE5282-0HC05-8RC1 | 1 | UN | 1 | 21 | D | D | N | N | 85365080 | 1 | 4011209796126 | 7.976 | KG | 34.39 | 34.39 | CP19 | CP19 | Position switch Plastic enclosure according to EN 50047, 31 mm Device connection 1 x (M20 x 1.5) 1 NO/1 NC snap-action contacts integrated (not replaceable) Rounded plunger Degree of protection IP40, with Self-sealing grommet, Enclosure and Cover in black without locking sheet metal, with accessories: Screws and Holding plate, Connecting cable 1 m gray, UL, Wieland Rittal version | - | 0 | 9
3SE5282-0HC05-8RC2 |  | 3SE5282-0HC05-8RC2 | 1 | UN | 1 | 21 | D | D | N | N | 85365080 | 1 | 4011209796133 | 6.651 | KG | 32.49 | 32.49 | CP19 | CP19 | Position switch Plastic enclosure according to EN 50047, 31 mm Device connection 1 x (M20 x 1.5) 1 NO/1 NC snap-action contacts integrated (not replaceable) Rounded plunger Degree of protection IP40, with Self-sealing grommet, Enclosure and Cover in black without locking sheet metal, with accessories: Screws and Holding plate, Connecting cable 0.6 m gray, UL, Wieland Rittal version | - | 0 | 9
3SE5282-0HC05-8RC3 |  | 3SE5282-0HC05-8RC3 | 1 | UN | 1 | 41 | X | D | N | N | 85365080 | 1 | 4011209796140 | 0.14 | KG | 35.25 | 35.25 | CP19 | CP19 | Position switch Plastic enclosure according to EN 50047, 31 mm Device connection 1 x (M20 x 1.5) 1 NO/1 NC snap-action contacts integrated (not replaceable) Rounded plunger Degree of protection IP40, with Self-sealing grommet, Enclosure and Cover in black without locking sheet metal, with accessories: Screws and Holding plate, Connecting cable 0.6 m gray, UL, Otto Heil Rittal version | - | 0 | 9
3SE5282-0HC05-8RC4 |  | 3SE5282-0HC05-8RC4 | 1 | UN | 1 | 21 | D | D | N | N | 85365080 | 1 |  | 0.105 | KG | 30.02 | 30.02 | CP19 | CP19 | Position switch Plastic enclosure according to EN 50047, 31 mm Device connection 1 x (M20 x 1.5) 1 NO/1 NC snap-action contacts integrated (not replaceable) Rounded plunger Degree of protection IP20, with Self-sealing grommet, Enclosure and Cover in black without locking sheet metal, with Accessories: Screws and Holding plate, Connecting cable UL, flat, 0.865 m, black, Customer-specific | - | 0 | 7
3SE5282-0LC05-8RB1 |  | 3SE5282-0LC05-8RB1 | 1 | UN | 1 | 21 | D | D | N | N | 85365080 | 1 | 4047621045320 | 0.079 | KG | 30.69 | 30.69 | CP19 | CP19 | Position switch Plastic enclosure according to EN 50047, 31 mm Device connection 1 x (M20 x 1.5) 1 NO/2 NC quick action contacts Rounded plunger, form B, with Teflon plunger, without locking sheet metal, with accessories: Screws and holding plate Version: Rittal | - | 0 | 9
3SE5312-0SB11 |  | 3SE5312-0SB11 | 1 | UN | 1 | 1 | A | D | N | N | 85365019 | 1 | 4011209682924 | 0.969 | KG | 325.85 | 325.85 | CP19 | CP19 | Safety position switch with tumbler Locking force 2600 N 5 directions of approaches Solenoid-locked Magnet voltage 24 V DC Monitoring actuator 2 NC/1 NO Monitoring magnet 2 NC/1 NO Supplied without actuator. Actuator 3SE5000-0AV0. please order separately | - | 0 | 0
3SE5312-0SB12 |  | 3SE5312-0SB12 | 1 | UN | 1 | 5 | B | D | N | N | 85365080 | 1 | 4011209682931 | 0.968 | KG | 325.85 | 325.85 | CP19 | CP19 | Safety position switch with tumbler Locking force 2600 N 5 directions of approaches Solenoid-locked Magnet voltage 115 V AC Monitoring actuator 2 NC/1 NO Monitoring magnet 2 NC/1 NO Supplied without actuator. Actuator 3SE5000-0AV0. please order separately | - | 0 | 0
3SE5312-0SB13 |  | 3SE5312-0SB13 | 1 | UN | 1 | 5 | B | D | N | N | 85365080 | 1 | 4011209682948 | 0.9 | KG | 325.85 | 325.85 | CP19 | CP19 | Safety position switch with tumbler Locking force 2600 N 5 directions of approaches Solenoid-locked Magnet voltage 230 V AC Monitoring actuator 2 NC/1 NO Monitoring magnet 2 NC/1 NO Supplied without actuator. Actuator 3SE5000-0AV0. please order separately | - | 0 | 0
3SE5312-0SD11 |  | 3SE5312-0SD11 | 1 | UN | 1 | 1 | A | D | N | N | 85365019 | 1 | 4011209682955 | 0.95 | KG | 316.35 | 316.35 | CP19 | CP19 | Safety position switch with tumbler Locking force 2600 N 5 directions of approaches Spring-locked Auxiliary release on front Magnet voltage 24 V DC Monitoring actuator 2 NC/1 NO Monitoring magnet 2 NC/1 NO Supplied without actuator. Actuator 3SE5000-0AV0. please order separately | - | 0 | 0
3SE5312-0SD12 |  | 3SE5312-0SD12 | 1 | UN | 1 | 5 | B | D | N | N | 85365080 | 1 | 4011209682962 | 0.969 | KG | 316.35 | 316.35 | CP19 | CP19 | Safety position switch with tumbler Locking force 2600 N 5 directions of approaches Spring-locked Auxiliary release on front Magnet voltage 115 V AC Monitoring actuator 2 NC/1 NO Monitoring magnet 2 NC/1 NO Supplied without actuator. Actuator 3SE5000-0AV0. please order separately | - | 0 | 0
3SE5312-0SD13 |  | 3SE5312-0SD13 | 1 | UN | 1 | 5 | B | D | N | N | 85365080 | 1 | 4011209682979 | 0.967 | KG | 316.35 | 316.35 | CP19 | CP19 | Safety position switch with tumbler Locking force 2600 N 5 directions of approaches Spring-locked Auxiliary release on front Magnet voltage 230 V AC Monitoring actuator 2 NC/1 NO Monitoring magnet 2 NC/1 NO Supplied without actuator. Actuator 3SE5000-0AV0. please order separately | - | 0 | 0
3SE5312-0SE11 |  | 3SE5312-0SE11 | 1 | UN | 1 | 5 | B | D | N | N | 85365019 | 1 | 4011209682986 | 1.26 | KG | 355.3 | 355.3 | CP19 | CP19 | Safety position switch with tumbler Locking force 2600 N 5 directions of approaches Spring-locked Auxiliary release with lock Magnet voltage 24 V DC Monitoring actuator 2 NC/1 NO Monitoring magnet 2 NC/1 NO Supplied without actuator. Actuator 3SE5000-0AV0. please order separately | - | 0 | 0
3SE5312-0SE12 |  | 3SE5312-0SE12 | 1 | UN | 1 | 5 | B | D | N | N | 85365080 | 1 | 4011209682993 | 1.1 | KG | 355.3 | 355.3 | CP19 | CP19 | Safety position switch with tumbler Locking force 2600 N 5 directions of approaches Spring-locked Auxiliary release with lock Magnet voltage 115 V AC Monitoring actuator 2 NC/1 NO Monitoring magnet 2 NC/1 NO Supplied without actuator. Actuator 3SE5000-0AV0. please order separately | - | 0 | 0
3SE5312-0SE13 |  | 3SE5312-0SE13 | 1 | UN | 1 | 5 | B | D | N | N | 85365080 | 1 | 4011209683006 | 1.063 | KG | 355.3 | 355.3 | CP19 | CP19 | Safety position switch with tumbler Locking force 2600 N 5 directions of approaches Spring-locked Auxiliary release with lock Magnet voltage 230 V AC Monitoring actuator 2 NC/1 NO Monitoring magnet 2 NC/1 NO Supplied without actuator. Actuator 3SE5000-0AV0. please order separately | - | 0 | 0
3SE5312-0SF11 |  | 3SE5312-0SF11 | 1 | UN | 1 | 5 | B | D | N | N | 85365019 | 1 | 4011209683013 | 1.25 | KG | 373.35 | 373.35 | CP19 | CP19 | Safety position switch with tumbler Locking force 2600 N 5 directions of approaches Spring-locked Escape release from the front Magnet voltage 24 V DC Monitoring actuator 2 NC/1 NO Monitoring magnet 2 NC/1 NO Supplied without actuator. Actuator 3SE5000-0AV0. please order separately | - | 0 | 0
3SE5312-0SF12 |  | 3SE5312-0SF12 | 1 | UN | 1 | 5 | B | D | N | N | 85365080 | 1 | 4011209683020 | 1.08 | KG | 373.35 | 373.35 | CP19 | CP19 | Safety position switch with tumbler Locking force 2600 N 5 directions of approaches Spring-locked Escape release from the front Magnet voltage 115 V AC Monitoring actuator 2 NC/1 NO Monitoring magnet 2 NC/1 NO Supplied without actuator. Actuator 3SE5000-0AV0. please order separately | - | 0 | 0
3SE5312-0SF13 |  | 3SE5312-0SF13 | 1 | UN | 1 | 5 | B | D | N | N | 85365080 | 1 | 4011209683037 | 0.95 | KG | 373.35 | 373.35 | CP19 | CP19 | Safety position switch with tumbler Locking force 2600 N 5 directions of approaches Spring-locked Escape release from the front Magnet voltage 230 V AC Monitoring actuator 2 NC/1 NO Monitoring magnet 2 NC/1 NO Supplied without actuator. Actuator 3SE5000-0AV0. please order separately | - | 0 | 0
3SE5312-0SG11 |  | 3SE5312-0SG11 | 1 | UN | 1 | 5 | B | D | N | N | 85365019 | 1 | 4011209683044 | 1.26 | KG | 410.4 | 410.4 | CP19 | CP19 | Safety position switch with tumbler Locking force 2600 N 5 directions of approaches Spring-locked Escape release from the rear and auxiliary release on front Magnet voltage 24 V DC Monitoring actuator 2 NC/1 NO Monitoring magnet 2 NC/1 NO Supplied without actuator. Actuator 3SE5000-0AV0. please order separately | - | 0 | 0
3SE5312-0SG12 |  | 3SE5312-0SG12 | 1 | UN | 1 | 5 | B | D | N | N | 85365080 | 1 | 4011209683051 | 1.245 | KG | 410.4 | 410.4 | CP19 | CP19 | Safety position switch with tumbler Locking force 2600 N 5 directions of approaches Spring-locked Escape release from the rear and auxiliary release on front Magnet voltage 115 V AC Monitoring actuator 2 NC/1 NO Monitoring magnet 2 NC/1 NO Supplied without actuator. Actuator 3SE5000-0AV0. please order separately | - | 0 | 0
3SE5312-0SG13 |  | 3SE5312-0SG13 | 1 | UN | 1 | 5 | B | D | N | N | 85365080 | 1 | 4011209683068 | 1.235 | KG | 410.4 | 410.4 | CP19 | CP19 | Safety position switch with tumbler Locking force 2600 N 5 directions of approaches Spring-locked Escape release from the rear and auxiliary release on front Magnet voltage 230 V AC Monitoring actuator 2 NC/1 NO Monitoring magnet 2 NC/1 NO Supplied without actuator. Actuator 3SE5000-0AV0. please order separately | - | 0 | 0
3SE5312-0SH11 |  | 3SE5312-0SH11 | 1 | UN | 1 | 5 | B | D | N | N | 85365019 | 1 | 4011209780040 | 1.305 | KG | 461.7 | 461.7 | CP19 | CP19 | Safety position switch with tumbler Locking force 2600 N 5 directions of approaches Spring-locked Escape release from the rear and auxiliary release with lock on the front Magnet voltage 24 V DC Monitoring actuator 2 NC/1 NO Monitoring magnet 2 NC/1 NO Supplied without actuator. Actuator 3SE5000-0AV0. please order separately | - | 0 | 0
3SE5312-0SJ11 |  | 3SE5312-0SJ11 | 1 | UN | 1 | 5 | B | D | N | N | 85365019 | 1 | 4011209683228 | 1.125 | KG | 452.2 | 452.2 | CP19 | CP19 | Safety position switch with tumbler Locking force 2600 N 5 directions of approaches Spring-locked Emergency release at the rear and Auxiliary release on front Magnet voltage 24 V DC Monitoring actuator 2 NC/1 NO Monitoring magnet 2 NC/1 NO Supplied without actuator. Actuator 3SE5000-0AV0. please order separately | - | 0 | 0
3SE5312-0SJ12 |  | 3SE5312-0SJ12 | 1 | UN | 1 | 5 | B | D | N | N | 85365080 | 1 | 4011209917811 | 1.092 | KG | 452.2 | 452.2 | CP19 | CP19 | Safety position switch with tumbler Locking force 2600 N 5 directions of approaches Spring-locked Emergency release at the rear and Auxiliary release on front Magnet voltage 115 V AC Monitoring actuator 2 NC/1 NO Monitoring magnet 2 NC/1 NO Supplied without actuator. Actuator 3SE5000-0AV0. please order separately | - | 0 | 0
3SE5312-0SJ13 |  | 3SE5312-0SJ13 | 1 | UN | 1 | 5 | B | D | N | N | 85365080 | 1 | 4011209683266 | 1.083 | KG | 452.2 | 452.2 | CP19 | CP19 | Safety position switch with tumbler Locking force 2600 N 5 directions of approaches Spring-locked Emergency release at the rear and Auxiliary release on front Magnet voltage 230 V AC Monitoring actuator 2 NC/1 NO Monitoring magnet 2 NC/1 NO Supplied without actuator. Actuator 3SE5000-0AV0. please order separately | - | 0 | 0
3SE5312-1SB11 |  | 3SE5312-1SB11 | 1 | UN | 1 | 5 | B | D | N | N | 85365019 | 1 | 4011209683075 | 0.976 | KG | 344.85 | 344.85 | CP19 | CP19 | Safety position switch with tumbler Locking force 2600 N 5 directions of approaches Solenoid-locked Magnet voltage 24 V DC Monitoring actuator 2 NC/1 NO Monitoring magnet 2 NC/1 NO LED display yellow/green Supplied without actuator. Actuator 3SE5000-0AV0. please order separately | - | 0 | 0
3SE5312-1SD11 |  | 3SE5312-1SD11 | 1 | UN | 1 | 5 | B | D | N | N | 85365019 | 1 | 4011209683082 | 0.976 | KG | 336.3 | 336.3 | CP19 | CP19 | Safety position switch with tumbler Locking force 2600 N 5 directions of approaches Spring-locked Auxiliary release on front Magnet voltage 24 V DC Monitoring actuator 2 NC/1 NO Monitoring magnet 2 NC/1 NO Supplied without actuator. Actuator 3SE5000-0AV0. please order separately | - | 0 | 0
3SE5312-1SE11 |  | 3SE5312-1SE11 | 1 | UN | 1 | 5 | B | D | N | N | 85365019 | 1 | 4011209683099 | 1.26 | KG | 376.2 | 376.2 | CP19 | CP19 | Safety position switch with tumbler Locking force 2600 N 5 directions of approaches Spring-locked Auxiliary release with lock Magnet voltage 24 V DC Monitoring actuator 2 NC/1 NO Monitoring magnet 2 NC/1 NO LED display yellow/green Supplied without actuator. Actuator 3SE5000-0AV0. please order separately | - | 0 | 0
3SE5312-1SF11 |  | 3SE5312-1SF11 | 1 | UN | 1 | 5 | B | D | N | N | 85365019 | 1 | 4011209683105 | 1.27 | KG | 393.3 | 393.3 | CP19 | CP19 | Safety position switch with tumbler Locking force 2600 N 5 directions of approaches Spring-locked Escape release from the front Magnet voltage 24 V DC Monitoring actuator 2 NC/1 NO Monitoring magnet 2 NC/1 NO LED display yellow/green Supplied without actuator. Actuator 3SE5000-0AV0. please order separately | - | 0 | 0
3SE5312-1SG11 |  | 3SE5312-1SG11 | 1 | UN | 1 | 5 | B | D | N | N | 85365019 | 1 | 4011209683112 | 1.28 | KG | 428.45 | 428.45 | CP19 | CP19 | Safety position switch with tumbler Locking force 2600 N 5 directions of approaches Spring-locked Escape release from the rear and auxiliary release on front Magnet voltage 24 V DC Monitoring actuator 2 NC/1 NO Monitoring magnet 2 NC/1 NO LED display yellow/green Supplied without actuator. Actuator 3SE5000-0AV0. please order separately | - | 0 | 0
3SE5312-1SJ11 |  | 3SE5312-1SJ11 | 1 | UN | 1 | 5 | B | D | N | N | 85365019 | 1 | 4011209683235 | 1.3 | KG | 470.25 | 470.25 | CP19 | CP19 | Safety position switch with tumbler Locking force 2600 N 5 directions of approaches Spring-locked Emergency release at the rear and Auxiliary release on front Magnet voltage 24 V DC Monitoring actuator 2 NC/1 NO Monitoring magnet 2 NC/1 NO LED display yellow/green Supplied without actuator. Actuator 3SE5000-0AV0. | - | 0 | 0
3SE5312-2SB12 |  | 3SE5312-2SB12 | 1 | UN | 1 | 5 | B | D | N | N | 85365080 | 1 | 4011209683129 | 0.973 | KG | 344.85 | 344.85 | CP19 | CP19 | Safety position switch with tumbler Locking force 2600 N 5 directions of approaches Solenoid-locked Magnet voltage 115 V AC Monitoring actuator 2 NC/1 NO Monitoring magnet 2 NC/1 NO LED display yellow/green Supplied without actuator. Actuator 3SE5000-0AV0. please order separately | - | 0 | 0
3SE5312-2SD12 |  | 3SE5312-2SD12 | 1 | UN | 1 | 5 | B | D | N | N | 85365080 | 1 | 4011209683136 | 0.975 | KG | 336.3 | 336.3 | CP19 | CP19 | Safety position switch with tumbler Locking force 2600 N 5 directions of approaches Spring-locked Auxiliary release on front Magnet voltage 115 V AC Monitoring actuator 2 NC/1 NO Monitoring magnet 2 NC/1 NO LED display yellow/green Supplied without actuator. Actuator 3SE5000-0AV0. please order separately | - | 0 | 0
3SE5312-2SE12 |  | 3SE5312-2SE12 | 1 | UN | 1 | 5 | B | D | N | N | 85365080 | 1 | 4011209683143 | 1.103 | KG | 376.2 | 376.2 | CP19 | CP19 | Safety position switch with tumbler Locking force 2600 N 5 directions of approaches Spring-locked Auxiliary release with lock Magnet voltage 115 V AC Monitoring actuator 2 NC/1 NO Monitoring magnet 2 NC/1 NO LED display yellow/green Supplied without actuator. Actuator 3SE5000-0AV0. please order separately | - | 0 | 0
3SE5312-2SF12 |  | 3SE5312-2SF12 | 1 | UN | 1 | 5 | B | D | N | N | 85365080 | 1 | 4011209683150 | 1.101 | KG | 393.3 | 393.3 | CP19 | CP19 | Safety position switch with tumbler Locking force 2600 N 5 directions of approaches Spring-locked Escape release from the front Magnet voltage 115 V AC Monitoring actuator 2 NC/1 NO Monitoring magnet 2 NC/1 NO LED display yellow/green Supplied without actuator. Actuator 3SE5000-0AV0. please order separately | - | 0 | 0
3SE5312-2SG12 |  | 3SE5312-2SG12 | 1 | UN | 1 | 5 | B | D | N | N | 85365080 | 1 | 4011209683167 | 1.107 | KG | 428.45 | 428.45 | CP19 | CP19 | Safety position switch with tumbler Locking force 2600 N 5 directions of approaches Spring-locked Escape release from the rear and auxiliary release on front Magnet voltage 115 V AC Monitoring actuator 2 NC/1 NO Monitoring magnet 2 NC/1 NO LED display yellow/green Supplied without actuator. Actuator 3SE5000-0AV0. please order separately | - | 0 | 0
3SE5312-2SJ12 |  | 3SE5312-2SJ12 | 1 | UN | 1 | 5 | B | D | N | N | 85365080 | 1 | 4011209683259 | 1.093 | KG | 470.25 | 470.25 | CP19 | CP19 | Safety position switch with tumbler Locking force 2600 N 5 directions of approaches Spring-locked Emergency release at the rear and Auxiliary release on front Magnet voltage 115 V AC Monitoring actuator 2 NC/1 NO Monitoring magnet 2 NC/1 NO LED display yellow/green Supplied without actuator. Actuator 3SE5000-0AV0. please order separately | - | 0 | 0
3SE5312-3SB13 |  | 3SE5312-3SB13 | 1 | UN | 1 | 5 | B | D | N | N | 85365080 | 1 | 4011209683174 | 0.92 | KG | 366.7 | 366.7 | CP19 | CP19 | Safety position switch with tumbler Locking force 2600 N 5 directions of approaches Solenoid-locked Magnet voltage 230 V AC Monitoring actuator 2 NC/1 NO Monitoring magnet 2 NC/1 NO LED display yellow/green Supplied without actuator. Actuator 3SE5000-0AV0. please order separately | - | 0 | 0
3SE5312-3SD13 |  | 3SE5312-3SD13 | 1 | UN | 1 | 5 | B | D | N | N | 85365080 | 1 | 4011209683181 | 0.92 | KG | 336.3 | 336.3 | CP19 | CP19 | Safety position switch with tumbler Locking force 2600 N 5 directions of approaches Spring-locked Auxiliary release on front Magnet voltage 230 V AC Monitoring actuator 2 NC/1 NO Monitoring magnet 2 NC/1 NO LED display yellow/green Supplied without actuator. Actuator 3SE5000-0AV0. please order separately | - | 0 | 0
3SE5312-3SE13 |  | 3SE5312-3SE13 | 1 | UN | 1 | 5 | B | D | N | N | 85365080 | 1 | 4011209683198 | 1.11 | KG | 376.2 | 376.2 | CP19 | CP19 | Safety position switch with tumbler Locking force 2600 N 5 directions of approaches Spring-locked Auxiliary release with lock Magnet voltage 230 V AC Monitoring actuator 2 NC/1 NO Monitoring magnet 2 NC/1 NO LED display yellow/green Supplied without actuator. Actuator 3SE5000-0AV0. please order separately | - | 0 | 0
3SE5312-3SF13 |  | 3SE5312-3SF13 | 1 | UN | 1 | 5 | B | D | N | N | 85365080 | 1 | 4011209683204 | 1.111 | KG | 393.3 | 393.3 | CP19 | CP19 | Safety position switch with tumbler Locking force 2600 N 5 directions of approaches Spring-locked Escape release from the front Magnet voltage 230 V AC Monitoring actuator 2 NC/1 NO Monitoring magnet 2 NC/1 NO LED display yellow/green Supplied without actuator. Actuator 3SE5000-0AV0. please order separately | - | 0 | 0
3SE5312-3SG13 |  | 3SE5312-3SG13 | 1 | UN | 1 | 5 | B | D | N | N | 85365080 | 1 | 4011209683211 | 1.123 | KG | 428.45 | 428.45 | CP19 | CP19 | Safety position switch with tumbler Locking force 2600 N 5 directions of approaches Spring-locked Escape release from the rear and auxiliary release on front Magnet voltage 230 V AC Monitoring actuator 2 NC/1 NO Monitoring magnet 2 NC/1 NO LED display yellow/green Supplied without actuator. Actuator 3SE5000-0AV0. please order separately | - | 0 | 0
3SE5312-3SJ13 |  | 3SE5312-3SJ13 | 1 | UN | 1 | 5 | B | D | N | N | 85365080 | 1 | 4011209683273 | 1.105 | KG | 470.25 | 470.25 | CP19 | CP19 | Safety position switch with tumbler Locking force 2600 N 5 directions of approaches Spring-locked Emergency release at the rear and Auxiliary release on front Magnet voltage 230 V AC Monitoring actuator 2 NC/1 NO Monitoring magnet 2 NC/1 NO LED display yellow/green Supplied without actuator. Actuator 3SE5000-0AV0. please order separately | - | 0 | 0
3SE5322-0SB21 |  | 3SE5322-0SB21 | 1 | UN | 1 | 1 | A | D | N | N | 85365019 | 1 | 4011209683280 | 0.5 | KG | 246.05 | 246.05 | CP19 | CP19 | Safety position switch with tumbler Locking force 1300 N 5 directions of approaches Solenoid-locked Magnet voltage 24 V DC Monitoring actuator 2 NC/1 NO Monitoring magnet 2 NC/1 NO The matching separate actuator 3SE5000-0AV0. must be ordered separately | - | 0 | 0
3SE5322-0SB22 |  | 3SE5322-0SB22 | 1 | UN | 1 | 5 | B | D | N | N | 85365080 | 1 | 4011209683297 | 0.499 | KG | 246.05 | 246.05 | CP19 | CP19 | Safety position switch with tumbler Locking force 1300 N 5 directions of approaches Solenoid-locked Magnet voltage 115 V AC Monitoring actuator 2 NC/1 NO Monitoring magnet 2 NC/1 NO The matching separate actuator 3SE5000-0AV0. must be ordered separately | - | 0 | 0
3SE5322-0SB23 |  | 3SE5322-0SB23 | 1 | UN | 1 | 5 | B | D | N | N | 85365080 | 1 | 4011209723689 | 0.505 | KG | 246.05 | 246.05 | CP19 | CP19 | Safety position switch with tumbler Locking force 1300 N 5 directions of approaches Solenoid-locked Magnet voltage 230 V AC Monitoring actuator 2 NC/1 NO Monitoring magnet 2 NC/1 NO The matching separate Actuator 3SE5000-0AV0 must be ordered separately | - | 0 | 0
3SE5322-0SD21 |  | 3SE5322-0SD21 | 1 | UN | 1 | 1 | A | D | N | N | 85365019 | 1 | 4011209682917 | 0.526 | KG | 241.3 | 241.3 | CP19 | CP19 | Safety position switch with tumbler Locking force 1300 N 5 directions of approaches Spring-locked Auxiliary release on front Magnet voltage 24 V DC Monitoring actuator 2 NC/1 NO Monitoring magnet 2 NC/1 NO Supplied without actuator. please order separately | - | 0 | 0
3SE5322-0SD21-1AJ0 |  | 3SE5322-0SD21-1AJ0 | 1 | UN | 1 | 0 | A | D | N | N | 85365080 | 1 | 4047621061832 | 0.526 | KG | 262.2 | 262.2 | CP19 | CP19 | Safety position switch with tumbler Locking force 1300 N 5 directions of approach Spring-locked Front auxiliary release Magnet voltage 24 V DC Monitoring actuator 2 NC/1 NO Monitoring magnet 2 NC/1 NO Use for -40 Â°C, vibration and shock test according to EN 61373. Supplied without actuator, Actuator 3SE5000-0AV../-0AW5. Please order separately | - | 0 | 0
3SE5322-0SD21-1AY0 |  | 3SE5322-0SD21-1AY0 | 1 | UN | 1 | 5 | B | D | N | N | 85365080 | 1 | 4047621008837 | 0.503 | KG | 247.95 | 247.95 | CP19 | CP19 | Safety position switch with tumbler Locking force 1300 N 5 directions of approaches Spring-locked suitable for -40 Â°C Auxiliary release on front Magnet voltage 24 V DC Monitoring actuator 2 NC/1 NO Monitoring magnet 2 NC/1 NO Supplied without actuator. Actuator 3SE5000-0AV0. please order separately | - | 0 | 0
3SE5322-0SD22 |  | 3SE5322-0SD22 | 1 | UN | 1 | 5 | B | D | N | N | 85365080 | 1 | 4011209683303 | 0.526 | KG | 241.3 | 241.3 | CP19 | CP19 | Safety position switch with tumbler Locking force 1300 N 5 directions of approaches Spring-locked Auxiliary release on front Magnet voltage 115 V AC Monitoring actuator 2 NC/1 NO Monitoring magnet 2 NC/1 NO Supplied without actuator. Actuator 3SE5000-0AV0. please order separately | - | 0 | 0
3SE5322-0SD23 |  | 3SE5322-0SD23 | 1 | UN | 1 | 5 | B | D | N | N | 85365080 | 1 | 4011209683310 | 0.496 | KG | 241.3 | 241.3 | CP19 | CP19 | Safety position switch with tumbler Locking force 1300 N 5 directions of approaches Spring-locked Auxiliary release on front Magnet voltage 230 V AC Monitoring actuator 2 NC/1 NO Monitoring magnet 2 NC/1 NO Supplied without actuator. Actuator 3SE5000-0AV0. please order separately | - | 0 | 0
3SE5322-0SE21 |  | 3SE5322-0SE21 | 1 | UN | 1 | 5 | B | D | N | N | 85365019 | 1 | 4011209683327 | 0.793 | KG | 281.2 | 281.2 | CP19 | CP19 | Safety position switch with tumbler Locking force 1300 N 5 directions of approaches Spring-locked Auxiliary release with lock Magnet voltage 24 V DC Monitoring actuator 2 NC/1 NO Monitoring magnet 2 NC/1 NO Supplied without actuator. Actuator 3SE5000-0AV0. please order separately | - | 0 | 0
3SE5322-0SE22 |  | 3SE5322-0SE22 | 1 | UN | 1 | 5 | B | D | N | N | 85365080 | 1 | 4011209683334 | 0.659 | KG | 281.2 | 281.2 | CP19 | CP19 | Safety position switch with tumbler Locking force 1300 N 5 directions of approaches Spring-locked Auxiliary release with lock Magnet voltage 115 V AC Monitoring actuator 2 NC/1 NO Monitoring magnet 2 NC/1 NO Supplied without actuator. Actuator 3SE5000-0AV0. please order separately | - | 0 | 0
3SE5322-0SE23 |  | 3SE5322-0SE23 | 1 | UN | 1 | 5 | B | D | N | N | 85365080 | 1 | 4011209683341 | 0.62 | KG | 281.2 | 281.2 | CP19 | CP19 | Safety position switch with tumbler Locking force 1300 N 5 directions of approaches Spring-locked Auxiliary release with lock Magnet voltage 230 V AC Monitoring actuator 2 NC/1 NO Monitoring magnet 2 NC/1 NO Supplied without actuator. Actuator 3SE5000-0AV0. please order separately | - | 0 | 0
3SE5322-0SF21 |  | 3SE5322-0SF21 | 1 | UN | 1 | 5 | B | D | N | N | 85365019 | 1 | 4011209683358 | 0.81 | KG | 299.25 | 299.25 | CP19 | CP19 | Safety position switch with tumbler Locking force 1300 N 5 directions of approaches Spring-locked Escape release from the front Magnet voltage 24 V DC Monitoring actuator 2 NC/1 NO Monitoring magnet 2 NC/1 NO Supplied without actuator. Actuator 3SE5000-0AV0. please order separately | - | 0 | 0
3SE5322-0SF22 |  | 3SE5322-0SF22 | 1 | UN | 1 | 5 | B | D | N | N | 85365080 | 1 | 4011209683365 | 0.637 | KG | 299.25 | 299.25 | CP19 | CP19 | Safety position switch with tumbler Locking force 1300 N 5 directions of approaches Spring-locked Escape release from the front Magnet voltage 115 V AC Monitoring actuator 2 NC/1 NO Monitoring magnet 2 NC/1 NO Supplied without actuator. Actuator 3SE5000-0AV0. please order separately | - | 0 | 0
3SE5322-0SF23 |  | 3SE5322-0SF23 | 1 | UN | 1 | 5 | B | D | N | N | 85365080 | 1 | 4011209683372 | 0.45 | KG | 299.25 | 299.25 | CP19 | CP19 | Safety position switch with tumbler Locking force 1300 N 5 directions of approaches Spring-locked Escape release from the front Magnet voltage 230 V AC Monitoring actuator 2 NC/1 NO Monitoring magnet 2 NC/1 NO Supplied without actuator. Actuator 3SE5000-0AV0. please order separately | - | 0 | 0
3SE5322-0SG21 |  | 3SE5322-0SG21 | 1 | UN | 1 | 5 | B | D | N | N | 85365019 | 1 | 4011209683389 | 0.62 | KG | 337.25 | 337.25 | CP19 | CP19 | Safety position switch with tumbler Locking force 1300 N 5 directions of approaches Spring-locked Escape release from the rear and auxiliary release on front Magnet voltage 24 V DC Monitoring actuator 2 NC/1 NO Monitoring magnet 2 NC/1 NO Supplied without actuator. Actuator 3SE5000-0AV0. please order separately | - | 0 | 0
3SE5322-0SG21-1AM5 |  | 3SE5322-0SG21-1AM5 | 1 | UN | 1 | 5 | B | D | EAR99 | N | 85365019 | 1 | 4047621064734 | 0.805 | KG | 355.3 | 355.3 | CP19 | CP19 | Safety position switch with tumbler Locking force 1300 N 5 directions of approaches spring-locked Escape release from the rear and auxiliary release on front, Magnet voltage 24 V DC Monitoring actuator 2 NC/1 NO Monitoring magnet 2 NC/1 NO customized suitable for -40 Â°C Head rotated by 180Â° Supplied without actuator. Actuator 3SE5000-0AV0. please order separately | - | 0 | 0
3SE5322-0SG22 |  | 3SE5322-0SG22 | 1 | UN | 1 | 5 | B | D | N | N | 85365080 | 1 | 4011209683396 | 0.654 | KG | 337.25 | 337.25 | CP19 | CP19 | Safety position switch with tumbler Locking force 1300 N 5 directions of approaches Spring-locked Escape release from the rear and auxiliary release on front Magnet voltage 115 V AC Monitoring actuator 2 NC/1 NO Monitoring magnet 2 NC/1 NO Supplied without actuator. Actuator 3SE5000-0AV0. please order separately | - | 0 | 0
3SE5322-0SG23 |  | 3SE5322-0SG23 | 1 | UN | 1 | 5 | B | D | N | N | 85365080 | 1 | 4011209683402 | 0.45 | KG | 337.25 | 337.25 | CP19 | CP19 | Safety position switch with tumbler Locking force 1300 N 5 directions of approaches Spring-locked Escape release from the rear and auxiliary release on front Magnet voltage 230 V AC Monitoring actuator 2 NC/1 NO Monitoring magnet 2 NC/1 NO Supplied without actuator. Actuator 3SE5000-0AV0. please order separately | - | 0 | 0
3SE5322-0SH21 |  | 3SE5322-0SH21 | 1 | UN | 1 | 5 | B | D | N | N | 85365019 | 1 | 4011209778290 | 0.755 | KG | 384.75 | 384.75 | CP19 | CP19 | Safety position switch with tumbler Locking force 1300 N 5 directions of approaches Spring-locked Escape release from the rear and auxiliary release with lock on the front Magnet voltage 24 V DC Monitoring actuator 2 NC/1 NO Monitoring magnet 2 NC/1 NO Actuator 3SE5000-0AV0. please order separately | - | 0 | 0
3SE5322-0SJ21 |  | 3SE5322-0SJ21 | 1 | UN | 1 | 5 | B | D | N | N | 85365019 | 1 | 4011209683563 | 0.63 | KG | 378.1 | 378.1 | CP19 | CP19 | Safety position switch with tumbler Locking force 1300 N 5 directions of approaches Spring-locked Emergency release at the rear and Auxiliary release on front Magnet voltage 24 V DC Monitoring actuator 2 NC/1 NO Monitoring magnet 2 NC/1 NO Supplied without actuator. Actuator 3SE5000-0AV0. please order separately | - | 0 | 0
3SE5322-0SJ22 |  | 3SE5322-0SJ22 | 1 | UN | 1 | 5 | B | D | N | N | 85365080 | 1 | 4011209683587 | 0.648 | KG | 378.1 | 378.1 | CP19 | CP19 | Safety position switch with tumbler Locking force 1300 N 5 directions of approaches Spring-locked Emergency release at the rear and Auxiliary release on front Magnet voltage 115 V AC Monitoring actuator 2 NC/1 NO Monitoring magnet 2 NC/1 NO Supplied without actuator. Actuator 3SE5000-0AV0. please order separately | - | 0 | 0
3SE5322-0SJ23 |  | 3SE5322-0SJ23 | 1 | UN | 1 | 5 | B | D | N | N | 85365080 | 1 | 4011209683600 | 0.809 | KG | 378.1 | 378.1 | CP19 | CP19 | Safety position switch with tumbler Locking force 1300 N 5 directions of approaches Spring-locked Emergency release at the rear and Auxiliary release on front Magnet voltage 230 V AC Monitoring actuator 2 NC/1 NO Monitoring magnet 2 NC/1 NO Supplied without actuator. Actuator 3SE5000-0AV0. please order separately | - | 0 | 0
3SE5322-0SL21 |  | 3SE5322-0SL21 | 1 | UN | 1 | 5 | B | D | N | N | 85365019 | 1 | 4011209863156 | 0.753 | KG | 402.8 | 402.8 | CP19 | CP19 | Safety position switch with tumbler Locking force 1300 N 5 directions of approaches Spring-locked Emergency release at the rear and Escape release on the front Magnet voltage 24 V DC Monitoring actuator 2 NC/1 NO Monitoring magnet 2 NC/1 NO Supplied without actuator. Actuator 3SE5000-0AV0. please order separately | - | 0 | 0
3SE5322-0SL21-1AJ0 |  | 3SE5322-0SL21-1AJ0 | 1 | UN | 1 | 5 | B | D | N | N | 85365080 | 1 | 4011209901360 | 0.761 | KG | 415.15 | 415.15 | CP19 | CP19 | Safety position switch with tumbler Locking force 1300 N 5 directions of approach Spring-locked Emergency release at the rear and escape release on the front Magnet voltage 24 V DC Monitoring actuator 2 NC/1 NO Monitoring magnet 2 NC/1 NO Use for -40 Â°C Shock and vibration test according to EN 61373 Actuator 3SE5000-0AV../0AW.. Please order separately | - | 0 | 0
3SE5322-1SB21 |  | 3SE5322-1SB21 | 1 | UN | 1 | 2 | A | D | N | N | 85365019 | 1 | 4011209683419 | 0.53 | KG | 269.8 | 269.8 | CP19 | CP19 | Safety position switch with tumbler Locking force 1300 N 5 directions of approaches Solenoid-locked Magnet voltage 24 V DC Monitoring actuator 2 NC/1 NO Monitoring magnet 2 NC/1 NO LED display yellow/green Supplied without actuator. Actuator 3SE5000-0AV. please order separately | - | 0 | 0
3SE5322-1SD21 |  | 3SE5322-1SD21 | 1 | UN | 1 | 2 | A | D | N | N | 85365019 | 1 | 4011209683426 | 0.533 | KG | 263.15 | 263.15 | CP19 | CP19 | Safety position switch with tumbler Locking force 1300 N 5 directions of approaches Spring-locked Auxiliary release on front Magnet voltage 24 V DC Monitoring actuator 2 NC/1 NO Monitoring magnet 2 NC/1 NO LED display yellow/green Supplied without actuator. Actuator 3SE5000-0AV. please order separately | - | 0 | 0
3SE5322-1SD21-1AG4 |  | 3SE5322-1SD21-1AG4 | 1 | UN | 1 | 5 | B | D | N | N | 85365080 | 1 | 4011209974074 | 0.512 | KG | 281.2 | 281.2 | CP19 | CP19 | Safety position switch with tumbler Locking force 1300 N 5 directions of approaches Plastic enclosure, 3x(M20x1.5) Spring-locked Auxiliary release on front Magnet voltage 24 V DC Monitoring actuator 2 NC/1 NO Monitoring magnet 2 NC/1 NO LED display yellow/green Supplied without actuator Actuator 3SE5000-0AV0. please order separately Cable gland IP69 to be used | - | 0 | 0
3SE5322-1SE21 |  | 3SE5322-1SE21 | 1 | UN | 1 | 5 | B | D | N | N | 85365019 | 1 | 4011209683433 | 0.829 | KG | 301.15 | 301.15 | CP19 | CP19 | Safety position switch with tumbler Locking force 1300 N 5 directions of approaches Spring-locked Auxiliary release with lock Magnet voltage 24 V DC Monitoring actuator 2 NC/1 NO Monitoring magnet 2 NC/1 NO LED display yellow/green Supplied without actuator. Actuator 3SE5000-0AV0. please order separately | - | 0 | 0
3SE5322-1SE21-1AG4 |  | 3SE5322-1SE21-1AG4 | 1 | UN | 1 | 5 | B | D | N | N | 85365080 | 1 | 4011209974081 | 0.647 | KG | 323 | 323 | CP19 | CP19 | Safety position switch with tumbler Locking force 1300 N 5 directions of approaches Plastic enclosure, 3x(M20x1.5) Spring-locked Auxiliary release with lock Magnet voltage 24 V DC Monitoring actuator 2 NC/1 NO Monitoring magnet 2 NC/1 NO LED display yellow/green Supplied without actuator Actuator 3SE5000-0AV0. please order separately Cable gland IP69 to be used | - | 0 | 0
3SE5322-1SF21 |  | 3SE5322-1SF21 | 1 | UN | 1 | 5 | B | D | N | N | 85365019 | 1 | 4011209683440 | 0.813 | KG | 319.2 | 319.2 | CP19 | CP19 | Safety position switch with tumbler Locking force 1300 N 5 directions of approaches Spring-locked Escape release from the front Magnet voltage 24 V DC Monitoring actuator 2 NC/1 NO Monitoring magnet 2 NC/1 NO LED display yellow/green Supplied without actuator. Actuator 3SE5000-0AV0. please order separately | - | 0 | 0
3SE5322-1SF21-1AG4 |  | 3SE5322-1SF21-1AG4 | 1 | UN | 1 | 5 | B | D | N | N | 85365080 | 1 | 4011209974098 | 0.639 | KG | 342 | 342 | CP19 | CP19 | Safety position switch with tumbler Locking force 1300 N 5 directions of approaches High degree of protection IP69, IEC 60529 Plastic enclosure, 3x(M20x1.5) Spring-locked Escape release from the front Magnet voltage 24 V DC Monitoring actuator 2 NC/1 NO Monitoring magnet 2 NC/1 NO LED display yellow/green Supplied without actuator Actuator 3SE5000-0AV0. please order separately Cable gland IP69 to be used | - | 0 | 0
3SE5322-1SG21 |  | 3SE5322-1SG21 | 1 | UN | 1 | 5 | B | D | N | N | 85365019 | 1 | 4011209683457 | 0.62 | KG | 357.2 | 357.2 | CP19 | CP19 | Safety position switch with tumbler Locking force 1300 N 5 directions of approaches Plastic enclosure, 3x(M20x1.5) Spring-locked Escape release from the rear and auxiliary release on front Magnet voltage 24 V DC Monitoring actuator 2 NC/1 NO Monitoring magnet 2 NC/1 NO LED display yellow/green Supplied without actuator. Actuator 3SE5000-0AV0. please order separately | - | 0 | 0
3SE5322-1SG21-1AG4 |  | 3SE5322-1SG21-1AG4 | 1 | UN | 1 | 5 | B | D | N | N | 85365080 | 1 | 4011209974104 | 0.641 | KG | 382.85 | 382.85 | CP19 | CP19 | Safety position switch with tumbler Locking force 1300 N 5 directions of approaches High degree of protection IP69, IEC 60529 Plastic enclosure, 3x(M20x1.5) Spring-locked Escape release from the rear and auxiliary release on front Magnet voltage 24 V DC Monitoring actuator 2 NC/1 NO Monitoring magnet 2 NC/1 NO LED display yellow/green Supplied without actuator Actuator 3SE5000-0AV0. please order separately Cable gland IP69 to be used | - | 0 | 0
3SE5322-1SJ21 |  | 3SE5322-1SJ21 | 1 | UN | 1 | 5 | B | D | N | N | 85365019 | 1 | 4011209683570 | 0.82 | KG | 399 | 399 | CP19 | CP19 | Safety position switch with tumbler Locking force 1300 N 5 directions of approaches Spring-locked Emergency release at the rear and Auxiliary release on front Magnet voltage 24 V DC Monitoring actuator 2 NC/1 NO Monitoring magnet 2 NC/1 NO LED display yellow/green Supplied without actuator. Actuator 3SE5000-0AV0. | - | 0 | 0
3SE5322-2SB22 |  | 3SE5322-2SB22 | 1 | UN | 1 | 5 | B | D | N | N | 85365080 | 1 | 4011209683464 | 0.527 | KG | 269.8 | 269.8 | CP19 | CP19 | Safety position switch with tumbler Locking force 1300 N 5 directions of approaches Solenoid-locked Magnet voltage 115 V AC Monitoring actuator 2 NC/1 NO Monitoring magnet 2 NC/1 NO LED display yellow/green Supplied without actuator. Actuator 3SE5000-0AV0. please order separately | - | 0 | 0
3SE5322-2SD22 |  | 3SE5322-2SD22 | 1 | UN | 1 | 5 | B | D | N | N | 85365080 | 1 | 4011209683471 | 0.516 | KG | 263.15 | 263.15 | CP19 | CP19 | Safety position switch with tumbler Locking force 1300 N 5 directions of approaches Spring-locked Auxiliary release on front Magnet voltage 115 V AC Monitoring actuator 2 NC/1 NO Monitoring magnet 2 NC/1 NO LED display yellow/green Supplied without actuator. Actuator 3SE5000-0AV0. please order separately | - | 0 | 0
3SE5322-2SE22 |  | 3SE5322-2SE22 | 1 | UN | 1 | 5 | B | D | N | N | 85365080 | 1 | 4011209683488 | 0.634 | KG | 301.15 | 301.15 | CP19 | CP19 | Safety position switch with tumbler Locking force 1300 N 5 directions of approaches Spring-locked Auxiliary release with lock Magnet voltage 115 V AC Monitoring actuator 2 NC/1 NO Monitoring magnet 2 NC/1 NO LED display yellow/green Supplied without actuator. Actuator 3SE5000-0AV0. please order separately | - | 0 | 0
3SE5322-2SF22 |  | 3SE5322-2SF22 | 1 | UN | 1 | 5 | B | D | N | N | 85365080 | 1 | 4011209683495 | 0.803 | KG | 319.2 | 319.2 | CP19 | CP19 | Safety position switch with tumbler Locking force 1300 N 5 directions of approaches Spring-locked Escape release from the front Magnet voltage 115 V AC Monitoring actuator 2 NC/1 NO Monitoring magnet 2 NC/1 NO LED display yellow/green Supplied without actuator. Actuator 3SE5000-0AV0. please order separately | - | 0 | 0
3SE5322-2SG22 |  | 3SE5322-2SG22 | 1 | UN | 1 | 5 | B | D | N | N | 85365080 | 1 | 4011209683501 | 0.642 | KG | 357.2 | 357.2 | CP19 | CP19 | Safety position switch with tumbler Locking force 1300 N 5 directions of approaches Spring-locked Escape release from the rear and auxiliary release on front Magnet voltage 115 V AC Monitoring actuator 2 NC/1 NO Monitoring magnet 2 NC/1 NO LED display yellow/green Supplied without actuator. Actuator 3SE5000-0AV0. please order separately | - | 0 | 0
3SE5322-2SJ22 |  | 3SE5322-2SJ22 | 1 | UN | 1 | 5 | B | D | N | N | 85365080 | 1 | 4011209683594 | 0.652 | KG | 399 | 399 | CP19 | CP19 | Safety position switch with tumbler Locking force 1300 N 5 directions of approaches Spring-locked Emergency release at the rear and Auxiliary release on front Magnet voltage 115 V AC Monitoring actuator 2 NC/1 NO Monitoring magnet 2 NC/1 NO LED display yellow/green Supplied without actuator. Actuator 3SE5000-0AV0. please order separately | - | 0 | 0
3SE5322-3SB23 |  | 3SE5322-3SB23 | 1 | UN | 1 | 5 | B | D | N | N | 85365080 | 1 | 4011209782839 | 0.495 | KG | 269.8 | 269.8 | CP19 | CP19 | Safety position switch with tumbler Locking force 1300 N 5 directions of approaches Solenoid-locked Magnet voltage 230 V AC Monitoring actuator 2 NC/1 NO Monitoring magnet 2 NC/1 NO LED display yellow/green Supplied without actuator. Actuator 3SE5000-0AV0. please order separately | - | 0 | 0
3SE5322-3SD23 |  | 3SE5322-3SD23 | 1 | UN | 1 | 5 | B | D | N | N | 85365080 | 1 | 4011209683525 | 0.5 | KG | 263.15 | 263.15 | CP19 | CP19 | Safety position switch with tumbler Locking force 1300 N 5 directions of approaches Spring-locked Auxiliary release on front Magnet voltage 230 V AC Monitoring actuator 2 NC/1 NO Monitoring magnet 2 NC/1 NO LED display yellow/green Supplied without actuator. Actuator 3SE5000-0AV0. please order separately | - | 0 | 0
3SE5322-3SE23 |  | 3SE5322-3SE23 | 1 | UN | 1 | 5 | B | D | N | N | 85365080 | 1 | 4011209683532 | 0.818 | KG | 301.15 | 301.15 | CP19 | CP19 | Safety position switch with tumbler Locking force 1300 N 5 directions of approaches Spring-locked Auxiliary release with lock Magnet voltage 230 V AC Monitoring actuator 2 NC/1 NO Monitoring magnet 2 NC/1 NO LED display yellow/green Supplied without actuator. Actuator 3SE5000-0AV0. please order separately | - | 0 | 0
3SE5322-3SF23 |  | 3SE5322-3SF23 | 1 | UN | 1 | 5 | B | D | N | N | 85365080 | 1 | 4011209683549 | 0.79 | KG | 319.2 | 319.2 | CP19 | CP19 | Safety position switch with tumbler Locking force 1300 N 5 directions of approaches Spring-locked Escape release from the front Magnet voltage 230 V AC Monitoring actuator 2 NC/1 NO Monitoring magnet 2 NC/1 NO LED display yellow/green Supplied without actuator. Actuator 3SE5000-0AV0. please order separately | - | 0 | 0
3SE5322-3SG23 |  | 3SE5322-3SG23 | 1 | UN | 1 | 5 | B | D | N | N | 85365080 | 1 | 4011209683556 | 0.626 | KG | 357.2 | 357.2 | CP19 | CP19 | Safety position switch with tumbler Locking force 1300 N 5 directions of approaches Spring-locked Escape release from the rear and auxiliary release on front Magnet voltage 230 V AC Monitoring actuator 2 NC/1 NO Monitoring magnet 2 NC/1 NO LED display yellow/green Supplied without actuator. Actuator 3SE5000-0AV0. please order separately | - | 0 | 0
3SE5322-3SJ23 |  | 3SE5322-3SJ23 | 1 | UN | 1 | 5 | B | D | N | N | 85365080 | 1 | 4011209683617 | 0.647 | KG | 399 | 399 | CP19 | CP19 | Safety position switch with tumbler Locking force 1300 N 5 directions of approaches Spring-locked Emergency release at the rear and Auxiliary release on front Magnet voltage 230 V AC Monitoring actuator 2 NC/1 NO Monitoring magnet 2 NC/1 NO LED display yellow/green Supplied without actuator. Actuator 3SE5000-0AV0. please order separately | - | 0 | 0
3SE5324-0SB21-1AC8 |  | 3SE5324-0SB21-1AC8 | 1 | UN | 1 | 5 | B | D | N | N | 85365080 | 1 | 4047621057460 | 0.502 | KG | 327.75 | 327.75 | CP19 | CP19 | Safety position switch with tumbler, locking force 1300 N, 5 directions of approaches, solenoid-locked, magnet voltage 24 V DC, monitoring actuator 2 NC/1 NO monitoring magnet 2 NC/1 NO, wired with M12 connector, 8-pole, The matching separate actuator 3SE5000-0AV0. or 3SE5000-0AW4/5. must be ordered separately. | - | 0 | 0
3SE5324-0SB21-1AP0 |  | 3SE5324-0SB21-1AP0 | 1 | UN | 1 | 5 | B | D | N | N | 85365080 | 1 | 4047621054216 | 0.505 | KG | 327.75 | 327.75 | CP19 | CP19 | Safety position switch with tumbler locking force 1300 N, 5 directions of approach, solenoid-locked, magnet voltage 24 V DC, monitoring actuator 2 NC/1 NO monitoring magnet 2 NC/1 NO wired with M12 connector, 8-pole. The head is mounted by 90Â° (clockwise). The matching actuator 3SE5000-0AV0. /-0AW.. must be ordered separately. | - | 0 | 0
3SE5324-0SD21-1AE4 |  | 3SE5324-0SD21-1AE4 | 1 | UN | 1 | 5 | B | D | EAR99 | N | 85365080 | 1 | 4047621067360 | 0.502 | KG | 327.75 | 327.75 | CP19 | CP19 | Safety switch with tumbler,with magnet monitoring Locking force 1300 N,for SIMATIC ET200eco PN; 5 approach directions, spring-locked, magnet voltage 24 V DC, monitoring 1 x door, monitoring 1 x interlock, wired with M12 connector, 8-pole, PIN1=11; PIN2=12, PIN3=41, PIN4=42, PIN5=n.a.; PIN6=n.a. PIN7=E1, PIN8=E2 Actuator 3SE5000-0AV0. /-0AW.. must be ordered separately. Connection accessories, e.g. for SIMATIC ET200eco PN-F: Y cable 6ES7194-6KC00-0XA0 Cable 8-pole 3SX5601-3SV18 |  | 0 | 0
3SE5324-0SD21-1AE5 |  | 3SE5324-0SD21-1AE5 | 1 | UN | 1 | 5 | B | D | EAR99 | N | 85365080 | 1 | 4047621067377 | 0.502 | KG | 327.75 | 327.75 | CP19 | CP19 | Safety switch with tumbler without magnet moni- toring,Locking force 1300 N, for SIMATIC ET200eco PN-F, 5 approach directions. Spring-locked, magnet voltage 24 V DC, wired with M12 connector, 8-pole, monitoring 2 x door Monitoring 0 x interlock, PIN1=11, PIN2=12, PIN3=21, PIN4=22, PIN5=n.a., PIN6=n.a. PIN7=E1, PIN8=E2 The matching separate Actuator 3SE5000-0AV0. /-0AW.. must be ordered separately. Connection accessory, e.g. for SIMATIC ET200eco PN-F: Y cable 6ES7194-6KC00-0XA0, Cable 8-pole 3SX5601-3SV18 |  | 0 | 0
3SE5328-0SD21-0AD3 |  | 3SE5328-0SD21-0AD3 | 1 | UN | 1 | 1 | A | D | N | N | 85365080 | 1 |  | 0.59 | KG | 584.25 | 584.25 | CP19 | CP19 | SAFETY POSITION SWITCHES WITH SOLENOID INTERLOCKING LOCK. FORCE 1300N,5 APPR. DIR. PLASTIC ENCLOSURE,3X(M20X1.5) SPRING-ACTUATED LOCKS, AUXILIARY RELEASE FRONT MAGNETIC VOLTAGE 24V DC, MONITORING ACTUATOR 2NC/1NO, MONITORING MAGNET 2NC/1NO WITH M23 PLUG CONNECTION PIN ASSIGNMENT: PIN1=E1, PIN2=NOT ASSIGNED, PIN3=E2, PIN4=11, PIN5=64, PIN6=42, PIN7=21, PIN8=22, PIN9=33, PIN10=34, PIN11= NOT ASSIGNED PIN 12= NOT ASSIGNED JUMPERS: TERMINAL 12-41 AND TERMINAL 33-63 | - | 0 | 7
3SE5328-0SD21-1AD3 |  | 3SE5328-0SD21-1AD3 | 1 | UN | 1 | 5 | B | D | N | N | 85365019 | 1 | 4011209789333 | 0.59 | KG | 584.25 | 584.25 | CP19 | CP19 | Safety position switch with tumbler Locking force 1300 N 5 directions of approaches Spring-locked Auxiliary release on front Magnet voltage 24 V DC Monitoring actuator 2 NC/1 NO Monitoring magnet 2 NC/1 NO with M23 connector connection Pin assignment: Pin 1=E1 Pin 2=not assigned, Pin 3=E2 Pin 4=11, Pin 5=64, Pin 6=42 Pin 7=21, Pin 8=22, Pin 9=33 Pin 10=34, Pin 11=not assigned Pin 12=not assigned Jumpers: Terminal 12+41 and terminal 33+63 | - | 0 | 7
3SE5413-0CC20-1EA2 |  | 3SE5413-0CC20-1EA2 | 1 | UN | 1 | 2 | A | D | N | N | 85365080 | 1 | 4011209845985 | 0.31 | KG | 52.35 | 52.35 | CP19 | CP19 | Position switch in compact design 30 mm wide with connection cable 2 m Snap-action contacts 1 NO+1 NC Rounded plunger | - | 0 | 0
3SE5413-0CC20-1EA5 |  | 3SE5413-0CC20-1EA5 | 1 | UN | 1 | 5 | B | D | N | N | 85365080 | 1 | 4011209845992 | 0.561 | KG | 66.22 | 66.22 | CP19 | CP19 | Position switch in compact design 30 mm wide with connecting cable 5 m Snap-action contacts 1 NO+1 NC with rounded plunger | - | 0 | 0
3SE5413-0CC20-1EB1 |  | 3SE5413-0CC20-1EB1 | 1 | UN | 1 | 2 | A | D | N | N | 85365080 | 1 | 4011209846609 | 0.091 | KG | 56.15 | 56.15 | CP19 | CP19 | Position switch in compact design 30 mm wide with connector plug M12 Snap-action contacts 1 NO+1 NC with rounded plunger | - | 0 | 0
3SE5413-0CC21-1EA2 |  | 3SE5413-0CC21-1EA2 | 1 | UN | 1 | 2 | A | D | N | N | 85365080 | 1 | 4011209846067 | 0.297 | KG | 58.71 | 58.71 | CP19 | CP19 | Position switch in compact design 30 mm wide with connection cable 2 m Snap-action contacts 1 NO+1 NC Rounded plunger with central mounting | - | 0 | 0
3SE5413-0CC22-1EA2 |  | 3SE5413-0CC22-1EA2 | 1 | UN | 1 | 5 | B | D | N | N | 85365080 | 1 | 4011209846036 | 0.288 | KG | 58.71 | 58.71 | CP19 | CP19 | Position switch in compact design 30 mm wide with connection cable 2 m Snap-action contacts 1 NO+1 NC with rounded plunger with exterior seal | - | 0 | 0
3SE5413-0CD20-1EA2 |  | 3SE5413-0CD20-1EA2 | 1 | UN | 1 | 2 | A | D | N | N | 85365080 | 1 | 4011209845251 | 0.314 | KG | 54.82 | 54.82 | CP19 | CP19 | Position switch in compact design 30 mm wide with connection cable 2 m Snap-action contacts 1 NO+1 NC with roller plunger | - | 0 | 0
3SE5413-0CD20-1EA5 |  | 3SE5413-0CD20-1EA5 | 1 | UN | 1 | 5 | B | D | N | N | 85365080 | 1 | 4011209845268 | 0.564 | KG | 68.88 | 68.88 | CP19 | CP19 | Position switch in compact design 30 mm wide with connecting cable 5 m Snap-action contacts 1 NO+1 NC with roller plunger | - | 0 | 0
3SE5413-0CD20-1EB1 |  | 3SE5413-0CD20-1EB1 | 1 | UN | 1 | 2 | A | D | N | N | 85365080 | 1 | 4011209847934 | 0.093 | KG | 58.71 | 58.71 | CP19 | CP19 | Position switch in compact design 30 mm wide with connector plug M12 Snap-action contacts 1 NO+1 NC with roller plunger | - | 0 | 0
3SE5413-0CD21-1EA2 |  | 3SE5413-0CD21-1EA2 | 1 | UN | 1 | 2 | A | D | N | N | 85365080 | 1 | 4011209847712 | 0.29 | KG | 70.02 | 70.02 | CP19 | CP19 | Position switch in compact design 30 mm wide with connection cable 2 m Snap-action contacts 1 NO+1 NC with roller plunger with central mounting | - | 0 | 0
3SE5413-0CD23-1EA2 |  | 3SE5413-0CD23-1EA2 | 1 | UN | 1 | 2 | A | D | N | N | 85365080 | 1 | 4011209849228 | 0.293 | KG | 54.82 | 54.82 | CP19 | CP19 | Position switch in compact design 30 mm wide with connection cable 2 m Snap-action contacts 1 NO+1 NC with roller plunger, plunger rotated by 90Â° Special customer version | - | 0 | 0
3SE5413-0CD23-1EB1 |  | 3SE5413-0CD23-1EB1 | 1 | UN | 1 | 0 | A | D | EAR99 | N | 85365080 | 1 |  | 0.291 | KG | 56.72 | 56.72 | CP19 | CP19 | Position switch in compact design 30 mm wide with M12 connector 5-pole Snap-action contacts 1 NO+1 NC with roller plunger, plunger rotated by 90Â° |  | 0 | 0
3SE5413-0CN20-1EA2 |  | 3SE5413-0CN20-1EA2 | 1 | UN | 1 | 2 | A | D | N | N | 85365080 | 1 | 4011209845299 | 0.337 | KG | 57.48 | 57.48 | CP19 | CP19 | Position switch in compact design 30 mm wide with connection cable 2 m Snap-action contacts 1 NO+1 NC twist lever | - | 0 | 0
3SE5413-0CN20-1EA5 |  | 3SE5413-0CN20-1EA5 | 1 | UN | 1 | 2 | A | D | N | N | 85365080 | 1 | 4011209845305 | 0.58 | KG | 71.44 | 71.44 | CP19 | CP19 | Position switch in compact design 30 mm wide with connecting cable 5 m Snap-action contacts 1 NO+1 NC twist lever | - | 0 | 0
3SE5413-0CN20-1EB1 |  | 3SE5413-0CN20-1EB1 | 1 | UN | 1 | 2 | A | D | N | N | 85365080 | 1 | 4011209849235 | 0.134 | KG | 61.18 | 61.18 | CP19 | CP19 | Position switch in compact design 30 mm wide with connector plug M12 Snap-action contacts 1 NO+1 NC with twist lever | - | 0 | 0
3SE5413-0CP20-1EA2 |  | 3SE5413-0CP20-1EA2 | 1 | UN | 1 | 5 | B | D | EAR99 | N | 85365080 | 1 | 4011209894020 | 0.314 | KG | 57.48 | 57.48 | CP19 | CP19 | Compact switch with connection cable 2 m, Snap-action contacts 1 NO+1 NC twist lever with same design as 3SE3 (Precursor program) | - | 0 | 0
3SE5413-0CQ20-1EA2 |  | 3SE5413-0CQ20-1EA2 | 1 | UN | 1 | 0 | A | D | N | N | 85365080 | 1 | 4047621061993 | 0.353 | KG | 73.91 | 73.91 | CP19 | CP19 | Position switch in compact design 30 mm wide with connection cable 2 m Snap-action contacts 1 NO+1 NC Twist lever, adjustable length | - | 0 | 0
3SE5423-0CC20-1EA2 |  | 3SE5423-0CC20-1EA2 | 1 | UN | 1 | 2 | A | D | N | N | 85365080 | 1 | 4011209846005 | 0.306 | KG | 63.94 | 63.94 | CP19 | CP19 | Position switch in compact design 40 mm wide with connection cable 2 m Snap-action contacts 1 NO+1 NC Rounded plunger | - | 0 | 0
3SE5423-0CC20-1EB1 |  | 3SE5423-0CC20-1EB1 | 1 | UN | 1 | 5 | B | D | N | N | 85365080 | 1 | 4011209846647 | 0.113 | KG | 67.74 | 67.74 | CP19 | CP19 | Position switch in compact design 40 mm wide with connector plug M12 Snap-action contacts 1 NO+1 NC with rounded plunger | - | 0 | 0
3SE5423-0CC21-1EA2 |  | 3SE5423-0CC21-1EA2 | 1 | UN | 1 | 5 | B | D | N | N | 85365080 | 1 | 4011209846050 | 0.324 | KG | 72.77 | 72.77 | CP19 | CP19 | Position switch in compact design 40 mm wide with connection cable 2 m Snap-action contacts 1 NO+1 NC Rounded plunger with central mounting | - | 0 | 0
3SE5423-0CC22-1EA2 |  | 3SE5423-0CC22-1EA2 | 1 | UN | 1 | 5 | B | D | N | N | 85365080 | 1 | 4011209846043 | 0.299 | KG | 70.02 | 70.02 | CP19 | CP19 | Position switch in compact design 40 mm wide with connection cable 2 m Snap-action contacts 1 NO+1 NC with rounded plunger with exterior seal | - | 0 | 0
3SE5423-0CD20-1EA2 |  | 3SE5423-0CD20-1EA2 | 1 | UN | 1 | 2 | A | D | N | N | 85365080 | 1 | 4011209845282 | 0.314 | KG | 66.31 | 66.31 | CP19 | CP19 | Position switch in compact design 40 mm wide with connection cable 2 m Snap-action contacts 1 NO+1 NC with roller plunger | - | 0 | 0
3SE5423-0CD20-1EB1 |  | 3SE5423-0CD20-1EB1 | 1 | UN | 1 | 2 | A | D | N | N | 85365080 | 1 | 4011209847941 | 0.13 | KG | 67.74 | 67.74 | CP19 | CP19 | Position switch in compact design 40 mm wide with connector plug M12 Snap-action contacts 1 NO+1 NC with roller plunger | - | 0 | 0
3SE5423-0CD21-1EA2 |  | 3SE5423-0CD21-1EA2 | 1 | UN | 1 | 5 | B | D | N | N | 85365080 | 1 | 4011209847729 | 0.318 | KG | 81.7 | 81.7 | CP19 | CP19 | Position switch in compact design 40 mm wide with connection cable 2 m Snap-action contacts 1 NO+1 NC with roller plunger with central mounting | - | 0 | 0
3SE5423-0CN20-1EA2 |  | 3SE5423-0CN20-1EA2 | 1 | UN | 1 | 5 | B | D | N | N | 85365080 | 1 | 4011209845312 | 0.353 | KG | 68.97 | 68.97 | CP19 | CP19 | Position switch in compact design 40 mm wide with connection cable 2 m Snap-action contacts 1 NO+1 NC twist lever | - | 0 | 0
3SE5423-0CN20-1EB1 |  | 3SE5423-0CN20-1EB1 | 1 | UN | 1 | 5 | B | D | N | N | 85365080 | 1 | 4011209849242 | 0.148 | KG | 72.87 | 72.87 | CP19 | CP19 | Position switch in compact design 40 mm wide with connector plug M12 Snap-action contacts 1 NO+1 NC with twist lever | - | 0 | 0
3SE5532-0FC05-1AM0 |  | 3SE5532-0FC05-1AM0 | 1 | UN | 1 | 5 | B | D | N | N | 85365080 | 1 | 4011209915343 | 0.055 | KG | 25.56 | 25.56 | CP19 | CP19 | Position switch plastic, Compact design according to EN 50047 with rounded plunger, 1x M20 x 1.5 (Teflon plunger) Short stroke, integrated, 1 NO+1 NC, customized, Cover black | - | 0 | 7
3SE5532-0FC05-1AM0-Z | W96 | 3SE5532-0FC05-1AM0-ZW96 | 1 | UN | 1 | 5 | B | D | N | N | 85365080 | 270 |  | 0.045 | KG | 22.8 | 22.8 | CP19 | CP19 | Position switch plastic Compact design according to EN 50047 with rounded plunger, 1x M20 x 1.5 (Teflon plunger) Short stroke, integrated, 1 NO+1 NC customized Cover black Multi-unit packaging Packing quantity = 270 units | - | 0 | 7
3SE5532-0FC05-1AM0-Z | X95 | 3SE5532-0FC05-1AM0-ZX95 | 1 | UN | 1 | 10 | C | D | N | N | 85365080 | 1 | 4011209915404 | 0.045 | KG | 22.8 | 22.8 | CP19 | CP19 | Position switch plastic Compact design according to EN 50047 with rounded plunger, 1x M20 x 1.5 (Teflon plunger) Short stroke, integrated, 1 NO+1 NC, customized, Cover black Reusable packaging Packaging quantity = 135 items | - | 0 | 7
3SE6013 |  | 3SE6013 | 1 | UN | 1 | 15 | C | D | N | N | 85365080 | 1 | 4011209142596 | 0.3 | KG | 326.8 | 326.8 | CP19 | CP19 | NOTICE: WILL BE DISCONTINUED W/O REPLACEMENT ON OCT.31, 2013 POSITION SWITCH NON-CONTACT CAST-METAL ENCLOSED 1NC | - | 0 | 7
3SE6020 |  | 3SE6020 | 1 | UN | 1 | 15 | C | D | N | N | 85365080 | 1 | 4011209032675 | 0.28 | KG | 259.35 | 259.35 | CP19 | CP19 | NOTICE: WILL BE DISCONTINUED, WITHOUT REPLACEMENT ON OCT. 31, MAGNETICALLY-OPERATED EXPLOSION-PROOF DESIGN, 1NO WITH CONNECTING CAB. 1M H05RN-F 2X0,75 | - | 0 | 7
3SE6100 |  | 3SE6100 | 1 | UN | 1 | 15 | C | D | N | N | 85051990 | 1 | 4011209032682 | 0.304 | KG | 128.25 | 128.25 | CP19 | CP19 | NOTICE: WILL BE DISCONTINUED, WITHO. REPLACEMENT OCT. 31,2013 SWITCHING MAGNET MOULDED-PLASTIC HOUSING | - | 0 | 7
3SE6102 |  | 3SE6102 | 1 | UN | 1 | 15 | C | D | N | N | 85051990 | 1 | 4011209206878 | 0.388 | KG | 188.1 | 188.1 | CP19 | CP19 | NOTICE: WILL BE DISCONTINUED, WITHOUT REPLACEM. OCT.31, 2013 ACTUATING MAGNET DIPOLE INTERVAL 100 MM DIPOLE INTERVAL 100 MM PROLONGEG DIPOLE | - | 0 | 7
3SE6110 |  | 3SE6110 | 1 | UN | 1 | 15 | C | D | N | N | 85051990 | 1 | 4011209032699 | 0.375 | KG | 151.05 | 151.05 | CP19 | CP19 | NOTICE: WILL BE DISCONTINUED SWITCHING MAGNET METAL-CLAD HOUSING NOTICE: WILL BE DISCONTINUED | - | 0 | 7
3SE6200 |  | 3SE6200 | 1 | UN | 1 | 15 | C | D | N | N | 85365080 | 1 | 4011209032705 | 0.136 | KG | 209.95 | 209.95 | CP19 | CP19 | NOTICE: WILL BE DISCONTINUED WITHOUT REPLACEMENT ON OCT. POSITION SWITCH MAGNETICALLY-OPERATED MOULDED-PLASTIC HOUSING 1NO | - | 0 | 7
3SE6203 |  | 3SE6203 | 1 | UN | 1 | 20 | D | D | N | N | 85365080 | 1 | 4011209032712 | 0.136 | KG | 291.65 | 291.65 | CP19 | CP19 | NOTICE: WILL BE DISCONTINUED WITHOUT REPLACEM. OCT. 31, 2013 MAGNETIC SWITCH MAGNETICALLY-OPERATED MOULDED-PLASTIC HOUSING, 1NC | - | 0 | 7
3SE6310-0BC01 |  | 3SE6310-0BC01 | 1 | UN | 1 | 2 | A | D | EAR99 | N | 85365080 | 1 | 4011209900677 | 0.056 | KG | 33.63 | 33.63 | CP19 | CP19 | Standard actuator for all safety switches RFID Rectangular 91 mm x 25 mm without magnet latching | - | 0 | 0
3SE6310-1BC01 |  | 3SE6310-1BC01 | 1 | UN | 1 | 2 | A | D | EAR99 | N | 85365080 | 1 | 4011209900684 | 0.085 | KG | 110.2 | 110.2 | CP19 | CP19 | Actuator with magnet latching 18 N safety switches RFID Rectangular 91 mm x 25 mm with magnet latching | - | 0 | 0
3SE6315-0BB01 |  | 3SE6315-0BB01 | 1 | UN | 1 | 2 | A | D | EAR99 | N | 85365080 | 1 | 4011209900691 | 0.096 | KG | 174.8 | 174.8 | CP19 | CP19 | Contact-free safety switches RFID Rectangular 25 mm x 106 mm Family-coded with M12 connector 8-pole Delivery condition: ready for operation, order actuator separately 3SE6310-0BC01 | - | 0 | 0
3SE6315-0BB02 |  | 3SE6315-0BB02 | 1 | UN | 1 | 2 | A | D | EAR99 | N | 85365080 | 1 | 4011209900714 | 0.095 | KG | 258.4 | 258.4 | CP19 | CP19 | Contact-free safety switches RFID Rectangular 106 mm x 25 mm Individually coded Multiple teach-in capability with M12 connector 8-pole Actuator 3SE6310-0BC01 to be ordered separately. | - | 0 | 0
3SE6315-0BB03 |  | 3SE6315-0BB03 | 1 | UN | 1 | 2 | A | D | EAR99 | N | 85365080 | 1 | 4011209900738 | 0.096 | KG | 281.2 | 281.2 | CP19 | CP19 | Contact-free safety switches RFID Rectangular 106 mm x 25 mm Individually coded, single teach-in with M12 connector 8-pole order actuator separately 3SE6310-0BC01 | - | 0 | 0
3SE6315-1BB01 |  | 3SE6315-1BB01 | 1 | UN | 1 | 2 | A | D | EAR99 | N | 85365080 | 1 | 4011209900707 | 0.113 | KG | 254.6 | 254.6 | CP19 | CP19 | Contact-free safety switches RFID Rectangular 106 mm x 25 mm Family-coded, with M12 connector 8-pole and magnet latching 18 N Delivery condition: ready for operation. Actuator with magnet latching 18 N, to be ordered separately: 3SE6310-1BC01 | - | 0 | 0
3SE6315-1BB02 |  | 3SE6315-1BB02 | 1 | UN | 1 | 5 | B | D | EAR99 | N | 85365080 | 1 | 4011209900721 | 0.001 | KG | 323 | 323 | CP19 | CP19 | Contact-free safety switches RFID Rectangular 106 mm x 25 mm Individually coded, multiple teach-in capability, with M12 connector 8-pole and magnet latching 18 N. Order actuator separately: 3SE6310-1BC01 | - | 0 | 0
3SE6315-1BB03 |  | 3SE6315-1BB03 | 1 | UN | 1 | 5 | B | D | EAR99 | N | 85365080 | 1 | 4011209900745 | 0.101 | KG | 352.45 | 352.45 | CP19 | CP19 | Contact-free safety switches RFID Rectangular 106 mm x 25 mm Individually coded, single teach-in, with M12 connector 8-pole and magnet latching 18 N. Order actuator separately: 3SE6310-1BC01 | - | 0 | 0
3SE6604-2BA |  | 3SE6604-2BA | 1 | UN | 1 | 2 | A | D | N | N | 85365080 | 1 | 4011209564091 | 0.16 | KG | 88.35 | 88.35 | CP19 | CP19 | Magnet switch Contact block 25 x 88 mm 2 NC Connecting cable 3 m LIYY 4 x 0.25 mm2 Required solenoid 3SE6704-2BA | - | 0 | 0
3SE6604-2BA01 |  | 3SE6604-2BA01 | 1 | UN | 1 | 2 | A | D | N | N | 85365080 | 1 | 4011209642751 | 0.032 | KG | 110.2 | 110.2 | CP19 | CP19 | Magnet switch Contact block 25 x 88 mm 2 NC with M8 connector, 4-pole | - | 0 | 0
3SE6604-2BA10 |  | 3SE6604-2BA10 | 1 | UN | 1 | 2 | A | D | N | N | 85365080 | 1 | 4011209903517 | 0.38 | KG | 127.3 | 127.3 | CP19 | CP19 | Magnet switch Contact block 25 x 88 mm 2 NC Connecting cable 10 m LIYY 4 x 0.25 mm2 Required solenoid 3SE6704-2BA | - | 0 | 0
3SE6605-1BA |  | 3SE6605-1BA | 1 | UN | 1 | 2 | A | D | N | N | 85365080 | 1 | 4011209398634 | 0.181 | KG | 76.19 | 76.19 | CP19 | CP19 | Magnet switch Contact block, round M30 Contact elements 1 NC/1 NO with 3 m cable | - | 0 | 0
3SE6605-1BA02 |  | 3SE6605-1BA02 | 1 | UN | 1 | 2 | A | D | N | N | 85365080 | 1 | 4011209642713 | 0.038 | KG | 104.5 | 104.5 | CP19 | CP19 | Magnet switch Contact block, round M30 Contact elements 1 NC/1 NO with M12 connector 4-pole Pin1=21, Pin2=22 Pin3=13, Pin4=14, | - | 0 | 0
3SE6605-1BA25 |  | 3SE6605-1BA25 | 1 | UN | 1 | 2 | A | D | N | N | 85365080 | 1 | 4011209564350 | 0.924 | KG | 215.65 | 215.65 | CP19 | CP19 | Contact block round M30, with cable 25 m | - | 0 | 7
3SE6605-2BA |  | 3SE6605-2BA | 1 | UN | 1 | 2 | A | D | N | N | 85365080 | 1 | 4011209398627 | 0.167 | KG | 68.88 | 68.88 | CP19 | CP19 | Magnet switch Contact block, rectangular large 25 x 88 mm Contact elements 1 NC/1 NO with 3 m cable | - | 0 | 0
3SE6605-2BA01 |  | 3SE6605-2BA01 | 1 | UN | 1 | 2 | A | D | N | N | 85365080 | 1 | 4011209642737 | 0.034 | KG | 90.63 | 90.63 | CP19 | CP19 | Magnet switch Contact block, rectangular large 25 x 88 mm Contact elements 1 NC/1 NO Pin assignment: Pin1=21, Pin2=22 Pin3=13, Pin4=14 | - | 0 | 0
3SE6605-2BA05 |  | 3SE6605-2BA05 | 1 | UN | 1 | 30 | D | D | N | N | 85365080 | 1 | 4011209463189 | 0.234 | KG | 74.67 | 74.67 | CP19 | CP19 | Contact block rectangular large 5 m cable | - | 0 | 0
3SE6605-2BA10 |  | 3SE6605-2BA10 | 1 | UN | 1 | 5 | B | D | N | N | 85365080 | 1 | 4011209463172 | 0.42 | KG | 92.06 | 92.06 | CP19 | CP19 | Contact block rectangular large 25 x 88 mm, 1 NO+1 NC, 10 m cable | - | 0 | 0
3SE6605-3BA |  | 3SE6605-3BA | 1 | UN | 1 | 2 | A | D | N | N | 85365080 | 1 | 4011209398610 | 0.158 | KG | 68.88 | 68.88 | CP19 | CP19 | Magnet switch Switching element, rectangular small 25 x 33 mm Contact elements 1 NC/1 NO with 3 m cable | - | 0 | 0
3SE6605-3BA05 |  | 3SE6605-3BA05 | 1 | UN | 1 | 2 | A | D | N | N | 85365080 | 1 | 4011209447073 | 0.213 | KG | 74.67 | 74.67 | CP19 | CP19 | Contact block rectangular small 25 x33 mm,, 5 m cable | - | 0 | 0
3SE6605-3BA10 |  | 3SE6605-3BA10 | 1 | UN | 1 | 2 | A | D | N | N | 85365080 | 1 | 4011209447080 | 0.375 | KG | 88.54 | 88.54 | CP19 | CP19 | Contact block rectangular small 25 x 33 mm, 1 NO+1 NC, 10 m cable | - | 0 | 0
3SE6605-3BA15 |  | 3SE6605-3BA15 | 1 | UN | 1 | 30 | D | D | N | N | 85365080 | 1 | 4011209447608 | 0.545 | KG | 143.45 | 143.45 | CP19 | CP19 | Magnet switch Switching element, rectangular small 25 x 33 mm. 15 m cable | - | 0 | 7
3SE6605-3BA25 |  | 3SE6605-3BA25 | 1 | UN | 1 | 5 | B | D | N | N | 85365080 | 1 | 4011209447592 | 0.919 | KG | 182.4 | 182.4 | CP19 | CP19 | Magnet switch Switching element, rectangular small 25 x 33 mm. 25 m cable | - | 0 | 7
3SE6606-2BA04 |  | 3SE6606-2BA04 | 1 | UN | 1 | 10 | C | D | N | N | 85365080 | 1 | 4011209938076 | 0.192 | KG | 103.55 | 103.55 | CP19 | CP19 | Magnet switch Contact block 25 x 88 mm 2 NC+1 NO Connecting cable 3 m LIYY, 6 x 0.25 mm2 Required solenoid 3SE6704-2BA | - | 0 | 0
3SE6606-3BA |  | 3SE6606-3BA | 1 | UN | 1 | 2 | A | D | N | N | 85365080 | 1 | 4011209896093 | 0.089 | KG | 143.45 | 143.45 | CP19 | CP19 | Magnet switch Switching element, rectangular small 25 x 33 mm. 1S + 2 NC, 1 m cable 1 NC, including signaling contact | - | 0 | 7
3SE6614-4CA01 |  | 3SE6614-4CA01 | 1 | UN | 1 | 5 | B | D | N | N | 85365080 | 1 | 4047621002613 | 0.04 | KG | 112.1 | 112.1 | CP19 | CP19 | Magnet switch Contact block 25 x 88 mm, for door hinge on the left Contact elements: Safety contacts 2 NC with M8 connector, 4-pole with combi connection Screw/latching connection with LED, the matching solenoid 3SE6714-2CA or offset by 90Â° 3SE6724-2CA | - | 0 | 0
3SE6616-3CA01 |  | 3SE6616-3CA01 | 1 | UN | 1 | 5 | B | D | N | N | 85365080 | 1 | 4047621002699 | 0.033 | KG | 104.5 | 104.5 | CP19 | CP19 | Magnet switch Switching element, rectangular small 26 x 36 mm, for door hinge Left, Contact elements: Safety contacts 1 NO+1 NC Signaling contact 1 NC with 8 mm latching connection Connector 6-pole, without LED the matching solenoid 3SE6714-3CA or offset by 90Â° 3SE6724-3CA | - | 0 | 0
3SE6617-2CA01 |  | 3SE6617-2CA01 | 1 | UN | 1 | 5 | B | D | N | N | 85365080 | 1 | 4047621002620 | 0.06 | KG | 113.05 | 113.05 | CP19 | CP19 | Magnet switch Contact block 25 x 88 mm for door hinge on the left Contact elements: Safety contacts 2 NC Signaling contact 1 NC With 8 mm latching connection Connector 6-pole, without LED, the matching solenoid 3SE6714-2CA or offset by 90Â° 3SE6724-2CA | - | 0 | 0
3SE6617-2CA04 |  | 3SE6617-2CA04 | 1 | UN | 1 | 5 | B | D | N | N | 85365080 | 1 | 4047621002637 | 0.2 | KG | 103.55 | 103.55 | CP19 | CP19 | Magnet switch Contact block 25 x 88 mm for door hinge on the left Contact elements: Safety contacts 2 NC Signaling contact 1 NC with connecting cable 3 m without LED, the matching solenoid 3SE6714-2CA or offset by 90Â° 3SE6724-2CA | - | 0 | 0
3SE6617-3CA01 |  | 3SE6617-3CA01 | 1 | UN | 1 | 5 | B | D | N | N | 85365080 | 1 | 4047621001470 | 0.001 | KG | 104.5 | 104.5 | CP19 | CP19 | Magnetically-operated switch Contact block, rectangular small 26 x 36 mm, for door hinge left; Contact elements: Safety contacts 2 NC Signaling contact 1 NC With 8 mm latching connection Connector 6-pole, without LED, the matching solenoid 3SE6714-3CA or offset by 90Â° 3SE6724-3CA | - | 0 | 0
3SE6617-3CA04 |  | 3SE6617-3CA04 | 1 | UN | 1 | 5 | B | D | N | N | 85365080 | 1 | 4047621002705 | 0.217 | KG | 102.6 | 102.6 | CP19 | CP19 | Magnet switch Switching element, rectangular small 26 x 36 mm, for door hinge Left, Contact elements: Safety contacts 2 NC Signaling contact 1 NC with 3 m connecting cable without LED, the matching solenoid 3SE6714-3CA solenoid 3SE6714-3CA or offset by 90Â° 3SE6724-3CA | - | 0 | 0
3SE6624-4CA01 |  | 3SE6624-4CA01 | 1 | UN | 1 | 5 | B | D | N | N | 85365080 | 1 | 4047621002644 | 0.04 | KG | 112.1 | 112.1 | CP19 | CP19 | Magnet switch Contact block 25 x 88 mm, for door hinge on the right Contact elements: Safety contacts 2 NC with M8 connector, 4-pole with combi connection Screw/latching connection with LED, the matching solenoid 3SE6714-2CA or offset by 90Â°: 3SE6724-2CA | - | 0 | 0
3SE6626-3CA01 |  | 3SE6626-3CA01 | 1 | UN | 1 | 5 | B | D | N | N | 85365080 | 1 | 4047621002712 | 0.031 | KG | 104.5 | 104.5 | CP19 | CP19 | Magnet switch Switching element, rectangular small 26 x 36 mm, for door hinge on the right, Contact elements: Safety contacts 1 NO+1 NC Signaling contacts 1 NC with 8 mm latching connection Connector 6-pole, without LED the matching solenoid 3SE6714-3CA or offset by 90Â° 3SE6724-3CA | - | 0 | 0
3SE6627-2CA01 |  | 3SE6627-2CA01 | 1 | UN | 1 | 5 | B | D | N | N | 85365080 | 1 | 4047621002651 | 0.042 | KG | 113.05 | 113.05 | CP19 | CP19 | Magnet switch Contact block 25 x 88 mm for door hinge on the right Contact elements: Safety contacts 2 NC Signaling contact 1 NC With 8 mm latching connection Connector 6-pole, without LED, the matching solenoid 3SE6714-2CA or offset by 90Â° 3SE6724-2CA | - | 0 | 0
3SE6627-2CA04 |  | 3SE6627-2CA04 | 1 | UN | 1 | 5 | B | D | N | N | 85365080 | 1 | 4047621002668 | 0.205 | KG | 103.55 | 103.55 | CP19 | CP19 | Magnet switch Contact block 25 x 88 mm for door hinge on the right Contact elements: Safety contacts 2 NC Signaling contact 1 NC with connecting cable 3 m without LED, the matching solenoid 3SE6714-2CA or offset by 90Â° 3SE6724-2CA | - | 0 | 0
3SE6627-3CA01 |  | 3SE6627-3CA01 | 1 | UN | 1 | 5 | B | D | N | N | 85365080 | 1 | 4047621002729 | 0.018 | KG | 104.5 | 104.5 | CP19 | CP19 | Magnet switch Switching element, rectangular small 26 x 36 mm, for door hinge on the right, Contact elements: Safety contacts 2 NC Signaling contact 1 NC, with 8 mm latching connection Connector 6-pole, without LED the matching solenoid 3SE6714-3CA or offset by 90Â° 3SE6724-3CA | - | 0 | 0
3SE6627-3CA04 |  | 3SE6627-3CA04 | 1 | UN | 1 | 5 | B | D | N | N | 85365080 | 1 | 4047621002736 | 0.246 | KG | 102.6 | 102.6 | CP19 | CP19 | Magnet switch Switching element, rectangular small 26 x 36 mm, for door hinge on the right, Contact elements: Safety contacts 2 NC Signaling contact 1 NC with 3 m connecting cable without LED, the matching solenoid 3SE6714-3CA or offset by 90Â° 3SE6724-3CA | - | 0 | 0
3SE6704-1BA |  | 3SE6704-1BA | 1 | UN | 1 | 2 | A | D | N | N | 85051990 | 1 | 4011209407183 | 0.035 | KG | 30.12 | 30.12 | CP19 | CP19 | Solenoid round M30 | - | 0 | 0
3SE6704-2BA |  | 3SE6704-2BA | 1 | UN | 1 | 2 | A | D | N | N | 85051990 | 1 | 4011209398603 | 0.031 | KG | 21.38 | 21.38 | CP19 | CP19 | Solenoid rectangular large | - | 0 | 0
3SE6704-3BA |  | 3SE6704-3BA | 1 | UN | 1 | 2 | A | D | N | N | 85051990 | 1 | 4011209398597 | 0.03 | KG | 21.38 | 21.38 | CP19 | CP19 | Solenoid rectangular small | - | 0 | 0
3SE6714-2CA |  | 3SE6714-2CA | 1 | UN | 1 | 5 | B | D | N | N | 85051990 | 1 | 4047621002675 | 0.04 | KG | 19.95 | 19.95 | CP19 | CP19 | Solenoid, rectangular large 25 x 88 mm for Magnet switch 3SE66.7-2CA0. Position: with contact block on one fixing level | - | 0 | 0
3SE6714-3CA |  | 3SE6714-3CA | 1 | UN | 1 | 5 | B | D | N | N | 85051990 | 1 | 4047621002743 | 0.031 | KG | 19.95 | 19.95 | CP19 | CP19 | Solenoid, rectangular small 25 x 36 mm for magnet switch 3SE66..-3CA0. Position: Solenoid and contact block on one fixing level | - | 0 | 0
3SE6724-2CA |  | 3SE6724-2CA | 1 | UN | 1 | 5 | B | D | N | N | 85051990 | 1 | 4047621001463 | 0.04 | KG | 19.95 | 19.95 | CP19 | CP19 | Solenoid, rectangular large 25 x 88 mm for Magnet switch 3SE66.7-2CA0. Position: is mounted offset by 90Â° from the contact block | - | 0 | 0
3SE6724-3CA |  | 3SE6724-3CA | 1 | UN | 1 | 5 | B | D | N | N | 85051990 | 1 | 4047621001487 | 0.05 | KG | 19.95 | 19.95 | CP19 | CP19 | Solenoid, rectangular small 25 x 36 mm for magnet switch 3SE66..-3CA0. Position: offset from the contact block by 90Â° mounted | - | 0 | 0
3SE6801-1CC |  | 3SE6801-1CC | 1 | UN | 1 | 6 | C | D | N | N | 85365019 | 1 | 4011209439672 | 0.229 | KG | 1159 | 1159 | CP19 | CP19 | MONITORING UNIT F. MAGN. OPERATED SWITCH 24VD | - | 0 | 7
3SE6806-2CD00 |  | 3SE6806-2CD00 | 1 | UN | 1 | 5 | B | D | N | N | 85365019 | 1 | 4011209628410 | 0.417 | KG | 640.3 | 640.3 | CP19 | CP19 | SIRIUS safety relay Evaluation device 45 mm, 2S/1Ã–, 24V DC, Relay contact, for magnetic switch for 6 sensors (1 NO/1 NC), 2 EC 6 signaling outputs 20 mA each can be used up to SIL3/PLe | - | 0 | 7
3SE6808-6DB |  | 3SE6808-6DB | 1 | UN | 1 | 0 | A | D | N | N | 85365019 | 1 | 4011209441811 | 0.386 | KG | 1985.5 | 1985.5 | CP19 | CP19 | MONITORING UNIT F. 8 MAGNET SENSORS, 120MM, 2NO | - | 0 | 7
3SE7120-1BF00 |  | 3SE7120-1BF00 | 1 | UN | 1 | 2 | A | D | N | N | 85365080 | 1 | 4011209567856 | 0.4 | KG | 200.45 | 200.45 | CP19 | CP19 | Cable-operated switch Metal enclosure, 2x M20 x1.5; 2NC, with latching EN ISO 13850 and pushbutton release for wire lengths up to 5 m | - | 0 | 0
3SE7120-1BH00 |  | 3SE7120-1BH00 | 1 | UN | 1 | 2 | A | D | EAR99 | N | 85365080 | 1 | 4011209864559 | 0.406 | KG | 220.4 | 220.4 | CP19 | CP19 | Cable-operated switch Metal enclosure, 2x M20 x 1.5; 2NC/1NO with latching EN ISO 13850 and pushbutton release for wire lengths up to 5 m | - | 0 | 0
3SE7120-2DD01 |  | 3SE7120-2DD01 | 1 | UN | 1 | 2 | A | D | N | N | 85365080 | 1 | 4011209586529 | 0.405 | KG | 153.9 | 153.9 | CP19 | CP19 | Cable-operated switch Metal enclosure, 2x M20 x1.5; 1 NO+1 NC, without latching for wire lengths up to 5 m, only Bowden wire function, 55 N spring maximum actuating force 80 N | - | 0 | 0
3SE7120-2DD01-1AS7 |  | 3SE7120-2DD01-1AS7 | 1 | UN | 1 | 10 | C | D | N | N | 85365080 | 1 | 4047621062440 | 0.433 | KG | 166.25 | 166.25 | CP19 | CP19 | Cable-operated switch for 5 m spring 100 N, Metal enclosure, 2x M20 x1.5; 1NO+1NC, without latching, only cable-operated function, maximum actuating force 160 N | - | 0 | 0
3SE7140-1BD00 |  | 3SE7140-1BD00 | 1 | UN | 1 | 2 | A | D | N | N | 85365080 | 1 | 4011209567924 | 0.796 | KG | 467.4 | 467.4 | CP19 | CP19 | Cable-operated switch Metal enclosure, 1x M20x1.5; 1 NO+1 NC, latching EN ISO 13850 and pushbutton release, for wire lengths up to 50 m | - | 0 | 0
3SE7140-1BD00-0AS0 |  | 3SE7140-1BD00-0AS0 | 1 | UN | 1 | 20 | D | D | N | N | 85365080 | 1 | 4011209563520 | 0.775 | KG | 437 | 437 | CP19 | CP19 | Safety cable-operated switch Metal enclosure, Rope length 50m 2xM25x1.5; 1 NO/1 NC, Latching, only Bowden wire function, Pushbutton release, Red LED, 115 V | - | 0 | 0
3SE7140-1BD04 |  | 3SE7140-1BD04 | 1 | UN | 1 | 5 | B | D | N | N | 85365080 | 1 | 4011209567887 | 0.82 | KG | 587.1 | 587.1 | CP19 | CP19 | SIRIUS cable-operated switch Metal enclosure, 1x M20x1.5; 1 NO+1 NC, latching EN ISO 13850 and pushbutton release, with LED lamp 24 V DC, red, for wire lengths up to 50 m | - | 0 | 0
3SE7140-1BD04-0AS3 |  | 3SE7140-1BD04-0AS3 | 1 | UN | 1 | 30 | D | D | N | N | 85365080 | 1 | 4011209576100 | 0.797 | KG | 543.4 | 543.4 | CP19 | CP19 | Safety cable-operated switch Metal enclosure,for wire length 50 m 2 x M25 x 1.5; 1 NO/1 NC, Latching according to EN ISO 13850, only Bowden wire function Pushbutton release with red LED 24 V DC | - | 0 | 7
3SE7140-1BD04-1AS6 |  | 3SE7140-1BD04-1AS6 | 1 | UN | 1 | 0 | A | D | N | N | 85365080 | 1 |  | 0.813 | KG | 626.05 | 626.05 | CP19 | CP19 | SIRIUS cable-operated switch, Bowden cable and cable failure function Metal enclosure, 2x M25x1.5; 1 NO+1 NC, latching EN ISO 13850 and pushbutton release, with LED lamp 24 V DC, red, for wire lengths up to 50 m | - | 0 | 0
3SE7140-1BF00 |  | 3SE7140-1BF00 | 1 | UN | 1 | 5 | B | D | N | N | 85365080 | 1 | 4011209576056 | 0.782 | KG | 467.4 | 467.4 | CP19 | CP19 | Cable-operated switch Metal enclosure, 1x M20x1.5; 2 NC, with latching EN ISO 13850 and pushbutton release, for wire lengths up to 50 m | - | 0 | 0
3SE7140-1BF00-0AS0 |  | 3SE7140-1BF00-0AS0 | 1 | UN | 1 | 20 | D | D | N | N | 85365080 | 1 | 4011209632196 | 0.8 | KG | 603.25 | 603.25 | CP19 | CP19 | Safety cable-operated switch Metal enclosure, wire length 50 m 2xM25x1.5; 2 NC, Latching according to EN ISO 13850, Pushbutton release without LED | - | 0 | 7
3SE7140-1CD00 |  | 3SE7140-1CD00 | 1 | UN | 1 | 5 | B | D | N | N | 85365080 | 1 | 4011209576049 | 1.3 | KG | 561.45 | 561.45 | CP19 | CP19 | Cable-operated switch Metal enclosure, 1x M20x1.5; 1 NO+1 NC, latching EN ISO 13850 and key-operated release, for wire lengths up to 50 m | - | 0 | 0
3SE7140-2DD00-0AS2 |  | 3SE7140-2DD00-0AS2 | 1 | UN | 1 | 20 | D | D | N | N | 85365080 | 1 | 4011209563551 | 0.76 | KG | 486.4 | 486.4 | CP19 | CP19 | Safety cable-operated switch Metal enclosure, Rope length 50m 2 x M25 x 1.5 1 NO/1 NC, without latching only Bowden wire function, white LED, 115 V AC | - | 0 | 7
3SE7140-2DD05-0AS3 |  | 3SE7140-2DD05-0AS3 | 1 | UN | 1 | 30 | D | D | N | N | 85365080 | 1 | 4011209576117 | 0.776 | KG | 604.2 | 604.2 | CP19 | CP19 | Safety cable-operated switch Metal enclosure, 2 x M25 x 1.5 1 NO/1 NC, without latching only Bowden wire function with LED lamp 24 V DC, white | - | 0 | 7
3SE7141-1EG10 |  | 3SE7141-1EG10 | 1 | UN | 1 | 2 | A | D | N | N | 85365080 | 1 | 4011209653580 | 0.829 | KG | 401.85 | 401.85 | CP19 | CP19 | Cable-operated switch with emergency stop Metal housing IP67, 3 xM20 x1.5; Slow-action contacts 1 NO+3 NC Latching according to EN ISO 13850, with rotate-to-unlatch mechanism, for wire lengths up to 75 m | - | 0 | 0
3SE7150-1BD00 |  | 3SE7150-1BD00 | 1 | UN | 1 | 2 | A | D | N | N | 85365080 | 1 | 4011209576018 | 0.448 | KG | 200.45 | 200.45 | CP19 | CP19 | Cable-operated switch Metal enclosure, 2 xM20 x1,5; 1 NO+1 NC, Latching, ISO 13850 and pushbutton release, for wire lengths up to 25 m | - | 0 | 0
3SE7150-1BD03 |  | 3SE7150-1BD03 | 1 | UN | 1 | 30 | D | D | N | N | 85365080 | 1 | 4011209518315 | 0.468 | KG | 276.45 | 276.45 | CP19 | CP19 | Safety cable-operated switch Metal, with latching EN ISO 13850 1 NO+1 NC and pushbutton release Luminous field red, 24 V DC Thread M20 x 1.5 | - | 0 | 7
3SE7150-1BD04 |  | 3SE7150-1BD04 | 1 | UN | 1 | 5 | B | D | N | N | 85365080 | 1 | 4011209567894 | 0.448 | KG | 317.3 | 317.3 | CP19 | CP19 | Cable-operated switch Metal enclosure, 2 xM20 x1.5; 1NO+1NC, with latching acc. to EN ISO 13850 Pushbutton release, for 25m with LED lamp 24 V DC, red | - | 0 | 0
3SE7150-1BF00 |  | 3SE7150-1BF00 | 1 | UN | 1 | 2 | A | D | N | N | 85365080 | 1 | 4011209576032 | 0.64 | KG | 200.45 | 200.45 | CP19 | CP19 | Cable-operated switch Metal enclosure, 2 xM20 x1,5; 2 NC, with latching according to EN ISO 13850 and pushbutton release, for wire lengths up to 25 m | - | 0 | 0
3SE7150-1BF03 |  | 3SE7150-1BF03 | 1 | UN | 1 | 30 | D | D | N | N | 85365080 | 1 | 4011209518308 | 0.459 | KG | 336.3 | 336.3 | CP19 | CP19 | Safety cable-operated switch Metal, with latching EN ISO 13850 2 NC Pushbutton release Luminous field red, 24 V DC Thread M20 x 1.5 | - | 0 | 7
3SE7150-1BH00 |  | 3SE7150-1BH00 | 1 | UN | 1 | 5 | B | D | EAR99 | N | 85365080 | 1 | 4011209864542 | 0.432 | KG | 220.4 | 220.4 | CP19 | CP19 | SIRIUS cable-operated switch Metal enclosure with yellow cover 2 xM20 x1.5 1NO+2NC, with latching acc. to EN ISO 13850 Pushbutton release, for cable length 25m | - | 0 | 0
3SE7150-1BH04 |  | 3SE7150-1BH04 | 1 | UN | 1 | 5 | B | D | N | N | 85365019 | 1 | 4011209852938 | 0.44 | KG | 331.55 | 331.55 | CP19 | CP19 | Safety cable-operated switch Metal enclosure, 2 xM20x1.5; with yellow cover with latching according to EN ISO 13850 Pushbutton release, with LED lamp 24 V DC, red, for wire lengths up to 25 m | - | 0 | 0
3SE7150-1CD00 |  | 3SE7150-1CD00 | 1 | UN | 1 | 5 | B | D | N | N | 85365080 | 1 | 4011209576025 | 0.513 | KG | 218.5 | 218.5 | CP19 | CP19 | Cable-operated switch Metal enclosure, 2 x M20 x 1.5 1 NO+1 NC, latching EN ISO 13850 and key-operated release, for wire lengths up to 25 m | - | 0 | 0
3SE7150-2DD00 |  | 3SE7150-2DD00 | 1 | UN | 1 | 2 | A | D | N | N | 85365080 | 1 | 4011209576001 | 0.43 | KG | 153.9 | 153.9 | CP19 | CP19 | SIRIUS Cable-operated switch Metal enclosure, 2 x M20 x 1.5 1 NO+1 NC, without latching Rope failure and Bowden wire function for wire lengths up to 25 m | - | 0 | 0
3SE7150-2DD04 |  | 3SE7150-2DD04 | 1 | UN | 1 | 5 | B | D | N | N | 85365080 | 1 | 4011209567900 | 0.449 | KG | 271.7 | 271.7 | CP19 | CP19 | Cable-operated switch Metal enclosure, 2 xM20 x1,5; 1 NO+1 NC, without latching with LED lamp red, 24 V DC, for wire lengths up to 25 m | - | 0 | 0
3SE7160-1AE00 |  | 3SE7160-1AE00 | 1 | UN | 1 | 2 | A | D | N | N | 85365080 | 1 | 4011209567917 | 1.218 | KG | 498.75 | 498.75 | CP19 | CP19 | Cable-operated switch and lever Metal enclosure, 2 x M25 x 1.5; 2 NO+2 NC, latching EN ISO 13850 and pushbutton release, 2-sided operation for wire lengths up to 2 x 100 m | - | 0 | 0
3SE7160-1AE00-0AS1 |  | 3SE7160-1AE00-0AS1 | 1 | UN | 1 | 30 | D | D | N | N | 85365080 | 1 | 4011209563544 | 1.167 | KG | 903.45 | 903.45 | CP19 | CP19 | Safety cable-operated switch Metal enclosure, 2 xM25 x 1.5; 2 NO/2 NC, red LED, 115 V AC, with latching according to EN ISO 13850 Pushbutton release, 2-sided operation, for wire lengths up to 2x100 m | - | 0 | 7
3SE7160-1AE00-0AS5 |  | 3SE7160-1AE00-0AS5 | 1 | UN | 1 | 30 | D | D | N | N | 85365080 | 1 | 4011209624597 | 1.191 | KG | 745.75 | 745.75 | CP19 | CP19 | Safety cable-operated switch Metal enclosure, 2 x M25 x 1.5 2 NO/2 NC, Red LED, 115 V AC, with latching according to EN ISO 13850 Pushbutton release 2-sided operation for wire lengths up to 2 x 100 m, can be used at -32 Â°C | - | 0 | 7
3SE7160-1AE04 |  | 3SE7160-1AE04 | 1 | UN | 1 | 5 | B | D | N | N | 85365080 | 1 | 4011209563568 | 1.187 | KG | 613.7 | 613.7 | CP19 | CP19 | Cable-operated switch and lever Metal enclosure, 2 x M25 x 1.5; 2 NO+2 NC, latching according to EN13850 and pushbutton release with LED lamp red DC 24 V, 2-sided operation, for wire lengths up to 2 x 100 m | - | 0 | 0
3SE7160-1AE04-0AS4 |  | 3SE7160-1AE04-0AS4 | 1 | UN | 1 | 30 | D | D | N | N | 85365080 | 1 | 4011209576148 | 1.201 | KG | 903.45 | 903.45 | CP19 | CP19 | Safety cable-operated switch Metal enclosure, 2 x M25 x 1.5 2 NO/2 NC, with latching according to EN ISO 13850 with LED lamp 24 V DC, red | - | 0 | 7
3SE7160-1BD00 |  | 3SE7160-1BD00 | 1 | UN | 1 | 5 | B | D | N | N | 85365080 | 1 | 4011209576063 | 0.889 | KG | 467.4 | 467.4 | CP19 | CP19 | Cable-operated switch and lever Metal enclosure, 2 x M25 x 1.5; 1 NO+1 NC, latching EN ISO 13850 and pushbutton release, 2-sided operation, for wire lengths up to 2 x 100 m | - | 0 | 0
3SE7160-1BD00-0AS1 |  | 3SE7160-1BD00-0AS1 | 1 | UN | 1 | 20 | D | D | N | N | 85365080 | 1 | 4011209563537 | 0.865 | KG | 597.55 | 597.55 | CP19 | CP19 | Safety cable-operated switch Metal enclosure, 2 x M25 x 1.5 1 NO/1 NC, Red LED, 115 V AC, with latching according to EN ISO 13850 | - | 0 | 7
3SE7160-1BD00-0AS5 |  | 3SE7160-1BD00-0AS5 | 1 | UN | 1 | 0 | A | D | N | N | 85365080 | 1 | 4011209892682 | 0.902 | KG | 772.35 | 772.35 | CP19 | CP19 | Safety cable-operated switch Metal enclosure, 2 x M25 x 1.5 1 NO/1 NC, Red LED, 115 V AC but can be used at -32 Â°C (standard -25 Â°C) | - | 0 | 7
3SE7160-1BD04-0AS4 |  | 3SE7160-1BD04-0AS4 | 1 | UN | 1 | 30 | D | D | N | N | 85365080 | 1 | 4011209576131 | 0.914 | KG | 741 | 741 | CP19 | CP19 | Safety cable-operated switch Metal enclosure, 2 x M25 x 1.5 1 NO/1 NC, with latching according to EN ISO 13850 with LED lamp 24 V DC, red | - | 0 | 7
3SE7310-1AE00 |  | 3SE7310-1AE00 | 1 | UN | 1 | 5 | B | D | N | N | 85365080 | 1 | 4011209576087 | 1.859 | KG | 644.1 | 644.1 | CP19 | CP19 | Conveyor belt unbalance tracker Metal enclosure, 2 x M25 x 1.5 2 NO+2 NC, with latching according to EN ISO 13850 Pushbutton release | - | 0 | 0
3SE7310-1AE04 |  | 3SE7310-1AE04 | 1 | UN | 1 | 5 | B | D | N | N | 85365080 | 1 | 4011209576094 | 1.827 | KG | 757.15 | 757.15 | CP19 | CP19 | Conveyor belt unbalance tracker Metal enclosure, 2 x M25 x 1.5 2 NO+2 NC, with latching According to EN ISO 13850 Pushbutton release with LED lamp 24 V DC, red | - | 0 | 0
3SE7910-2AA |  | 3SE7910-2AA | 1 | UN | 1 | 2 | A | D | N | N | 73121049 | 1 | 4011209318878 | 0.23 | KG | 46.74 | 46.74 | CP19 | CP19 | Steel rope 3 mm (length 10 m) with red plastic sheath | - | 0 | 0
3SE7910-2AB |  | 3SE7910-2AB | 1 | UN | 1 | 2 | A | D | N | N | 73121049 | 1 | 4011209318885 | 0.313 | KG | 70.11 | 70.11 | CP19 | CP19 | Steel rope 3 mm (length 15 m) with red plastic sheath | - | 0 | 0
3SE7910-2AC |  | 3SE7910-2AC | 1 | UN | 1 | 2 | A | D | N | N | 73121049 | 1 | 4011209318892 | 0.4 | KG | 94.05 | 94.05 | CP19 | CP19 | Steel rope 3 mm (length 20 m) with red plastic sheath | - | 0 | 0
3SE7910-2AH |  | 3SE7910-2AH | 1 | UN | 1 | 2 | A | D | N | N | 73121049 | 1 | 4011209327290 | 1.14 | KG | 234.65 | 234.65 | CP19 | CP19 | Steel rope 3 mm (Length 50 m) with red plastic sheath | - | 0 | 0
3SE7910-3AA |  | 3SE7910-3AA | 1 | UN | 1 | 2 | A | D | N | N | 73121069 | 1 | 4011209318908 | 0.413 | KG | 68.97 | 68.97 | CP19 | CP19 | Steel rope 4 mm (length 10 m) With red plastic sheath | - | 0 | 0
3SE7910-3AB |  | 3SE7910-3AB | 1 | UN | 1 | 2 | A | D | N | N | 73121069 | 1 | 4011209318915 | 0.6 | KG | 103.55 | 103.55 | CP19 | CP19 | Steel rope 4 mm (length 15 m) with red plastic sheath | - | 0 | 0
3SE7910-3AC |  | 3SE7910-3AC | 1 | UN | 1 | 2 | A | D | N | N | 73121069 | 1 | 4011209318922 | 0.82 | KG | 136.8 | 136.8 | CP19 | CP19 | Steel rope 4 mm (length 20 m) with red plastic sheath | - | 0 | 0
3SE7910-3AH |  | 3SE7910-3AH | 1 | UN | 1 | 2 | A | D | N | N | 73121069 | 1 | 4011209327306 | 2.162 | KG | 342 | 342 | CP19 | CP19 | Steel rope 4 mm, Length 50 m with red plastic sheath | - | 0 | 0
3SE7920-1AB |  | 3SE7920-1AB | 1 | UN | 1 | 2 | A | D | N | N | 73181300 | 1 | 4011209318939 | 0.033 | KG | 9.79 | 9.79 | CP19 | CP19 | Eyebolt M8 Including nut, made of steel | - | 0 | 0
3SE7920-1AC |  | 3SE7920-1AC | 1 | UN | 1 | 2 | A | D | N | N | 73181300 | 1 | 4011209318946 | 0.06 | KG | 9.88 | 9.88 | CP19 | CP19 | Eyebolt M10 Including nut, made of steel | - | 0 | 0
3SE7921-1AA |  | 3SE7921-1AA | 1 | UN | 1 | 2 | A | D | N | N | 73181300 | 1 | 4011209318953 | 0.014 | KG | 3.84 | 3.84 | CP19 | CP19 | Fixing for rope roller, made of steel | - | 0 | 0
3SE7921-1AB |  | 3SE7921-1AB | 1 | UN | 1 | 5 | B | D | N | N | 85389099 | 1 | 4011209318960 | 0.02 | KG | 13.68 | 13.68 | CP19 | CP19 | Rope roller, fixed, for 3 mm Rope, made of zinc die-casting and polyamide | - | 0 | 0
3SE7921-1AC |  | 3SE7921-1AC | 1 | UN | 1 | 2 | A | D | N | N | 85389099 | 1 | 4011209318977 | 0.037 | KG | 16.15 | 16.15 | CP19 | CP19 | Rope roller, rotatable, 4 mm, made of die-cast zinc and polyamide | - | 0 | 0
3SE7930-1AC |  | 3SE7930-1AC | 1 | UN | 1 | 2 | A | D | N | N | 85389099 | 4 | 4011209318984 | 0.005 | KG | 2.33 | 2.33 | CP19 | CP19 | Rope eye 3 mm, made of steel Packaging as set (4 units) | - | 0 | 0
3SE7930-1AD |  | 3SE7930-1AD | 1 | UN | 1 | 2 | A | D | N | N | 85389099 | 4 | 4011209318991 | 0.006 | KG | 2.33 | 2.33 | CP19 | CP19 | Rope eye 4 mm for rope deflection made of steel Packaging as set (4 units) | - | 0 | 0
3SE7931-1AB |  | 3SE7931-1AB | 1 | UN | 1 | 2 | A | D | N | N | 73202085 | 1 | 4011209319004 | 0.14 | KG | 20.14 | 20.14 | CP19 | CP19 | Tension spring, 13 N, made of steel | - | 0 | 0
3SE7931-1AD |  | 3SE7931-1AD | 1 | UN | 1 | 2 | A | D | N | N | 73202085 | 1 | 4011209319011 | 0.345 | KG | 29.74 | 29.74 | CP19 | CP19 | Tension spring, 35 N, made of steel For cable-operated switch 3SE7 | - | 0 | 0
3SE7931-1AE |  | 3SE7931-1AE | 1 | UN | 1 | 5 | B | D | N | N | 73202085 | 1 | 4011209768512 | 0.062 | KG | 33.73 | 33.73 | CP19 | CP19 | Tension spring, greater than 35 N Made of steel for Cable-operated switch 3SE7 | - | 0 | 0
3SE7941-1AB |  | 3SE7941-1AB | 1 | UN | 1 | 2 | A | D | N | N | 73181300 | 1 | 4011209327313 | 0.018 | KG | 8.86 | 8.86 | CP19 | CP19 | Rope clamp egg-shape, 2x diameter 3 mm, made of steel | - | 0 | 0
3SE7941-1AC |  | 3SE7941-1AC | 1 | UN | 1 | 2 | A | D | N | N | 73181300 | 1 | 4011209319028 | 0.037 | KG | 12.45 | 12.45 | CP19 | CP19 | Rope clamp, egg-shape, 2x diameter 4 mm, made of steel | - | 0 | 0
3SE7942-1AA |  | 3SE7942-1AA | 1 | UN | 1 | 2 | A | D | N | N | 73181300 | 4 | 4011209319035 | 0.022 | KG | 2.92 | 2.92 | CP19 | CP19 | Rope clamp, 2x Diameter 4 mm, made of steel Packaging as set (4 units) | - | 0 | 0
3SE7943-1AB |  | 3SE7943-1AB | 1 | UN | 1 | 2 | A | D | N | N | 73181300 | 4 | 4011209364639 | 0.007 | KG | 3.84 | 3.84 | CP19 | CP19 | Rope clamp, simplex, 3 mm, made of steel, for 3SE7, Packaging as set (4 units) | - | 0 | 0
3SE7943-1AC |  | 3SE7943-1AC | 1 | UN | 1 | 2 | A | D | N | N | 73181300 | 4 | 4011209319042 | 0.01 | KG | 4.3 | 4.3 | CP19 | CP19 | Rope clamp, simplex, 4 mm, made of steel, for 3SE7, packaging as set (4 units) | - | 0 | 0
3SE7944-1AC |  | 3SE7944-1AC | 1 | UN | 1 | 2 | A | D | N | N | 73181300 | 4 | 4011209319059 | 0.026 | KG | 6.31 | 6.31 | CP19 | CP19 | Rope clamp, duplex, 2x Diameter 4 mm, made of steel Packaging as set (4 units) | - | 0 | 0
3SE7950-1AB |  | 3SE7950-1AB | 1 | UN | 1 | 2 | A | D | N | N | 73181300 | 1 | 4011209319066 | 0.051 | KG | 14.63 | 14.63 | CP19 | CP19 | Turnbuckle M6 x 60, made of die-cast zinc/steel | - | 0 | 0
3SE7950-1AD |  | 3SE7950-1AD | 1 | UN | 1 | 2 | A | D | N | N | 73181300 | 1 | 4011209327320 | 0.07 | KG | 41.52 | 41.52 | CP19 | CP19 | Turnbuckle M6 x 100, made of zinc die-casting/steel | - | 0 | 0
3SF1114-1KA00-1BA1 |  | 3SF1114-1KA00-1BA1 | 1 | UN | 1 | 5 | B | D | N | N | 85365080 | 1 | 4011209695252 | 0.37 | KG | 139.08 | 139.08 | CP01 | CP01 | Basic switch without actuator head Metal enclosure, according to EN 50041 ASIsafe integrated AS-i status: 1:F-IN1, 2: F-IN2 3:AS-i/FAULT Slow-action contacts 2 NC with M12 connector 4-pole Channel 1 to NC, Channel 2 to NC | - | 0 | 0
3SF1114-1LA00-1BA1 |  | 3SF1114-1LA00-1BA1 | 1 | UN | 1 | 5 | B | D | N | N | 85365080 | 1 | 4011209695221 | 0.359 | KG | 137.94 | 137.94 | CP01 | CP01 | Basic switch without actuator head Metal enclosure, according to EN 50041 ASIsafe integrated AS-i status: 1:F-IN1, 2: F-IN2 3:AS-i/FAULT Snap-action contacts 2 NC/1 NO with M12 connector 4-pole Channel 1 to NC, Channel 2 to NC | - | 0 | 0
3SF1114-1QV10-1BA1 |  | 3SF1114-1QV10-1BA1 | 1 | UN | 1 | 5 | B | D | N | N | 85365080 | 1 | 4011209699878 | 0.493 | KG | 197.22 | 197.22 | CP01 | CP01 | Safety position switch with separate actuator 5 directions of approaches Metal enclosure, according to EN 50041 ASIsafe integrated AS-i status: 1:F-IN1, 2: F-IN2 3:AS-i/FAULT Slow-action contacts 2 NC with M12 connector 4-pole Channel 1 to NC, Channel 2 to NC | - | 0 | 0
3SF1124-1KA00-1BA2 |  | 3SF1124-1KA00-1BA2 | 1 | UN | 1 | 5 | B | D | N | N | 85365080 | 1 | 4011209695269 | 0.433 | KG | 158.46 | 158.46 | CP01 | CP01 | Basic switch without actuator head Metal enclosure, 56 mm wide ASIsafe integrated AS-i status: 1:F-IN1, 2: F-IN2 3:AS-i/FAULT Slow-action contacts 1 NC with M12 connector 4-pole Channel 1 to NC, Channel 2 to M12 socket on the right | - | 0 | 0
3SF1124-1LA00-1BA2 |  | 3SF1124-1LA00-1BA2 | 1 | UN | 1 | 5 | B | D | N | N | 85365080 | 1 | 4011209695245 | 0.445 | KG | 157.32 | 157.32 | CP01 | CP01 | Basic switch without actuator head Metal enclosure, 56 mm wide ASIsafe integrated AS-i status: 1:F-IN1, 2: F-IN2 3:AS-i/FAULT Snap-action contacts 1 NC with M12 connector 4-pole Channel 1 to NC, Channel 2 to M12 socket on the right | - | 0 | 0
3SF1124-1QV10-1BA2 |  | 3SF1124-1QV10-1BA2 | 1 | UN | 1 | 5 | B | D | N | N | 85365080 | 1 | 4011209699885 | 0.578 | KG | 215.46 | 215.46 | CP01 | CP01 | Safety position switch with separate actuator 5 directions of approaches Metal enclosure, 56 mm wide ASIsafe integrated AS-i status: 1:F-IN1, 2: F-IN2 3:AS-i/FAULT Slow-action contacts 1 NC with M12 connector 4-pole Channel 1 to NC, Channel 2 to M12 socket on the right | - | 0 | 0
3SF1214-1KC05-1BA1 |  | 3SF1214-1KC05-1BA1 | 1 | UN | 1 | 5 | B | D | N | N | 85365080 | 1 | 4011209862326 | 0.227 | KG | 136.8 | 136.8 | CP01 | CP01 | Position switch with rounded plunger Metal enclosure, according to EN 50047 ASIsafe integrated AS-i status: 1:F-IN1, 2: F-IN2 3:AS-i/FAULT Slow-action contacts 2 NC with M12 connector 4-pole Channel 1 to NC, Channel 2 to NC | - | 0 | 0
3SF1214-1LC05-1BA1 |  | 3SF1214-1LC05-1BA1 | 1 | UN | 1 | 5 | B | D | N | N | 85365080 | 1 | 4011209862333 | 0.229 | KG | 134.52 | 134.52 | CP01 | CP01 | Basic switch Rounded plunger Metal enclosure, according to EN 50047 ASIsafe integrated AS-i status: 1:F-IN1, 2: F-IN2 3:AS-i/FAULT Snap-action contacts 2 NC/1 NO with M12 connector 4-pole Channel 1 to NC, Channel 2 to NC | - | 0 | 0
3SF1214-1QV40-1BA1 |  | 3SF1214-1QV40-1BA1 | 1 | UN | 1 | 5 | B | D | N | N | 85365080 | 1 | 4011209862340 | 0.248 | KG | 164.16 | 164.16 | CP01 | CP01 | Safety position switch with separate actuator 5 directions of approaches Metal enclosure, according to EN 50047 31 mm, ASIsafe integrated AS-i status: 1:F-IN1, 2: F-IN2 3:AS-i/FAULT Slow-action contacts 2 NC with M12 connector 4-pole Channel 1 to NC, Channel 2 to NC | - | 0 | 0
3SF1234-1KC05-1BA1 |  | 3SF1234-1KC05-1BA1 | 1 | UN | 1 | 5 | B | D | N | N | 85365080 | 1 | 4011209695276 | 0.112 | KG | 125.4 | 125.4 | CP01 | CP01 | Basic switch without actuator head Plastic enclosure, EN 50047 ASIsafe integrated AS-i status: 1:F-IN1, 2: F-IN2 3:AS-i/FAULT Slow-action contacts 2 NC with M12 connector 4-pole Channel 1 to NC, Channel 2 to NC | - | 0 | 0
3SF1234-1LC05-1BA1 |  | 3SF1234-1LC05-1BA1 | 1 | UN | 1 | 5 | B | D | N | N | 85365080 | 1 | 4011209695290 | 0.112 | KG | 124.26 | 124.26 | CP01 | CP01 | Basic switch without actuator head Plastic enclosure, EN 50047 ASIsafe integrated AS-i status: 1:F-IN1, 2: F-IN2 3:AS-i/FAULT Snap-action contacts 2 NC with M12 connector 4-pole Channel 1 to NC, Channel 2 to NC | - | 0 | 0
3SF1234-1QV40-1BA1 |  | 3SF1234-1QV40-1BA1 | 1 | UN | 1 | 5 | B | D | N | N | 85365080 | 1 | 4011209699892 | 0.139 | KG | 152.76 | 152.76 | CP01 | CP01 | Safety position switch with separate actuator 5 directions of approaches Plastic enclosure, EN 50047 ASIsafe integrated AS-i status: 1:F-IN1, 2: F-IN2 3:AS-i/FAULT Slow-action contacts 2 NC with M12 connector 4-pole Channel 1 to NC, Channel 2 to NC | - | 0 | 0
3SF1244-1KC05-1BA2 |  | 3SF1244-1KC05-1BA2 | 1 | UN | 1 | 5 | B | D | N | N | 85365080 | 1 | 4011209695313 | 0.126 | KG | 151.62 | 151.62 | CP01 | CP01 | Basic switch without actuator head Plastic enclosure 50 mm wide ASIsafe integrated AS-i status: 1:F-IN1, 2: F-IN2 3:AS-i/FAULT Slow-action contacts 1 NC with M12 connector 4-pole Channel 1 to NC, Channel 2 to M12 socket on the right | - | 0 | 0
3SF1244-1LC05-1BA2 |  | 3SF1244-1LC05-1BA2 | 1 | UN | 1 | 5 | B | D | N | N | 85365080 | 1 | 4011209695337 | 0.124 | KG | 150.48 | 150.48 | CP01 | CP01 | Basic switch without actuator head Plastic enclosure 50 mm wide ASIsafe integrated AS-i status: 1:F-IN1, 2: F-IN2 3:AS-i/FAULT Slow-action contacts 2 NC with M12 connector 4-pole Channel 1 to NC, Channel 2 to M12 socket on the right | - | 0 | 0
3SF1244-1QV40-1BA2 |  | 3SF1244-1QV40-1BA2 | 1 | UN | 1 | 5 | B | D | N | N | 85365019 | 1 | 4011209699908 | 0.147 | KG | 180.12 | 180.12 | CP01 | CP01 | Safety position switch with separate actuator 5 directions of approaches Plastic enclosure 50 mm wide ASIsafe integrated AS-i status: 1:F-IN1, 2: F-IN2 3:AS-i/FAULT Slow-action contacts 1 NC with M12 connector 4-pole Channel 1 to NC, Channel 2 to NC | - | 0 | 0
3SF1314-1SB11-1BA1 |  | 3SF1314-1SB11-1BA1 | 1 | UN | 1 | 5 | B | D | N | N | 85365019 | 1 | 4011209683679 | 0.99 | KG | 471.96 | 471.96 | CP01 | CP01 | Safety position switch with tumbler Locking force 2600 N 5 directions of approaches Metal enclosure, M12 connector ASIsafe integrated Channel 1=actuator 1 NC Channel 2=magnet 1 NC Solenoid-locked Magnet voltage 24 V DC/AC Monitoring actuator 2 NC/1 NO Monitoring magnet 2 NC/1 NO The matching separate Actuator 3SE5000-0AV0 must be ordered separately | - | 0 | 0
3SF1314-1SD11-1BA1 |  | 3SF1314-1SD11-1BA1 | 1 | UN | 1 | 5 | B | D | N | N | 85365019 | 1 | 4011209683624 | 0.988 | KG | 458.28 | 458.28 | CP01 | CP01 | Safety position switch with tumbler Locking force 2600 N 5 directions of approaches Metal enclosure, M12 connector ASIsafe integrated Channel 1=actuator 1 NC Channel 2=magnet 1 NC spring-locked Auxiliary release on front Magnet voltage 24 V DC/AC Monitoring actuator 2 NC/1 NO Monitoring magnet 2 NC/1 NO The matching separate Actuator 3SE5000-0AV0 must be ordered separately | - | 0 | 0
3SF1314-1SE11-1BA1 |  | 3SF1314-1SE11-1BA1 | 1 | UN | 1 | 5 | B | D | N | N | 85365019 | 1 | 4011209683631 | 1.131 | KG | 507.3 | 507.3 | CP01 | CP01 | Safety position switch with tumbler Locking force 2600 N 5 directions of approaches Metal enclosure, M12 connector ASIsafe integrated Channel 1=actuator 1 NC Channel 2=magnet 1 NC spring-locked Auxiliary release lock on front Magnet voltage 24 V DC/AC Monitoring actuator 2 NC/1 NO Monitoring magnet 2 NC/1 NO The matching separate Actuator 3SE5000-0AV0 must be ordered separately | - | 0 | 0
3SF1314-1SF11-1BA1 |  | 3SF1314-1SF11-1BA1 | 1 | UN | 1 | 5 | B | D | N | N | 85365019 | 1 | 4011209683648 | 1.107 | KG | 528.96 | 528.96 | CP01 | CP01 | Safety position switch with tumbler Locking force 2600 N 5 directions of approaches Metal enclosure, M12 connector ASIsafe integrated Channel 1=actuator 1 NC Channel 2=magnet 1 NC spring-locked Escape release on the front, Magnet voltage 24 V DC/AC Monitoring actuator 2 NC/1 NO Monitoring magnet 2 NC/1 NO Actuator 3SE5000-0AV0 must Actuator 3SE5000-0AV0 must be ordered separately | - | 0 | 0
3SF1314-1SG11-1BA1 |  | 3SF1314-1SG11-1BA1 | 1 | UN | 1 | 5 | B | D | N | N | 85365019 | 1 | 4011209683655 | 1.115 | KG | 574.56 | 574.56 | CP01 | CP01 | Safety position switch with tumbler Locking force 2600 N 5 directions of approaches Metal enclosure, M12 connector ASIsafe integrated Channel 1=actuator 1 NC Channel 2=magnet 1 NC spring-locked Escape release at the rear and Auxiliary release on front Magnet voltage 24 V DC/AC Monitoring actuator 2 NC/1 NO Monitoring magnet 2 NC/1 NO The matching separate Actuator 3SE5000-0AV0 must be ordered separately | - | 0 | 0
3SF1314-1SH11-1BA1 |  | 3SF1314-1SH11-1BA1 | 1 | UN | 1 | 5 | B | D | N | N | 85365080 | 1 | 4011209944695 | 1.296 | KG | 617.88 | 617.88 | CP01 | CP01 | Safety position switch with tumbler Locking force 2600 N 5 directions of approaches Metal enclosure, M12 connector ASIsafe integrated Channel 1=actuator 1 NC Channel 2=magnet 1 NC spring-locked Escape release at the rear and Auxiliary release on front with lock Magnet voltage 24 V DC/AC Monitoring actuator 2 NC/1 NO Monitoring magnet 2 NC/1 NO The matching separate Actuator 3SE5000-0AV0 must be ordered separately | - | 0 | 0
3SF1314-1SJ11-1BA1 |  | 3SF1314-1SJ11-1BA1 | 1 | UN | 1 | 5 | B | D | N | N | 85365019 | 1 | 4011209683662 | 1.146 | KG | 622.44 | 622.44 | CP01 | CP01 | Safety position switch with tumbler Locking force 2600 N 5 directions of approaches Metal enclosure, M12 connector ASIsafe integrated Channel 1=actuator 1 NC Channel 2=magnet 1 NC spring-locked Emergency release at the rear and Auxiliary release on front Magnet voltage 24 V DC/AC Monitoring actuator 2 NC/1 NO Monitoring magnet 2 NC/1 NO The matching separate Actuator 3SE5000-0AV0 must be ordered separately | - | 0 | 0
3SF1320-1AB00-1AM8 |  | 3SF1320-1AB00-1AM8 | 1 | UN | 1 | 5 | B | D | N | N | 85389099 | 1 | 4047621022031 | 0.042 | KG | 9.45 | 9.45 | CP19 | CP19 | LED cover for 3SF13 Position switch with AS-i with inscription, without auxiliary release, Color yellow | - | 0 | 7
3SF1324-1SB21-1BA1 |  | 3SF1324-1SB21-1BA1 | 1 | UN | 1 | 5 | B | D | N | N | 85365019 | 1 | 4011209683747 | 0.529 | KG | 379.62 | 379.62 | CP01 | CP01 | Safety position switch with tumbler Locking force 1300 N 5 directions of approaches Plastic enclosure, M12 connector ASIsafe integrated Channel 1=actuator 1 NC Channel 2=magnet 1 NC Solenoid-locked Magnet voltage 24 V DC/AC Monitoring actuator 2 NC/1 NO Monitoring magnet 2 NC/1 NO The matching separate Actuator 3SE5000-0AV0 must be ordered separately | - | 0 | 0
3SF1324-1SB21-1BA3 |  | 3SF1324-1SB21-1BA3 | 1 | UN | 1 | 5 | B | D | N | N | 85365019 | 1 | 4011209778276 | 0.544 | KG | 379.62 | 379.62 | CP01 | CP01 | Safety position switch with tumbler Locking force 1300 N 5 directions of approaches Plastic enclosure, M12 connector ASIsafe integrated Channel 1=to 1 NC from actuator Channel 2=to 1 NC from actuator Solenoid-locked Magnet voltage 24 V DC/AC Monitoring actuator 2 NC/1 NO Monitoring magnet 2 NC/1 NO The matching separate Actuator 3SE5000-0AV0 must be ordered separately | - | 0 | 0
3SF1324-1SD21-1BA1 |  | 3SF1324-1SD21-1BA1 | 1 | UN | 1 | 5 | B | D | N | N | 85365019 | 1 | 4011209683693 | 0.515 | KG | 372.78 | 372.78 | CP01 | CP01 | Safety position switch with tumbler Locking force 1300 N 5 directions of approaches Plastic enclosure, M12 connector ASIsafe integrated Channel 1=actuator 1 NC Channel 2=magnet 1 NC spring-locked Auxiliary release on front Magnet voltage 24 V DC/AC Monitoring actuator 2 NC/1 NO Monitoring magnet 2 NC/1 NO The matching separate Actuator 3SE5000-0AV0 must be ordered separately | - | 0 | 0
3SF1324-1SD21-1BA3 |  | 3SF1324-1SD21-1BA3 | 1 | UN | 1 | 5 | B | D | N | N | 85365019 | 1 | 4011209683730 | 0.545 | KG | 372.78 | 372.78 | CP01 | CP01 | Safety position switch with tumbler Locking force 1300 N 5 directions of approaches Plastic enclosure, M12 connector ASIsafe integrated Channel 1/channel 2=actuator 2 NC Spring-locked Auxiliary release on front Magnet voltage 24 V DC/AC Monitoring actuator 2 NC/1 NO Monitoring magnet 2 NC/1 NO The matching separate Actuator 3SE5000-0AV0 must be ordered separately | - | 0 | 0
3SF1324-1SD21-1BA4 |  | 3SF1324-1SD21-1BA4 | 1 | UN | 1 | 5 | B | D | N | N | 85365019 | 1 | 4011209866560 | 0.45 | KG | 432.06 | 432.06 | CP01 | CP01 | Safety position switch with tumbler Locking force 1300 N 5 directions of approaches Plastic enclosure, M12 connector ASIsafe integrated Channel 1=actuator 2 NC According to principle of 2v2 evaluation Channel 2=magnet 1 NC spring-locked Auxiliary release on front Magnet voltage 24 V DC/AC Monitoring actuator 2 NC/1 NO Monitoring magnet 2 NC/1 NO The matching separate Actuator 3SE5000-0AV0 must be ordered separately | - | 0 | 0
3SF1324-1SD21-1BK4 |  | 3SF1324-1SD21-1BK4 | 1 | UN | 1 | 5 | B | D | N | N | 85365080 | 1 | 4011209944824 | 0.539 | KG | 462.84 | 462.84 | CP01 | CP01 | Safety position switch with tumbler Locking force 1300 N 5 directions of approaches Plastic enclosure, M12 connector ASIsafe integrated High degree of protection IP69, IEC 60529 Channel 1=actuator 2 NC Channel 1=actuator 2 NC According to principle of 2v2 evaluation Channel 2=magnet 1 NC spring-locked Auxiliary release on front Magnet voltage 24 V AC/DC Monitoring actuator 2 NC/1 NO Monitoring magnet 2 NC/1 NO The matching separate Actuator 3SE5000-0AV0 must be ordered separately | - | 0 | 0
3SF1324-1SE21-1BA1 |  | 3SF1324-1SE21-1BA1 | 1 | UN | 1 | 5 | B | D | N | N | 85365019 | 1 | 4011209720275 | 0.832 | KG | 417.24 | 417.24 | CP01 | CP01 | Safety position switch with tumbler Locking force 1300 N 5 directions of approaches Plastic enclosure, M12 connector ASIsafe integrated Channel 1=actuator 1 NC Channel 2=magnet 1 NC spring-locked Auxiliary release lock on front Magnet voltage 24 V DC/AC Monitoring actuator 2 NC/1 NO Monitoring magnet 2 NC/1 NO The matching separate Actuator 3SE5000-0AV0 must be ordered separately | - | 0 | 0
3SF1324-1SF21-1BA1 |  | 3SF1324-1SF21-1BA1 | 1 | UN | 1 | 5 | B | D | N | N | 85365019 | 1 | 4011209740877 | 0.648 | KG | 442.32 | 442.32 | CP01 | CP01 | Safety position switch with tumbler Locking force 1300 N 5 directions of approaches Plastic enclosure, M12 connector ASIsafe integrated Channel 1=actuator 1 NC Channel 2=magnet 1 NC spring-locked Escape release on the front Magnet voltage 24 V DC/AC Monitoring actuator 2 NC/1 NO Monitoring magnet 2 NC/1 NO The matching separate Actuator 3SE5000-0AV0 must be ordered separately | - | 0 | 0
3SF1324-1SF21-1BA4 |  | 3SF1324-1SF21-1BA4 | 1 | UN | 1 | 5 | B | D | N | N | 85365019 | 1 | 4011209879539 | 0.82 | KG | 501.6 | 501.6 | CP01 | CP01 | Safety position switch with tumbler Locking force 1300 N 5 directions of approaches Plastic enclosure, M12 connector ASIsafe integrated Channel 1=actuator 2 NC According to principle of 2v2 evaluation Channel 2=magnet 1 NC spring-locked Escape release on the front Magnet voltage 24 V DC/AC Monitoring actuator 2 NC/1 NO Monitoring magnet 2 NC/1 NO The matching separate Actuator 3SE5000-0AV0 must be ordered separately | - | 0 | 0
3SF1324-1SF21-1BK4 |  | 3SF1324-1SF21-1BK4 | 1 | UN | 1 | 5 | B | D | N | N | 85365080 | 1 | 4011209944817 | 0.672 | KG | 535.8 | 535.8 | CP01 | CP01 | Safety position switch with tumbler Locking force 1300 N 5 directions of approaches Plastic enclosure, M12 connector ASIsafe integrated High degree of protection IP69, IEC 60529 Channel 1=actuator 2 NC Channel 1=actuator 2 NC According to principle of 2v2 evaluation Channel 2=magnet 1 NC spring-locked Escape release on the front Magnet voltage 24 V AC/DC Monitoring actuator 2 NC/1 NO Monitoring magnet 2 NC/1 NO The matching separate Actuator 3SE5000-0AV0 must be ordered separately | - | 0 | 0
3SF1324-1SG21-1BA1 |  | 3SF1324-1SG21-1BA1 | 1 | UN | 1 | 5 | B | D | N | N | 85365019 | 1 | 4011209683716 | 0.825 | KG | 486.78 | 486.78 | CP01 | CP01 | Safety position switch with tumbler Locking force 1300 N 5 directions of approaches Plastic enclosure, M12 connector ASIsafe integrated Channel 1=actuator 1 NC Channel 2=magnet 1 NC spring-locked Escape release at the rear and Auxiliary release on front Magnet voltage 24 V DC/AC Monitoring actuator 2 NC/1 NO Monitoring magnet 2 NC/1 NO The matching separate Actuator 3SE5000-0AV0 must be ordered separately | - | 0 | 0
3SF1324-1SG21-1BA4 |  | 3SF1324-1SG21-1BA4 | 1 | UN | 1 | 5 | B | D | N | N | 85365019 | 1 | 4011209866553 | 0.66 | KG | 548.34 | 548.34 | CP01 | CP01 | Safety position switch with tumbler Locking force 1300 N 5 directions of approaches Plastic enclosure, M12 connector ASIsafe integrated Channel 1=actuator 2 NC According to principle of 2v2 evaluation Channel 2=magnet 1 NC spring-locked Escape release at the rear and Auxiliary release on front Magnet voltage 24 V AC/DC Monitoring actuator 2 NC/1 NO Monitoring magnet 2 NC/1 NO The matching separate Actuator 3SE5000-0AV0 must be ordered separately | - | 0 | 0
3SF1324-1SG21-1BK4 |  | 3SF1324-1SG21-1BK4 | 1 | UN | 1 | 5 | B | D | N | N | 85365080 | 1 | 4011209944800 | 0.82 | KG | 584.82 | 584.82 | CP01 | CP01 | Safety position switch with tumbler Locking force 1300 N 5 directions of approaches Plastic enclosure, M12 connector ASIsafe integrated High degree of protection IP69, IEC 60529 Channel 1=actuator 2 NC Channel 1=actuator 2 NC According to principle of 2v2 evaluation Channel 2=magnet 1 NC spring-locked Escape release at the rear and Auxiliary release on front Magnet voltage 24 V AC/DC Monitoring actuator 2 NC/1 NO Monitoring magnet 2 NC/1 NO The matching separate Actuator 3SE5000-0AV0 must be ordered separately | - | 0 | 0
3SF1324-1SJ21-1BA1 |  | 3SF1324-1SJ21-1BA1 | 1 | UN | 1 | 5 | B | D | N | N | 85365019 | 1 | 4011209683723 | 0.831 | KG | 534.66 | 534.66 | CP01 | CP01 | Safety position switch with tumbler Locking force 1300 N 5 directions of approaches Plastic enclosure, M12 connector ASIsafe integrated Channel 1=actuator 1 NC Channel 2=magnet 1 NC spring-locked Emergency release at the rear and Auxiliary release on front Magnet voltage 24 V DC/AC Monitoring actuator 2 NC/1 NO Monitoring magnet 2 NC/1 NO The matching separate Actuator 3SE5000-0AV0 must be ordered separately | - | 0 | 0
3SF2120-1BF00-0BA1 |  | 3SF2120-1BF00-0BA1 | 1 | UN | 1 | 15 | C | D | N | N | 85365080 | 1 | 4011209567108 | 0.573 | KG | 570 | 570 | CP01 | CP01 | SAFETY CABLE-OPER. SWITCH METAL,WITH LATCH., EN418, 2NC BUTTON RESET, UP TO 10M CABLES, M. ASI-F-ADAPTER,SAFETY AT WORK CHAN.1 TO 11-12,CHAN.2 TO 21-22 | - | 0 | 7
3SF2140-1BF00-0BA1 |  | 3SF2140-1BF00-0BA1 | 1 | UN | 1 | 5 | B | D | N | N | 85365080 | 1 | 4011209567092 | 0.927 | KG | 1065.9 | 1065.9 | CP01 | CP01 | SAFETY CABLE OPERATED SWITCH METAL, WITH LATCHING TO EN418 PUSHBUTTON RESET, 50 M CABLE, W. ASI-F ADAPTER SAFETY AT WORK CHAN.1 AT 11-12,CHAN.2 AT 21-22 | - | 0 | 7
3SF2150-1BF00-0BA1 |  | 3SF2150-1BF00-0BA1 | 1 | UN | 1 | 15 | C | D | N | N | 85365080 | 1 | 4011209565449 | 0.595 | KG | 590.52 | 590.52 | CP01 | CP01 | SAFETY CABLE OPERATED SWITCH METAL, LATCHING TO EN418, 2NC PUSHBUTTON RESET, 25 M CABLE, W. ASI-F ADAPTER SAFETY AT WORK CHAN.1 AT 11-12,CHAN.2 AT 21-22 | - | 0 | 7
3SF3100-0CV00-0BA2 |  | 3SF3100-0CV00-0BA2 | 1 | UN | 1 | 20 | D | D | EAR99 | N | 85365080 | 1 | 4011209563919 | 0.38 | KG | 416.1 | 416.1 | CP01 | CP01 | POSITION SWITCH WITH ASI-F-ADAPTER 1NC SLOW M12 CONNECTOR OVERTRAVEL PLUNGER METAL, WIDTH 56 | - | 0 | 7
3SF3100-0DV00-0BA2 |  | 3SF3100-0DV00-0BA2 | 1 | UN | 1 | 20 | D | D | EAR99 | N | 85365080 | 1 | 4011209564671 | 0.4 | KG | 426.36 | 426.36 | CP01 | CP01 | POSITION SWITCH WITH ASI-F-ADAPTER 1NC SLOW M12 CONNECTOR ROLLER PLUNGER METAL, WIDTH 56 | - | 0 | 7
3SF3100-0EV00-0BA2 |  | 3SF3100-0EV00-0BA2 | 1 | UN | 1 | 20 | D | D | EAR99 | N | 85365080 | 1 | 4011209565081 | 0.18 | KG | 412.68 | 412.68 | CP01 | CP01 | POSITION SWITCH WITH ASI-F-ADAPTER 1NC SLOW M12 CONNECTOR ROLLER LEVER METAL, WIDTH 56 | - | 0 | 7
3SF3100-0FV00-0BA2 |  | 3SF3100-0FV00-0BA2 | 1 | UN | 1 | 20 | D | D | EAR99 | N | 85365080 | 1 | 4011209565043 | 0.295 | KG | 412.68 | 412.68 | CP01 | CP01 | POSITION SWITCH WITH ASI-F-ADAPTER 1NC SLOW M12 CONNECTOR ANGULAR ROLLER LEVER METAL, WIDTH 56 | - | 0 | 7
3SF3100-0GW00-0BA2 |  | 3SF3100-0GW00-0BA2 | 1 | UN | 1 | 20 | D | D | EAR99 | N | 85365080 | 1 | 4011209565067 | 0.295 | KG | 420.66 | 420.66 | CP01 | CP01 | POSITION SWITCH WITH ASI-F-ADAPTER 1NC SLOW M12 CONNECTOR ROLLER CRANK 10 ZU 10GRD METAL, WIDTH 56 | - | 0 | 7
3SF3100-1CV00-0BA2 |  | 3SF3100-1CV00-0BA2 | 1 | UN | 1 | 20 | D | D | EAR99 | N | 85365080 | 1 | 4011209565005 | 0.39 | KG | 416.1 | 416.1 | CP01 | CP01 | POSITION SWITCH WITH ASI-F-ADAPTER 1NC SNAP-A. M12 CONNECTOR OVERTRAVEL PLUNGER METAL, WIDTH 56 | - | 0 | 7
3SF3100-1DV00-0BA2 |  | 3SF3100-1DV00-0BA2 | 1 | UN | 1 | 20 | D | D | EAR99 | N | 85365080 | 1 | 4011209565012 | 0.295 | KG | 426.36 | 426.36 | CP01 | CP01 | POSITION SWITCH WITH ASI-F-ADAPTER 1NC SNAP-A. M12 CONNECTOR ROLLER PLUNGER METAL, WIDTH 56 | - | 0 | 7
3SF3100-1EV00-0BA2 |  | 3SF3100-1EV00-0BA2 | 1 | UN | 1 | 20 | D | D | EAR99 | N | 85365080 | 1 | 4011209564930 | 0.365 | KG | 412.68 | 412.68 | CP01 | CP01 | POSITION SWITCH WITH ASI-F-ADAPTER 1NC SNAP-A. M12 CONNECTOR ROLLER LEVER METAL, WIDTH 56 | - | 0 | 7
3SF3100-1FV00-0BA2 |  | 3SF3100-1FV00-0BA2 | 1 | UN | 1 | 20 | D | D | EAR99 | N | 85365080 | 1 | 4011209565050 | 0.295 | KG | 412.68 | 412.68 | CP01 | CP01 | POSITION SWITCH WITH ASI-F-ADAPTER 1NC SNAP-A. M12 CONNECTOR ANGULAR ROLLER LEVER METAL, WIDTH 56 | - | 0 | 7
3SF3100-1GW00-0BA2 |  | 3SF3100-1GW00-0BA2 | 1 | UN | 1 | 20 | D | D | EAR99 | N | 85365080 | 1 | 4011209565074 | 0.445 | KG | 420.66 | 420.66 | CP01 | CP01 | POSITION SWITCH WITH ASI-F-ADAPTER 1NC SNAP-A. M12 CONNECTOR ROLLER CRANK 10ZU10GRD METAL, WIDTH 56 | - | 0 | 7
3SF3100-1GW00-0BA2-Z | A16 | 3SF3100-1GW00-0BA2-ZA16 | 1 | UN | 1 | 20 | D | D | EAR99 | N | 85365080 | 1 | 4011209565944 | 0.295 | KG | 445.74 | 445.74 | CP01 | CP01 | POSITION SWITCH WITH ASI-F-ADAPTER 1NC SLOW M12 CONNECTOR ROLLER CRANK 10 ZU 10GRD METAL, WIDTH 56 | - | 0 | 7
3SF3120-6CV00-0BA1 |  | 3SF3120-6CV00-0BA1 | 1 | UN | 1 | 15 | C | D | EAR99 | N | 85365080 | 1 | 4011209549890 | 0.315 | KG | 373.92 | 373.92 | CP01 | CP01 | POSITION SWITCH WITH ASI-F-ADAPTER 2NC SLOW OVERTRAVEL PLUNGER METAL, WIDTH 40 | - | 0 | 7
3SF3120-6DV00-0BA1 |  | 3SF3120-6DV00-0BA1 | 1 | UN | 1 | 15 | C | D | EAR99 | N | 85365080 | 1 | 4011209549920 | 0.33 | KG | 380.76 | 380.76 | CP01 | CP01 | POSITION SWITCH WITH ASI-F-ADAPTER 2NC SLOW ROLLER PLUNGER METAL, WIDTH 40 | - | 0 | 7
3SF3120-6EV00-0BA1 |  | 3SF3120-6EV00-0BA1 | 1 | UN | 1 | 15 | C | D | EAR99 | N | 85365080 | 1 | 4011209549937 | 0.3 | KG | 369.36 | 369.36 | CP01 | CP01 | POSITION SWITCH WITH ASI-F-ADAPTER 2NC SLOW ROLLER LEVER METAL, WIDTH 40 | - | 0 | 7
3SF3120-6FV00-0BA1 |  | 3SF3120-6FV00-0BA1 | 1 | UN | 1 | 15 | C | D | EAR99 | N | 85365080 | 1 | 4011209549951 | 0.285 | KG | 365.94 | 365.94 | CP01 | CP01 | POSITION SWITCH WITH ASI-F-ADAPTER 2NC SLOW ANGULAR ROLLER LEVER METAL, WIDTH 40 | - | 0 | 7
3SF3120-6GW00-0BA1 |  | 3SF3120-6GW00-0BA1 | 1 | UN | 1 | 15 | C | D | EAR99 | N | 85365080 | 1 | 4011209549982 | 0.39 | KG | 380.76 | 380.76 | CP01 | CP01 | POSITION SWITCH WITH ASI-F-ADAPTER 2NC SLOW ROLLER CRANK 10 ZU 10GRD METAL, WIDTH 40 | - | 0 | 7
3SF3120-6XX00-0BA1 |  | 3SF3120-6XX00-0BA1 | 1 | UN | 1 | 20 | D | D | EAR99 | N | 85365080 | 1 | 4011209550018 | 0.44 | KG | 406.98 | 406.98 | CP01 | CP01 | POSITION SWITCH WITH ASI-F-ADAPTER 2NC SLOW PERPENDICULAR OPERATION METAL, WIDTH 40 WITHOUT ACTUATING ELEMENT | - | 0 | 7
3SF3120-8CV00-0BA1 |  | 3SF3120-8CV00-0BA1 | 1 | UN | 1 | 20 | D | D | EAR99 | N | 85365080 | 1 | 4011209681989 | 0.335 | KG | 373.92 | 373.92 | CP01 | CP01 | POSITION SWITCH WITH ASI-F-ADAPTER 2NC SNAP OVERTRAVEL PLUNGER METAL, 40 WIDE | - | 0 | 7
3SF3120-8DV00-0BA1 |  | 3SF3120-8DV00-0BA1 | 1 | UN | 1 | 20 | D | D | EAR99 | N | 85365080 | 1 | 4011209681996 | 0.335 | KG | 380.76 | 380.76 | CP01 | CP01 | POSITION SWITCH WITH ASI-F-ADAPTER 1NC SNAP OVERTRAVEL PLUNGER METAL, 40 WIDE | - | 0 | 7
3SF3120-8EV00-0BA1 |  | 3SF3120-8EV00-0BA1 | 1 | UN | 1 | 20 | D | D | EAR99 | N | 85365080 | 1 | 4011209682009 | 0.305 | KG | 369.36 | 369.36 | CP01 | CP01 | POSITION SWITCH WITH ASI-F-ADAPTER 2NC SNAP ROLLER LEVER METAL, 40 WIDE | - | 0 | 7
3SF3120-8FV00-0BA1 |  | 3SF3120-8FV00-0BA1 | 1 | UN | 1 | 20 | D | D | EAR99 | N | 85365080 | 1 | 4011209682016 | 0.295 | KG | 369.36 | 369.36 | CP01 | CP01 | POSITION SWITCH WITH ASI-F-ADAPTER 2NC SNAP ANGULAR ROLLER LEVER METAL, 40 WIDE | - | 0 | 7
3SF3120-8GW00-0BA1 |  | 3SF3120-8GW00-0BA1 | 1 | UN | 1 | 20 | D | D | EAR99 | N | 85365080 | 1 | 4011209681330 | 0.375 | KG | 380.76 | 380.76 | CP01 | CP01 | POSITION SWITCH WITH ASI-F-ADAPTER 2NC SNAP TWIST LEVER 10 TO 10 DEG METAL, 40 WIDE | - | 0 | 7
3SF3200-6CV00-0BA1 |  | 3SF3200-6CV00-0BA1 | 1 | UN | 1 | 20 | D | D | EAR99 | N | 85365080 | 1 | 4011209549517 | 0.15 | KG | 323.76 | 323.76 | CP01 | CP01 | POSITION SWITCH WITH ASI-F-ADAPTER 2NC SLOW OVERTRAVEL PLUNGER MOULDED PL., WIDTH 31 | - | 0 | 7
3SF3200-6DV00-0BA1 |  | 3SF3200-6DV00-0BA1 | 1 | UN | 1 | 20 | D | D | EAR99 | N | 85365080 | 1 | 4011209549814 | 0.16 | KG | 332.88 | 332.88 | CP01 | CP01 | POSITION SWITCH WITH ASI-F-ADAPTER 2NC SLOW ROLLER PLUNGER MOULDED PL., WIDTH 31 | - | 0 | 7
3SF3200-6EV00-0BA1 |  | 3SF3200-6EV00-0BA1 | 1 | UN | 1 | 20 | D | D | EAR99 | N | 85365080 | 1 | 4011209549838 | 0.16 | KG | 334.02 | 334.02 | CP01 | CP01 | POSITION SWITCH WITH ASI-F-ADAPTER 2NC SLOW ROLLER LEVER MOULDED PL., WIDTH 31 | - | 0 | 7
3SF3200-6FV00-0BA1 |  | 3SF3200-6FV00-0BA1 | 1 | UN | 1 | 20 | D | D | EAR99 | N | 85365080 | 1 | 4011209549852 | 0.165 | KG | 334.02 | 334.02 | CP01 | CP01 | POSITION SWITCH WITH ASI-F-ADAPTER 2NC SLOW ANGULAR ROLLER LEVER MOULDED PL., WIDTH 31 | - | 0 | 7
3SF3200-6GV00-0BA1 |  | 3SF3200-6GV00-0BA1 | 1 | UN | 1 | 20 | D | D | EAR99 | N | 85365080 | 1 | 4011209549876 | 0.175 | KG | 339.72 | 339.72 | CP01 | CP01 | POSITION SWITCH WITH ASI-F-ADAPTER 2NC SLOW ROLLER CRANK 10ZU10GRD MOULDED PL., WIDTH 31 | - | 0 | 7
3SF3200-6XX03-0BA1 |  | 3SF3200-6XX03-0BA1 | 1 | UN | 1 | 20 | D | D | EAR99 | N | 85365080 | 1 | 4011209549999 | 0.18 | KG | 355.68 | 355.68 | CP01 | CP01 | POSITION SWITCH WITH ASI-F-ADAPTER 2NC SLOW PERPENDICULAR TO PLUNGER AXIS MOULDED PL., WIDTH 31 WITHOUT ACTUATING ELEMENT | - | 0 | 7
3SF3200-6XX04-0BA1 |  | 3SF3200-6XX04-0BA1 | 1 | UN | 1 | 20 | D | D | EAR99 | N | 85365080 | 1 | 4011209550001 | 0.195 | KG | 360.24 | 360.24 | CP01 | CP01 | POSITION SWITCH WITH ASI-F-ADAPTER 2NC SLOW ALONG PLUNGER AXIS MOULD.PLASTIC, WIDTH 31 WITHOUT ACTUATING ELEMENT | - | 0 | 7
3SF3200-8CV00-0BA1 |  | 3SF3200-8CV00-0BA1 | 1 | UN | 1 | 10 | C | D | EAR99 | N | 85365080 | 1 | 4011209681453 | 0.17 | KG | 323.76 | 323.76 | CP01 | CP01 | POSITION SWITCH WITH ASI-F-ADAPTER 2NC SNAP OVERTRAVEL PLUNGER MOLDED PLAST MOLDED PLASTIC, 31 WIDE | - | 0 | 7
3SF3200-8DV00-0BA1 |  | 3SF3200-8DV00-0BA1 | 1 | UN | 1 | 20 | D | D | EAR99 | N | 85365080 | 1 | 4011209681460 | 0.16 | KG | 332.88 | 332.88 | CP01 | CP01 | POSITION SWITCH WITH ASI-F-ADAPTER 2NC SNAP OVERTRAVEL PLUNGER MOLDED PLAST MOLDED PLASTIC, 31 WIDE | - | 0 | 7
3SF3200-8EV00-0BA1 |  | 3SF3200-8EV00-0BA1 | 1 | UN | 1 | 20 | D | D | EAR99 | N | 85365080 | 1 | 4011209681477 | 0.18 | KG | 334.02 | 334.02 | CP01 | CP01 | POSITION SWITCH W. ASI-F-ADAPTER 2NC SNAP-ACTION ROLLER LEVER MOLDED PLASTIC, 31 WIDE | - | 0 | 7
3SF3200-8FV00-0BA1 |  | 3SF3200-8FV00-0BA1 | 1 | UN | 1 | 20 | D | D | EAR99 | N | 85365080 | 1 | 4011209681484 | 0.175 | KG | 334.02 | 334.02 | CP01 | CP01 | POSITION SWITCH W. ASI-F-ADAPTER 2NC SNAP-ACTION ANGULAR ROLLER LEVER MOLDED PLASTIC, 31 WIDE | - | 0 | 7
3SF3200-8GV00-0BA1 |  | 3SF3200-8GV00-0BA1 | 1 | UN | 1 | 20 | D | D | EAR99 | N | 85365080 | 1 | 4011209681491 | 0.175 | KG | 339.72 | 339.72 | CP01 | CP01 | POSITION SWITCH W. ASI-F-ADAPTER 2NC SNAP-ACTION SWIVEL LEVER 10TO10DEGR. MOLDED PLASTIC, 31 WIDE | - | 0 | 7
3SF3210-0CV00-0BA2 |  | 3SF3210-0CV00-0BA2 | 1 | UN | 1 | 20 | D | D | EAR99 | N | 85365080 | 1 | 4011209550025 | 0.22 | KG | 385.32 | 385.32 | CP01 | CP01 | POSITION SWITCH WITH ASI-F-ADAPTER 1NC SLOW M12 CONNECTOR OVERTRAVEL PLUNGER MOULD.PLASTIC, WIDTH 50 | - | 0 | 7
3SF3210-0DV00-0BA2 |  | 3SF3210-0DV00-0BA2 | 1 | UN | 1 | 20 | D | D | EAR99 | N | 85365080 | 1 | 4011209550049 | 0.205 | KG | 393.3 | 393.3 | CP01 | CP01 | POSITION SWITCH WITH ASI-F-ADAPTER 1NC SLOW M12 CONNECTOR ROLLER PLUNGER MOULD.PLASTIC, WIDTH 50 | - | 0 | 7
3SF3210-0EV00-0BA2 |  | 3SF3210-0EV00-0BA2 | 1 | UN | 1 | 20 | D | D | EAR99 | N | 85365080 | 1 | 4011209550063 | 0.12 | KG | 393.3 | 393.3 | CP01 | CP01 | POSITION SWITCH WITH ASI-F-ADAPTER 1NC SLOW M12 CONNECTOR ROLLER LEVER MOULD.PLASTIC, WIDTH 50 | - | 0 | 7
3SF3210-0FV00-0BA2 |  | 3SF3210-0FV00-0BA2 | 1 | UN | 1 | 10 | C | D | EAR99 | N | 85365080 | 1 | 4011209550094 | 0.12 | KG | 393.3 | 393.3 | CP01 | CP01 | POSITION SWITCH WITH ASI-F-ADAPTER 1NC SLOW M12 CONNECTOR ANGULAR ROLLER LEVER MOULD.PLASTIC, WIDTH 50 | - | 0 | 7
3SF3210-0GV00-0BA2 |  | 3SF3210-0GV00-0BA2 | 1 | UN | 1 | 10 | C | D | EAR99 | N | 85365080 | 1 | 4011209550100 | 0.24 | KG | 399 | 399 | CP01 | CP01 | POSITION SWITCH WITH ASI-F-ADAPTER 1NC SLOW M12 CONNECTOR ROLLER CRANK 10 ZU 10GRD MOULD.PLASTIC, WIDTH 50 | - | 0 | 7
3SF3210-1CV00-0BA2 |  | 3SF3210-1CV00-0BA2 | 1 | UN | 1 | 10 | C | D | EAR99 | N | 85365080 | 1 | 4011209550032 | 0.22 | KG | 385.32 | 385.32 | CP01 | CP01 | POSITION SWITCH WITH ASI-F-ADAPTER 1NC SNAP-A. M12 CONNECTOR OVERTRAVEL PLUNGER MOULD.PLASTIC, WIDTH 50 | - | 0 | 7
3SF3210-1DV00-0BA2 |  | 3SF3210-1DV00-0BA2 | 1 | UN | 1 | 10 | C | D | EAR99 | N | 85365080 | 1 | 4011209550056 | 0.12 | KG | 393.3 | 393.3 | CP01 | CP01 | POSITION SWITCH WITH ASI-F-ADAPTER 1NC SNAP-A. M12 CONNECTOR ROLLER PLUNGER MOULD.PLASTIC, WIDTH 50 | - | 0 | 7
3SF3210-1EV00-0BA2 |  | 3SF3210-1EV00-0BA2 | 1 | UN | 1 | 20 | D | D | EAR99 | N | 85365080 | 1 | 4011209550070 | 0.225 | KG | 393.3 | 393.3 | CP01 | CP01 | POSITION SWITCH WITH ASI-F-ADAPTER 1NC SNAP-A. M12 CONNECTOR ROLLER LEVER MOULD.PLASTIC, WIDTH 50 | - | 0 | 7
3SF3210-1FV00-0BA2 |  | 3SF3210-1FV00-0BA2 | 1 | UN | 1 | 10 | C | D | EAR99 | N | 85365080 | 1 | 4011209550087 | 0.22 | KG | 393.3 | 393.3 | CP01 | CP01 | POSITION SWITCH WITH ASI-F-ADAPTER 1NC SNAP-A. M12 CONNECTOR ANGULAR ROLLER LEVER MOULD.PLASTIC, WIDTH 50 | - | 0 | 7
3SF3210-1GV00-0BA2 |  | 3SF3210-1GV00-0BA2 | 1 | UN | 1 | 10 | C | D | EAR99 | N | 85365080 | 1 | 4011209550117 | 0.24 | KG | 399 | 399 | CP01 | CP01 | POSITION SWITCH WITH ASI-F-ADAPTER 1NC SNAP-A. M12 CONNECTOR ROLLER CRANK 10 ZU 10GRD MOULD.PLASTIC, WIDTH 50 | - | 0 | 7
3SF3243-0XX00-0BA1 |  | 3SF3243-0XX00-0BA1 | 1 | UN | 1 | 10 | C | D | N | N | 85365080 | 1 | 4011209558311 | 0.237 | KG | 381.9 | 381.9 | CP01 | CP01 | POSITION SWITCH WITH ASI-F-ADAPTER 2NC SLOW OPER. PERPENDICULAR TO AND ALONG AXIS,MOULD.PL., WIDTH 52 30N EXTRACTION FORCE WITHOUT ACTUATING ELEMENT | - | 0 | 7
3SF3243-0XX30-0BA1 |  | 3SF3243-0XX30-0BA1 | 1 | UN | 1 | 10 | C | D | N | N | 85365080 | 1 | 4011209553453 | 0.233 | KG | 381.9 | 381.9 | CP01 | CP01 | POSITION SWITCH WITH ASI-F-ADAPTER 2NC SLOW OPER. PERPENDICULAR TO AND ALONG AXIS,MOULD.PL., WIDTH 52 AUTOMATIC EJECTION WITHOUT ACTUATING ELEMENT | - | 0 | 7
3SF3243-0XX40-0BA1 |  | 3SF3243-0XX40-0BA1 | 1 | UN | 1 | 10 | C | D | N | N | 85365080 | 1 | 4011209553460 | 0.232 | KG | 381.9 | 381.9 | CP01 | CP01 | POSITION SWITCH WITH ASI-F-ADAPTER 2NC SLOW OPER. PERPENDICULAR TO AND ALONG AXIS,MOULD.PL., WIDTH 52 5N EXTRACTION FORCE WITHOUT ACTUATING ELEMENT | - | 0 | 7
3SF3257-6XX00-0BA2 |  | 3SF3257-6XX00-0BA2 | 1 | UN | 1 | 10 | C | D | N | N | 85365080 | 1 | 4011209583849 | 0.24 | KG | 422.94 | 422.94 | CP01 | CP01 | POSITION SWITCH WITH ASI-F-ADAPTER 1NC SLOW M12 CONNECTOR OPER. PERPENDICULAR TO AND ALONG AXIS,MOULD.PL., WIDTH 52 30N EXTRACTION FORCE WITHOUT ACTUATING ELEMENT | - | 0 | 7
3SF3257-6XX30-0BA2 |  | 3SF3257-6XX30-0BA2 | 1 | UN | 1 | 10 | C | D | N | N | 85365080 | 1 | 4011209576360 | 0.239 | KG | 422.94 | 422.94 | CP01 | CP01 | POSITION SWITCH WITH ASI-F-ADAPTER 1NC SLOW M12 CONNECTOR OPER. PERPENDICULAR TO AND ALONG AXIS,MOULD.PL., WIDTH 52 AUTOMATIC EJECTION WITHOUT ACTUATING ELEMENT | - | 0 | 7
3SF3257-6XX40-0BA2 |  | 3SF3257-6XX40-0BA2 | 1 | UN | 1 | 10 | C | D | N | N | 85365080 | 1 | 4011209570542 | 0.235 | KG | 422.94 | 422.94 | CP01 | CP01 | POSITION SWITCH WITH ASI-F-ADAPTER 1NC SLOW M12 CONNECTOR OPER. PERPENDICULAR TO AND ALONG AXIS,MOULD.PL., WIDTH 52 5N EXTRACTION FORCE WITHOUT ACTUATING ELEMENT | - | 0 | 7
3SF3750-6XX00-0BA1 |  | 3SF3750-6XX00-0BA1 | 1 | UN | 1 | 10 | C | D | EAR99 | N | 85365080 | 1 | 4011209564664 | 0.625 | KG | 733.02 | 733.02 | CP01 | CP01 | POSITION SWITCH WITH TUMBLER MOLDED PLASTIC, 5 DIRECTIONS OF APPROACH, 24 V DC, MAGNET FIELD LOCK,2NC+2NC 3X PG 13.5, ASI-F ADAPTER, CH1 AT 11 AND 32,12 JUMPERED ON 31 CH2 AT 21 AND 42, 22 JUMPERED ON 41 | - | 0 | 7
3SF3840-6XX00-0BA1 |  | 3SF3840-6XX00-0BA1 | 1 | UN | 1 | 15 | C | D | EAR99 | N | 85365080 | 1 | 4011209569799 | 1.105 | KG | 988.38 | 988.38 | CP01 | CP01 | Position switch with tumbler Metal, 4 directions of approaches 24 V DC, spring-locked 2 NC+2 NC, 2xPG 13.5 AS-Interface F-adapter Direct connection ASIsafe Channel 1 to 11+32 12 to 31 bridged Channel 2 to 21+42 22 to 41 bridged | - | 0 | 7
3SF5402-1AA01 |  | 3SF5402-1AA01 | 1 | UN | 1 | 20 | D | D | EAR99 | N | 85369095 | 1 | 4011209546578 | 0.066 | KG | 321.48 | 321.48 | CP01 | CP01 | AS-I SLAVE SAW FOR FRONT PANEL MOUNTING | - | 0 | 7
3SF5402-1AA03 |  | 3SF5402-1AA03 | 1 | UN | 1 | 2 | A | D | N | N | 85365080 | 1 | 4011209653054 | 0.06 | KG | 273.6 | 273.6 | CP01 | CP01 | AS-Interface F-adapter, for EMERGENCY STOP mushroom-type actuator, Front plate mounting, 2 inputs, screw terminal, | - | 0 | 7
3SF5402-1AA04 |  | 3SF5402-1AA04 | 1 | UN | 1 | 2 | A | D | N | N | 85365080 | 1 | 4011209653061 | 0.062 | KG | 286.14 | 286.14 | CP01 | CP01 | AS-Interface F-adapter, for EMERGENCY STOP mushroom-type actuator, Front plate mounting, 2 inputs, spring-type terminal, | - | 0 | 7
3SF5402-1AA05 |  | 3SF5402-1AA05 | 1 | UN | 1 | 2 | A | D | N | N | 85365080 | 1 | 4011209859029 | 0.056 | KG | 273.6 | 273.6 | CP01 | CP01 | AS-Interface F-adapter, for EMERGENCY STOP mushroom-type actuator, Front plate mounting, 2 inputs, insulation displacement system, | - | 0 | 7
3SF5402-1AB03 |  | 3SF5402-1AB03 | 1 | UN | 1 | 2 | A | D | N | N | 85365080 | 1 | 4011209653085 | 0.062 | KG | 288.42 | 288.42 | CP01 | CP01 | AS-Interface F-adapter, for EMERGENCY STOP mushroom-type actuator, Front plate mounting, 2 inputs, 1 output, for LED control, screw terminal, | - | 0 | 7
3SF5402-1AB04 |  | 3SF5402-1AB04 | 1 | UN | 1 | 2 | A | D | N | N | 85365080 | 1 | 4011209653078 | 0.058 | KG | 297.54 | 297.54 | CP01 | CP01 | AS-Interface F-adapter, for EMERGENCY STOP mushroom-type actuator, Front plate mounting, 2 inputs, 1 output, for LED control, spring-type terminal, | - | 0 | 7
3SF5402-1AB05 |  | 3SF5402-1AB05 | 1 | UN | 1 | 2 | A | D | N | N | 85365080 | 1 | 4011209859036 | 0.064 | KG | 286.14 | 286.14 | CP01 | CP01 | AS-Interface F-adapter, for EMERGENCY STOP mushroom-type actuator, Front plate mounting, 2 inputs, 1 output, for LED control, insulation displacement system, | - | 0 | 7
3SF5500-0BA |  | 3SF5500-0BA | 1 | UN | 1 | 5 | B | D | N | N | 85371098 | 1 | 4011209594029 | 0.05 | KG | 165.3 | 165.3 | CP01 | CP01 | AS-i F-slave, 2 safe inputs, for emergency stop housing, made of plastic, without protective collar, | - | 0 | 7
3SF5500-0BB |  | 3SF5500-0BB | 1 | UN | 1 | 5 | B | D | EAR99 | N | 85371098 | 1 | 4011209611467 | 0.078 | KG | 177.84 | 177.84 | CP01 | CP01 | AS-i A/B-slave, 4 inputs and 3 outputs, for enclosure, made of plastic, | - | 0 | 7
3SF5500-0BC |  | 3SF5500-0BC | 1 | UN | 1 | 5 | B | D | EAR99 | N | 85371098 | 1 | 4011209611481 | 0.061 | KG | 165.3 | 165.3 | CP01 | CP01 | AS-i slave, 4 inputs and 4 outputs, for enclosure made of plastic | - | 0 | 7
3SF5500-0CA |  | 3SF5500-0CA | 1 | UN | 1 | 5 | B | D | N | N | 85371098 | 1 | 4011209594036 | 0.05 | KG | 165.3 | 165.3 | CP01 | CP01 | AS-i F-slave, 2 safe inputs, for emergency stop housing, made of metal, without protective collar | - | 0 | 7
3SF5500-0CB |  | 3SF5500-0CB | 1 | UN | 1 | 5 | B | D | EAR99 | N | 85371098 | 1 | 4011209611474 | 0.073 | KG | 177.84 | 177.84 | CP01 | CP01 | AS-i A/B-slave, 4 inputs and 3 outputs, for enclosure, made of metal, | - | 0 | 7
3SF5500-0CC |  | 3SF5500-0CC | 1 | UN | 1 | 5 | B | D | EAR99 | N | 85371098 | 1 | 4011209611498 | 0.07 | KG | 165.3 | 165.3 | CP01 | CP01 | AS-i slave, 4 inputs and 4 outputs, for enclosure, made of metal, | - | 0 | 7
3SF5500-0DA |  | 3SF5500-0DA | 1 | UN | 1 | 5 | B | D | N | N | 85371098 | 1 | 4011209594043 | 0.05 | KG | 165.3 | 165.3 | CP01 | CP01 | AS-i F-slave, 2 safe inputs, for emergency stop enclosure, made of plastic, without metal, with protective collar !!! Phased-out product !!! Successor is SIRIUS ACT 3SU1 Preferred successor type is >>3SU1400-2EA10-6AA0<< | - | 0 | 7
3SF5811-0AA08 |  | 3SF5811-0AA08 | 1 | UN | 1 | 5 | B | D | N | N | 85365080 | 1 | 4011209608221 | 0.333 | KG | 243.96 | 243.96 | CP01 | CP01 | AS-Interface enclosure for command devices, 22 mm, round, Enclosure material plastic, Enclosure top part yellow, without protective collar, 1 control point, A=emergency stop mushroom pushbutton red, 40 mm, rotate-to-unlatch, 1 NC, 1 NC, Insulation displacement system on top | - | 0 | 7
3SF5811-0AA10 |  | 3SF5811-0AA10 | 1 | UN | 1 | 10 | C | D | N | N | 85365080 | 1 | 4011209738430 | 0.32 | KG | 269.04 | 269.04 | CP01 | CP01 | AS-Interface enclosure for command devices, 22 mm, round, Enclosure material plastic, Enclosure top part yellow, without protective collar, 1 control point, A=emergency stop mushroom pushbutton red, 40 mm, rotate-to-unlatch, 1 NC, 1 NC, 2 labels: EMERGENCY STOP, enclosed separately de/en, M12 connector on top | - | 0 | 7
3SF5811-0AB08 |  | 3SF5811-0AB08 | 1 | UN | 1 | 5 | B | D | N | N | 85365080 | 1 | 4011209608238 | 0.365 | KG | 254.22 | 254.22 | CP01 | CP01 | AS-Interface enclosure for command devices, 22 mm, round, Enclosure material plastic, Enclosure top part yellow, with protective collar, 1 control point, A=emergency stop mushroom pushbutton red, 40 mm, rotate-to-unlatch, 1 NC, 1 NC, Insulation displacement system on top | - | 0 | 7
3SF5811-0AB11 |  | 3SF5811-0AB11 | 1 | UN | 1 | 10 | C | D | N | N | 85365080 | 1 | 4011209912335 | 0.41 | KG | 343.14 | 343.14 | CP01 | CP01 | AS-Interface enclosure for command devices, 22 mm, round, Enclosure material plastic, Enclosure top part yellow, with protective collar, 1 control point, A=emergency stop mushroom pushbutton red, 40 mm, rotate-to-unlatch, 1 NC, 1 NC, M12 connector at bottom | - | 0 | 9
3SF5811-0AB18 |  | 3SF5811-0AB18 | 1 | UN | 1 | 20 | D | D | N | N | 85365080 | 1 | 4047621016252 | 0.365 | KG | 254.22 | 254.22 | CP01 | CP01 | AS-Interface enclosure for command devices, 22 mm, round, enclosure material plastic, enclosure top part yellow, with protective collar, 1 control point, A=EMERGENCY STOP mushroom pushbutton, red, 40mm, rotate-to-unlatch, 1 NC, 1 NC, insulation displacement system at bottom !!! Phase-out product !!! Successor is SIRIUS ACT 3SU1 Preferred successor type is >>3SU1801-0NB10-4HC2<< | - | 0 | 9
3SF5811-0AE08 |  | 3SF5811-0AE08 | 1 | UN | 1 | 10 | C | D | EAR99 | N | 85365080 | 1 |  | 0.346 | KG | 279.3 | 279.3 | CP01 | CP01 | AS-Interface enclosure for command devices, 22 mm, round, Enclosure material plastic, Enclosure top part yellow, with protective collar, 1 control point, A=emergency stop mushroom pushbutton red, 40 mm, rotate-to-unlatch, with lock RONIS SB30, 1 NC, 1 NC, Insulation displacement system on top | - | 0 | 7
3SF5811-0AE10 |  | 3SF5811-0AE10 | 1 | UN | 1 | 10 | C | D | EAR99 | N | 85365080 | 1 |  | 0.32 | KG | 307.8 | 307.8 | CP01 | CP01 | AS-Interface enclosure for command devices, 22 mm, round, Enclosure material plastic, Enclosure top part yellow, without protective collar, 1 control point, A=emergency stop mushroom pushbutton red, 40 mm, rotate-to-unlatch, with lock RONIS SB30, 1 NC, 1 NC, 2 labels: EMERGENCY STOP, enclosed separately de/en, M12 connector on top | - | 0 | 7
3SF5811-2AA08 |  | 3SF5811-2AA08 | 1 | UN | 1 | 5 | B | D | N | N | 85365080 | 1 | 4011209608252 | 0.652 | KG | 264.48 | 264.48 | CP01 | CP01 | AS-Interface enclosure for command devices, 22 mm, round, Enclosure material metal, Enclosure top part yellow, without protective collar, 1 control point, A=emergency stop mushroom pushbutton red, 40 mm, rotate-to-unlatch, 1 NC, 1 NC, Cable gland for shaped cable top | - | 0 | 7
3SF5811-2AA10 |  | 3SF5811-2AA10 | 1 | UN | 1 | 10 | C | D | N | N | 85365080 | 1 | 4011209679849 | 0.679 | KG | 320.34 | 320.34 | CP01 | CP01 | AS-Interface enclosure for command devices, 22 mm, round, Enclosure material metal, Enclosure top part yellow, without protective collar, 1 control point, A=emergency stop mushroom pushbutton red, 40 mm, rotate-to-unlatch, 1 NC, 1 NC, label: EMERGENCY STOP, enclosed separately de/en, M12 connector on top | - | 0 | 7
3SF5811-2AB08 |  | 3SF5811-2AB08 | 1 | UN | 1 | 5 | B | D | N | N | 85365080 | 1 | 4011209608245 | 0.727 | KG | 297.54 | 297.54 | CP01 | CP01 | AS-Interface enclosure for command devices, 22 mm, round, Enclosure material metal, Enclosure top part yellow, with protective collar, 1 control point, A=emergency stop mushroom pushbutton red, 40 mm, rotate-to-unlatch, 1 NC, 1 NC, Cable gland for shaped cable top | - | 0 | 7
3SF5811-2AB10 |  | 3SF5811-2AB10 | 1 | UN | 1 | 10 | C | D | N | N | 85365080 | 1 | 4011209681309 | 0.758 | KG | 351.12 | 351.12 | CP01 | CP01 | AS-Interface enclosure for command devices, 22 mm, round, Enclosure material metal, Enclosure top part yellow, with protective collar, 1 control point, A=emergency stop mushroom pushbutton red, 40 mm, rotate-to-unlatch, 1 NC, 1 NC, M12 connector, top, | - | 0 | 7
3SF5812-0DA00 |  | 3SF5812-0DA00 | 1 | UN | 1 | 5 | B | D | EAR99 | N | 85365080 | 1 | 4011209608269 | 0.37 | KG | 247.38 | 247.38 | CP01 | CP01 | AS-Interface enclosure for command devices, 22 mm, round, Enclosure material plastic, enclosure top part gray, 2 control points, B=pushbutton, green, label: I, 1 NO, A=pushbutton, red, label: O, 1 NO, Insulation displacement system on top | - | 0 | 7
3SF5812-0DB00 |  | 3SF5812-0DB00 | 1 | UN | 1 | 5 | B | D | EAR99 | N | 85365080 | 1 | 4011209608276 | 0.358 | KG | 247.38 | 247.38 | CP01 | CP01 | AS-Interface enclosure for command devices, 22 mm, round, Enclosure material plastic, enclosure top part gray, 2 control points, B=pushbutton, white, label: I, 1 NO, A=pushbutton, black, label: O, 1 NO, Insulation displacement system on top | - | 0 | 7
3SF5812-0DC10 |  | 3SF5812-0DC10 | 1 | UN | 1 | 10 | C | D | EAR99 | N | 85365080 | 1 | 4011209679856 | 0.433 | KG | 315.78 | 315.78 | CP01 | CP01 | AS-Interface enclosure for command devices, 22 mm, round, Enclosure material plastic, enclosure top part gray, 2 control points, B=illuminated pushbutton, white, 1 NO, A=illuminated pushbutton, white, 1 NO, solvent-resistant, 2 labels without inscription, enclosed separately, A/B slave, M12 connector on top | - | 0 | 7
3SF5812-2DA00 |  | 3SF5812-2DA00 | 1 | UN | 1 | 5 | B | D | EAR99 | N | 85365080 | 1 | 4011209608290 | 0.785 | KG | 267.9 | 267.9 | CP01 | CP01 | AS-Interface enclosure for command devices, 22 mm, round, Enclosure material metal, enclosure top part gray, 2 control points, B=pushbutton, green, label: I, 1 NO, A=pushbutton, red, label: O, 1 NO, Cable gland top | - | 0 | 7
3SF5812-2DB00 |  | 3SF5812-2DB00 | 1 | UN | 1 | 5 | B | D | EAR99 | N | 85365080 | 1 | 4011209608283 | 0.793 | KG | 267.9 | 267.9 | CP01 | CP01 | AS-Interface enclosure for command devices, 22 mm, round, Enclosure material metal, enclosure top part gray, 2 control points, B=pushbutton, white, label: I, 1 NO, A=pushbutton, black, label: O, 1 NO, Cable gland top | - | 0 | 7
3SF5812-2DC10 |  | 3SF5812-2DC10 | 1 | UN | 1 | 10 | C | D | EAR99 | N | 85365080 | 1 | 4011209718173 | 0.843 | KG | 349.98 | 349.98 | CP01 | CP01 | AS-Interface enclosure for command devices, 22 mm, round, Enclosure material metal, enclosure top part gray, 2 control points, B=illuminated pushbutton, white, 1 NO, A=illuminated pushbutton, white, 1 NO, solvent-resistant, 2 labels without inscription, enclosed separately, A/B slave, M12 connector on top | - | 0 | 7
3SF5812-2DG10 |  | 3SF5812-2DG10 | 1 | UN | 1 | 20 | D | D | EAR99 | N | 85365080 | 1 | 4011209723931 | 0.781 | KG | 318.06 | 318.06 | CP01 | CP01 | AS-Interface enclosure for command devices, 22 mm, round, Enclosure material metal, enclosure top part gray, 2 control points, B=indicator light, yellow A=pushbutton, black, 1 NO, Slave 4I/4O, M12 connector at bottom, | - | 0 | 7
3SF5813-0DA00 |  | 3SF5813-0DA00 | 1 | UN | 1 | 5 | B | D | EAR99 | N | 85365080 | 1 | 4011209608306 | 0.45 | KG | 267.9 | 267.9 | CP01 | CP01 | AS-Interface enclosure for command devices, 22 mm, round, Enclosure material plastic, enclosure top part gray, 3 control points, C=indicator light, clear, Label without inscription, B=pushbutton, green, 1 NO, label: I, A=pushbutton, red, 1 NO, label: O, Insulation displacement system on top | - | 0 | 7
3SF5813-0DB00 |  | 3SF5813-0DB00 | 1 | UN | 1 | 5 | B | D | EAR99 | N | 85365080 | 1 | 4011209608337 | 0.427 | KG | 267.9 | 267.9 | CP01 | CP01 | AS-Interface enclosure for command devices, 22 mm, round, Enclosure material plastic, enclosure top part gray, 3 control points, C=pushbutton, black, 1 NO, label: II, B=pushbutton, black, 1 NO, label: I, A=pushbutton, red, 1 NO, label: O, Insulation displacement system on top | - | 0 | 7
3SF5813-0DC00 |  | 3SF5813-0DC00 | 1 | UN | 1 | 5 | B | D | EAR99 | N | 85365080 | 1 | 4011209608344 | 0.43 | KG | 267.9 | 267.9 | CP01 | CP01 | AS-Interface enclosure for command devices, 22 mm, round, Enclosure material plastic, enclosure top part gray, 3 control points, C=indicator light, clear, LED 24 V, label without inscription, B=pushbutton, white, 1 NO, label: I, A=pushbutton, black, 1 NO, label: O, Insulation displacement system on top | - | 0 | 7
3SF5813-0DD01 |  | 3SF5813-0DD01 | 1 | UN | 1 | 10 | C | D | EAR99 | N | 85365080 | 1 | 4011209822337 | 0.427 | KG | 262.2 | 262.2 | CP01 | CP01 | AS-I ENCLOSURE, 22MM PROGRAM 3 COMMAND POSITIONS PLASTIC VERSION A=SELECTOR SW. BL., 3 POS RIGHT LATCH., LEFT MOMEN.CONTACT TYPE B=INDICATOR LIGHT RED | - | 0 | 7
3SF5813-0DH20 |  | 3SF5813-0DH20 | 1 | UN | 1 | 0 | A | D | EAR99 | N | 85365080 | 1 | 4047621025131 | 0.52 | KG | 613.32 | 613.32 | CP01 | CP01 | AS-Interface enclosure for command devices, 22 mm, round, Enclosure material plastic, enclosure top part gray, 3 control points, C=illuminated pushbutton, white, LED 24 V, 1 NO, label without inscription, B=illuminated pushbutton, white, LED 24 V, 1 NO, label without inscription, A=emergency stop mushroom pushbutton, red, 40 mm, 1 NC, 1 NC, AS-i slave, Yellow label without inscription, M12 connector for AS-i on top !!! Phased-out product !!! SIRIUS ACT 3SU1 is the successor | - | 0 | 7
3SF5813-2DA00 |  | 3SF5813-2DA00 | 1 | UN | 1 | 5 | B | D | EAR99 | N | 85365080 | 1 | 4011209608313 | 0.945 | KG | 298.68 | 298.68 | CP01 | CP01 | AS-Interface enclosure for command devices, 22 mm, round, Enclosure material metal, enclosure top part gray, 3 control points, C=indicator light, clear, Label without inscription, B=pushbutton, green, 1 NO, label: I, A=pushbutton, red, 1 NO, label: O, Cable gland top | - | 0 | 7
3SF5813-2DB00 |  | 3SF5813-2DB00 | 1 | UN | 1 | 5 | B | D | EAR99 | N | 85365080 | 1 | 4011209608320 | 1.03 | KG | 298.68 | 298.68 | CP01 | CP01 | AS-Interface enclosure for command devices, 22 mm, round, Enclosure material metal, enclosure top part gray, 3 control points, C=pushbutton, black, 1 NO, label: II, B=pushbutton, black, 1 NO, label: I, A=pushbutton, red, 1 NO, label: O, Cable gland top | - | 0 | 7
3SF5813-2DC00 |  | 3SF5813-2DC00 | 1 | UN | 1 | 5 | B | D | EAR99 | N | 85365080 | 1 | 4011209608351 | 0.995 | KG | 298.68 | 298.68 | CP01 | CP01 | AS-Interface enclosure for command devices, 22 mm, round, enclosure material metal, enclosure top part gray, 3 control points, C=Indicator light, clear, label without inscription, B=Pushbutton, white, 1 NO, label: I, A=Pushbutton, black, 1 NO, label: O, cable gland top ! Phased-out product! Successor is SIRIUS ACT 3SU1 | - | 0 | 7
3SF5813-2DD20 |  | 3SF5813-2DD20 | 1 | UN | 1 | 20 | D | D | EAR99 | N | 85365080 | 1 | 4011209691209 | 0.962 | KG | 416.1 | 416.1 | CP01 | CP01 | AS-Interface enclosure for command devices, 22 mm, round, Enclosure material metal, enclosure top part gray, 3 control points, C=sealing plug, black, B=illuminated pushbutton, yellow, 1 NO, A=EMERGENCY STOP, pull to unlatch, solvent-resistant, Lables de/en enclosed separately, | - | 0 | 7
3SF5813-2DE20 |  | 3SF5813-2DE20 | 1 | UN | 1 | 20 | D | D | EAR99 | N | 85365080 | 1 | 4011209724594 | 1.07 | KG | 543.78 | 543.78 | CP01 | CP01 | AS-Interface enclosure for command devices, 22 mm, round, Enclosure material metal, enclosure top part gray, 3 control points, C=illuminated pushbutton, yellow, 1 NO, B=illuminated pushbutton, white, 1 NO, A=EMERGENCY STOP, pull to unlatch, 40 mm, solvent-resistant, Lables de/en enclosed separately, | - | 0 | 9
3SF5813-4DG05 |  | 3SF5813-4DG05 | 1 | UN | 1 | 10 | C | D | EAR99 | N | 85365080 | 1 | 4011209679306 | 0.467 | KG | 249.66 | 249.66 | CP01 | CP01 | AS-Interface enclosure for command devices, 22 mm, round, Enclosure material plastic, enclosure top part gray, 3 control points, C=sealing plug, black, B=sealing plug, black, A=sealing plug, black, 2 x AS-i slave 4I/4O, Insulation displacement system on top | - | 0 | 7
3SF5814-2DB20 |  | 3SF5814-2DB20 | 1 | UN | 1 | 20 | D | D | EAR99 | N | 85365080 | 1 | 4011209691216 | 1.2 | KG | 576.84 | 576.84 | CP01 | CP01 | AS-Interface enclosure for command devices, 22 mm, round, Enclosure material metal, enclosure top part gray, 4 control points, D=without key-operated switch, 1 NC, 2 NO, C=sealing plug, black, B=illuminated pushbutton, yellow, 1 NO, A=EMERGENCY STOP, pull to unlatch, 2 NC, Lables de/en enclosed, solvent-resistant | - | 0 | 9
3SF5814-2DC10 |  | 3SF5814-2DC10 | 1 | UN | 1 | 20 | D | D | EAR99 | N | 85365080 | 1 | 4011209784055 | 1.283 | KG | 409.26 | 409.26 | CP01 | CP01 | AS-Interface enclosure for command devices, 22 mm, round, Enclosure material metal, enclosure top part gray, 4 control points, D=illuminated pushbutton, white, 1 NO, C=illuminated pushbutton, white, 1 NO, B=illuminated pushbutton, white, 1 NO, A=illuminated pushbutton, white, 1 NO, solvent-resistant, | - | 0 | 7
3SF5814-2DC20 |  | 3SF5814-2DC20 | 1 | UN | 1 | 20 | D | D | EAR99 | N | 85365080 | 1 | 4011209777859 | 1.298 | KG | 596.22 | 596.22 | CP01 | CP01 | AS-Interface enclosure for command devices, 22 mm, round, Enclosure material metal, enclosure top part gray, 4 control points, D=illuminated pushbutton, yellow, 1 NO, C=illuminated pushbutton, yellow, 1 NO, B=illuminated pushbutton, white, 1 NO, A=EMERGENCY STOP, pull to unlatch, 40 mm, 2 NC, Lables de/en enclosed, solvent-resistant | - | 0 | 9
3SF5814-2DF10 |  | 3SF5814-2DF10 | 1 | UN | 1 | 20 | D | D | EAR99 | N | 85365080 | 1 | 4011209827110 | 1.275 | KG | 420.66 | 420.66 | CP01 | CP01 | AS-Interface enclosure for command devices, 22 mm, round, Enclosure material metal, enclosure top part gray, 4 control points, D=illuminated pushbutton, yellow, C=illuminated pushbutton, green, B=illuminated pushbutton, red, A=illuminated pushbutton, blue, Lables de/en enclosed, M12 connector at bottom | - | 0 | 7
3SF5816-2DB20 |  | 3SF5816-2DB20 | 1 | UN | 1 | 20 | D | D | EAR99 | N | 85365080 | 1 | 4011209691223 | 1.578 | KG | 682.86 | 682.86 | CP01 | CP01 | AS-Interface enclosure for command devices, 22 mm, round, Enclosure material metal, enclosure top part gray, 6 control points, F=without key-operated switch, 1 NC, 2 NO, E=illuminated pushbutton, green, 1 NO, D=sealing plug, black, C=illuminated pushbutton, yellow, 1 NO, B=illuminated pushbutton, white, 1 NO, A=EMERGENCY STOP, pull to unlatch, 2 NC, Lables de/en enclosed separately | - | 0 | 7
3SF5874-4EA |  | 3SF5874-4EA | 1 | UN | 1 | 20 | D | D | N | N | 85371098 | 1 | 4011209586406 | 0.265 | KG | 324.9 | 324.9 | CP01 | CP01 | AS-Interface front panel module, for command devices, 22 mm, round and square, 4 control points, Customer-specific equipment, insulation displacement system, | - | 0 | 7
3SF5874-4EB |  | 3SF5874-4EB | 1 | UN | 1 | 20 | D | D | N | N | 85371098 | 1 | 4011209586390 | 0.273 | KG | 324.9 | 324.9 | CP01 | CP01 | AS-Interface front panel module, for command devices, 22 mm, round and square, 4 control points, Customer-specific equipment, insulation displacement system, | - | 0 | 7
3SF5874-4EC |  | 3SF5874-4EC | 1 | UN | 1 | 30 | D | D | N | N | 85371098 | 1 | 4011209626638 | 0.23 | KG | 262.2 | 262.2 | CP01 | CP01 | AS-Interface front panel module, for command devices, 22 mm, round and square, 4 control points, Customer-specific equipment, BMW, Factory serial number: 51739, insulation displacement system, | - | 0 | 7
3SF5874-4ED |  | 3SF5874-4ED | 1 | UN | 1 | 20 | D | D | N | N | 85371098 | 1 | 4011209626645 | 0.229 | KG | 286.14 | 286.14 | CP01 | CP01 | AS-Interface front panel module, for command devices, 22 mm, round and square, 4 control points, Customer-specific equipment, BMW, Factory serial number: 51740, insulation displacement system, | - | 0 | 7
3SF5874-4EE |  | 3SF5874-4EE | 1 | UN | 1 | 30 | D | D | N | N | 85371098 | 1 | 4011209626652 | 0.348 | KG | 307.8 | 307.8 | CP01 | CP01 | AS-Interface front panel module, for command devices, 22 mm, round and square, 4 control points, Customer-specific equipment, BMW, Factory serial number: 51741, insulation displacement system, | - | 0 | 7
3SF5874-4EF |  | 3SF5874-4EF | 1 | UN | 1 | 20 | D | D | N | N | 85371098 | 1 | 4011209626607 | 0.233 | KG | 262.2 | 262.2 | CP01 | CP01 | AS-Interface front panel module, for command devices, 22 mm, round and square, 4 control points, Customer-specific equipment, GROB, Factory serial number: 51739, insulation displacement system, | - | 0 | 7
3SF5874-4EG |  | 3SF5874-4EG | 1 | UN | 1 | 20 | D | D | N | N | 85371098 | 1 | 4011209626614 | 0.344 | KG | 295.26 | 295.26 | CP01 | CP01 | AS-Interface front panel module, for command devices, 22 mm, round and square, 4 control points, Customer-specific equipment, GROB, Factory serial number: 51741, insulation displacement system, | - | 0 | 7
3SF5874-4EH |  | 3SF5874-4EH | 1 | UN | 1 | 30 | D | D | N | N | 85371098 | 1 | 4011209626621 | 0.346 | KG | 307.8 | 307.8 | CP01 | CP01 | AS-Interface front panel module, for command devices, 22 mm, round and square, 4 control points, Customer-specific equipment, GROB, Factory serial number: 51748, insulation displacement system, | - | 0 | 7
3SF5874-4EJ |  | 3SF5874-4EJ | 1 | UN | 1 | 10 | C | D | N | N | 85371098 | 1 | 4011209660120 | 0.134 | KG | 145.92 | 145.92 | CP01 | CP01 | AS-Interface front panel module, for command devices, 22 mm, round and square, 4 control points, without actuating elements, insulation displacement system, | - | 0 | 7
3SF5874-4EK |  | 3SF5874-4EK | 1 | UN | 1 | 30 | D | D | N | N | 85371098 | 1 | 4011209664845 | 0.418 | KG | 288.42 | 288.42 | CP01 | CP01 | AS-Interface front panel module, Command devices, 22 mm, round, Metal, 4 control points, A=selector switch black, latching, 2 switch positions, 1 NO, B=illuminated pushbutton, white, 1 NO, C=illuminated pushbutton, red, 1 NO, D=illuminated pushbutton, white, 1 NO, Label holder with glued-in labeling plate 12.5 x 27 mm, customer-specific inscription, Insulation displacement system | - | 0 | 7
3SF5874-4EL |  | 3SF5874-4EL | 1 | UN | 1 | 30 | D | D | N | N | 85371098 | 1 | 4011209664852 | 0.433 | KG | 302.1 | 302.1 | CP01 | CP01 | AS-Interface front panel module, Command devices, 22 mm, round, Metal, 4 control points, A=illuminated pushbutton, white, 1 NO, B=illuminated pushbutton, white, 1 NO, C=illuminated pushbutton, white, 1 NO, D=illuminated pushbutton, white, 1 NO, Label holder with glued-in labeling plate 12.5 x 27 mm, customer-specific inscription, Insulation displacement system | - | 0 | 7
3SF5900-0AD |  | 3SF5900-0AD | 1 | UN | 1 | 10 | C | D | N | N | 85366990 | 1 | 4011209659001 | 0.042 | KG | 34.88 | 34.88 | CP01 | CP01 | Connection plug, for AS-i F-adapter, 4-pole, screw terminal, | - | 0 | 7
3SF5900-0AE |  | 3SF5900-0AE | 1 | UN | 1 | 10 | C | D | N | N | 85366990 | 1 | 4011209659018 | 0.04 | KG | 37.62 | 37.62 | CP01 | CP01 | Connection plug, for AS-i F-adapter, 4-pole, spring-type terminal, | - | 0 | 7
3SF5900-0AF |  | 3SF5900-0AF | 1 | UN | 1 | 10 | C | D | N | N | 85389099 | 1 | 4011209651814 | 0.05 | KG | 0.02 | 0.02 | CP01 | CP01 | ACTUATOR-/INDICATOR COMPONENT FOR MOUNTING ON FRONT PLATE HEAVY-DUTY MOUNTING FOR AS-I F-ADAPTER | - | 0 | 7
3SF5900-0AG |  | 3SF5900-0AG | 1 | UN | 1 | 10 | C | D | N | N | 85366990 | 1 | 4011209659025 | 0.005 | KG | 23.26 | 23.26 | CP01 | CP01 | Connection plug, for AS-i F-adapter, 2-pole, spring-type terminal, | - | 0 | 7
3SF5900-0BA |  | 3SF5900-0BA | 1 | UN | 1 | 5 | B | D | N | N | 85444290 | 1 | 4011209611504 | 0.021 | KG | 8.29 | 8.29 | CP01 | CP01 | Cable set for AS-i F-slave, component for AS-i enclosure, plastic and metal, | - | 0 | 7
3SF5900-0BB |  | 3SF5900-0BB | 1 | UN | 1 | 5 | B | D | N | N | 85444290 | 1 | 4011209611511 | 0.035 | KG | 17.67 | 17.67 | CP01 | CP01 | Set of cables, for AS-i slave 4I/4O, or AS-i A/B slave 4I/3O, Component for AS-i enclosure, plastic and metal, | - | 0 | 7
3SF5900-0CA |  | 3SF5900-0CA | 1 | UN | 1 | 5 | B | D | N | N | 85444290 | 1 | 4011209611528 | 0.084 | KG | 13.22 | 13.22 | CP01 | CP01 | Connection element, for the AS-i shaped cable, with insulation displacement system, for AS-i enclosure, plastic, with 1-3 control points, M20, | - | 0 | 7
3SF5900-0CB |  | 3SF5900-0CB | 1 | UN | 1 | 10 | C | D | N | N | 85444290 | 1 | 4011209611535 | 0.036 | KG | 13.22 | 13.22 | CP01 | CP01 | Connection element, for the AS-i shaped cable, with insulation displacement system, for AS-i enclosure, plastic, with 4-6 control points, M25, | - | 0 | 7
3SF5900-0CC |  | 3SF5900-0CC | 1 | UN | 1 | 10 | C | D | N | N | 85366990 | 1 | 4011209611559 | 0.043 | KG | 52.55 | 52.55 | CP01 | CP01 | Connection element, for AS-i M12 connector, for AS-i enclosure, plastic, with 1-3 control points, M20, | - | 0 | 7
3SF5900-0CD |  | 3SF5900-0CD | 1 | UN | 1 | 10 | C | D | N | N | 85366990 | 1 | 4011209611566 | 0.08 | KG | 52.55 | 52.55 | CP01 | CP01 | Connection element, for AS-i M12 connector, for AS-i enclosure, plastic, with 4-6 control points, M25, | - | 0 | 7
3SF5900-0CE |  | 3SF5900-0CE | 1 | UN | 1 | 10 | C | D | N | N | 85366990 | 1 | 4011209611597 | 0.05 | KG | 52.55 | 52.55 | CP01 | CP01 | Connection element, for AS-i M12 connector, for bringing out the free inputs/outputs, via M12 socket, for AS-i enclosure, plastic, with 1-3 control points, M20, | - | 0 | 7
3SF5900-0CF |  | 3SF5900-0CF | 1 | UN | 1 | 10 | C | D | N | N | 85366990 | 1 | 4011209611603 | 0.053 | KG | 52.55 | 52.55 | CP01 | CP01 | Connection element, for AS-i M12 connector, for bringing out the free inputs/outputs, via M12 socket, for AS-i enclosure, plastic, with 4-6 control points, M25, | - | 0 | 7
3SF5900-0CG |  | 3SF5900-0CG | 1 | UN | 1 | 5 | B | D | N | N | 85366990 | 1 | 4011209611634 | 0.027 | KG | 7.75 | 7.75 | CP01 | CP01 | Connection element, for the AS-i shaped cable, for routing the flat cable into the enclosure, for AS-i enclosure, plastic and metal, with 1-3 control points, M20, | - | 0 | 7
3SF5900-0CH |  | 3SF5900-0CH | 1 | UN | 1 | 5 | B | D | N | N | 85366990 | 1 | 4011209611641 | 0.032 | KG | 7.75 | 7.75 | CP01 | CP01 | Connection element, for the AS-i shaped cable, for routing the flat cable into the enclosure, for AS-i enclosure, plastic and metal, with 4-6 control points, M25, | - | 0 | 7
3SF5900-0CJ |  | 3SF5900-0CJ | 1 | UN | 1 | 5 | B | D | N | N | 85366990 | 1 | 4011209611658 | 0.06 | KG | 7.75 | 7.75 | CP01 | CP01 | Connection element, for round cable, for routing the round cable into the enclosure, for AS-i enclosure, plastic and metal, with 1-3 control points, M20, | - | 0 | 7
3SF5900-0CK |  | 3SF5900-0CK | 1 | UN | 1 | 5 | B | D | N | N | 85366990 | 1 | 4011209611665 | 0.03 | KG | 7.75 | 7.75 | CP01 | CP01 | Connection element, for round cable, for routing the round cable into the enclosure, for AS-i enclosure, plastic and metal, with 4-6 control points, M25, | - | 0 | 7
3SF5900-2CC |  | 3SF5900-2CC | 1 | UN | 1 | 10 | C | D | N | N | 85366990 | 1 | 4011209611573 | 0.06 | KG | 64.3 | 64.3 | CP01 | CP01 | Connection element, for AS-i M12 connector, for AS-i enclosure, Metal, with 1-3 control points, M20, | - | 0 | 7
3SF5900-2CD |  | 3SF5900-2CD | 1 | UN | 1 | 10 | C | D | N | N | 85366990 | 1 | 4011209611580 | 0.069 | KG | 64.3 | 64.3 | CP01 | CP01 | Connection element, for AS-i M12 connector, for AS-i enclosure, Metal, with 4-6 control points, M25, | - | 0 | 7
3SF5900-2CE |  | 3SF5900-2CE | 1 | UN | 1 | 10 | C | D | N | N | 85366990 | 1 | 4011209611610 | 0.064 | KG | 64.3 | 64.3 | CP01 | CP01 | Connection element, for AS-i M12 connector, for bringing out the free inputs/outputs, via M12 socket, for AS-i enclosure, Metal, with 1-3 control points, M20, | - | 0 | 7
3SF5900-2CF |  | 3SF5900-2CF | 1 | UN | 1 | 10 | C | D | N | N | 85366990 | 1 | 4011209611627 | 0.071 | KG | 64.3 | 64.3 | CP01 | CP01 | Connection element, for AS-i M12 connector, for bringing out the free inputs/outputs, via M12 socket, for AS-i enclosure, Metal, with 4-6 control points, M25, | - | 0 | 7
3SK1111-1AB30 |  | 3SK1111-1AB30 | 1 | UN | 1 | 1 | A | D | N | N | 85364900 | 1 | 4011209913509 | 0.28 | KG | 225.9 | 219.6 | CP17 | CP17 | SIRIUS safety relay Basic unit Standard series Relay enabling circuits 3 NO contacts plus Relay signaling circuit 1 NC contact Us = 24 V AC/DC screw terminal | Lista Papel 2020 SI | 0 | 0
3SK1111-1AW20 |  | 3SK1111-1AW20 | 1 | UN | 1 | 1 | A | D | N | N | 85364900 | 1 | 4011209913516 | 0.285 | KG | 225.9 | 219.6 | CP17 | CP17 | SIRIUS safety relay Basic unit Standard series Relay enabling circuits 3 NO contacts plus Relay signaling circuit 1 NC contact Us = 110 - 240 V AC/DC 50/60 Hz screw terminal | Lista Papel 2020 SI | 0 | 0
3SK1111-2AB30 |  | 3SK1111-2AB30 | 1 | UN | 1 | 1 | A | D | N | N | 85364900 | 1 | 4011209913523 | 0.261 | KG | 225.9 | 219.6 | CP17 | CP17 | SIRIUS safety relay Basic unit Standard series Relay enabling circuits 3 NO contacts plus Relay signaling circuit 1 NC contact Us = 24 V AC/DC Spring-type terminal (push-in) | Lista Papel 2020 SI | 0 | 0
3SK1111-2AB30-Z | X90 | 3SK1111-2AB30-ZX90 | 1 | UN | 1 | 15 | C | D | N | N | 85364900 | 12 | 4047621045696 | 0.259 | KG | 225.9 | 225.9 | CP17 | CP17 | SIRIUS safety relays 12 x basic unit standard series Relay enabling circuits 3 NO contacts plus Relay signaling circuit 1 NC contact Us = 24 V AC/DC Spring-type terminal (push-in) | - | 0 | 0
3SK1111-2AW20 |  | 3SK1111-2AW20 | 1 | UN | 1 | 1 | A | D | N | N | 85364900 | 1 | 4011209913530 | 0.265 | KG | 225.9 | 219.6 | CP17 | CP17 | SIRIUS safety relay Basic unit Standard series Relay enabling circuits 3 NO contacts plus Relay signaling circuit 1 NC contact Us = 110 - 240 V AC/DC 50/60 Hz Spring-type terminal (push-in) | Lista Papel 2020 SI | 0 | 0
3SK1112-1BB40 |  | 3SK1112-1BB40 | 1 | UN | 1 | 2 | A | D | EAR99 | N | 85364900 | 1 | 4011209913547 | 0.185 | KG | 180 | 174.6 | CP17 | CP17 | SIRIUS safety relay Basic unit Standard series electronic enabling circuits 2 enabling circuits plus 1 signaling circuit Us = 24 V DC screw terminal | Lista Papel 2020 SI | 0 | 0
3SK1112-2BB40 |  | 3SK1112-2BB40 | 1 | UN | 1 | 2 | A | D | EAR99 | N | 85364900 | 1 | 4011209913554 | 0.17 | KG | 180 | 174.6 | CP17 | CP17 | SIRIUS safety relay Basic unit Standard series electronic enabling circuits 2 enabling circuits plus 1 signaling circuit Us = 24 V DC Spring-type terminal (push-in) | Lista Papel 2020 SI | 0 | 0
3SK1120-1AB40 |  | 3SK1120-1AB40 | 1 | UN | 1 | 2 | A | D | EAR99 | N | 85364900 | 1 | 4011209913561 | 0.193 | KG | 171.9 | 167.4 | CP17 | CP17 | SIRIUS safety relay Basic unit Advanced series electronic enabling circuits 1 enabling circuit 0.5 A Us = 24 V DC screw terminal | Lista Papel 2020 SI | 0 | 0
3SK1120-2AB40 |  | 3SK1120-2AB40 | 1 | UN | 1 | 2 | A | D | EAR99 | N | 85364900 | 1 | 4011209913578 | 0.18 | KG | 171.9 | 167.4 | CP17 | CP17 | SIRIUS safety relay Basic unit Advanced series electronic enabling circuits 1 enabling circuit 0.5 A Us = 24 V DC Spring-type terminal (push-in) | Lista Papel 2020 SI | 0 | 0
3SK1120-2AB40-Z | X90 | 3SK1120-2AB40-ZX90 | 1 | UN | 1 | 14 | C | D | EAR99 | N | 85364900 | 16 | 4047621049403 | 0.172 | KG | 171.9 | 171.9 | CP17 | CP17 | SIRIUS safety relay Basic unit Advanced series electronic enabling circuits 1 enabling circuit 0.5 A Us = 24 V DC Spring-type terminal (push-in) | - | 0 | 0
3SK1121-1AB40 |  | 3SK1121-1AB40 | 1 | UN | 1 | 1 | A | D | N | N | 85364900 | 1 | 4011209913585 | 0.285 | KG | 287.1 | 279 | CP17 | CP17 | SIRIUS safety relay Basic unit Advanced series Relay enabling circuits 3 NO contacts plus Relay signaling circuit 1 NC contact Us = 24 V DC screw terminal | Lista Papel 2020 SI | 0 | 0
3SK1121-1CB41 |  | 3SK1121-1CB41 | 1 | UN | 1 | 2 | A | D | N | N | 85364900 | 1 | 4011209913592 | 0.293 | KG | 359.1 | 349.2 | CP17 | CP17 | SIRIUS safety relay Basic unit Advanced series with time delay 0.05-3 s Relay enabling circuits 2 NO instantaneous 2 NO delayed Us = 24 V DC screw terminal | Lista Papel 2020 SI | 0 | 0
3SK1121-1CB42 |  | 3SK1121-1CB42 | 1 | UN | 1 | 1 | A | D | N | N | 85364900 | 1 | 4011209913608 | 0.293 | KG | 359.1 | 349.2 | CP17 | CP17 | SIRIUS safety relay Basic unit Advanced series with time delay 0.5-30 s Relay enabling circuits 2 NO instantaneous 2 NO delayed Us = 24 V DC screw terminal | Lista Papel 2020 SI | 0 | 0
3SK1121-1CB44 |  | 3SK1121-1CB44 | 1 | UN | 1 | 5 | B | D | N | N | 85364900 | 1 | 4011209913615 | 0.28 | KG | 359.1 | 349.2 | CP17 | CP17 | SIRIUS safety relay Basic unit Advanced series with time delay 5-300 s Relay enabling circuits 2 NO instantaneous 2 NO delayed Us = 24 V DC screw terminal | Lista Papel 2020 SI | 0 | 0
3SK1121-2AB40 |  | 3SK1121-2AB40 | 1 | UN | 1 | 1 | A | D | N | N | 85364900 | 1 | 4011209913622 | 0.267 | KG | 287.1 | 279 | CP17 | CP17 | SIRIUS safety relay Basic unit Advanced series Relay enabling circuits 3 NO contacts plus Relay signaling circuit 1 NC contact Us = 24 V DC Spring-type terminal (push-in) | Lista Papel 2020 SI | 0 | 0
3SK1121-2CB41 |  | 3SK1121-2CB41 | 1 | UN | 1 | 2 | A | D | N | N | 85364900 | 1 | 4011209913639 | 0.28 | KG | 359.1 | 349.2 | CP17 | CP17 | SIRIUS safety relay Basic unit Advanced series with time delay 0.05-3 s Relay enabling circuits 2 NO instantaneous 2 NO delayed Us = 24 V DC Spring-type terminal (push-in) | Lista Papel 2020 SI | 0 | 0
3SK1121-2CB42 |  | 3SK1121-2CB42 | 1 | UN | 1 | 1 | A | D | N | N | 85364900 | 1 | 4011209913646 | 0.27 | KG | 359.1 | 349.2 | CP17 | CP17 | SIRIUS safety relay Basic unit Advanced series with time delay 0.5-30 s Relay enabling circuits 2 NO instantaneous 2 NO delayed Us = 24 V DC Spring-type terminal (push-in) | Lista Papel 2020 SI | 0 | 0
3SK1121-2CB44 |  | 3SK1121-2CB44 | 1 | UN | 1 | 5 | B | D | N | N | 85364900 | 1 | 4011209913653 | 0.277 | KG | 359.1 | 349.2 | CP17 | CP17 | SIRIUS safety relay Basic unit Advanced series with time delay 5-300 s Relay enabling circuits 2 NO instantaneous 2 NO delayed Us = 24 V DC Spring-type terminal (push-in) | Lista Papel 2020 SI | 0 | 0
3SK1121-2CB49-0AS0 | M1A | 3SK1121-2CB49-0AS0M1A | 1 | UN | 1 | 7 | C | D | EAR99 | N | 85364900 | 1 |  | 0.263 | KG | 366.3 | 366.3 | CP17 | CP17 | SIRIUS safety relay Basic unit Advanced series with time delay 0.05-3 s Relay enabling circuits 2 NO instantaneous 2 NO delayed Us = 24 V DC Spring-type terminal (push-in) | - | 0 | 9
3SK1122-1AB40 |  | 3SK1122-1AB40 | 1 | UN | 1 | 2 | A | D | EAR99 | N | 85364900 | 1 | 4011209913660 | 0.225 | KG | 216 | 209.7 | CP17 | CP17 | SIRIUS safety relay Basic unit Advanced series 3 electronic enabling circuits 1 electronic signaling circuit Us = 24 V DC screw terminal | Lista Papel 2020 SI | 0 | 0
3SK1122-1CB41 |  | 3SK1122-1CB41 | 1 | UN | 1 | 5 | B | D | EAR99 | N | 85364900 | 1 | 4011209913677 | 0.21 | KG | 216 | 209.7 | CP17 | CP17 | SIRIUS safety relay Basic unit Advanced series with time delay 0.05-3 s electronic enabling circuits 2 NO instantaneous 2 NO delayed Us = 24 V DC screw terminal | Lista Papel 2020 SI | 0 | 0
3SK1122-1CB42 |  | 3SK1122-1CB42 | 1 | UN | 1 | 2 | A | D | EAR99 | N | 85364900 | 1 | 4011209913684 | 0.216 | KG | 216 | 209.7 | CP17 | CP17 | SIRIUS safety relay Basic unit Advanced series with time delay 0.5-30 s electronic enabling circuits 2 NO instantaneous 2 NO delayed Us = 24 V DC screw terminal | Lista Papel 2020 SI | 0 | 0
3SK1122-1CB44 |  | 3SK1122-1CB44 | 1 | UN | 1 | 5 | B | D | EAR99 | N | 85364900 | 1 | 4011209913691 | 0.215 | KG | 216 | 209.7 | CP17 | CP17 | SIRIUS safety relay Basic unit Advanced series with time delay 5-300 s electronic enabling circuits 2 NO instantaneous 2 NO delayed Us = 24 V DC screw terminal | Lista Papel 2020 SI | 0 | 0
3SK1122-2AB40 |  | 3SK1122-2AB40 | 1 | UN | 1 | 2 | A | D | EAR99 | N | 85364900 | 1 | 4011209913707 | 0.197 | KG | 216 | 209.7 | CP17 | CP17 | SIRIUS safety relay Basic unit Advanced series 3 electronic enabling circuits 1 electronic signaling circuit Us = 24 V DC Spring-type terminal (push-in) | Lista Papel 2020 SI | 0 | 0
3SK1122-2CB41 |  | 3SK1122-2CB41 | 1 | UN | 1 | 5 | B | D | EAR99 | N | 85364900 | 1 | 4011209913714 | 0.2 | KG | 216 | 209.7 | CP17 | CP17 | SIRIUS safety relay Basic unit Advanced series with time delay 0.05-3 s electronic enabling circuits 2 NO instantaneous 2 NO delayed Us = 24 V DC Spring-type terminal (push-in) | Lista Papel 2020 SI | 0 | 0
3SK1122-2CB41-Z | X90 | 3SK1122-2CB41-ZX90 | 1 | UN | 1 | 15 | C | D | EAR99 | N | 85364900 | 12 | 4047621045719 | 0.202 | KG | 216 | 216 | CP17 | CP17 | SIRIUS safety relays 12 x basic unit advanced series with time delay 0.05-3 s electronic enabling circuits 2 NO instantaneous 2 NO delayed Us = 24 V DC Spring-type terminal (push-in) | - | 0 | 0
3SK1122-2CB42 |  | 3SK1122-2CB42 | 1 | UN | 1 | 2 | A | D | EAR99 | N | 85364900 | 1 | 4011209913721 | 0.201 | KG | 216 | 209.7 | CP17 | CP17 | SIRIUS safety relay Basic unit Advanced series with time delay 0.5-30 s electronic enabling circuits 2 NO instantaneous 2 NO delayed Us = 24 V DC Spring-type terminal (push-in) | Lista Papel 2020 SI | 0 | 0
3SK1122-2CB42-Z | X90 | 3SK1122-2CB42-ZX90 | 1 | UN | 1 | 15 | C | D | EAR99 | N | 85364900 | 12 | 4047621045726 | 0.198 | KG | 216 | 216 | CP17 | CP17 | SIRIUS safety relays 12 x basic unit advanced series with time delay 0.5-30 s electronic enabling circuits 2 NO instantaneous 2 NO delayed Us = 24 V DC Spring-type terminal (push-in) | - | 0 | 0
3SK1122-2CB44 |  | 3SK1122-2CB44 | 1 | UN | 1 | 5 | B | D | EAR99 | N | 85364900 | 1 | 4011209913738 | 0.199 | KG | 216 | 209.7 | CP17 | CP17 | SIRIUS safety relay Basic unit Advanced series with time delay 5-300 s electronic enabling circuits 2 NO instantaneous 2 NO delayed Us = 24 V DC Spring-type terminal (push-in) | Lista Papel 2020 SI | 0 | 0
3SK1211-1BB00 |  | 3SK1211-1BB00 | 1 | UN | 1 | 5 | B | D | N | N | 85364900 | 1 | 4011209913745 | 0.248 | KG | 208.8 | 202.5 | CP17 | CP17 | SIRIUS safety relay Output expansion 4RO with relay enabling circuits 4 NO contacts plus Relay signaling circuit 1 NC contact Us = 24 V AC screw terminal | Lista Papel 2020 SI | 0 | 0
3SK1211-1BB40 |  | 3SK1211-1BB40 | 1 | UN | 1 | 1 | A | D | N | N | 85364900 | 1 | 4011209913752 | 0.248 | KG | 208.8 | 202.5 | CP17 | CP17 | SIRIUS safety relay Output expansion 4RO with relay enabling circuits 4 NO contacts plus Relay signaling circuit 1 NC contact Us = 24 V DC screw terminal | Lista Papel 2020 SI | 0 | 0
3SK1211-1BW20 |  | 3SK1211-1BW20 | 1 | UN | 1 | 2 | A | D | N | N | 85364900 | 1 | 4011209913769 | 0.261 | KG | 208.8 | 202.5 | CP17 | CP17 | SIRIUS safety relay Output expansion 4RO with relay enabling circuits 4 NO contacts plus Relay signaling circuit 1 NC contact Us = 110-240 V AC/DC screw terminal | Lista Papel 2020 SI | 0 | 0
3SK1211-2BB00 |  | 3SK1211-2BB00 | 1 | UN | 1 | 5 | B | D | N | N | 85364900 | 1 | 4011209913776 | 0.236 | KG | 208.8 | 202.5 | CP17 | CP17 | SIRIUS safety relay Output expansion 4RO with relay enabling circuits 4 NO contacts plus Relay signaling circuit 1 NC contact Us = 24 V AC Spring-type terminal (push-in) | Lista Papel 2020 SI | 0 | 0
3SK1211-2BB40 |  | 3SK1211-2BB40 | 1 | UN | 1 | 1 | A | D | N | N | 85364900 | 1 | 4011209913783 | 0.235 | KG | 208.8 | 202.5 | CP17 | CP17 | SIRIUS safety relay Output expansion 4RO with relay enabling circuits 4 NO contacts plus Relay signaling circuit 1 NC contact Us = 24 V DC Spring-type terminal (push-in) | Lista Papel 2020 SI | 0 | 0
3SK1211-2BW20 |  | 3SK1211-2BW20 | 1 | UN | 1 | 2 | A | D | N | N | 85364900 | 1 | 4011209913790 | 0.249 | KG | 208.8 | 202.5 | CP17 | CP17 | SIRIUS safety relay Output expansion 4RO with relay enabling circuits 4 NO contacts plus Relay signaling circuit 1 NC contact Us = 110-240 V AC/DC Spring-type terminal (push-in) | Lista Papel 2020 SI | 0 | 0
3SK1213-1AB40 |  | 3SK1213-1AB40 | 1 | UN | 1 | 5 | B | D | N | N | 85364900 | 1 | 4011209913806 | 1 | KG | 304.2 | 295.2 | CP17 | CP17 | SIRIUS safety relay Output expansion 3RO Power, with Relay enabling circuits 3 NO contacts plus Relay signaling circuit 1 NC contact Us = 24 V DC screw terminal | Lista Papel 2020 SI | 0 | 0
3SK1213-1AJ20 |  | 3SK1213-1AJ20 | 1 | UN | 1 | 5 | B | D | N | N | 85364900 | 1 | 4011209913813 | 1 | KG | 304.2 | 295.2 | CP17 | CP17 | SIRIUS safety relay Output expansion 3RO Power, with Relay enabling circuits 3 NO contacts plus Relay signaling circuit 1 NC contact Us = 115 V AC screw terminal | Lista Papel 2020 SI | 0 | 0
3SK1213-1AL20 |  | 3SK1213-1AL20 | 1 | UN | 1 | 5 | B | D | N | N | 85364900 | 1 | 4011209913820 | 1 | KG | 304.2 | 295.2 | CP17 | CP17 | SIRIUS safety relay Output expansion 3RO Power, with Relay enabling circuits 3 NO contacts plus Relay signaling circuit 1 NC contact Us = 230 V AC screw terminal | Lista Papel 2020 SI | 0 | 0
3SK1213-2AB40 |  | 3SK1213-2AB40 | 1 | UN | 1 | 5 | B | D | N | N | 85364900 | 1 | 4011209913837 | 1 | KG | 304.2 | 295.2 | CP17 | CP17 | SIRIUS safety relay Output expansion 3RO Power, with Relay enabling circuits 3 NO contacts plus Relay signaling circuit 1 NC contact Us = 24 V DC Spring-type terminal (push-in) | Lista Papel 2020 SI | 0 | 0
3SK1213-2AJ20 |  | 3SK1213-2AJ20 | 1 | UN | 1 | 5 | B | D | N | N | 85364900 | 1 | 4011209913844 | 1 | KG | 304.2 | 295.2 | CP17 | CP17 | SIRIUS safety relay Output expansion 3RO Power, with Relay enabling circuits 3 NO contacts plus Relay signaling circuit 1 NC contact Us = 115 V AC Spring-type terminal (push-in) | Lista Papel 2020 SI | 0 | 0
3SK1213-2AL20 |  | 3SK1213-2AL20 | 1 | UN | 1 | 5 | B | D | N | N | 85364900 | 1 | 4011209913851 | 1 | KG | 304.2 | 295.2 | CP17 | CP17 | SIRIUS safety relay Output expansion 3RO Power, with Relay enabling circuits 3 NO contacts plus Relay signaling circuit 1 NC contact Us = 230 V AC Spring-type terminal (push-in) | Lista Papel 2020 SI | 0 | 0
3SK1220-1AB40 |  | 3SK1220-1AB40 | 1 | UN | 1 | 2 | A | D | EAR99 | N | 85364900 | 1 | 4011209913868 | 0.171 | KG | 171.9 | 167.4 | CP17 | CP17 | SIRIUS safety relay Input expansion Advanced Input expansion for an additional 2-channel or two 1-channel sensors Us = 24 V DC screw terminal | Lista Papel 2020 SI | 0 | 0
3SK1220-2AB40 |  | 3SK1220-2AB40 | 1 | UN | 1 | 2 | A | D | EAR99 | N | 85364900 | 1 | 4011209913875 | 0.165 | KG | 171.9 | 167.4 | CP17 | CP17 | SIRIUS safety relay Input expansion Advanced Input expansion for an additional 2-channel or two 1-channel sensors Us = 24 V DC Spring-type terminal (push-in) | Lista Papel 2020 SI | 0 | 0
3SK1230-1AW20 |  | 3SK1230-1AW20 | 1 | UN | 1 | 2 | A | D | N | N | 85364900 | 1 | 4011209913882 | 0.195 | KG | 143.1 | 139.5 | CP17 | CP17 | SIRIUS safety relay Power supply for 3SK1 Advanced series Us = 110-240 V AC/DC screw terminal | Lista Papel 2020 SI | 0 | 0
3SK1230-2AW20 |  | 3SK1230-2AW20 | 1 | UN | 1 | 2 | A | D | N | N | 85364900 | 1 | 4011209913899 | 0.189 | KG | 143.1 | 139.5 | CP17 | CP17 | SIRIUS safety relay Power supply for 3SK1 Advanced series Us = 110-240 V AC/DC Spring-type terminal (push-in) | Lista Papel 2020 SI | 0 | 0
3SK2112-1AA10 |  | 3SK2112-1AA10 | 1 | UN | 1 | 2 | A | D | EAR99 | N | 85371098 | 1 | 4047621004914 | 0.233 | KG | 442.8 | 442.8 | CP17 | CP17 | SIRIUS safety relay Basic unit 3SK2 series 10 F-DI, 2 F-DQ, 1 DQ, 24 V DC Can be parameterized via SIRIUS Safety ES 22.5 mm overall width screw terminal up to SILCL 3 (DIN EN 62061) Up to Performance Level E (ISO 13849-1) Output expansions 3SK1 and fail-safe motor starters 3RM1 via device connector connectable | - | 0 | 0
3SK2112-2AA10 |  | 3SK2112-2AA10 | 1 | UN | 1 | 2 | A | D | EAR99 | N | 85371098 | 1 | 4047621004938 | 0.213 | KG | 442.8 | 442.8 | CP17 | CP17 | SIRIUS safety relay Basic unit 3SK2 series 10 F-DI, 2 F-DQ, 1 DQ, 24 V DC Can be parameterized via SIRIUS Safety ES 22.5 mm overall width Spring-type terminal (push-in) up to SILCL 3 (DIN EN 62061) Up to Performance Level E (ISO 13849-1) Output expansions 3SK1 and fail-safe motor starters 3RM1 via device connector connectable | - | 0 | 0
3SK2122-1AA10 |  | 3SK2122-1AA10 | 1 | UN | 1 | 2 | A | D | EAR99 | N | 85371098 | 1 | 4047621004921 | 0.403 | KG | 650.7 | 650.7 | CP17 | CP17 | SIRIUS safety relay Basic unit 3SK2 series 20 F-DI, 4 F-DQ, 2 DQ, 24 V DC Can be parameterized via SIRIUS Safety ES 45 mm width screw terminal up to SILCL 3 (DIN EN 62061) Up to Performance Level E (ISO 13849-1) Output expansions 3SK1 and fail-safe motor starters 3RM1 via device connector connectable | - | 0 | 0
3SK2122-2AA10 |  | 3SK2122-2AA10 | 1 | UN | 1 | 2 | A | D | EAR99 | N | 85371098 | 1 | 4047621004587 | 0.42 | KG | 650.7 | 650.7 | CP17 | CP17 | SIRIUS safety relay Basic unit 3SK2 series 20 F-DI, 4 F-DQ, 2 DQ, 24 V DC Can be parameterized via SIRIUS Safety ES 45 mm overall width Spring-type terminal (push-in) up to SILCL 3 (DIN EN 62061) Up to Performance Level E (ISO 13849-1) Output expansions 3SK1 and fail-safe motor starters 3RM1 via device connector connectable | - | 0 | 0
3SK2511-1FA10 |  | 3SK2511-1FA10 | 1 | UN | 1 | 2 | A | D | EAR99 | N | 85371098 | 1 | 4047621057415 | 0.185 | KG | 396 | 396 | CP17 | CP17 | SIRIUS, interface module PROFINET interface for safety relay 3SK2 as of E05 and 3RK31 as of E04 PROFINET IO interface 100 Mbit/s, RJ45 22.5 mm width Screw terminal Can be parameterized via Safety ES without connecting cable |  | 0 | 0
3SK2511-2FA10 |  | 3SK2511-2FA10 | 1 | UN | 1 | 2 | A | D | EAR99 | N | 85371098 | 1 | 4047621057422 | 0.178 | KG | 396 | 396 | CP17 | CP17 | SIRIUS, interface module PROFINET interface for safety relay 3SK2 as of E05 and 3RK31 as of E04 PROFINET IO interface 100 Mbit/s, RJ45 22.5 mm width Spring-type terminal Can be parameterized via Safety ES without connecting cable |  | 0 | 0
3SK2611-3AA00 |  | 3SK2611-3AA00 | 1 | UN | 1 | 2 | A | D | N | N | 85371098 | 1 | 4047621014562 | 107 | G | 425.7 | 425.7 | CP17 | CP17 | SIRIUS, Diagnostics display for 3SK2 and modular Safety system 3RK3 for displaying diagnostics data | - | 0 | 0
3SR9424 |  | 3SR9424 | 1 | UN | 1 | 2 | A | D | N | N | 85392998 | 10 | 4011209032798 | 0.003 | KG | 6.93 | 6.93 | CP20 | CP20 | Incandescent lamp 2W, BA9s, 60 V !!! Phased-out product!!! Successor is SIRIUS ACT 3SU1 |  | 0 | 7
3SU1000-0AA10-0AA0 |  | 3SU1000-0AA10-0AA0 | 1 | UN | 1 | 1 | A | D | N | N | 85389099 | 1 | 4011209955462 | 0.017 | KG | 11.88 | 11.88 | CP20 | CP20 | Pushbutton, 22 mm, round, plastic, black, pushbutton, flat, latching, Push-to-release mechanism | - | 0 | 0
3SU1000-0AA10-0AA0-Z | X90 | 3SU1000-0AA10-0AA0-ZX90 | 1 | UN | 1 | 5 | B | D | N | N | 85389099 | 100 | 4047621051178 | 0.017 | KG | 11.88 | 11.88 | CP20 | CP20 | Pushbutton, 22 mm, round, plastic, black, pushbutton, flat, latching, Push-to-release mechanism, Z=100-unit packaging | - | 0 | 0
3SU1000-0AA10-0AA0-Z | Y10 | 3SU1000-0AA10-0AA0-ZY10 | 1 | UN | 1 | 10 | C | D | EAR99 | N | 85389099 | 1 |  | 0.014 | KG | 16.63 | 16.63 | CP20 | CP20 | Pushbutton, 22 mm, round, plastic, black, pushbutton, flat, latching, Push-to-release mechanism, with laser labeling, upper case and lower case, always upper case at beginning of line | - | 0 | 0
3SU1000-0AA10-0AA0-Z | Y11 | 3SU1000-0AA10-0AA0-ZY11 | 1 | UN | 1 | 10 | C | D | EAR99 | N | 85389099 | 1 |  | 0.014 | KG | 16.63 | 16.63 | CP20 | CP20 | Pushbutton, 22 mm, round, plastic, black, pushbutton, flat, latching, Push-to-release mechanism, with laser labeling, upper case | - | 0 | 0
3SU1000-0AA10-0AA0-Z | Y12 | 3SU1000-0AA10-0AA0-ZY12 | 1 | UN | 1 | 10 | C | D | EAR99 | N | 85389099 | 1 |  | 0.014 | KG | 16.63 | 16.63 | CP20 | CP20 | Pushbutton, 22 mm, round, plastic, black, pushbutton, flat, latching, Push-to-release mechanism, with laser labeling, lower case | - | 0 | 0
3SU1000-0AA10-0AA0-Z | Y13 | 3SU1000-0AA10-0AA0-ZY13 | 1 | UN | 1 | 10 | C | D | EAR99 | N | 85389099 | 1 |  | 0.014 | KG | 16.63 | 16.63 | CP20 | CP20 | Pushbutton, 22 mm, round, plastic, black, pushbutton, flat, latching, Push-to-release mechanism, with laser labeling, symbol number according to, ISO 7000 or IEC 60417 | - | 0 | 0
3SU1000-0AA10-0AA0-Z | Y15 | 3SU1000-0AA10-0AA0-ZY15 | 1 | UN | 1 | 10 | C | D | EAR99 | N | 85389099 | 1 |  | 0.014 | KG | 16.63 | 16.63 | CP20 | CP20 | Pushbutton, 22 mm, round, plastic, black, pushbutton, flat, latching, Push-to-release mechanism, with laser labeling, upper case and lower case, always upper case at the beginning of the word | - | 0 | 0
3SU1000-0AA10-0AA0-Z | Y19 | 3SU1000-0AA10-0AA0-ZY19 | 1 | UN | 1 | 10 | C | D | N | N | 85389099 | 1 |  | 0.017 | KG | 12.83 | 12.83 | CP20 | CP20 | Pushbutton, 22 mm, round, plastic, black, pushbutton, flat, latching, Push-to-release mechanism, with laser labeling, inscription or symbol Customer-specific selection with SIRIUS ACT configurator (CIN) | - | 0 | 0
3SU1000-0AA20-0AA0 |  | 3SU1000-0AA20-0AA0 | 1 | UN | 1 | 1 | A | D | N | N | 85389099 | 1 | 4011209955479 | 0.017 | KG | 11.88 | 11.88 | CP20 | CP20 | Pushbutton, 22 mm, round, plastic, red, pushbutton, flat, latching, Push-to-release mechanism | - | 0 | 0
3SU1000-0AA20-0AA0-Z | X90 | 3SU1000-0AA20-0AA0-ZX90 | 1 | UN | 1 | 5 | B | D | N | N | 85389099 | 100 | 4047621051130 | 0.017 | KG | 11.88 | 11.88 | CP20 | CP20 | Pushbutton, 22 mm, round, plastic, red, pushbutton, flat, latching, Push-to-release mechanism, Z=100-unit packaging | - | 0 | 0
3SU1000-0AA20-0AA0-Z | Y10 | 3SU1000-0AA20-0AA0-ZY10 | 1 | UN | 1 | 10 | C | D | N | N | 85389099 | 1 |  | 0.017 | KG | 16.63 | 16.63 | CP20 | CP20 | Pushbutton, 22 mm, round, plastic, red, pushbutton, flat, latching, Push-to-release mechanism, with laser labeling, upper case and lower case, always upper case at beginning of line | - | 0 | 0
3SU1000-0AA20-0AA0-Z | Y11 | 3SU1000-0AA20-0AA0-ZY11 | 1 | UN | 1 | 10 | C | D | N | N | 85389099 | 1 |  | 0.014 | KG | 16.63 | 16.63 | CP20 | CP20 | Pushbutton, 22 mm, round, plastic, red, pushbutton, flat, latching, Push-to-release mechanism, with laser labeling, upper case | - | 0 | 0
3SU1000-0AA20-0AA0-Z | Y12 | 3SU1000-0AA20-0AA0-ZY12 | 1 | UN | 1 | 10 | C | D | N | N | 85389099 | 1 |  | 0.014 | KG | 16.63 | 16.63 | CP20 | CP20 | Pushbutton, 22 mm, round, plastic, red, pushbutton, flat, latching, Push-to-release mechanism, with laser labeling, lower case | - | 0 | 0
3SU1000-0AA20-0AA0-Z | Y13 | 3SU1000-0AA20-0AA0-ZY13 | 1 | UN | 1 | 10 | C | D | N | N | 85389099 | 1 |  | 0.014 | KG | 16.63 | 16.63 | CP20 | CP20 | Pushbutton, 22 mm, round, plastic, red, pushbutton, flat, latching, Push-to-release mechanism, with laser labeling, symbol number according to, ISO 7000 or IEC 60417 | - | 0 | 0
3SU1000-0AA20-0AA0-Z | Y15 | 3SU1000-0AA20-0AA0-ZY15 | 1 | UN | 1 | 10 | C | D | N | N | 85389099 | 1 |  | 0.014 | KG | 16.63 | 16.63 | CP20 | CP20 | Pushbutton, 22 mm, round, plastic, red, pushbutton, flat, latching, Push-to-release mechanism, with laser labeling, upper case and lower case, always upper case at the beginning of the word | - | 0 | 0
3SU1000-0AA20-0AA0-Z | Y19 | 3SU1000-0AA20-0AA0-ZY19 | 1 | UN | 1 | 10 | C | D | N | N | 85389099 | 1 |  | 0.023 | KG | 12.83 | 12.83 | CP20 | CP20 | Pushbutton, 22 mm, round, plastic, red, pushbutton, flat, latching, Push-to-release mechanism, with laser labeling, inscription or symbol Customer-specific selection with SIRIUS ACT configurator (CIN) | - | 0 | 0
3SU1000-0AA30-0AA0 |  | 3SU1000-0AA30-0AA0 | 1 | UN | 1 | 3 | B | D | N | N | 85389099 | 1 | 4011209955486 | 0.019 | KG | 11.88 | 11.88 | CP20 | CP20 | Pushbutton, 22 mm, round, plastic, yellow, pushbutton, flat, latching, Push-to-release mechanism | - | 0 | 0
3SU1000-0AA30-0AA0-Z | X90 | 3SU1000-0AA30-0AA0-ZX90 | 1 | UN | 1 | 5 | B | D | N | N | 85389099 | 100 | 4047621051161 | 0.017 | KG | 11.88 | 11.88 | CP20 | CP20 | Pushbutton, 22 mm, round, plastic, yellow, pushbutton, flat, latching, Push-to-release mechanism, Z=100-unit packaging | - | 0 | 0
3SU1000-0AA30-0AA0-Z | Y10 | 3SU1000-0AA30-0AA0-ZY10 | 1 | UN | 1 | 10 | C | D | N | N | 85389099 | 1 |  | 0.017 | KG | 16.63 | 16.63 | CP20 | CP20 | Pushbutton, 22 mm, round, plastic, yellow, pushbutton, flat, latching, Push-to-release mechanism, with laser labeling, upper case and lower case, always upper case at beginning of line | - | 0 | 0
3SU1000-0AA30-0AA0-Z | Y11 | 3SU1000-0AA30-0AA0-ZY11 | 1 | UN | 1 | 10 | C | D | N | N | 85389099 | 1 |  | 0.017 | KG | 16.63 | 16.63 | CP20 | CP20 | Pushbutton, 22 mm, round, plastic, yellow, pushbutton, flat, latching, Push-to-release mechanism, with laser labeling, upper case | - | 0 | 0
3SU1000-0AA30-0AA0-Z | Y12 | 3SU1000-0AA30-0AA0-ZY12 | 1 | UN | 1 | 10 | C | D | N | N | 85389099 | 1 |  | 0.017 | KG | 16.63 | 16.63 | CP20 | CP20 | Pushbutton, 22 mm, round, plastic, yellow, pushbutton, flat, latching, Push-to-release mechanism, with laser labeling, lower case | - | 0 | 0
3SU1000-0AA30-0AA0-Z | Y13 | 3SU1000-0AA30-0AA0-ZY13 | 1 | UN | 1 | 10 | C | D | N | N | 85389099 | 1 |  | 0.017 | KG | 16.63 | 16.63 | CP20 | CP20 | Pushbutton, 22 mm, round, plastic, yellow, pushbutton, flat, latching, Push-to-release mechanism, with laser labeling, symbol number according to, ISO 7000 or IEC 60417 | - | 0 | 0
3SU1000-0AA30-0AA0-Z | Y15 | 3SU1000-0AA30-0AA0-ZY15 | 1 | UN | 1 | 10 | C | D | N | N | 85389099 | 1 |  | 0.017 | KG | 16.63 | 16.63 | CP20 | CP20 | Pushbutton, 22 mm, round, plastic, yellow, pushbutton, flat, latching, Push-to-release mechanism, with laser labeling, upper case and lower case, always upper case at the beginning of the word | - | 0 | 0
3SU1000-0AA30-0AA0-Z | Y19 | 3SU1000-0AA30-0AA0-ZY19 | 1 | UN | 1 | 10 | C | D | N | N | 85389099 | 1 |  | 0.016 | KG | 12.83 | 12.83 | CP20 | CP20 | Pushbutton, 22 mm, round, plastic, yellow, pushbutton, flat, latching, Push-to-release mechanism, with laser labeling, inscription or symbol Customer-specific selection with SIRIUS ACT configurator (CIN) | - | 0 | 0
3SU1000-0AA40-0AA0 |  | 3SU1000-0AA40-0AA0 | 1 | UN | 1 | 1 | A | D | N | N | 85389099 | 1 | 4011209955493 | 0.017 | KG | 11.88 | 11.88 | CP20 | CP20 | Pushbutton, 22 mm, round, plastic, green, pushbutton, flat, latching, Push-to-release mechanism | - | 0 | 0
3SU1000-0AA40-0AA0-Z | X90 | 3SU1000-0AA40-0AA0-ZX90 | 1 | UN | 1 | 5 | B | D | N | N | 85389099 | 100 | 4047621051185 | 0.017 | KG | 11.88 | 11.88 | CP20 | CP20 | Pushbutton, 22 mm, round, plastic, green, pushbutton, flat, latching, Push-to-release mechanism, Z=100-unit packaging | - | 0 | 0
3SU1000-0AA40-0AA0-Z | Y10 | 3SU1000-0AA40-0AA0-ZY10 | 1 | UN | 1 | 10 | C | D | EAR99 | N | 85389099 | 1 |  | 0.014 | KG | 16.63 | 16.63 | CP20 | CP20 | Pushbutton, 22 mm, round, plastic, green, pushbutton, flat, latching, Push-to-release mechanism, with laser labeling, upper case and lower case, always upper case at beginning of line | - | 0 | 0
3SU1000-0AA40-0AA0-Z | Y11 | 3SU1000-0AA40-0AA0-ZY11 | 1 | UN | 1 | 10 | C | D | EAR99 | N | 85389099 | 1 |  | 0.014 | KG | 16.63 | 16.63 | CP20 | CP20 | Pushbutton, 22 mm, round, plastic, green, pushbutton, flat, latching, Push-to-release mechanism, with laser labeling, upper case | - | 0 | 0
3SU1000-0AA40-0AA0-Z | Y12 | 3SU1000-0AA40-0AA0-ZY12 | 1 | UN | 1 | 10 | C | D | EAR99 | N | 85389099 | 1 |  | 0.014 | KG | 16.63 | 16.63 | CP20 | CP20 | Pushbutton, 22 mm, round, plastic, green, pushbutton, flat, latching, Push-to-release mechanism, with laser labeling, lower case | - | 0 | 0
3SU1000-0AA40-0AA0-Z | Y13 | 3SU1000-0AA40-0AA0-ZY13 | 1 | UN | 1 | 10 | C | D | EAR99 | N | 85389099 | 1 |  | 0.014 | KG | 16.63 | 16.63 | CP20 | CP20 | Pushbutton, 22 mm, round, plastic, green, pushbutton, flat, latching, Push-to-release mechanism, with laser labeling, symbol number according to, ISO 7000 or IEC 60417 | - | 0 | 0
3SU1000-0AA40-0AA0-Z | Y15 | 3SU1000-0AA40-0AA0-ZY15 | 1 | UN | 1 | 10 | C | D | EAR99 | N | 85389099 | 1 |  | 0.014 | KG | 16.63 | 16.63 | CP20 | CP20 | Pushbutton, 22 mm, round, plastic, green, pushbutton, flat, latching, Push-to-release mechanism, with laser labeling, upper case and lower case, always upper case at the beginning of the word | - | 0 | 0
3SU1000-0AA40-0AA0-Z | Y19 | 3SU1000-0AA40-0AA0-ZY19 | 1 | UN | 1 | 10 | C | D | EAR99 | N | 85389099 | 1 |  | 0.014 | KG | 12.83 | 12.83 | CP20 | CP20 | Pushbutton, 22 mm, round, plastic, green, pushbutton, flat, latching, Push-to-release mechanism, with laser labeling, inscription or symbol Customer-specific selection with SIRIUS ACT configurator (CIN) | - | 0 | 0
3SU1000-0AA50-0AA0 |  | 3SU1000-0AA50-0AA0 | 1 | UN | 1 | 1 | A | D | N | N | 85389099 | 1 | 4011209955509 | 0.017 | KG | 11.88 | 11.88 | CP20 | CP20 | Pushbutton, 22 mm, round, plastic, blue, pushbutton, flat, latching, Push-to-release mechanism | - | 0 | 0
3SU1000-0AA50-0AA0-Z | X90 | 3SU1000-0AA50-0AA0-ZX90 | 1 | UN | 1 | 5 | B | D | N | N | 85389099 | 100 | 4047621051192 | 0.017 | KG | 11.88 | 11.88 | CP20 | CP20 | Pushbutton, 22 mm, round, plastic, blue, pushbutton, flat, latching, Push-to-release mechanism, Z=100-unit packaging | - | 0 | 0
3SU1000-0AA50-0AA0-Z | Y10 | 3SU1000-0AA50-0AA0-ZY10 | 1 | UN | 1 | 10 | C | D | EAR99 | N | 85389099 | 1 |  | 0.014 | KG | 16.63 | 16.63 | CP20 | CP20 | Pushbutton, 22 mm, round, plastic, blue, pushbutton, flat, latching, Push-to-release mechanism, with laser labeling, upper case and lower case, always upper case at beginning of line | - | 0 | 0
3SU1000-0AA50-0AA0-Z | Y11 | 3SU1000-0AA50-0AA0-ZY11 | 1 | UN | 1 | 10 | C | D | EAR99 | N | 85389099 | 1 |  | 0.014 | KG | 16.63 | 16.63 | CP20 | CP20 | Pushbutton, 22 mm, round, plastic, blue, pushbutton, flat, latching, Push-to-release mechanism, with laser labeling, upper case | - | 0 | 0
3SU1000-0AA50-0AA0-Z | Y12 | 3SU1000-0AA50-0AA0-ZY12 | 1 | UN | 1 | 10 | C | D | EAR99 | N | 85389099 | 1 |  | 0.014 | KG | 16.63 | 16.63 | CP20 | CP20 | Pushbutton, 22 mm, round, plastic, blue, pushbutton, flat, latching, Push-to-release mechanism, with laser labeling, lower case | - | 0 | 0
3SU1000-0AA50-0AA0-Z | Y13 | 3SU1000-0AA50-0AA0-ZY13 | 1 | UN | 1 | 10 | C | D | EAR99 | N | 85389099 | 1 |  | 0.014 | KG | 16.63 | 16.63 | CP20 | CP20 | Pushbutton, 22 mm, round, plastic, blue, pushbutton, flat, latching, Push-to-release mechanism, with laser labeling, symbol number according to, ISO 7000 or IEC 60417 | - | 0 | 0
3SU1000-0AA50-0AA0-Z | Y15 | 3SU1000-0AA50-0AA0-ZY15 | 1 | UN | 1 | 10 | C | D | EAR99 | N | 85389099 | 1 |  | 0.014 | KG | 16.63 | 16.63 | CP20 | CP20 | Pushbutton, 22 mm, round, plastic, blue, pushbutton, flat, latching, Push-to-release mechanism, with laser labeling, upper case and lower case, always upper case at the beginning of the word | - | 0 | 0
3SU1000-0AA50-0AA0-Z | Y19 | 3SU1000-0AA50-0AA0-ZY19 | 1 | UN | 1 | 10 | C | D | EAR99 | N | 85389099 | 1 |  | 0.014 | KG | 12.83 | 12.83 | CP20 | CP20 | Pushbutton, 22 mm, round, plastic, blue, pushbutton, flat, latching, Push-to-release mechanism, with laser labeling, inscription or symbol Customer-specific selection with SIRIUS ACT configurator (CIN) | - | 0 | 0
3SU1000-0AA60-0AA0 |  | 3SU1000-0AA60-0AA0 | 1 | UN | 1 | 1 | A | D | N | N | 85389099 | 1 | 4011209955516 | 0.015 | KG | 11.88 | 11.88 | CP20 | CP20 | Pushbutton, 22 mm, round, plastic, white, pushbutton, flat, latching, Push-to-release mechanism | - | 0 | 0
3SU1000-0AA60-0AA0-Z | X90 | 3SU1000-0AA60-0AA0-ZX90 | 1 | UN | 1 | 5 | B | D | N | N | 85389099 | 100 | 4047621051208 | 0.017 | KG | 11.88 | 11.88 | CP20 | CP20 | Pushbutton, 22 mm, round, plastic, white, pushbutton, flat, latching, Push-to-release mechanism, Z=100-unit packaging | - | 0 | 0
3SU1000-0AA60-0AA0-Z | Y10 | 3SU1000-0AA60-0AA0-ZY10 | 1 | UN | 1 | 10 | C | D | N | N | 85389099 | 1 |  | 0.017 | KG | 16.63 | 16.63 | CP20 | CP20 | Pushbutton, 22 mm, round, plastic, white, pushbutton, flat, latching, Push-to-release mechanism, with laser labeling, upper case and lower case, always upper case at beginning of line | - | 0 | 0
3SU1000-0AA60-0AA0-Z | Y11 | 3SU1000-0AA60-0AA0-ZY11 | 1 | UN | 1 | 10 | C | D | N | N | 85389099 | 1 |  | 0.017 | KG | 16.63 | 16.63 | CP20 | CP20 | Pushbutton, 22 mm, round, plastic, white, pushbutton, flat, latching, Push-to-release mechanism, with laser labeling, upper case | - | 0 | 0
3SU1000-0AA60-0AA0-Z | Y12 | 3SU1000-0AA60-0AA0-ZY12 | 1 | UN | 1 | 10 | C | D | N | N | 85389099 | 1 |  | 0.017 | KG | 16.63 | 16.63 | CP20 | CP20 | Pushbutton, 22 mm, round, plastic, white, pushbutton, flat, latching, Push-to-release mechanism, with laser labeling, lower case | - | 0 | 0
3SU1000-0AA60-0AA0-Z | Y13 | 3SU1000-0AA60-0AA0-ZY13 | 1 | UN | 1 | 10 | C | D | N | N | 85389099 | 1 |  | 0.017 | KG | 16.63 | 16.63 | CP20 | CP20 | Pushbutton, 22 mm, round, plastic, white, pushbutton, flat, latching, Push-to-release mechanism, with laser labeling, symbol number according to, ISO 7000 or IEC 60417 | - | 0 | 0
3SU1000-0AA60-0AA0-Z | Y15 | 3SU1000-0AA60-0AA0-ZY15 | 1 | UN | 1 | 10 | C | D | N | N | 85389099 | 1 |  | 0.017 | KG | 16.63 | 16.63 | CP20 | CP20 | Pushbutton, 22 mm, round, plastic, white, pushbutton, flat, latching, Push-to-release mechanism, with laser labeling, upper case and lower case, always upper case at the beginning of the word | - | 0 | 0
3SU1000-0AA60-0AA0-Z | Y19 | 3SU1000-0AA60-0AA0-ZY19 | 1 | UN | 1 | 10 | C | D | N | N | 85389099 | 1 |  | 0.022 | KG | 12.83 | 12.83 | CP20 | CP20 | Pushbutton, 22 mm, round, plastic, white, pushbutton, flat, latching, Push-to-release mechanism, with laser labeling, inscription or symbol Customer-specific selection with SIRIUS ACT configurator (CIN) | - | 0 | 0
3SU1000-0AB10-0AA0 |  | 3SU1000-0AB10-0AA0 | 1 | UN | 1 | 1 | A | D | N | N | 85389099 | 1 | 4011209956667 | 0.015 | KG | 5.11 | 4.97 | CP20 | CP20 | Pushbutton, 22 mm, round, plastic, black, pushbutton, flat, momentary contact type | Lista Papel 2020 SI | 0 | 0
3SU1000-0AB10-0AA0-Z | X90 | 3SU1000-0AB10-0AA0-ZX90 | 1 | UN | 1 | 5 | B | D | N | N | 85389099 | 100 | 4047621030364 | 0.017 | KG | 5.11 | 5.11 | CP20 | CP20 | Pushbutton, 22 mm, round, plastic, black, pushbutton, flat, momentary contact type, Z=100-unit packaging | - | 0 | 0
3SU1000-0AB10-0AA0-Z | Y10 | 3SU1000-0AB10-0AA0-ZY10 | 1 | UN | 1 | 10 | C | D | N | N | 85389099 | 1 |  | 0.014 | KG | 9.88 | 9.88 | CP20 | CP20 | Pushbutton, 22 mm, round, plastic, black, pushbutton, flat, momentary contact type, with laser labeling, upper case and lower case, always upper case at beginning of line | - | 0 | 0
3SU1000-0AB10-0AA0-Z | Y11 | 3SU1000-0AB10-0AA0-ZY11 | 1 | UN | 1 | 10 | C | D | N | N | 85389099 | 1 |  | 0.02 | KG | 9.88 | 9.88 | CP20 | CP20 | Pushbutton, 22 mm, round, plastic, black, pushbutton, flat, momentary contact type, with laser labeling, upper case | - | 0 | 0
3SU1000-0AB10-0AA0-Z | Y12 | 3SU1000-0AB10-0AA0-ZY12 | 1 | UN | 1 | 10 | C | D | N | N | 85389099 | 1 |  | 0.014 | KG | 9.88 | 9.88 | CP20 | CP20 | Pushbutton, 22 mm, round, plastic, black, pushbutton, flat, momentary contact type, with laser labeling, lower case | - | 0 | 0
3SU1000-0AB10-0AA0-Z | Y13 | 3SU1000-0AB10-0AA0-ZY13 | 1 | UN | 1 | 10 | C | D | N | N | 85389099 | 1 |  | 0.02 | KG | 9.88 | 9.88 | CP20 | CP20 | Pushbutton, 22 mm, round, plastic, black, pushbutton, flat, momentary contact type, with laser labeling, symbol number according to, ISO 7000 or IEC 60417 | - | 0 | 0
3SU1000-0AB10-0AA0-Z | Y15 | 3SU1000-0AB10-0AA0-ZY15 | 1 | UN | 1 | 10 | C | D | N | N | 85389099 | 1 |  | 0.02 | KG | 9.88 | 9.88 | CP20 | CP20 | Pushbutton, 22 mm, round, plastic, black, pushbutton, flat, momentary contact type, with laser labeling, upper case and lower case, always upper case at the beginning of the word | - | 0 | 0
3SU1000-0AB10-0AA0-Z | Y19 | 3SU1000-0AB10-0AA0-ZY19 | 1 | UN | 1 | 10 | C | D | N | N | 85389099 | 1 |  | 0.025 | KG | 6.06 | 6.06 | CP20 | CP20 | Pushbutton, 22 mm, round, plastic, black, pushbutton, flat, momentary contact type, with laser labeling, inscription or symbol Customer-specific selection with SIRIUS ACT configurator (CIN) | - | 0 | 0
3SU1000-0AB10-0AD0 |  | 3SU1000-0AB10-0AD0 | 1 | UN | 1 | 1 | A | D | N | N | 85389099 | 1 | 4011209955240 | 0.019 | KG | 6.8 | 6.61 | CP20 | CP20 | Pushbutton, 22 mm, round, plastic, black, inscription: O, pushbutton, flat, momentary contact type | Lista Papel 2020 SI | 0 | 0
3SU1000-0AB10-0AD0-Z | X90 | 3SU1000-0AB10-0AD0-ZX90 | 1 | UN | 1 | 5 | B | D | EAR99 | N | 85389099 | 100 |  | 0.014 | KG | 6.8 | 6.8 | CP20 | CP20 | Pushbutton, 22 mm, round, plastic, black, inscription: O, pushbutton, flat, momentary contact type, Z=100-unit packaging | - | 0 | 0
3SU1000-0AB20-0AA0 |  | 3SU1000-0AB20-0AA0 | 1 | UN | 1 | 1 | A | D | N | N | 85389099 | 1 | 4011209947146 | 0.015 | KG | 5.11 | 4.97 | CP20 | CP20 | Pushbutton, 22 mm, round, plastic, red, pushbutton, flat momentary contact type | Lista Papel 2020 SI | 0 | 0
3SU1000-0AB20-0AA0-Z | X90 | 3SU1000-0AB20-0AA0-ZX90 | 1 | UN | 1 | 5 | B | D | N | N | 85389099 | 100 | 4047621000091 | 0.019 | KG | 5.11 | 5.11 | CP20 | CP20 | Pushbutton, 22 mm, round, plastic, red, pushbutton, flat momentary contact type, Z=100-unit packaging | - | 0 | 0
3SU1000-0AB20-0AA0-Z | Y10 | 3SU1000-0AB20-0AA0-ZY10 | 1 | UN | 1 | 10 | C | D | N | N | 85389099 | 1 |  | 0.018 | KG | 9.88 | 9.88 | CP20 | CP20 | Pushbutton, 22 mm, round, plastic, red, pushbutton, flat momentary contact type, with laser labeling, upper case and lower case, always upper case at beginning of line | - | 0 | 0
3SU1000-0AB20-0AA0-Z | Y11 | 3SU1000-0AB20-0AA0-ZY11 | 1 | UN | 1 | 10 | C | D | N | N | 85389099 | 1 |  | 0.019 | KG | 9.88 | 9.88 | CP20 | CP20 | Pushbutton, 22 mm, round, plastic, red, pushbutton, flat momentary contact type, with laser labeling, upper case | - | 0 | 0
3SU1000-0AB20-0AA0-Z | Y12 | 3SU1000-0AB20-0AA0-ZY12 | 1 | UN | 1 | 10 | C | D | N | N | 85389099 | 1 |  | 0.014 | KG | 9.88 | 9.88 | CP20 | CP20 | Pushbutton, 22 mm, round, plastic, red, pushbutton, flat momentary contact type, with laser labeling, lower case | - | 0 | 0
3SU1000-0AB20-0AA0-Z | Y13 | 3SU1000-0AB20-0AA0-ZY13 | 1 | UN | 1 | 10 | C | D | N | N | 85389099 | 1 |  | 0.015 | KG | 9.88 | 9.88 | CP20 | CP20 | Pushbutton, 22 mm, round, plastic, red, pushbutton, flat momentary contact type, with laser labeling, symbol number according to, ISO 7000 or IEC 60417 | - | 0 | 0
3SU1000-0AB20-0AA0-Z | Y15 | 3SU1000-0AB20-0AA0-ZY15 | 1 | UN | 1 | 10 | C | D | N | N | 85389099 | 1 |  | 0.019 | KG | 9.88 | 9.88 | CP20 | CP20 | Pushbutton, 22 mm, round, plastic, red, pushbutton, flat momentary contact type, with laser labeling, upper case and lower case, always upper case at the beginning of the word | - | 0 | 0
3SU1000-0AB20-0AA0-Z | Y19 | 3SU1000-0AB20-0AA0-ZY19 | 1 | UN | 1 | 10 | C | D | N | N | 85389099 | 1 |  | 0.019 | KG | 6.06 | 6.06 | CP20 | CP20 | Pushbutton, 22 mm, round, plastic, red, pushbutton, flat momentary contact type, with laser labeling, inscription or symbol Customer-specific selection with SIRIUS ACT configurator (CIN) | - | 0 | 0
3SU1000-0AB20-0AD0 |  | 3SU1000-0AB20-0AD0 | 1 | UN | 1 | 1 | A | D | N | N | 85389099 | 1 | 4011209955226 | 0.019 | KG | 6.8 | 6.61 | CP20 | CP20 | Pushbutton, 22 mm, round, plastic, red, inscription: O, pushbutton, flat, momentary contact type | Lista Papel 2020 SI | 0 | 0
3SU1000-0AB20-0AD0-Z | X90 | 3SU1000-0AB20-0AD0-ZX90 | 1 | UN | 1 | 5 | B | D | N | N | 85389099 | 100 | 4047621030227 | 0.019 | KG | 6.8 | 6.8 | CP20 | CP20 | Pushbutton, 22 mm, round, plastic, red, inscription: O, pushbutton, flat, momentary contact type, Z=100-unit packaging | - | 0 | 0
3SU1000-0AB20-0AD0-Z | Y19 | 3SU1000-0AB20-0AD0-ZY19 | 1 | UN | 1 | 10 | C | D | N | N | 85389099 | 1 |  | 0.019 | KG | 7.75 | 7.75 | CP20 | CP20 | Pushbutton, 22 mm, round, plastic, red, inscription: O, pushbutton, flat, momentary contact type, customer-specific selection with SIRIUS ACT configurator (CIN) | - | 0 | 0
3SU1000-0AB30-0AA0 |  | 3SU1000-0AB30-0AA0 | 1 | UN | 1 | 1 | A | D | N | N | 85389099 | 1 | 4011209947153 | 0.015 | KG | 5.11 | 4.97 | CP20 | CP20 | Pushbutton, 22 mm, round, plastic, yellow, pushbutton, flat momentary contact type | Lista Papel 2020 SI | 0 | 0
3SU1000-0AB30-0AA0-Z | X90 | 3SU1000-0AB30-0AA0-ZX90 | 1 | UN | 1 | 5 | B | D | N | N | 85389099 | 100 | 4047621030371 | 0.018 | KG | 5.11 | 5.11 | CP20 | CP20 | Pushbutton, 22 mm, round, plastic, yellow, pushbutton, flat momentary contact type, Z=100-unit packaging | - | 0 | 0
3SU1000-0AB30-0AA0-Z | Y10 | 3SU1000-0AB30-0AA0-ZY10 | 1 | UN | 1 | 10 | C | D | N | N | 85389099 | 1 |  | 0.014 | KG | 9.88 | 9.88 | CP20 | CP20 | Pushbutton, 22 mm, round, plastic, yellow, pushbutton, flat momentary contact type, with laser labeling, upper case and lower case, always upper case at beginning of line | - | 0 | 0
3SU1000-0AB30-0AA0-Z | Y11 | 3SU1000-0AB30-0AA0-ZY11 | 1 | UN | 1 | 10 | C | D | N | N | 85389099 | 1 |  | 0.025 | KG | 9.88 | 9.88 | CP20 | CP20 | Pushbutton, 22 mm, round, plastic, yellow, pushbutton, flat momentary contact type, with laser labeling, upper case | - | 0 | 0
3SU1000-0AB30-0AA0-Z | Y12 | 3SU1000-0AB30-0AA0-ZY12 | 1 | UN | 1 | 10 | C | D | N | N | 85389099 | 1 |  | 0.014 | KG | 9.88 | 9.88 | CP20 | CP20 | Pushbutton, 22 mm, round, plastic, yellow, pushbutton, flat momentary contact type, with laser labeling, lower case | - | 0 | 0
3SU1000-0AB30-0AA0-Z | Y13 | 3SU1000-0AB30-0AA0-ZY13 | 1 | UN | 1 | 10 | C | D | N | N | 85389099 | 1 |  | 0.014 | KG | 9.88 | 9.88 | CP20 | CP20 | Pushbutton, 22 mm, round, plastic, yellow, pushbutton, flat momentary contact type, with laser labeling, symbol number according to, ISO 7000 or IEC 60417 | - | 0 | 0
3SU1000-0AB30-0AA0-Z | Y15 | 3SU1000-0AB30-0AA0-ZY15 | 1 | UN | 1 | 10 | C | D | N | N | 85389099 | 1 |  | 0.014 | KG | 9.88 | 9.88 | CP20 | CP20 | Pushbutton, 22 mm, round, plastic, yellow, pushbutton, flat momentary contact type, with laser labeling, upper case and lower case, always upper case at the beginning of the word | - | 0 | 0
3SU1000-0AB30-0AA0-Z | Y19 | 3SU1000-0AB30-0AA0-ZY19 | 1 | UN | 1 | 10 | C | D | N | N | 85389099 | 1 |  | 0.018 | KG | 6.06 | 6.06 | CP20 | CP20 | Pushbutton, 22 mm, round, plastic, yellow, pushbutton, flat momentary contact type, with laser labeling, inscription or symbol Customer-specific selection with SIRIUS ACT configurator (CIN) | - | 0 | 0
3SU1000-0AB40-0AA0 |  | 3SU1000-0AB40-0AA0 | 1 | UN | 1 | 1 | A | D | N | N | 85389099 | 1 | 4011209937819 | 0.015 | KG | 5.11 | 4.97 | CP20 | CP20 | Pushbutton, 22 mm, round, plastic, green, pushbutton, flat momentary contact type | Lista Papel 2020 SI | 0 | 0
3SU1000-0AB40-0AA0-Z | X90 | 3SU1000-0AB40-0AA0-ZX90 | 1 | UN | 1 | 5 | B | D | N | N | 85389099 | 100 | 4047621030388 | 0.018 | KG | 5.11 | 5.11 | CP20 | CP20 | Pushbutton, 22 mm, round, plastic, green, pushbutton, flat momentary contact type, Z=100-unit packaging | - | 0 | 0
3SU1000-0AB40-0AA0-Z | Y10 | 3SU1000-0AB40-0AA0-ZY10 | 1 | UN | 1 | 10 | C | D | N | N | 85389099 | 1 |  | 0.02 | KG | 9.88 | 9.88 | CP20 | CP20 | Pushbutton, 22 mm, round, plastic, green, pushbutton, flat momentary contact type, with laser labeling, upper case and lower case, always upper case at beginning of line | - | 0 | 0
3SU1000-0AB40-0AA0-Z | Y11 | 3SU1000-0AB40-0AA0-ZY11 | 1 | UN | 1 | 10 | C | D | N | N | 85389099 | 1 |  | 0.02 | KG | 9.88 | 9.88 | CP20 | CP20 | Pushbutton, 22 mm, round, plastic, green, pushbutton, flat momentary contact type, with laser labeling, upper case | - | 0 | 0
3SU1000-0AB40-0AA0-Z | Y12 | 3SU1000-0AB40-0AA0-ZY12 | 1 | UN | 1 | 10 | C | D | N | N | 85389099 | 1 |  | 0.014 | KG | 9.88 | 9.88 | CP20 | CP20 | Pushbutton, 22 mm, round, plastic, green, pushbutton, flat momentary contact type, with laser labeling, lower case | - | 0 | 0
3SU1000-0AB40-0AA0-Z | Y13 | 3SU1000-0AB40-0AA0-ZY13 | 1 | UN | 1 | 10 | C | D | N | N | 85389099 | 1 |  | 0.014 | KG | 9.88 | 9.88 | CP20 | CP20 | Pushbutton, 22 mm, round, plastic, green, pushbutton, flat momentary contact type, with laser labeling, symbol number according to, ISO 7000 or IEC 60417 | - | 0 | 0
3SU1000-0AB40-0AA0-Z | Y15 | 3SU1000-0AB40-0AA0-ZY15 | 1 | UN | 1 | 10 | C | D | N | N | 85389099 | 1 |  | 0.025 | KG | 9.88 | 9.88 | CP20 | CP20 | Pushbutton, 22 mm, round, plastic, green, pushbutton, flat momentary contact type, with laser labeling, upper case and lower case, always upper case at the beginning of the word | - | 0 | 0
3SU1000-0AB40-0AA0-Z | Y19 | 3SU1000-0AB40-0AA0-ZY19 | 1 | UN | 1 | 10 | C | D | N | N | 85389099 | 1 |  | 0.02 | KG | 6.06 | 6.06 | CP20 | CP20 | Pushbutton, 22 mm, round, plastic, green, pushbutton, flat momentary contact type, with laser labeling, inscription or symbol Customer-specific selection with SIRIUS ACT configurator (CIN) | - | 0 | 0
3SU1000-0AB40-0AC0 |  | 3SU1000-0AB40-0AC0 | 1 | UN | 1 | 1 | A | D | N | N | 85389099 | 1 | 4011209956704 | 0.019 | KG | 6.8 | 6.61 | CP20 | CP20 | Pushbutton, 22 mm, round, plastic, green, inscription: I, pushbutton, flat, momentary contact type | Lista Papel 2020 SI | 0 | 0
3SU1000-0AB40-0AC0-Z | X90 | 3SU1000-0AB40-0AC0-ZX90 | 1 | UN | 1 | 5 | B | D | EAR99 | N | 85389099 | 100 |  | 0.014 | KG | 6.8 | 6.8 | CP20 | CP20 | Pushbutton, 22 mm, round, plastic, green, inscription: I, pushbutton, flat, momentary contact type, Z=100-unit packaging | - | 0 | 0
3SU1000-0AB40-0AC0-Z | Y19 | 3SU1000-0AB40-0AC0-ZY19 | 1 | UN | 1 | 10 | C | D | N | N | 85389099 | 1 |  | 0.019 | KG | 7.75 | 7.75 | CP20 | CP20 | Pushbutton, 22 mm, round, plastic, green, inscription: I, pushbutton, flat, momentary contact type, customer-specific selection with SIRIUS ACT configurator (CIN) | - | 0 | 0
3SU1000-0AB50-0AA0 |  | 3SU1000-0AB50-0AA0 | 1 | UN | 1 | 1 | A | D | N | N | 85389099 | 1 | 4011209947122 | 0.015 | KG | 5.11 | 4.97 | CP20 | CP20 | Pushbutton, 22 mm, round, plastic, blue, pushbutton, flat momentary contact type | Lista Papel 2020 SI | 0 | 0
3SU1000-0AB50-0AA0-Z | X90 | 3SU1000-0AB50-0AA0-ZX90 | 1 | UN | 1 | 5 | B | D | N | N | 85389099 | 100 | 4047621030395 | 0.019 | KG | 5.11 | 5.11 | CP20 | CP20 | Pushbutton, 22 mm, round, plastic, blue, pushbutton, flat momentary contact type, Z=100-unit packaging | - | 0 | 0
3SU1000-0AB50-0AA0-Z | Y10 | 3SU1000-0AB50-0AA0-ZY10 | 1 | UN | 1 | 10 | C | D | N | N | 85389099 | 1 |  | 0.014 | KG | 9.88 | 9.88 | CP20 | CP20 | Pushbutton, 22 mm, round, plastic, blue, pushbutton, flat momentary contact type, with laser labeling, upper case and lower case, always upper case at beginning of line | - | 0 | 0
3SU1000-0AB50-0AA0-Z | Y11 | 3SU1000-0AB50-0AA0-ZY11 | 1 | UN | 1 | 10 | C | D | N | N | 85389099 | 1 |  | 0.019 | KG | 9.88 | 9.88 | CP20 | CP20 | Pushbutton, 22 mm, round, plastic, blue, pushbutton, flat momentary contact type, with laser labeling, upper case | - | 0 | 0
3SU1000-0AB50-0AA0-Z | Y12 | 3SU1000-0AB50-0AA0-ZY12 | 1 | UN | 1 | 10 | C | D | N | N | 85389099 | 1 |  | 0.014 | KG | 9.88 | 9.88 | CP20 | CP20 | Pushbutton, 22 mm, round, plastic, blue, pushbutton, flat momentary contact type, with laser labeling, lower case | - | 0 | 0
3SU1000-0AB50-0AA0-Z | Y13 | 3SU1000-0AB50-0AA0-ZY13 | 1 | UN | 1 | 10 | C | D | N | N | 85389099 | 1 |  | 0.02 | KG | 9.88 | 9.88 | CP20 | CP20 | Pushbutton, 22 mm, round, plastic, blue, pushbutton, flat momentary contact type, with laser labeling, symbol number according to, ISO 7000 or IEC 60417 | - | 0 | 0
3SU1000-0AB50-0AA0-Z | Y15 | 3SU1000-0AB50-0AA0-ZY15 | 1 | UN | 1 | 10 | C | D | N | N | 85389099 | 1 |  | 0.014 | KG | 9.88 | 9.88 | CP20 | CP20 | Pushbutton, 22 mm, round, plastic, blue, pushbutton, flat momentary contact type, with laser labeling, upper case and lower case, always upper case at the beginning of the word | - | 0 | 0
3SU1000-0AB50-0AA0-Z | Y19 | 3SU1000-0AB50-0AA0-ZY19 | 1 | UN | 1 | 10 | C | D | N | N | 85389099 | 1 |  | 0.018 | KG | 6.06 | 6.06 | CP20 | CP20 | Pushbutton, 22 mm, round, plastic, blue, pushbutton, flat momentary contact type, with laser labeling, inscription or symbol Customer-specific selection with SIRIUS ACT configurator (CIN) | - | 0 | 0
3SU1000-0AB50-0AR0 |  | 3SU1000-0AB50-0AR0 | 1 | UN | 1 | 5 | B | D | N | N | 85389099 | 1 | 4011209955455 | 0.019 | KG | 6.8 | 6.8 | CP20 | CP20 | Pushbutton, 22 mm, round, plastic, blue, inscription: R, pushbutton, flat, momentary contact type | - | 0 | 0
3SU1000-0AB50-0AR0-Z | X90 | 3SU1000-0AB50-0AR0-ZX90 | 1 | UN | 1 | 5 | B | D | EAR99 | N | 85389099 | 100 |  | 0.014 | KG | 6.8 | 6.8 | CP20 | CP20 | Pushbutton, 22 mm, round, plastic, blue, inscription: R, pushbutton, flat, momentary contact type, Z=100-unit packaging | - | 0 | 0
3SU1000-0AB50-0AR0-Z | Y19 | 3SU1000-0AB50-0AR0-ZY19 | 1 | UN | 1 | 10 | C | D | N | N | 85389099 | 1 |  | 0.019 | KG | 7.75 | 7.75 | CP20 | CP20 | Pushbutton, 22 mm, round, plastic, blue, inscription: R, pushbutton, flat, momentary contact type, customer-specific selection with SIRIUS ACT configurator (CIN) | - | 0 | 0
3SU1000-0AB60-0AA0 |  | 3SU1000-0AB60-0AA0 | 1 | UN | 1 | 1 | A | D | N | N | 85389099 | 1 | 4011209956674 | 0.019 | KG | 5.11 | 4.97 | CP20 | CP20 | Pushbutton, 22 mm, round, plastic, white, pushbutton, flat momentary contact type | Lista Papel 2020 SI | 0 | 0
3SU1000-0AB60-0AA0-Z | X90 | 3SU1000-0AB60-0AA0-ZX90 | 1 | UN | 1 | 5 | B | D | N | N | 85389099 | 100 | 4047621030401 | 0.018 | KG | 5.11 | 5.11 | CP20 | CP20 | Pushbutton, 22 mm, round, plastic, white, pushbutton, flat momentary contact type, Z=100-unit packaging | - | 0 | 0
3SU1000-0AB60-0AA0-Z | Y10 | 3SU1000-0AB60-0AA0-ZY10 | 1 | UN | 1 | 10 | C | D | N | N | 85389099 | 1 |  | 0.014 | KG | 9.88 | 9.88 | CP20 | CP20 | Pushbutton, 22 mm, round, plastic, white, pushbutton, flat momentary contact type, with laser labeling, upper case and lower case, always upper case at beginning of line | - | 0 | 0
3SU1000-0AB60-0AA0-Z | Y11 | 3SU1000-0AB60-0AA0-ZY11 | 1 | UN | 1 | 10 | C | D | N | N | 85389099 | 1 |  | 0.018 | KG | 9.88 | 9.88 | CP20 | CP20 | Pushbutton, 22 mm, round, plastic, white, pushbutton, flat momentary contact type, with laser labeling, upper case | - | 0 | 0
3SU1000-0AB60-0AA0-Z | Y12 | 3SU1000-0AB60-0AA0-ZY12 | 1 | UN | 1 | 10 | C | D | N | N | 85389099 | 1 |  | 0.014 | KG | 9.88 | 9.88 | CP20 | CP20 | Pushbutton, 22 mm, round, plastic, white, pushbutton, flat momentary contact type, with laser labeling, lower case | - | 0 | 0
3SU1000-0AB60-0AA0-Z | Y13 | 3SU1000-0AB60-0AA0-ZY13 | 1 | UN | 1 | 10 | C | D | N | N | 85389099 | 1 |  | 0.02 | KG | 9.88 | 9.88 | CP20 | CP20 | Pushbutton, 22 mm, round, plastic, white, pushbutton, flat momentary contact type, with laser labeling, symbol number according to, ISO 7000 or IEC 60417 | - | 0 | 0
3SU1000-0AB60-0AA0-Z | Y15 | 3SU1000-0AB60-0AA0-ZY15 | 1 | UN | 1 | 10 | C | D | N | N | 85389099 | 1 |  | 0.014 | KG | 9.88 | 9.88 | CP20 | CP20 | Pushbutton, 22 mm, round, plastic, white, pushbutton, flat momentary contact type, with laser labeling, upper case and lower case, always upper case at the beginning of the word | - | 0 | 0
3SU1000-0AB60-0AA0-Z | Y19 | 3SU1000-0AB60-0AA0-ZY19 | 1 | UN | 1 | 10 | C | D | N | N | 85389099 | 1 |  | 0.018 | KG | 6.06 | 6.06 | CP20 | CP20 | Pushbutton, 22 mm, round, plastic, white, pushbutton, flat momentary contact type, with laser labeling, inscription or symbol Customer-specific selection with SIRIUS ACT configurator (CIN) | - | 0 | 0
3SU1000-0AB60-0AC0 |  | 3SU1000-0AB60-0AC0 | 1 | UN | 1 | 1 | A | D | N | N | 85389099 | 1 | 4011209955233 | 0.019 | KG | 6.8 | 6.61 | CP20 | CP20 | Pushbutton, 22 mm, round, plastic, white, inscription: I, pushbutton, flat, momentary contact type | Lista Papel 2020 SI | 0 | 0
3SU1000-0AB60-0AC0-Z | X90 | 3SU1000-0AB60-0AC0-ZX90 | 1 | UN | 1 | 5 | B | D | EAR99 | N | 85389099 | 100 |  | 0.014 | KG | 6.8 | 6.8 | CP20 | CP20 | Pushbutton, 22 mm, round, plastic, white, inscription: I, pushbutton, flat, momentary contact type, Z=100-unit packaging | - | 0 | 0
3SU1000-0AB60-0AC0-Z | Y19 | 3SU1000-0AB60-0AC0-ZY19 | 1 | UN | 1 | 10 | C | D | N | N | 85389099 | 1 |  | 0.019 | KG | 7.75 | 7.75 | CP20 | CP20 | Pushbutton, 22 mm, round, plastic, white, inscription: I, pushbutton, flat, momentary contact type, customer-specific selection with SIRIUS ACT configurator (CIN) | - | 0 | 0
3SU1000-0AB70-0AA0 |  | 3SU1000-0AB70-0AA0 | 1 | UN | 1 | 1 | A | D | N | N | 85389099 | 1 | 4011209956681 | 0.019 | KG | 5.11 | 4.97 | CP20 | CP20 | Pushbutton, 22 mm, round, plastic, clear, pushbutton, flat momentary contact type | Lista Papel 2020 SI | 0 | 0
3SU1000-0AB70-0AA0-Z | X90 | 3SU1000-0AB70-0AA0-ZX90 | 1 | UN | 1 | 5 | B | D | EAR99 | N | 85389099 | 100 |  | 0.014 | KG | 5.11 | 5.11 | CP20 | CP20 | Pushbutton, 22 mm, round, plastic, clear, pushbutton, flat momentary contact type, Z=100-unit packaging | - | 0 | 0
3SU1000-0AB70-0AA0-Z | Y10 | 3SU1000-0AB70-0AA0-ZY10 | 1 | UN | 1 | 10 | C | D | N | N | 85389099 | 1 |  | 0.018 | KG | 9.88 | 9.88 | CP20 | CP20 | Pushbutton, 22 mm, round, plastic, clear, pushbutton, flat momentary contact type, with laser labeling, upper case and lower case, always upper case at beginning of line | - | 0 | 0
3SU1000-0AB70-0AA0-Z | Y11 | 3SU1000-0AB70-0AA0-ZY11 | 1 | UN | 1 | 10 | C | D | N | N | 85389099 | 1 |  | 0.014 | KG | 9.88 | 9.88 | CP20 | CP20 | Pushbutton, 22 mm, round, plastic, clear, pushbutton, flat momentary contact type, with laser labeling, upper case | - | 0 | 0
3SU1000-0AB70-0AA0-Z | Y12 | 3SU1000-0AB70-0AA0-ZY12 | 1 | UN | 1 | 10 | C | D | N | N | 85389099 | 1 |  | 0.014 | KG | 9.88 | 9.88 | CP20 | CP20 | Pushbutton, 22 mm, round, plastic, clear, pushbutton, flat momentary contact type, with laser labeling, lower case | - | 0 | 0
3SU1000-0AB70-0AA0-Z | Y13 | 3SU1000-0AB70-0AA0-ZY13 | 1 | UN | 1 | 10 | C | D | EAR99 | N | 85389099 | 1 |  | 0.014 | KG | 9.88 | 9.88 | CP20 | CP20 | Pushbutton, 22 mm, round, plastic, clear, pushbutton, flat momentary contact type, with laser labeling, symbol number according to, ISO 7000 or IEC 60417 | - | 0 | 0
3SU1000-0AB70-0AA0-Z | Y15 | 3SU1000-0AB70-0AA0-ZY15 | 1 | UN | 1 | 10 | C | D | N | N | 85389099 | 1 |  | 0.014 | KG | 9.88 | 9.88 | CP20 | CP20 | Pushbutton, 22 mm, round, plastic, clear, pushbutton, flat momentary contact type, with laser labeling, upper case and lower case, always upper case at the beginning of the word | - | 0 | 0
3SU1000-0AB70-0AA0-Z | Y19 | 3SU1000-0AB70-0AA0-ZY19 | 1 | UN | 1 | 10 | C | D | N | N | 85389099 | 1 |  | 0.02 | KG | 6.06 | 6.06 | CP20 | CP20 | Pushbutton, 22 mm, round, plastic, clear, pushbutton, flat momentary contact type, with laser labeling, inscription or symbol Customer-specific selection with SIRIUS ACT configurator (CIN) | - | 0 | 0
3SU1000-0AB80-0AA0 |  | 3SU1000-0AB80-0AA0 | 1 | UN | 1 | 1 | A | D | N | N | 85389099 | 1 | 4011209956698 | 0.019 | KG | 5.11 | 5.11 | CP20 | CP20 | Pushbutton, 22 mm, round, plastic, gray, pushbutton, flat, momentary contact type | - | 0 | 0
3SU1000-0AB80-0AA0-Z | X90 | 3SU1000-0AB80-0AA0-ZX90 | 1 | UN | 1 | 5 | B | D | EAR99 | N | 85389099 | 100 |  | 0.014 | KG | 5.11 | 5.11 | CP20 | CP20 | Pushbutton, 22 mm, round, plastic, gray, pushbutton, flat, momentary contact type, Z=100-unit packaging | - | 0 | 0
3SU1000-0AB80-0AA0-Z | Y10 | 3SU1000-0AB80-0AA0-ZY10 | 1 | UN | 1 | 10 | C | D | N | N | 85389099 | 1 |  | 0.014 | KG | 9.88 | 9.88 | CP20 | CP20 | Pushbutton, 22 mm, round, plastic, gray, pushbutton, flat, momentary contact type, with laser labeling, upper case and lower case, always upper case at beginning of line | - | 0 | 0
3SU1000-0AB80-0AA0-Z | Y11 | 3SU1000-0AB80-0AA0-ZY11 | 1 | UN | 1 | 10 | C | D | N | N | 85389099 | 1 |  | 0.014 | KG | 9.88 | 9.88 | CP20 | CP20 | Pushbutton, 22 mm, round, plastic, gray, pushbutton, flat, momentary contact type, with laser labeling, upper case | - | 0 | 0
3SU1000-0AB80-0AA0-Z | Y12 | 3SU1000-0AB80-0AA0-ZY12 | 1 | UN | 1 | 10 | C | D | N | N | 85389099 | 1 |  | 0.014 | KG | 9.88 | 9.88 | CP20 | CP20 | Pushbutton, 22 mm, round, plastic, gray, pushbutton, flat, momentary contact type, with laser labeling, lower case | - | 0 | 0
3SU1000-0AB80-0AA0-Z | Y13 | 3SU1000-0AB80-0AA0-ZY13 | 1 | UN | 1 | 10 | C | D | N | N | 85389099 | 1 |  | 0.014 | KG | 9.88 | 9.88 | CP20 | CP20 | Pushbutton, 22 mm, round, plastic, gray, pushbutton, flat, momentary contact type, with laser labeling, symbol number according to, ISO 7000 or IEC 60417 | - | 0 | 0
3SU1000-0AB80-0AA0-Z | Y15 | 3SU1000-0AB80-0AA0-ZY15 | 1 | UN | 1 | 10 | C | D | N | N | 85389099 | 1 |  | 0.014 | KG | 9.88 | 9.88 | CP20 | CP20 | Pushbutton, 22 mm, round, plastic, gray, pushbutton, flat, momentary contact type, with laser labeling, upper case and lower case, always upper case at the beginning of the word | - | 0 | 0
3SU1000-0AB80-0AA0-Z | Y19 | 3SU1000-0AB80-0AA0-ZY19 | 1 | UN | 1 | 10 | C | D | N | N | 85389099 | 1 |  | 0.019 | KG | 6.06 | 6.06 | CP20 | CP20 | Pushbutton, 22 mm, round, plastic, gray, pushbutton, flat, momentary contact type, with laser labeling, inscription or symbol Customer-specific selection with SIRIUS ACT configurator (CIN) | - | 0 | 0
3SU1000-0BB10-0AA0 |  | 3SU1000-0BB10-0AA0 | 1 | UN | 1 | 1 | A | D | N | N | 85389099 | 1 | 4011209955523 | 0.019 | KG | 7.7 | 7.49 | CP20 | CP20 | Pushbutton, 22 mm, round, plastic, black, pushbutton, raised, momentary contact type | Lista Papel 2020 SI | 0 | 0
3SU1000-0BB10-0AA0-Z | X90 | 3SU1000-0BB10-0AA0-ZX90 | 1 | UN | 1 | 5 | B | D | N | N | 85389099 | 100 | 4047621065885 | 0.026 | KG | 7.7 | 7.7 | CP20 | CP20 | Pushbutton, 22 mm, round, plastic, black, pushbutton, raised, momentary contact type, Z=100-unit packaging | - | 0 | 0
3SU1000-0BB10-0AA0-Z | Y10 | 3SU1000-0BB10-0AA0-ZY10 | 1 | UN | 1 | 10 | C | D | N | N | 85389099 | 1 |  | 0.014 | KG | 12.45 | 12.45 | CP20 | CP20 | Pushbutton, 22 mm, round, plastic, black, pushbutton, raised, momentary contact type, with laser labeling, upper case and lower case, always upper case at beginning of line | - | 0 | 0
3SU1000-0BB10-0AA0-Z | Y11 | 3SU1000-0BB10-0AA0-ZY11 | 1 | UN | 1 | 10 | C | D | N | N | 85389099 | 1 |  | 0.014 | KG | 12.45 | 12.45 | CP20 | CP20 | Pushbutton, 22 mm, round, plastic, black, pushbutton, raised, momentary contact type, with laser labeling, upper case | - | 0 | 0
3SU1000-0BB10-0AA0-Z | Y12 | 3SU1000-0BB10-0AA0-ZY12 | 1 | UN | 1 | 10 | C | D | N | N | 85389099 | 1 |  | 0.014 | KG | 12.45 | 12.45 | CP20 | CP20 | Pushbutton, 22 mm, round, plastic, black, pushbutton, raised, momentary contact type, with laser labeling, lower case | - | 0 | 0
3SU1000-0BB10-0AA0-Z | Y13 | 3SU1000-0BB10-0AA0-ZY13 | 1 | UN | 1 | 10 | C | D | N | N | 85389099 | 1 |  | 0.014 | KG | 12.45 | 12.45 | CP20 | CP20 | Pushbutton, 22 mm, round, plastic, black, pushbutton, raised, momentary contact type, with laser labeling, symbol number according to, ISO 7000 or IEC 60417 | - | 0 | 0
3SU1000-0BB10-0AA0-Z | Y15 | 3SU1000-0BB10-0AA0-ZY15 | 1 | UN | 1 | 10 | C | D | N | N | 85389099 | 1 |  | 0.014 | KG | 12.45 | 12.45 | CP20 | CP20 | Pushbutton, 22 mm, round, plastic, black, pushbutton, raised, momentary contact type, with laser labeling, upper case and lower case, always upper case at the beginning of the word | - | 0 | 0
3SU1000-0BB10-0AA0-Z | Y19 | 3SU1000-0BB10-0AA0-ZY19 | 1 | UN | 1 | 10 | C | D | N | N | 85389099 | 1 |  | 0.04 | KG | 8.65 | 8.65 | CP20 | CP20 | Pushbutton, 22 mm, round, plastic, black, pushbutton, raised, momentary contact type, with laser labeling, inscription or symbol Customer-specific selection with SIRIUS ACT configurator (CIN) | - | 0 | 0
3SU1000-0BB20-0AA0 |  | 3SU1000-0BB20-0AA0 | 1 | UN | 1 | 1 | A | D | N | N | 85389099 | 1 | 4011209955530 | 0.021 | KG | 7.7 | 7.49 | CP20 | CP20 | Pushbutton, 22 mm, round, plastic, red, pushbutton, raised, momentary contact type | Lista Papel 2020 SI | 0 | 0
3SU1000-0BB20-0AA0-Z | X90 | 3SU1000-0BB20-0AA0-ZX90 | 1 | UN | 1 | 5 | B | D | EAR99 | N | 85389099 | 100 |  | 0.014 | KG | 7.7 | 7.7 | CP20 | CP20 | Pushbutton, 22 mm, round, plastic, red, pushbutton, raised, momentary contact type, Z=100-unit packaging | - | 0 | 0
3SU1000-0BB20-0AA0-Z | Y10 | 3SU1000-0BB20-0AA0-ZY10 | 1 | UN | 1 | 10 | C | D | N | N | 85389099 | 1 |  | 0.014 | KG | 12.45 | 12.45 | CP20 | CP20 | Pushbutton, 22 mm, round, plastic, red, pushbutton, raised, momentary contact type, with laser labeling, upper case and lower case, always upper case at beginning of line | - | 0 | 0
3SU1000-0BB20-0AA0-Z | Y11 | 3SU1000-0BB20-0AA0-ZY11 | 1 | UN | 1 | 10 | C | D | N | N | 85389099 | 1 |  | 0.014 | KG | 12.45 | 12.45 | CP20 | CP20 | Pushbutton, 22 mm, round, plastic, red, pushbutton, raised, momentary contact type, with laser labeling, upper case | - | 0 | 0
3SU1000-0BB20-0AA0-Z | Y12 | 3SU1000-0BB20-0AA0-ZY12 | 1 | UN | 1 | 10 | C | D | N | N | 85389099 | 1 |  | 0.014 | KG | 12.45 | 12.45 | CP20 | CP20 | Pushbutton, 22 mm, round, plastic, red, pushbutton, raised, momentary contact type, with laser labeling, lower case | - | 0 | 0
3SU1000-0BB20-0AA0-Z | Y13 | 3SU1000-0BB20-0AA0-ZY13 | 1 | UN | 1 | 10 | C | D | N | N | 85389099 | 1 |  | 0.019 | KG | 12.45 | 12.45 | CP20 | CP20 | Pushbutton, 22 mm, round, plastic, red, pushbutton, raised, momentary contact type, with laser labeling, symbol number according to, ISO 7000 or IEC 60417 | - | 0 | 0
3SU1000-0BB20-0AA0-Z | Y15 | 3SU1000-0BB20-0AA0-ZY15 | 1 | UN | 1 | 10 | C | D | N | N | 85389099 | 1 |  | 0.014 | KG | 12.45 | 12.45 | CP20 | CP20 | Pushbutton, 22 mm, round, plastic, red, pushbutton, raised, momentary contact type, with laser labeling, upper case and lower case, always upper case at the beginning of the word | - | 0 | 0
3SU1000-0BB20-0AA0-Z | Y19 | 3SU1000-0BB20-0AA0-ZY19 | 1 | UN | 1 | 10 | C | D | N | N | 85389099 | 1 |  | 0.02 | KG | 8.65 | 8.65 | CP20 | CP20 | Pushbutton, 22 mm, round, plastic, red, pushbutton, raised, momentary contact type, with laser labeling, inscription or symbol Customer-specific selection with SIRIUS ACT configurator (CIN) | - | 0 | 0
3SU1000-0BB30-0AA0 |  | 3SU1000-0BB30-0AA0 | 1 | UN | 1 | 5 | B | D | N | N | 85389099 | 1 | 4011209955547 | 0.019 | KG | 7.7 | 7.49 | CP20 | CP20 | Pushbutton, 22 mm, round, plastic, yellow, pushbutton, raised, momentary contact type | Lista Papel 2020 SI | 0 | 0
3SU1000-0BB30-0AA0-Z | X90 | 3SU1000-0BB30-0AA0-ZX90 | 1 | UN | 1 | 5 | B | D | EAR99 | N | 85389099 | 100 |  | 0.014 | KG | 7.7 | 7.7 | CP20 | CP20 | Pushbutton, 22 mm, round, plastic, yellow, pushbutton, raised, momentary contact type, Z=100-unit packaging | - | 0 | 0
3SU1000-0BB30-0AA0-Z | Y10 | 3SU1000-0BB30-0AA0-ZY10 | 1 | UN | 1 | 10 | C | D | N | N | 85389099 | 1 |  | 0.014 | KG | 12.45 | 12.45 | CP20 | CP20 | Pushbutton, 22 mm, round, plastic, yellow, pushbutton, raised, momentary contact type, with laser labeling, upper case and lower case, always upper case at beginning of line | - | 0 | 0
3SU1000-0BB30-0AA0-Z | Y11 | 3SU1000-0BB30-0AA0-ZY11 | 1 | UN | 1 | 10 | C | D | N | N | 85389099 | 1 |  | 0.014 | KG | 12.45 | 12.45 | CP20 | CP20 | Pushbutton, 22 mm, round, plastic, yellow, pushbutton, raised, momentary contact type, with laser labeling, upper case | - | 0 | 0
3SU1000-0BB30-0AA0-Z | Y12 | 3SU1000-0BB30-0AA0-ZY12 | 1 | UN | 1 | 10 | C | D | N | N | 85389099 | 1 |  | 0.014 | KG | 12.45 | 12.45 | CP20 | CP20 | Pushbutton, 22 mm, round, plastic, yellow, pushbutton, raised, momentary contact type, with laser labeling, lower case | - | 0 | 0
3SU1000-0BB30-0AA0-Z | Y13 | 3SU1000-0BB30-0AA0-ZY13 | 1 | UN | 1 | 10 | C | D | N | N | 85389099 | 1 |  | 0.014 | KG | 12.45 | 12.45 | CP20 | CP20 | Pushbutton, 22 mm, round, plastic, yellow, pushbutton, raised, momentary contact type, with laser labeling, symbol number according to, ISO 7000 or IEC 60417 | - | 0 | 0
3SU1000-0BB30-0AA0-Z | Y15 | 3SU1000-0BB30-0AA0-ZY15 | 1 | UN | 1 | 10 | C | D | N | N | 85389099 | 1 |  | 0.014 | KG | 12.45 | 12.45 | CP20 | CP20 | Pushbutton, 22 mm, round, plastic, yellow, pushbutton, raised, momentary contact type, with laser labeling, upper case and lower case, always upper case at the beginning of the word | - | 0 | 0
3SU1000-0BB30-0AA0-Z | Y19 | 3SU1000-0BB30-0AA0-ZY19 | 1 | UN | 1 | 10 | C | D | N | N | 85389099 | 1 |  | 0.014 | KG | 8.65 | 8.65 | CP20 | CP20 | Pushbutton, 22 mm, round, plastic, yellow, pushbutton, raised, momentary contact type, with laser labeling, inscription or symbol Customer-specific selection with SIRIUS ACT configurator (CIN) | - | 0 | 0
3SU1000-0BB40-0AA0 |  | 3SU1000-0BB40-0AA0 | 1 | UN | 1 | 1 | A | D | N | N | 85389099 | 1 | 4011209955554 | 0.019 | KG | 7.7 | 7.49 | CP20 | CP20 | Pushbutton, 22 mm, round, plastic, green, pushbutton, raised, momentary contact type | Lista Papel 2020 SI | 0 | 0
3SU1000-0BB40-0AA0-Z | X90 | 3SU1000-0BB40-0AA0-ZX90 | 1 | UN | 1 | 5 | B | D | EAR99 | N | 85389099 | 100 |  | 0.014 | KG | 7.7 | 7.7 | CP20 | CP20 | Pushbutton, 22 mm, round, plastic, green, pushbutton, raised, momentary contact type, Z=100-unit packaging | - | 0 | 0
3SU1000-0BB40-0AA0-Z | Y10 | 3SU1000-0BB40-0AA0-ZY10 | 1 | UN | 1 | 10 | C | D | N | N | 85389099 | 1 |  | 0.014 | KG | 12.45 | 12.45 | CP20 | CP20 | Pushbutton, 22 mm, round, plastic, green, pushbutton, raised, momentary contact type, with laser labeling, upper case and lower case, always upper case at beginning of line | - | 0 | 0
3SU1000-0BB40-0AA0-Z | Y11 | 3SU1000-0BB40-0AA0-ZY11 | 1 | UN | 1 | 10 | C | D | N | N | 85389099 | 1 |  | 0.014 | KG | 12.45 | 12.45 | CP20 | CP20 | Pushbutton, 22 mm, round, plastic, green, pushbutton, raised, momentary contact type, with laser labeling, upper case | - | 0 | 0
3SU1000-0BB40-0AA0-Z | Y12 | 3SU1000-0BB40-0AA0-ZY12 | 1 | UN | 1 | 10 | C | D | N | N | 85389099 | 1 |  | 0.014 | KG | 12.45 | 12.45 | CP20 | CP20 | Pushbutton, 22 mm, round, plastic, green, pushbutton, raised, momentary contact type, with laser labeling, lower case | - | 0 | 0
3SU1000-0BB40-0AA0-Z | Y13 | 3SU1000-0BB40-0AA0-ZY13 | 1 | UN | 1 | 10 | C | D | N | N | 85389099 | 1 |  | 0.014 | KG | 12.45 | 12.45 | CP20 | CP20 | Pushbutton, 22 mm, round, plastic, green, pushbutton, raised, momentary contact type, with laser labeling, symbol number according to, ISO 7000 or IEC 60417 | - | 0 | 0
3SU1000-0BB40-0AA0-Z | Y15 | 3SU1000-0BB40-0AA0-ZY15 | 1 | UN | 1 | 10 | C | D | N | N | 85389099 | 1 |  | 0.014 | KG | 12.45 | 12.45 | CP20 | CP20 | Pushbutton, 22 mm, round, plastic, green, pushbutton, raised, momentary contact type, with laser labeling, upper case and lower case, always upper case at the beginning of the word | - | 0 | 0
3SU1000-0BB40-0AA0-Z | Y19 | 3SU1000-0BB40-0AA0-ZY19 | 1 | UN | 1 | 10 | C | D | N | N | 85389099 | 1 |  | 0.014 | KG | 8.65 | 8.65 | CP20 | CP20 | Pushbutton, 22 mm, round, plastic, green, pushbutton, raised, momentary contact type, with laser labeling, inscription or symbol Customer-specific selection with SIRIUS ACT configurator (CIN) | - | 0 | 0
3SU1000-0BB50-0AA0 |  | 3SU1000-0BB50-0AA0 | 1 | UN | 1 | 1 | A | D | N | N | 85389099 | 1 | 4011209955561 | 0.019 | KG | 7.7 | 7.49 | CP20 | CP20 | Pushbutton, 22 mm, round, plastic, blue, pushbutton, raised, momentary contact type | Lista Papel 2020 SI | 0 | 0
3SU1000-0BB50-0AA0-Z | X90 | 3SU1000-0BB50-0AA0-ZX90 | 1 | UN | 1 | 5 | B | D | EAR99 | N | 85389099 | 100 |  | 0.014 | KG | 7.7 | 7.7 | CP20 | CP20 | Pushbutton, 22 mm, round, plastic, blue, pushbutton, raised, momentary contact type, Z=100-unit packaging | - | 0 | 0
3SU1000-0BB50-0AA0-Z | Y10 | 3SU1000-0BB50-0AA0-ZY10 | 1 | UN | 1 | 10 | C | D | N | N | 85389099 | 1 |  | 0.014 | KG | 12.45 | 12.45 | CP20 | CP20 | Pushbutton, 22 mm, round, plastic, blue, pushbutton, raised, momentary contact type, with laser labeling, upper case and lower case, always upper case at beginning of line | - | 0 | 0
3SU1000-0BB50-0AA0-Z | Y11 | 3SU1000-0BB50-0AA0-ZY11 | 1 | UN | 1 | 10 | C | D | N | N | 85389099 | 1 |  | 0.024 | KG | 12.45 | 12.45 | CP20 | CP20 | Pushbutton, 22 mm, round, plastic, blue, pushbutton, raised, momentary contact type, with laser labeling, upper case | - | 0 | 0
3SU1000-0BB50-0AA0-Z | Y12 | 3SU1000-0BB50-0AA0-ZY12 | 1 | UN | 1 | 10 | C | D | N | N | 85389099 | 1 |  | 0.014 | KG | 12.45 | 12.45 | CP20 | CP20 | Pushbutton, 22 mm, round, plastic, blue, pushbutton, raised, momentary contact type, with laser labeling, lower case | - | 0 | 0
3SU1000-0BB50-0AA0-Z | Y13 | 3SU1000-0BB50-0AA0-ZY13 | 1 | UN | 1 | 10 | C | D | N | N | 85389099 | 1 |  | 0.014 | KG | 12.45 | 12.45 | CP20 | CP20 | Pushbutton, 22 mm, round, plastic, blue, pushbutton, raised, momentary contact type, with laser labeling, symbol number according to, ISO 7000 or IEC 60417 | - | 0 | 0
3SU1000-0BB50-0AA0-Z | Y15 | 3SU1000-0BB50-0AA0-ZY15 | 1 | UN | 1 | 10 | C | D | N | N | 85389099 | 1 |  | 0.014 | KG | 12.45 | 12.45 | CP20 | CP20 | Pushbutton, 22 mm, round, plastic, blue, pushbutton, raised, momentary contact type, with laser labeling, upper case and lower case, always upper case at the beginning of the word | - | 0 | 0
3SU1000-0BB50-0AA0-Z | Y19 | 3SU1000-0BB50-0AA0-ZY19 | 1 | UN | 1 | 10 | C | D | N | N | 85389099 | 1 |  | 0.016 | KG | 8.65 | 8.65 | CP20 | CP20 | Pushbutton, 22 mm, round, plastic, blue, pushbutton, raised, momentary contact type, with laser labeling, inscription or symbol Customer-specific selection with SIRIUS ACT configurator (CIN) | - | 0 | 0
3SU1000-0BB60-0AA0 |  | 3SU1000-0BB60-0AA0 | 1 | UN | 1 | 1 | A | D | N | N | 85389099 | 1 | 4011209955578 | 0.018 | KG | 7.7 | 7.49 | CP20 | CP20 | Pushbutton, 22 mm, round, plastic, white, pushbutton, raised, momentary contact type | Lista Papel 2020 SI | 0 | 0
3SU1000-0BB60-0AA0-Z | X90 | 3SU1000-0BB60-0AA0-ZX90 | 1 | UN | 1 | 5 | B | D | EAR99 | N | 85389099 | 100 |  | 0.014 | KG | 7.7 | 7.7 | CP20 | CP20 | Pushbutton, 22 mm, round, plastic, white, pushbutton, raised, momentary contact type, Z=100-unit packaging | - | 0 | 0
3SU1000-0BB60-0AA0-Z | Y10 | 3SU1000-0BB60-0AA0-ZY10 | 1 | UN | 1 | 10 | C | D | N | N | 85389099 | 1 |  | 0.014 | KG | 12.45 | 12.45 | CP20 | CP20 | Pushbutton, 22 mm, round, plastic, white, pushbutton, raised, momentary contact type, with laser labeling, upper case and lower case, always upper case at beginning of line | - | 0 | 0
3SU1000-0BB60-0AA0-Z | Y11 | 3SU1000-0BB60-0AA0-ZY11 | 1 | UN | 1 | 10 | C | D | N | N | 85389099 | 1 |  | 0.014 | KG | 12.45 | 12.45 | CP20 | CP20 | Pushbutton, 22 mm, round, plastic, white, pushbutton, raised, momentary contact type, with laser labeling, upper case | - | 0 | 0
3SU1000-0BB60-0AA0-Z | Y12 | 3SU1000-0BB60-0AA0-ZY12 | 1 | UN | 1 | 10 | C | D | N | N | 85389099 | 1 |  | 0.014 | KG | 12.45 | 12.45 | CP20 | CP20 | Pushbutton, 22 mm, round, plastic, white, pushbutton, raised, momentary contact type, with laser labeling, lower case | - | 0 | 0
3SU1000-0BB60-0AA0-Z | Y13 | 3SU1000-0BB60-0AA0-ZY13 | 1 | UN | 1 | 10 | C | D | N | N | 85389099 | 1 |  | 0.014 | KG | 12.45 | 12.45 | CP20 | CP20 | Pushbutton, 22 mm, round, plastic, white, pushbutton, raised, momentary contact type, with laser labeling, symbol number according to, ISO 7000 or IEC 60417 | - | 0 | 0
3SU1000-0BB60-0AA0-Z | Y15 | 3SU1000-0BB60-0AA0-ZY15 | 1 | UN | 1 | 10 | C | D | N | N | 85389099 | 1 |  | 0.014 | KG | 12.45 | 12.45 | CP20 | CP20 | Pushbutton, 22 mm, round, plastic, white, pushbutton, raised, momentary contact type, with laser labeling, upper case and lower case, always upper case at the beginning of the word | - | 0 | 0
3SU1000-0BB60-0AA0-Z | Y19 | 3SU1000-0BB60-0AA0-ZY19 | 1 | UN | 1 | 10 | C | D | N | N | 85389099 | 1 |  | 0.017 | KG | 8.65 | 8.65 | CP20 | CP20 | Pushbutton, 22 mm, round, plastic, white, pushbutton, raised, momentary contact type, with laser labeling, inscription or symbol Customer-specific selection with SIRIUS ACT configurator (CIN) | - | 0 | 0
3SU1000-0CB10-0AA0 |  | 3SU1000-0CB10-0AA0 | 1 | UN | 1 | 3 | B | D | N | N | 85389099 | 1 | 4011209955585 | 0.021 | KG | 7.24 | 7.24 | CP20 | CP20 | Pushbutton, 22 mm, round, plastic, black, Front ring, raised momentary contact type | - | 0 | 0
3SU1000-0CB10-0AA0-Z | X90 | 3SU1000-0CB10-0AA0-ZX90 | 1 | UN | 1 | 5 | B | D | EAR99 | N | 85389099 | 100 |  | 0.014 | KG | 7.24 | 7.24 | CP20 | CP20 | Pushbutton, 22 mm, round, plastic, black, Front ring, raised momentary contact type, Z=100-unit packaging | - | 0 | 0
3SU1000-0CB10-0AA0-Z | Y10 | 3SU1000-0CB10-0AA0-ZY10 | 1 | UN | 1 | 10 | C | D | N | N | 85389099 | 1 |  | 0.014 | KG | 11.97 | 11.97 | CP20 | CP20 | Pushbutton, 22 mm, round, plastic, black, Front ring, raised momentary contact type, with laser labeling, upper case and lower case, always upper case at beginning of line | - | 0 | 0
3SU1000-0CB10-0AA0-Z | Y11 | 3SU1000-0CB10-0AA0-ZY11 | 1 | UN | 1 | 10 | C | D | N | N | 85389099 | 1 |  | 0.014 | KG | 11.97 | 11.97 | CP20 | CP20 | Pushbutton, 22 mm, round, plastic, black, Front ring, raised momentary contact type, with laser labeling, upper case | - | 0 | 0
3SU1000-0CB10-0AA0-Z | Y12 | 3SU1000-0CB10-0AA0-ZY12 | 1 | UN | 1 | 10 | C | D | N | N | 85389099 | 1 |  | 0.014 | KG | 11.97 | 11.97 | CP20 | CP20 | Pushbutton, 22 mm, round, plastic, black, Front ring, raised momentary contact type, with laser labeling, lower case | - | 0 | 0
3SU1000-0CB10-0AA0-Z | Y13 | 3SU1000-0CB10-0AA0-ZY13 | 1 | UN | 1 | 10 | C | D | N | N | 85389099 | 1 |  | 0.02 | KG | 11.97 | 11.97 | CP20 | CP20 | Pushbutton, 22 mm, round, plastic, black, Front ring, raised momentary contact type, with laser labeling, symbol number according to, ISO 7000 or IEC 60417 | - | 0 | 0
3SU1000-0CB10-0AA0-Z | Y15 | 3SU1000-0CB10-0AA0-ZY15 | 1 | UN | 1 | 10 | C | D | N | N | 85389099 | 1 |  | 0.014 | KG | 11.97 | 11.97 | CP20 | CP20 | Pushbutton, 22 mm, round, plastic, black, Front ring, raised momentary contact type, with laser labeling, upper case and lower case, always upper case at the beginning of the word | - | 0 | 0
3SU1000-0CB10-0AA0-Z | Y19 | 3SU1000-0CB10-0AA0-ZY19 | 1 | UN | 1 | 10 | C | D | N | N | 85389099 | 1 |  | 0.06 | KG | 8.19 | 8.19 | CP20 | CP20 | Pushbutton, 22 mm, round, plastic, black, Front ring, raised momentary contact type, with laser labeling, inscription or symbol Customer-specific selection with SIRIUS ACT configurator (CIN) | - | 0 | 0
3SU1000-0CB20-0AA0 |  | 3SU1000-0CB20-0AA0 | 1 | UN | 1 | 5 | B | D | N | N | 85389099 | 1 | 4011209955592 | 0.021 | KG | 7.24 | 7.24 | CP20 | CP20 | Pushbutton, 22 mm, round, plastic, red, Front ring, raised momentary contact type | - | 0 | 0
3SU1000-0CB20-0AA0-Z | X90 | 3SU1000-0CB20-0AA0-ZX90 | 1 | UN | 1 | 5 | B | D | EAR99 | N | 85389099 | 100 |  | 0.014 | KG | 7.24 | 7.24 | CP20 | CP20 | Pushbutton, 22 mm, round, plastic, red, Front ring, raised momentary contact type, Z=100-unit packaging Stop Start | - | 0 | 0
3SU1000-0CB20-0AA0-Z | Y10 | 3SU1000-0CB20-0AA0-ZY10 | 1 | UN | 1 | 10 | C | D | EAR99 | N | 85389099 | 1 |  | 0.014 | KG | 11.97 | 11.97 | CP20 | CP20 | Pushbutton, 22 mm, round, plastic, red, Front ring, raised momentary contact type, with laser labeling, Manual O Auto always upper case at beginning of line | - | 0 | 0
3SU1000-0CB20-0AA0-Z | Y11 | 3SU1000-0CB20-0AA0-ZY11 | 1 | UN | 1 | 10 | C | D | EAR99 | N | 85389099 | 1 |  | 0.014 | KG | 11.97 | 11.97 | CP20 | CP20 | Pushbutton, 22 mm, round, plastic, red, Front ring, raised momentary contact type, with laser labeling, On | - | 0 | 0
3SU1000-0CB20-0AA0-Z | Y12 | 3SU1000-0CB20-0AA0-ZY12 | 1 | UN | 1 | 10 | C | D | EAR99 | N | 85389099 | 1 |  | 0.014 | KG | 11.97 | 11.97 | CP20 | CP20 | Pushbutton, 22 mm, round, plastic, red, Front ring, raised momentary contact type, with laser labeling, Off | - | 0 | 0
3SU1000-0CB20-0AA0-Z | Y13 | 3SU1000-0CB20-0AA0-ZY13 | 1 | UN | 1 | 10 | C | D | EAR99 | N | 85389099 | 1 |  | 0.014 | KG | 11.97 | 11.97 | CP20 | CP20 | Pushbutton, 22 mm, round, plastic, red, Front ring, raised momentary contact type, with laser labeling, Forward ISO 7000 or IEC 60417 | - | 0 | 0
3SU1000-0CB20-0AA0-Z | Y15 | 3SU1000-0CB20-0AA0-ZY15 | 1 | UN | 1 | 10 | C | D | EAR99 | N | 85389099 | 1 |  | 0.014 | KG | 11.97 | 11.97 | CP20 | CP20 | Pushbutton, 22 mm, round, plastic, red, Front ring, raised momentary contact type, with laser labeling, Reverse always upper case at the beginning of the word | - | 0 | 0
3SU1000-0CB20-0AA0-Z | Y19 | 3SU1000-0CB20-0AA0-ZY19 | 1 | UN | 1 | 10 | C | D | EAR99 | N | 85389099 | 1 |  | 0.014 | KG | 8.19 | 8.19 | CP20 | CP20 | Pushbutton, 22 mm, round, plastic, red, Front ring, raised momentary contact type, with laser labeling, inscription or symbol Customer-specific selection with SIRIUS ACT configurator (CIN) | - | 0 | 0
3SU1000-0CB30-0AA0 |  | 3SU1000-0CB30-0AA0 | 1 | UN | 1 | 5 | B | D | N | N | 85389099 | 1 | 4011209955608 | 0.021 | KG | 7.24 | 7.24 | CP20 | CP20 | Pushbutton, 22 mm, round, plastic, yellow, Front ring, raised momentary contact type | - | 0 | 0
3SU1000-0CB30-0AA0-Z | X90 | 3SU1000-0CB30-0AA0-ZX90 | 1 | UN | 1 | 5 | B | D | N | N | 85389099 | 100 | 4047621032207 | 0.021 | KG | 7.24 | 7.24 | CP20 | CP20 | Pushbutton, 22 mm, round, plastic, yellow, Front ring, raised momentary contact type, Z=100-unit packaging | - | 0 | 0
3SU1000-0CB30-0AA0-Z | Y10 | 3SU1000-0CB30-0AA0-ZY10 | 1 | UN | 1 | 10 | C | D | EAR99 | N | 85389099 | 1 |  | 0.014 | KG | 11.97 | 11.97 | CP20 | CP20 | Pushbutton, 22 mm, round, plastic, yellow, Front ring, raised momentary contact type, with laser labeling, upper case and lower case, always upper case at beginning of line | - | 0 | 0
3SU1000-0CB30-0AA0-Z | Y11 | 3SU1000-0CB30-0AA0-ZY11 | 1 | UN | 1 | 10 | C | D | EAR99 | N | 85389099 | 1 |  | 0.014 | KG | 11.97 | 11.97 | CP20 | CP20 | Pushbutton, 22 mm, round, plastic, yellow, Front ring, raised momentary contact type, with laser labeling, upper case | - | 0 | 0
3SU1000-0CB30-0AA0-Z | Y12 | 3SU1000-0CB30-0AA0-ZY12 | 1 | UN | 1 | 10 | C | D | EAR99 | N | 85389099 | 1 |  | 0.014 | KG | 11.97 | 11.97 | CP20 | CP20 | Pushbutton, 22 mm, round, plastic, yellow, Front ring, raised momentary contact type, with laser labeling, lower case | - | 0 | 0
3SU1000-0CB30-0AA0-Z | Y13 | 3SU1000-0CB30-0AA0-ZY13 | 1 | UN | 1 | 10 | C | D | EAR99 | N | 85389099 | 1 |  | 0.014 | KG | 11.97 | 11.97 | CP20 | CP20 | Pushbutton, 22 mm, round, plastic, yellow, Front ring, raised momentary contact type, with laser labeling, symbol number according to, ISO 7000 or IEC 60417 | - | 0 | 0
3SU1000-0CB30-0AA0-Z | Y15 | 3SU1000-0CB30-0AA0-ZY15 | 1 | UN | 1 | 10 | C | D | EAR99 | N | 85389099 | 1 |  | 0.014 | KG | 11.97 | 11.97 | CP20 | CP20 | Pushbutton, 22 mm, round, plastic, yellow, Front ring, raised momentary contact type, with laser labeling, upper case and lower case, always upper case at the beginning of the word | - | 0 | 0
3SU1000-0CB30-0AA0-Z | Y19 | 3SU1000-0CB30-0AA0-ZY19 | 1 | UN | 1 | 10 | C | D | EAR99 | N | 85389099 | 1 |  | 0.014 | KG | 8.19 | 8.19 | CP20 | CP20 | Pushbutton, 22 mm, round, plastic, yellow, Front ring, raised momentary contact type, with laser labeling, inscription or symbol Customer-specific selection with SIRIUS ACT configurator (CIN) | - | 0 | 0
3SU1000-0CB40-0AA0 |  | 3SU1000-0CB40-0AA0 | 1 | UN | 1 | 5 | B | D | N | N | 85389099 | 1 | 4011209955615 | 0.021 | KG | 7.24 | 7.24 | CP20 | CP20 | Pushbutton, 22 mm, round, plastic, green, Front ring, raised momentary contact type | - | 0 | 0
3SU1000-0CB40-0AA0-Z | X90 | 3SU1000-0CB40-0AA0-ZX90 | 1 | UN | 1 | 5 | B | D | EAR99 | N | 85389099 | 100 |  | 0.014 | KG | 7.24 | 7.24 | CP20 | CP20 | Pushbutton, 22 mm, round, plastic, green, Front ring, raised momentary contact type, Z=100-unit packaging | - | 0 | 0
3SU1000-0CB40-0AA0-Z | Y10 | 3SU1000-0CB40-0AA0-ZY10 | 1 | UN | 1 | 10 | C | D | N | N | 85389099 | 1 |  | 0.014 | KG | 11.97 | 11.97 | CP20 | CP20 | Pushbutton, 22 mm, round, plastic, green, Front ring, raised momentary contact type, with laser labeling, upper case and lower case, always upper case at beginning of line | - | 0 | 0
3SU1000-0CB40-0AA0-Z | Y11 | 3SU1000-0CB40-0AA0-ZY11 | 1 | UN | 1 | 10 | C | D | N | N | 85389099 | 1 |  | 0.014 | KG | 11.97 | 11.97 | CP20 | CP20 | Pushbutton, 22 mm, round, plastic, green, Front ring, raised momentary contact type, with laser labeling, upper case | - | 0 | 0
3SU1000-0CB40-0AA0-Z | Y12 | 3SU1000-0CB40-0AA0-ZY12 | 1 | UN | 1 | 10 | C | D | N | N | 85389099 | 1 |  | 0.014 | KG | 11.97 | 11.97 | CP20 | CP20 | Pushbutton, 22 mm, round, plastic, green, Front ring, raised momentary contact type, with laser labeling, lower case | - | 0 | 0
3SU1000-0CB40-0AA0-Z | Y13 | 3SU1000-0CB40-0AA0-ZY13 | 1 | UN | 1 | 10 | C | D | N | N | 85389099 | 1 |  | 0.014 | KG | 11.97 | 11.97 | CP20 | CP20 | Pushbutton, 22 mm, round, plastic, green, Front ring, raised momentary contact type, with laser labeling, symbol number according to, ISO 7000 or IEC 60417 | - | 0 | 0
3SU1000-0CB40-0AA0-Z | Y15 | 3SU1000-0CB40-0AA0-ZY15 | 1 | UN | 1 | 10 | C | D | N | N | 85389099 | 1 |  | 0.014 | KG | 11.97 | 11.97 | CP20 | CP20 | Pushbutton, 22 mm, round, plastic, green, Front ring, raised momentary contact type, with laser labeling, upper case and lower case, always upper case at the beginning of the word | - | 0 | 0
3SU1000-0CB40-0AA0-Z | Y19 | 3SU1000-0CB40-0AA0-ZY19 | 1 | UN | 1 | 10 | C | D | N | N | 85389099 | 1 |  | 0.02 | KG | 8.19 | 8.19 | CP20 | CP20 | Pushbutton, 22 mm, round, plastic, green, Front ring, raised momentary contact type, with laser labeling, inscription or symbol Customer-specific selection with SIRIUS ACT configurator (CIN) | - | 0 | 0
3SU1000-0CB50-0AA0 |  | 3SU1000-0CB50-0AA0 | 1 | UN | 1 | 5 | B | D | N | N | 85389099 | 1 | 4011209955622 | 0.021 | KG | 7.24 | 7.24 | CP20 | CP20 | Pushbutton, 22 mm, round, plastic, blue, Front ring, raised momentary contact type | - | 0 | 0
3SU1000-0CB50-0AA0-Z | X90 | 3SU1000-0CB50-0AA0-ZX90 | 1 | UN | 1 | 5 | B | D | EAR99 | N | 85389099 | 100 |  | 0.014 | KG | 7.24 | 7.24 | CP20 | CP20 | Pushbutton, 22 mm, round, plastic, blue, Front ring, raised momentary contact type, Z=100-unit packaging | - | 0 | 0
3SU1000-0CB50-0AA0-Z | Y10 | 3SU1000-0CB50-0AA0-ZY10 | 1 | UN | 1 | 10 | C | D | EAR99 | N | 85389099 | 1 |  | 0.014 | KG | 11.97 | 11.97 | CP20 | CP20 | Pushbutton, 22 mm, round, plastic, blue, Front ring, raised momentary contact type, with laser labeling, upper case and lower case, always upper case at beginning of line | - | 0 | 0
3SU1000-0CB50-0AA0-Z | Y11 | 3SU1000-0CB50-0AA0-ZY11 | 1 | UN | 1 | 10 | C | D | EAR99 | N | 85389099 | 1 |  | 0.014 | KG | 11.97 | 11.97 | CP20 | CP20 | Pushbutton, 22 mm, round, plastic, blue, Front ring, raised momentary contact type, with laser labeling, upper case | - | 0 | 0
3SU1000-0CB50-0AA0-Z | Y12 | 3SU1000-0CB50-0AA0-ZY12 | 1 | UN | 1 | 10 | C | D | EAR99 | N | 85389099 | 1 |  | 0.014 | KG | 11.97 | 11.97 | CP20 | CP20 | Pushbutton, 22 mm, round, plastic, blue, Front ring, raised momentary contact type, with laser labeling, lower case | - | 0 | 0
3SU1000-0CB50-0AA0-Z | Y13 | 3SU1000-0CB50-0AA0-ZY13 | 1 | UN | 1 | 10 | C | D | EAR99 | N | 85389099 | 1 |  | 0.014 | KG | 11.97 | 11.97 | CP20 | CP20 | Pushbutton, 22 mm, round, plastic, blue, Front ring, raised momentary contact type, with laser labeling, symbol number according to, ISO 7000 or IEC 60417 | - | 0 | 0
3SU1000-0CB50-0AA0-Z | Y15 | 3SU1000-0CB50-0AA0-ZY15 | 1 | UN | 1 | 10 | C | D | EAR99 | N | 85389099 | 1 |  | 0.014 | KG | 11.97 | 11.97 | CP20 | CP20 | Pushbutton, 22 mm, round, plastic, blue, Front ring, raised momentary contact type, with laser labeling, upper case and lower case, always upper case at the beginning of the word | - | 0 | 0
3SU1000-0CB50-0AA0-Z | Y19 | 3SU1000-0CB50-0AA0-ZY19 | 1 | UN | 1 | 10 | C | D | EAR99 | N | 85389099 | 1 |  | 0.014 | KG | 8.19 | 8.19 | CP20 | CP20 | Pushbutton, 22 mm, round, plastic, blue, Front ring, raised momentary contact type, with laser labeling, inscription or symbol Customer-specific selection with SIRIUS ACT configurator (CIN) | - | 0 | 0
3SU1000-0CB60-0AA0 |  | 3SU1000-0CB60-0AA0 | 1 | UN | 1 | 5 | B | D | N | N | 85389099 | 1 | 4011209955639 | 0.021 | KG | 7.24 | 7.24 | CP20 | CP20 | Pushbutton, 22 mm, round, plastic, white, Front ring, raised momentary contact type | - | 0 | 0
3SU1000-0CB60-0AA0-Z | X90 | 3SU1000-0CB60-0AA0-ZX90 | 1 | UN | 1 | 5 | B | D | EAR99 | N | 85389099 | 100 |  | 0.014 | KG | 7.24 | 7.24 | CP20 | CP20 | Pushbutton, 22 mm, round, plastic, white, Front ring, raised momentary contact type, Z=100-unit packaging | - | 0 | 0
3SU1000-0CB60-0AA0-Z | Y10 | 3SU1000-0CB60-0AA0-ZY10 | 1 | UN | 1 | 10 | C | D | N | N | 85389099 | 1 |  | 0.014 | KG | 11.97 | 11.97 | CP20 | CP20 | Pushbutton, 22 mm, round, plastic, white, Front ring, raised momentary contact type, with laser labeling, upper case and lower case, always upper case at beginning of line | - | 0 | 0
3SU1000-0CB60-0AA0-Z | Y11 | 3SU1000-0CB60-0AA0-ZY11 | 1 | UN | 1 | 10 | C | D | N | N | 85389099 | 1 |  | 0.014 | KG | 11.97 | 11.97 | CP20 | CP20 | Pushbutton, 22 mm, round, plastic, white, Front ring, raised momentary contact type, with laser labeling, upper case | - | 0 | 0
3SU1000-0CB60-0AA0-Z | Y12 | 3SU1000-0CB60-0AA0-ZY12 | 1 | UN | 1 | 10 | C | D | N | N | 85389099 | 1 |  | 0.014 | KG | 11.97 | 11.97 | CP20 | CP20 | Pushbutton, 22 mm, round, plastic, white, Front ring, raised momentary contact type, with laser labeling, lower case | - | 0 | 0
3SU1000-0CB60-0AA0-Z | Y13 | 3SU1000-0CB60-0AA0-ZY13 | 1 | UN | 1 | 10 | C | D | N | N | 85389099 | 1 |  | 0.014 | KG | 11.97 | 11.97 | CP20 | CP20 | Pushbutton, 22 mm, round, plastic, white, Front ring, raised momentary contact type, with laser labeling, symbol number according to, ISO 7000 or IEC 60417 | - | 0 | 0
3SU1000-0CB60-0AA0-Z | Y15 | 3SU1000-0CB60-0AA0-ZY15 | 1 | UN | 1 | 10 | C | D | N | N | 85389099 | 1 |  | 0.014 | KG | 11.97 | 11.97 | CP20 | CP20 | Pushbutton, 22 mm, round, plastic, white, Front ring, raised momentary contact type, with laser labeling, upper case and lower case, always upper case at the beginning of the word | - | 0 | 0
3SU1000-0CB60-0AA0-Z | Y19 | 3SU1000-0CB60-0AA0-ZY19 | 1 | UN | 1 | 10 | C | D | N | N | 85389099 | 1 |  | 0.02 | KG | 8.19 | 8.19 | CP20 | CP20 | Pushbutton, 22 mm, round, plastic, white, Front ring, raised momentary contact type, with laser labeling, inscription or symbol Customer-specific selection with SIRIUS ACT configurator (CIN) | - | 0 | 0
3SU1000-0DB10-0AA0 |  | 3SU1000-0DB10-0AA0 | 1 | UN | 1 | 3 | B | D | N | N | 85389099 | 1 | 4011209955646 | 0.02 | KG | 19.29 | 19.29 | CP20 | CP20 | Pushbutton, 22 mm, round, plastic, black, Front ring, raised, castellated momentary contact type | - | 0 | 0
3SU1000-0DB10-0AA0-Z | X90 | 3SU1000-0DB10-0AA0-ZX90 | 1 | UN | 1 | 5 | B | D | EAR99 | N | 85389099 | 100 |  | 0.014 | KG | 19.29 | 19.29 | CP20 | CP20 | Pushbutton, 22 mm, round, plastic, black, Front ring, high, castellated momentary contact type, Z=100-unit packaging | - | 0 | 0
3SU1000-0DB10-0AA0-Z | Y10 | 3SU1000-0DB10-0AA0-ZY10 | 1 | UN | 1 | 10 | C | D | N | N | 85389099 | 1 |  | 0.014 | KG | 24.04 | 24.04 | CP20 | CP20 | Pushbutton, 22 mm, round, plastic, black, Front ring, raised, castellated momentary contact type, with laser labeling, upper case and lower case, always upper case at beginning of line | - | 0 | 0
3SU1000-0DB10-0AA0-Z | Y11 | 3SU1000-0DB10-0AA0-ZY11 | 1 | UN | 1 | 10 | C | D | N | N | 85389099 | 1 |  | 0.014 | KG | 24.04 | 24.04 | CP20 | CP20 | Pushbutton, 22 mm, round, plastic, black, Front ring, raised, castellated momentary contact type, with laser labeling, upper case | - | 0 | 0
3SU1000-0DB10-0AA0-Z | Y12 | 3SU1000-0DB10-0AA0-ZY12 | 1 | UN | 1 | 10 | C | D | N | N | 85389099 | 1 |  | 0.014 | KG | 24.04 | 24.04 | CP20 | CP20 | Pushbutton, 22 mm, round, plastic, black, Front ring, raised, castellated momentary contact type, with laser labeling, lower case | - | 0 | 0
3SU1000-0DB10-0AA0-Z | Y13 | 3SU1000-0DB10-0AA0-ZY13 | 1 | UN | 1 | 10 | C | D | N | N | 85389099 | 1 |  | 0.014 | KG | 24.04 | 24.04 | CP20 | CP20 | Pushbutton, 22 mm, round, plastic, black, Front ring, raised, castellated momentary contact type, with laser labeling, symbol number according to, ISO 7000 or IEC 60417 | - | 0 | 0
3SU1000-0DB10-0AA0-Z | Y15 | 3SU1000-0DB10-0AA0-ZY15 | 1 | UN | 1 | 10 | C | D | N | N | 85389099 | 1 |  | 0.014 | KG | 24.04 | 24.04 | CP20 | CP20 | Pushbutton, 22 mm, round, plastic, black, Front ring, raised, castellated momentary contact type, with laser labeling, upper case and lower case, always upper case at the beginning of the word | - | 0 | 0
3SU1000-0DB10-0AA0-Z | Y19 | 3SU1000-0DB10-0AA0-ZY19 | 1 | UN | 1 | 10 | C | D | N | N | 85389099 | 1 |  | 0.014 | KG | 20.24 | 20.24 | CP20 | CP20 | Pushbutton, 22 mm, round, plastic, black, Front ring, raised, castellated momentary contact type, with laser labeling, inscription or symbol Customer-specific selection with SIRIUS ACT configurator (CIN) | - | 0 | 0
3SU1000-0DB20-0AA0 |  | 3SU1000-0DB20-0AA0 | 1 | UN | 1 | 5 | B | D | N | N | 85389099 | 1 | 4011209955653 | 0.021 | KG | 19.29 | 19.29 | CP20 | CP20 | Pushbutton, 22 mm, round, plastic, red, Front ring, raised, castellated momentary contact type | - | 0 | 0
3SU1000-0DB20-0AA0-Z | X90 | 3SU1000-0DB20-0AA0-ZX90 | 1 | UN | 1 | 5 | B | D | EAR99 | N | 85389099 | 100 |  | 0.014 | KG | 19.29 | 19.29 | CP20 | CP20 | Pushbutton, 22 mm, round, plastic, red, Front ring, high, castellated momentary contact type, Z=100-unit packaging | - | 0 | 0
3SU1000-0DB20-0AA0-Z | Y10 | 3SU1000-0DB20-0AA0-ZY10 | 1 | UN | 1 | 10 | C | D | N | N | 85389099 | 1 |  | 0.014 | KG | 24.04 | 24.04 | CP20 | CP20 | Pushbutton, 22 mm, round, plastic, red, Front ring, raised, castellated momentary contact type, with laser labeling, upper case and lower case, always upper case at beginning of line | - | 0 | 0
3SU1000-0DB20-0AA0-Z | Y11 | 3SU1000-0DB20-0AA0-ZY11 | 1 | UN | 1 | 10 | C | D | N | N | 85389099 | 1 |  | 0.014 | KG | 24.04 | 24.04 | CP20 | CP20 | Pushbutton, 22 mm, round, plastic, red, Front ring, raised, castellated momentary contact type, with laser labeling, upper case | - | 0 | 0
3SU1000-0DB20-0AA0-Z | Y12 | 3SU1000-0DB20-0AA0-ZY12 | 1 | UN | 1 | 10 | C | D | N | N | 85389099 | 1 |  | 0.014 | KG | 24.04 | 24.04 | CP20 | CP20 | Pushbutton, 22 mm, round, plastic, red, Front ring, raised, castellated momentary contact type, with laser labeling, lower case | - | 0 | 0
3SU1000-0DB20-0AA0-Z | Y13 | 3SU1000-0DB20-0AA0-ZY13 | 1 | UN | 1 | 10 | C | D | N | N | 85389099 | 1 |  | 0.014 | KG | 24.04 | 24.04 | CP20 | CP20 | Pushbutton, 22 mm, round, plastic, red, Front ring, raised, castellated momentary contact type, with laser labeling, Stop ISO 7000 or IEC 60417 | - | 0 | 0
3SU1000-0DB20-0AA0-Z | Y15 | 3SU1000-0DB20-0AA0-ZY15 | 1 | UN | 1 | 10 | C | D | N | N | 85389099 | 1 |  | 0.014 | KG | 24.04 | 24.04 | CP20 | CP20 | Pushbutton, 22 mm, round, plastic, red, Front ring, raised, castellated momentary contact type, with laser labeling, start always upper case at the beginning of the word | - | 0 | 0
3SU1000-0DB20-0AA0-Z | Y19 | 3SU1000-0DB20-0AA0-ZY19 | 1 | UN | 1 | 10 | C | D | N | N | 85389099 | 1 |  | 0.044 | KG | 20.24 | 20.24 | CP20 | CP20 | Pushbutton, 22 mm, round, plastic, red, Front ring, raised, castellated momentary contact type, with laser labeling, inscription or symbol Customer-specific selection with SIRIUS ACT configurator (CIN) | - | 0 | 0
3SU1000-0DB30-0AA0 |  | 3SU1000-0DB30-0AA0 | 1 | UN | 1 | 5 | B | D | N | N | 85389099 | 1 | 4011209955660 | 0.021 | KG | 19.29 | 19.29 | CP20 | CP20 | Pushbutton, 22 mm, round, plastic, yellow, Front ring, raised, castellated momentary contact type | - | 0 | 0
3SU1000-0DB30-0AA0-Z | X90 | 3SU1000-0DB30-0AA0-ZX90 | 1 | UN | 1 | 5 | B | D | EAR99 | N | 85389099 | 100 |  | 0.014 | KG | 19.29 | 19.29 | CP20 | CP20 | Pushbutton, 22 mm, round, plastic, yellow, Front ring, high, castellated momentary contact type, Z=100-unit packaging Open | - | 0 | 0
3SU1000-0DB30-0AA0-Z | Y10 | 3SU1000-0DB30-0AA0-ZY10 | 1 | UN | 1 | 10 | C | D | N | N | 85389099 | 1 |  | 0.014 | KG | 24.04 | 24.04 | CP20 | CP20 | Pushbutton, 22 mm, round, plastic, yellow, Front ring, raised, castellated momentary contact type, with laser labeling, Close always upper case at beginning of line | - | 0 | 0
3SU1000-0DB30-0AA0-Z | Y11 | 3SU1000-0DB30-0AA0-ZY11 | 1 | UN | 1 | 10 | C | D | N | N | 85389099 | 1 |  | 0.014 | KG | 24.04 | 24.04 | CP20 | CP20 | Pushbutton, 22 mm, round, plastic, yellow, Front ring, raised, castellated momentary contact type, with laser labeling, Fast | - | 0 | 0
3SU1000-0DB30-0AA0-Z | Y12 | 3SU1000-0DB30-0AA0-ZY12 | 1 | UN | 1 | 10 | C | D | N | N | 85389099 | 1 |  | 0.014 | KG | 24.04 | 24.04 | CP20 | CP20 | Pushbutton, 22 mm, round, plastic, yellow, Front ring, raised, castellated momentary contact type, with laser labeling, Manual O Auto | - | 0 | 0
3SU1000-0DB30-0AA0-Z | Y13 | 3SU1000-0DB30-0AA0-ZY13 | 1 | UN | 1 | 10 | C | D | N | N | 85389099 | 1 |  | 0.014 | KG | 24.04 | 24.04 | CP20 | CP20 | Pushbutton, 22 mm, round, plastic, yellow, Front ring, raised, castellated momentary contact type, with laser labeling, Manual Auto ISO 7000 or IEC 60417 | - | 0 | 0
3SU1000-0DB30-0AA0-Z | Y15 | 3SU1000-0DB30-0AA0-ZY15 | 1 | UN | 1 | 10 | C | D | N | N | 85389099 | 1 |  | 0.014 | KG | 24.04 | 24.04 | CP20 | CP20 | Pushbutton, 22 mm, round, plastic, yellow, Front ring, raised, castellated momentary contact type, with laser labeling, Running always upper case at the beginning of the word | - | 0 | 0
3SU1000-0DB30-0AA0-Z | Y19 | 3SU1000-0DB30-0AA0-ZY19 | 1 | UN | 1 | 10 | C | D | N | N | 85389099 | 1 |  | 0.014 | KG | 20.24 | 20.24 | CP20 | CP20 | Pushbutton, 22 mm, round, plastic, yellow, Front ring, raised, castellated momentary contact type, with laser labeling, inscription or symbol Customer-specific selection with SIRIUS ACT configurator (CIN) | - | 0 | 0
3SU1000-0DB40-0AA0 |  | 3SU1000-0DB40-0AA0 | 1 | UN | 1 | 5 | B | D | N | N | 85389099 | 1 | 4011209955677 | 0.023 | KG | 19.29 | 19.29 | CP20 | CP20 | Pushbutton, 22 mm, round, plastic, green, Front ring, raised, castellated momentary contact type | - | 0 | 0
3SU1000-0DB40-0AA0-Z | X90 | 3SU1000-0DB40-0AA0-ZX90 | 1 | UN | 1 | 5 | B | D | EAR99 | N | 85389099 | 100 |  | 0.014 | KG | 19.29 | 19.29 | CP20 | CP20 | Pushbutton, 22 mm, round, plastic, green, Front ring, high, castellated momentary contact type, Z=100-unit packaging | - | 0 | 0
3SU1000-0DB40-0AA0-Z | Y10 | 3SU1000-0DB40-0AA0-ZY10 | 1 | UN | 1 | 10 | C | D | N | N | 85389099 | 1 |  | 0.014 | KG | 24.04 | 24.04 | CP20 | CP20 | Pushbutton, 22 mm, round, plastic, green, Front ring, raised, castellated momentary contact type, with laser labeling, upper case and lower case, always upper case at beginning of line | - | 0 | 0
3SU1000-0DB40-0AA0-Z | Y11 | 3SU1000-0DB40-0AA0-ZY11 | 1 | UN | 1 | 10 | C | D | N | N | 85389099 | 1 |  | 0.014 | KG | 24.04 | 24.04 | CP20 | CP20 | Pushbutton, 22 mm, round, plastic, green, Front ring, raised, castellated momentary contact type, with laser labeling, upper case | - | 0 | 0
3SU1000-0DB40-0AA0-Z | Y12 | 3SU1000-0DB40-0AA0-ZY12 | 1 | UN | 1 | 10 | C | D | N | N | 85389099 | 1 |  | 0.014 | KG | 24.04 | 24.04 | CP20 | CP20 | Pushbutton, 22 mm, round, plastic, green, Front ring, raised, castellated momentary contact type, with laser labeling, lower case | - | 0 | 0
3SU1000-0DB40-0AA0-Z | Y13 | 3SU1000-0DB40-0AA0-ZY13 | 1 | UN | 1 | 10 | C | D | N | N | 85389099 | 1 |  | 0.014 | KG | 24.04 | 24.04 | CP20 | CP20 | Pushbutton, 22 mm, round, plastic, green, Front ring, raised, castellated momentary contact type, with laser labeling, symbol number according to, ISO 7000 or IEC 60417 | - | 0 | 0
3SU1000-0DB40-0AA0-Z | Y15 | 3SU1000-0DB40-0AA0-ZY15 | 1 | UN | 1 | 10 | C | D | N | N | 85389099 | 1 |  | 0.014 | KG | 24.04 | 24.04 | CP20 | CP20 | Pushbutton, 22 mm, round, plastic, green, Front ring, raised, castellated momentary contact type, with laser labeling, upper case and lower case, always upper case at the beginning of the word | - | 0 | 0
3SU1000-0DB40-0AA0-Z | Y19 | 3SU1000-0DB40-0AA0-ZY19 | 1 | UN | 1 | 10 | C | D | N | N | 85389099 | 1 |  | 0.014 | KG | 20.24 | 20.24 | CP20 | CP20 | Pushbutton, 22 mm, round, plastic, green, Front ring, raised, castellated momentary contact type, with laser labeling, inscription or symbol Customer-specific selection with SIRIUS ACT configurator (CIN) | - | 0 | 0
3SU1000-0DB50-0AA0 |  | 3SU1000-0DB50-0AA0 | 1 | UN | 1 | 5 | B | D | N | N | 85389099 | 1 | 4011209955684 | 0.021 | KG | 19.29 | 19.29 | CP20 | CP20 | Pushbutton, 22 mm, round, plastic, blue, Front ring, raised, castellated momentary contact type | - | 0 | 0
3SU1000-0DB50-0AA0-Z | X90 | 3SU1000-0DB50-0AA0-ZX90 | 1 | UN | 1 | 5 | B | D | EAR99 | N | 85389099 | 100 |  | 0.014 | KG | 19.29 | 19.29 | CP20 | CP20 | Pushbutton, 22 mm, round, plastic, blue, Front ring, high, castellated momentary contact type, Z=100-unit packaging | - | 0 | 0
3SU1000-0DB50-0AA0-Z | Y10 | 3SU1000-0DB50-0AA0-ZY10 | 1 | UN | 1 | 10 | C | D | N | N | 85389099 | 1 |  | 0.014 | KG | 24.04 | 24.04 | CP20 | CP20 | Pushbutton, 22 mm, round, plastic, blue, Front ring, raised, castellated momentary contact type, with laser labeling, upper case and lower case, always upper case at beginning of line | - | 0 | 0
3SU1000-0DB50-0AA0-Z | Y11 | 3SU1000-0DB50-0AA0-ZY11 | 1 | UN | 1 | 10 | C | D | N | N | 85389099 | 1 |  | 0.014 | KG | 24.04 | 24.04 | CP20 | CP20 | Pushbutton, 22 mm, round, plastic, blue, Front ring, raised, castellated momentary contact type, with laser labeling, upper case | - | 0 | 0
3SU1000-0DB50-0AA0-Z | Y12 | 3SU1000-0DB50-0AA0-ZY12 | 1 | UN | 1 | 10 | C | D | N | N | 85389099 | 1 |  | 0.014 | KG | 24.04 | 24.04 | CP20 | CP20 | Pushbutton, 22 mm, round, plastic, blue, Front ring, raised, castellated momentary contact type, with laser labeling, lower case | - | 0 | 0
3SU1000-0DB50-0AA0-Z | Y13 | 3SU1000-0DB50-0AA0-ZY13 | 1 | UN | 1 | 10 | C | D | N | N | 85389099 | 1 |  | 0.014 | KG | 24.04 | 24.04 | CP20 | CP20 | Pushbutton, 22 mm, round, plastic, blue, Front ring, raised, castellated momentary contact type, with laser labeling, symbol number according to, ISO 7000 or IEC 60417 | - | 0 | 0
3SU1000-0DB50-0AA0-Z | Y15 | 3SU1000-0DB50-0AA0-ZY15 | 1 | UN | 1 | 10 | C | D | N | N | 85389099 | 1 |  | 0.014 | KG | 24.04 | 24.04 | CP20 | CP20 | Pushbutton, 22 mm, round, plastic, blue, Front ring, raised, castellated momentary contact type, with laser labeling, upper case and lower case, always upper case at the beginning of the word | - | 0 | 0
3SU1000-0DB50-0AA0-Z | Y19 | 3SU1000-0DB50-0AA0-ZY19 | 1 | UN | 1 | 10 | C | D | N | N | 85389099 | 1 |  | 0.015 | KG | 20.24 | 20.24 | CP20 | CP20 | Pushbutton, 22 mm, round, plastic, blue, Front ring, raised, castellated momentary contact type, with laser labeling, inscription or symbol Customer-specific selection with SIRIUS ACT configurator (CIN) | - | 0 | 0
3SU1000-0DB60-0AA0 |  | 3SU1000-0DB60-0AA0 | 1 | UN | 1 | 5 | B | D | N | N | 85389099 | 1 | 4011209955691 | 0.021 | KG | 19.29 | 19.29 | CP20 | CP20 | Pushbutton, 22 mm, round, plastic, white, Front ring, raised, castellated momentary contact type | - | 0 | 0
3SU1000-0DB60-0AA0-Z | X90 | 3SU1000-0DB60-0AA0-ZX90 | 1 | UN | 1 | 5 | B | D | EAR99 | N | 85389099 | 100 |  | 0.014 | KG | 19.29 | 19.29 | CP20 | CP20 | Pushbutton, 22 mm, round, plastic, white, Front ring, high, castellated momentary contact type, Z=100-unit packaging | - | 0 | 0
3SU1000-0DB60-0AA0-Z | Y10 | 3SU1000-0DB60-0AA0-ZY10 | 1 | UN | 1 | 10 | C | D | N | N | 85389099 | 1 |  | 0.014 | KG | 24.04 | 24.04 | CP20 | CP20 | Pushbutton, 22 mm, round, plastic, white, Front ring, raised, castellated momentary contact type, with laser labeling, upper case and lower case, always upper case at beginning of line | - | 0 | 0
3SU1000-0DB60-0AA0-Z | Y11 | 3SU1000-0DB60-0AA0-ZY11 | 1 | UN | 1 | 10 | C | D | N | N | 85389099 | 1 |  | 0.014 | KG | 24.04 | 24.04 | CP20 | CP20 | Pushbutton, 22 mm, round, plastic, white, Front ring, raised, castellated momentary contact type, with laser labeling, upper case | - | 0 | 0
3SU1000-0DB60-0AA0-Z | Y12 | 3SU1000-0DB60-0AA0-ZY12 | 1 | UN | 1 | 10 | C | D | N | N | 85389099 | 1 |  | 0.014 | KG | 24.04 | 24.04 | CP20 | CP20 | Pushbutton, 22 mm, round, plastic, white, Front ring, raised, castellated momentary contact type, with laser labeling, lower case | - | 0 | 0
3SU1000-0DB60-0AA0-Z | Y13 | 3SU1000-0DB60-0AA0-ZY13 | 1 | UN | 1 | 10 | C | D | N | N | 85389099 | 1 |  | 0.014 | KG | 24.04 | 24.04 | CP20 | CP20 | Pushbutton, 22 mm, round, plastic, white, Front ring, raised, castellated momentary contact type, with laser labeling, symbol number according to, ISO 7000 or IEC 60417 | - | 0 | 0
3SU1000-0DB60-0AA0-Z | Y15 | 3SU1000-0DB60-0AA0-ZY15 | 1 | UN | 1 | 10 | C | D | N | N | 85389099 | 1 |  | 0.014 | KG | 24.04 | 24.04 | CP20 | CP20 | Pushbutton, 22 mm, round, plastic, white, Front ring, raised, castellated momentary contact type, with laser labeling, upper case and lower case, always upper case at the beginning of the word | - | 0 | 0
3SU1000-0DB60-0AA0-Z | Y19 | 3SU1000-0DB60-0AA0-ZY19 | 1 | UN | 1 | 10 | C | D | N | N | 85389099 | 1 |  | 0.014 | KG | 20.24 | 20.24 | CP20 | CP20 | Pushbutton, 22 mm, round, plastic, white, Front ring, raised, castellated momentary contact type, with laser labeling, inscription or symbol Customer-specific selection with SIRIUS ACT configurator (CIN) | - | 0 | 0
3SU1000-0HC10-0AA0 |  | 3SU1000-0HC10-0AA0 | 1 | UN | 1 | 3 | B | D | N | N | 85389099 | 1 | 4011209956056 | 0.023 | KG | 21.28 | 21.28 | CP20 | CP20 | Stop button, 22 mm, round, plastic, black, pushbutton raised, latchable after pushing in by rotating clockwise, unlatch by rotating counter-clockwise | - | 0 | 0
3SU1000-0HC10-0AA0-Z | X90 | 3SU1000-0HC10-0AA0-ZX90 | 1 | UN | 1 | 5 | B | D | EAR99 | N | 85389099 | 50 |  | 0.019 | KG | 21.28 | 21.28 | CP20 | CP20 | Stop button, 22 mm, round, plastic, black, pushbutton raised, latchable after pushing in by rotating clockwise, Unlatch by rotating counter-clockwise, Z=50-unit packaging | - | 0 | 0
3SU1000-0HC10-0AA0-Z | Y10 | 3SU1000-0HC10-0AA0-ZY10 | 1 | UN | 1 | 10 | C | D | EAR99 | N | 85389099 | 1 |  | 0.019 | KG | 26.03 | 26.03 | CP20 | CP20 | Stop button, 22 mm, round, plastic, black, Pushbutton raised, latchable after pushing in by rotating clockwise, Unlatch by rotating counter-clockwise, with laser labeling, upper case and lower case, always upper case at beginning of line | - | 0 | 0
3SU1000-0HC10-0AA0-Z | Y11 | 3SU1000-0HC10-0AA0-ZY11 | 1 | UN | 1 | 10 | C | D | EAR99 | N | 85389099 | 1 |  | 0.019 | KG | 26.03 | 26.03 | CP20 | CP20 | Stop button, 22 mm, round, plastic, black, Pushbutton raised, latchable after pushing in by rotating clockwise, Unlatch by rotating counter-clockwise, with laser labeling, upper case | - | 0 | 0
3SU1000-0HC10-0AA0-Z | Y12 | 3SU1000-0HC10-0AA0-ZY12 | 1 | UN | 1 | 10 | C | D | EAR99 | N | 85389099 | 1 |  | 0.019 | KG | 26.03 | 26.03 | CP20 | CP20 | Stop button, 22 mm, round, plastic, black, Pushbutton raised, latchable after pushing in by rotating clockwise, Unlatch by rotating counter-clockwise, with laser labeling, lower case | - | 0 | 0
3SU1000-0HC10-0AA0-Z | Y13 | 3SU1000-0HC10-0AA0-ZY13 | 1 | UN | 1 | 10 | C | D | EAR99 | N | 85389099 | 1 |  | 0.019 | KG | 26.03 | 26.03 | CP20 | CP20 | Stop button, 22 mm, round, plastic, black, Pushbutton raised, latchable after pushing in by rotating clockwise, Unlatch by rotating counter-clockwise, with laser labeling, symbol number according to ISO7000 or IEC60417 | - | 0 | 0
3SU1000-0HC10-0AA0-Z | Y15 | 3SU1000-0HC10-0AA0-ZY15 | 1 | UN | 1 | 10 | C | D | EAR99 | N | 85389099 | 1 |  | 0.019 | KG | 26.03 | 26.03 | CP20 | CP20 | Stop button, 22 mm, round, plastic, black, Pushbutton raised, latchable after pushing in by rotating clockwise, Unlatch by rotating counter-clockwise, with laser labeling, upper case and lower case, always upper case at the beginning of the word | - | 0 | 0
3SU1000-0HC10-0AA0-Z | Y19 | 3SU1000-0HC10-0AA0-ZY19 | 1 | UN | 1 | 10 | C | D | EAR99 | N | 85389099 | 1 |  | 0.019 | KG | 22.23 | 22.23 | CP20 | CP20 | Stop button, 22 mm, round, plastic, black, Pushbutton raised, latchable after pushing in by rotating clockwise, Unlatch by rotating counter-clockwise, with laser labeling, inscription or symbol, Customer-specific selection with SIRIUS ACT configurator (CIN) | - | 0 | 0
3SU1000-0HC20-0AA0 |  | 3SU1000-0HC20-0AA0 | 1 | UN | 1 | 3 | B | D | N | N | 85389099 | 1 | 4011209956063 | 0.027 | KG | 21.28 | 21.28 | CP20 | CP20 | Stop button, 22 mm, round, plastic, red, pushbutton raised, latchable after pushing in by rotating clockwise, unlatch by rotating counter-clockwise | - | 0 | 0
3SU1000-0HC20-0AA0-Z | X90 | 3SU1000-0HC20-0AA0-ZX90 | 1 | UN | 1 | 5 | B | D | EAR99 | N | 85389099 | 50 |  | 0.019 | KG | 21.28 | 21.28 | CP20 | CP20 | Stop button, 22 mm, round, plastic, red, pushbutton raised, latchable after pushing in by rotating clockwise, Unlatch by rotating counter-clockwise, Z=50-unit packaging | - | 0 | 0
3SU1000-0HC20-0AA0-Z | Y10 | 3SU1000-0HC20-0AA0-ZY10 | 1 | UN | 1 | 10 | C | D | N | N | 85389099 | 1 |  | 0.017 | KG | 26.03 | 26.03 | CP20 | CP20 | Stop button, 22 mm, round, plastic, red, Pushbutton raised, latchable after pushing in by rotating clockwise, Unlatch by rotating counter-clockwise, with laser labeling, upper case and lower case, always upper case at beginning of line | - | 0 | 0
3SU1000-0HC20-0AA0-Z | Y11 | 3SU1000-0HC20-0AA0-ZY11 | 1 | UN | 1 | 10 | C | D | N | N | 85389099 | 1 |  | 0.017 | KG | 26.03 | 26.03 | CP20 | CP20 | Stop button, 22 mm, round, plastic, red, Pushbutton raised, latchable after pushing in by rotating clockwise, Unlatch by rotating counter-clockwise, with laser labeling, upper case | - | 0 | 0
3SU1000-0HC20-0AA0-Z | Y12 | 3SU1000-0HC20-0AA0-ZY12 | 1 | UN | 1 | 10 | C | D | N | N | 85389099 | 1 |  | 0.017 | KG | 26.03 | 26.03 | CP20 | CP20 | Stop button, 22 mm, round, plastic, red, Pushbutton raised, latchable after pushing in by rotating clockwise, Unlatch by rotating counter-clockwise, with laser labeling, lower case | - | 0 | 0
3SU1000-0HC20-0AA0-Z | Y13 | 3SU1000-0HC20-0AA0-ZY13 | 1 | UN | 1 | 10 | C | D | N | N | 85389099 | 1 |  | 0.017 | KG | 26.03 | 26.03 | CP20 | CP20 | Stop button, 22 mm, round, plastic, red, Pushbutton raised, latchable after pushing in by rotating clockwise, Unlatch by rotating counter-clockwise, with laser labeling, symbol number according to ISO7000 or IEC60417 | - | 0 | 0
3SU1000-0HC20-0AA0-Z | Y15 | 3SU1000-0HC20-0AA0-ZY15 | 1 | UN | 1 | 10 | C | D | N | N | 85389099 | 1 |  | 0.017 | KG | 26.03 | 26.03 | CP20 | CP20 | Stop button, 22 mm, round, plastic, red, Pushbutton raised, latchable after pushing in by rotating clockwise, Unlatch by rotating counter-clockwise, with laser labeling, upper case and lower case, always upper case at the beginning of the word | - | 0 | 0
3SU1000-0HC20-0AA0-Z | Y19 | 3SU1000-0HC20-0AA0-ZY19 | 1 | UN | 1 | 10 | C | D | N | N | 85389099 | 1 |  | 0.017 | KG | 22.23 | 22.23 | CP20 | CP20 | Stop button, 22 mm, round, plastic, red, Pushbutton raised, latchable after pushing in by rotating clockwise, Unlatch by rotating counter-clockwise, with laser labeling, inscription or symbol, Customer-specific selection with SIRIUS ACT configurator (CIN) | - | 0 | 0
3SU1000-1AA10-0AA0 |  | 3SU1000-1AA10-0AA0 | 1 | UN | 1 | 1 | A | D | N | N | 85389099 | 1 | 4011209956209 | 0.027 | KG | 20.05 | 20.05 | CP20 | CP20 | Mushroom pushbutton, 22 mm, round, plastic, black, 30 mm, latching, Pull-to-unlatch mechanism | - | 0 | 0
3SU1000-1AA10-0AA0-Z | X90 | 3SU1000-1AA10-0AA0-ZX90 | 1 | UN | 1 | 5 | B | D | EAR99 | N | 85389099 | 50 |  | 0.021 | KG | 20.05 | 20.05 | CP20 | CP20 | Mushroom pushbutton, 22 mm, round, plastic, black, 30 mm, latching, pull-to-unlatch mechanism, Z=50-unit packaging | - | 0 | 0
3SU1000-1AA10-0AA0-Z | Y10 | 3SU1000-1AA10-0AA0-ZY10 | 1 | UN | 1 | 10 | C | D | N | N | 85389099 | 1 |  | 0.031 | KG | 24.8 | 24.8 | CP20 | CP20 | Mushroom pushbutton, 22 mm, round, plastic, black, 30 mm, latching, pull-to-unlatch mechanism, with laser labeling, upper case and lower case, always upper case at beginning of line | - | 0 | 0
3SU1000-1AA10-0AA0-Z | Y11 | 3SU1000-1AA10-0AA0-ZY11 | 1 | UN | 1 | 10 | C | D | N | N | 85389099 | 1 |  | 0.021 | KG | 24.8 | 24.8 | CP20 | CP20 | Mushroom pushbutton, 22 mm, round, plastic, black, 30 mm, latching, pull-to-unlatch mechanism, with laser labeling, upper case | - | 0 | 0
3SU1000-1AA10-0AA0-Z | Y12 | 3SU1000-1AA10-0AA0-ZY12 | 1 | UN | 1 | 10 | C | D | N | N | 85389099 | 1 |  | 0.021 | KG | 24.8 | 24.8 | CP20 | CP20 | Mushroom pushbutton, 22 mm, round, plastic, black, 30 mm, latching, pull-to-unlatch mechanism, with laser labeling, lower case | - | 0 | 0
3SU1000-1AA10-0AA0-Z | Y13 | 3SU1000-1AA10-0AA0-ZY13 | 1 | UN | 1 | 10 | C | D | N | N | 85389099 | 1 |  | 0.021 | KG | 24.8 | 24.8 | CP20 | CP20 | Mushroom pushbutton, 22 mm, round, plastic, black, 30 mm, latching, pull-to-unlatch mechanism, with laser labeling, symbol number according to, ISO 7000 or IEC 60417 | - | 0 | 0
3SU1000-1AA10-0AA0-Z | Y15 | 3SU1000-1AA10-0AA0-ZY15 | 1 | UN | 1 | 10 | C | D | N | N | 85389099 | 1 |  | 0.021 | KG | 24.8 | 24.8 | CP20 | CP20 | Mushroom pushbutton, 22 mm, round, plastic, black, 30 mm, latching, pull-to-unlatch mechanism, with laser labeling, upper case and lower case, always upper case at the beginning of the word | - | 0 | 0
3SU1000-1AA10-0AA0-Z | Y19 | 3SU1000-1AA10-0AA0-ZY19 | 1 | UN | 1 | 10 | C | D | N | N | 85389099 | 1 |  | 0.021 | KG | 21 | 21 | CP20 | CP20 | Mushroom pushbutton, 22 mm, round, plastic, black, 30 mm, latching, pull-to-unlatch mechanism, with laser labeling, inscription or symbol Customer-specific selection with SIRIUS ACT configurator (CIN) | - | 0 | 0
3SU1000-1AA20-0AA0 |  | 3SU1000-1AA20-0AA0 | 1 | UN | 1 | 1 | A | D | N | N | 85389099 | 1 | 4011209956216 | 0.026 | KG | 20.05 | 20.05 | CP20 | CP20 | Mushroom pushbutton, 22 mm, round, plastic, red, 30 mm, latching, Pull-to-unlatch mechanism | - | 0 | 0
3SU1000-1AA20-0AA0-Z | X90 | 3SU1000-1AA20-0AA0-ZX90 | 1 | UN | 1 | 5 | B | D | EAR99 | N | 85389099 | 50 |  | 0.021 | KG | 20.05 | 20.05 | CP20 | CP20 | Mushroom pushbutton, 22 mm, round, plastic, red, 30 mm, latching, pull-to-unlatch mechanism, Z=50-unit packaging | - | 0 | 0
3SU1000-1AA20-0AA0-Z | Y10 | 3SU1000-1AA20-0AA0-ZY10 | 1 | UN | 1 | 10 | C | D | EAR99 | N | 85389099 | 1 |  | 0.021 | KG | 24.8 | 24.8 | CP20 | CP20 | Mushroom pushbutton, 22 mm, round, plastic, red, 30 mm, latching, pull-to-unlatch mechanism, with laser labeling, upper case and lower case, always upper case at beginning of line | - | 0 | 0
3SU1000-1AA20-0AA0-Z | Y11 | 3SU1000-1AA20-0AA0-ZY11 | 1 | UN | 1 | 10 | C | D | EAR99 | N | 85389099 | 1 |  | 0.021 | KG | 24.8 | 24.8 | CP20 | CP20 | Mushroom pushbutton, 22 mm, round, plastic, red, 30 mm, latching, pull-to-unlatch mechanism, with laser labeling, upper case | - | 0 | 0
3SU1000-1AA20-0AA0-Z | Y12 | 3SU1000-1AA20-0AA0-ZY12 | 1 | UN | 1 | 10 | C | D | EAR99 | N | 85389099 | 1 |  | 0.021 | KG | 24.8 | 24.8 | CP20 | CP20 | Mushroom pushbutton, 22 mm, round, plastic, red, 30 mm, latching, pull-to-unlatch mechanism, with laser labeling, lower case | - | 0 | 0
3SU1000-1AA20-0AA0-Z | Y13 | 3SU1000-1AA20-0AA0-ZY13 | 1 | UN | 1 | 10 | C | D | EAR99 | N | 85389099 | 1 |  | 0.021 | KG | 24.8 | 24.8 | CP20 | CP20 | Mushroom pushbutton, 22 mm, round, plastic, red, 30 mm, latching, pull-to-unlatch mechanism, with laser labeling, symbol number according to, ISO 7000 or IEC 60417 | - | 0 | 0
3SU1000-1AA20-0AA0-Z | Y15 | 3SU1000-1AA20-0AA0-ZY15 | 1 | UN | 1 | 10 | C | D | EAR99 | N | 85389099 | 1 |  | 0.021 | KG | 24.8 | 24.8 | CP20 | CP20 | Mushroom pushbutton, 22 mm, round, plastic, red, 30 mm, latching, pull-to-unlatch mechanism, with laser labeling, upper case and lower case, always upper case at the beginning of the word | - | 0 | 0
3SU1000-1AA20-0AA0-Z | Y19 | 3SU1000-1AA20-0AA0-ZY19 | 1 | UN | 1 | 10 | C | D | EAR99 | N | 85389099 | 1 |  | 0.021 | KG | 21 | 21 | CP20 | CP20 | Mushroom pushbutton, 22 mm, round, plastic, red, 30 mm, latching, pull-to-unlatch mechanism, with laser labeling, inscription or symbol Customer-specific selection with SIRIUS ACT configurator (CIN) | - | 0 | 0
3SU1000-1AA30-0AA0 |  | 3SU1000-1AA30-0AA0 | 1 | UN | 1 | 5 | B | D | N | N | 85389099 | 1 | 4011209956223 | 0.027 | KG | 20.05 | 20.05 | CP20 | CP20 | Mushroom pushbutton, 22 mm, round, plastic, yellow, 30 mm, latching, Pull-to-unlatch mechanism | - | 0 | 0
3SU1000-1AA30-0AA0-Z | X90 | 3SU1000-1AA30-0AA0-ZX90 | 1 | UN | 1 | 5 | B | D | EAR99 | N | 85389099 | 50 |  | 0.021 | KG | 20.05 | 20.05 | CP20 | CP20 | Mushroom pushbutton, 22 mm, round, plastic, yellow, 30 mm, latching, pull-to-unlatch mechanism, Z=50-unit packaging | - | 0 | 0
3SU1000-1AA30-0AA0-Z | Y10 | 3SU1000-1AA30-0AA0-ZY10 | 1 | UN | 1 | 10 | C | D | EAR99 | N | 85389099 | 1 |  | 0.021 | KG | 24.8 | 24.8 | CP20 | CP20 | Mushroom pushbutton, 22 mm, round, plastic, yellow, 30 mm, latching, pull-to-unlatch mechanism, with laser labeling, upper case and lower case, always upper case at beginning of line | - | 0 | 0
3SU1000-1AA30-0AA0-Z | Y11 | 3SU1000-1AA30-0AA0-ZY11 | 1 | UN | 1 | 10 | C | D | EAR99 | N | 85389099 | 1 |  | 0.021 | KG | 24.8 | 24.8 | CP20 | CP20 | Mushroom pushbutton, 22 mm, round, plastic, yellow, 30 mm, latching, pull-to-unlatch mechanism, with laser labeling, upper case | - | 0 | 0
3SU1000-1AA30-0AA0-Z | Y12 | 3SU1000-1AA30-0AA0-ZY12 | 1 | UN | 1 | 10 | C | D | EAR99 | N | 85389099 | 1 |  | 0.021 | KG | 24.8 | 24.8 | CP20 | CP20 | Mushroom pushbutton, 22 mm, round, plastic, yellow, 30 mm, latching, pull-to-unlatch mechanism, with laser labeling, lower case | - | 0 | 0
3SU1000-1AA30-0AA0-Z | Y13 | 3SU1000-1AA30-0AA0-ZY13 | 1 | UN | 1 | 10 | C | D | EAR99 | N | 85389099 | 1 |  | 0.021 | KG | 24.8 | 24.8 | CP20 | CP20 | Mushroom pushbutton, 22 mm, round, plastic, yellow, 30 mm, latching, pull-to-unlatch mechanism, with laser labeling, symbol number according to, ISO 7000 or IEC 60417 | - | 0 | 0
3SU1000-1AA30-0AA0-Z | Y15 | 3SU1000-1AA30-0AA0-ZY15 | 1 | UN | 1 | 10 | C | D | EAR99 | N | 85389099 | 1 |  | 0.021 | KG | 24.8 | 24.8 | CP20 | CP20 | Mushroom pushbutton, 22 mm, round, plastic, yellow, 30 mm, latching, pull-to-unlatch mechanism, with laser labeling, upper case and lower case, always upper case at the beginning of the word | - | 0 | 0
3SU1000-1AA30-0AA0-Z | Y19 | 3SU1000-1AA30-0AA0-ZY19 | 1 | UN | 1 | 10 | C | D | EAR99 | N | 85389099 | 1 |  | 0.021 | KG | 21 | 21 | CP20 | CP20 | Mushroom pushbutton, 22 mm, round, plastic, yellow, 30 mm, latching, pull-to-unlatch mechanism, with laser labeling, inscription or symbol Customer-specific selection with SIRIUS ACT configurator (CIN) | - | 0 | 0
3SU1000-1AD10-0AA0 |  | 3SU1000-1AD10-0AA0 | 1 | UN | 1 | 1 | A | D | N | N | 85389099 | 1 | 4011209955936 | 0.024 | KG | 11.69 | 11.4 | CP20 | CP20 | Mushroom pushbutton, 22 mm, round, plastic, black, 30 mm, momentary contact type | Lista Papel 2020 SI | 0 | 0
3SU1000-1AD10-0AA0-Z | X90 | 3SU1000-1AD10-0AA0-ZX90 | 1 | UN | 1 | 5 | B | D | N | N | 85389099 | 50 | 4047621062259 | 0.026 | KG | 11.69 | 11.69 | CP20 | CP20 | Mushroom pushbutton, 22 mm, round, plastic, black, 30 mm, momentary contact type, Z=50-unit packaging | - | 0 | 0
3SU1000-1AD10-0AA0-Z | Y10 | 3SU1000-1AD10-0AA0-ZY10 | 1 | UN | 1 | 10 | C | D | N | N | 85389099 | 1 |  | 0.021 | KG | 16.44 | 16.44 | CP20 | CP20 | Mushroom pushbutton, 22 mm, round, plastic, black, 30 mm, momentary contact type, with laser labeling, upper case and lower case, always upper case at beginning of line | - | 0 | 0
3SU1000-1AD10-0AA0-Z | Y11 | 3SU1000-1AD10-0AA0-ZY11 | 1 | UN | 1 | 10 | C | D | N | N | 85389099 | 1 |  | 0.024 | KG | 16.44 | 16.44 | CP20 | CP20 | Mushroom pushbutton, 22 mm, round, plastic, black, 30 mm, momentary contact type, with laser labeling, upper case | - | 0 | 0
3SU1000-1AD10-0AA0-Z | Y12 | 3SU1000-1AD10-0AA0-ZY12 | 1 | UN | 1 | 10 | C | D | N | N | 85389099 | 1 |  | 0.021 | KG | 16.44 | 16.44 | CP20 | CP20 | Mushroom pushbutton, 22 mm, round, plastic, black, 30 mm, momentary contact type, with laser labeling, lower case | - | 0 | 0
3SU1000-1AD10-0AA0-Z | Y13 | 3SU1000-1AD10-0AA0-ZY13 | 1 | UN | 1 | 10 | C | D | N | N | 85389099 | 1 |  | 0.021 | KG | 16.44 | 16.44 | CP20 | CP20 | Mushroom pushbutton, 22 mm, round, plastic, black, 30 mm, momentary contact type, with laser labeling, symbol number according to, ISO 7000 or IEC 60417 | - | 0 | 0
3SU1000-1AD10-0AA0-Z | Y15 | 3SU1000-1AD10-0AA0-ZY15 | 1 | UN | 1 | 10 | C | D | N | N | 85389099 | 1 |  | 0.021 | KG | 16.44 | 16.44 | CP20 | CP20 | Mushroom pushbutton, 22 mm, round, plastic, black, 30 mm, momentary contact type, with laser labeling, upper case and lower case, always upper case at the beginning of the word | - | 0 | 0
3SU1000-1AD10-0AA0-Z | Y19 | 3SU1000-1AD10-0AA0-ZY19 | 1 | UN | 1 | 10 | C | D | N | N | 85389099 | 1 |  | 0.06 | KG | 12.64 | 12.64 | CP20 | CP20 | Mushroom pushbutton, 22 mm, round, plastic, black, 30 mm, momentary contact type, with laser labeling, inscription or symbol Customer-specific selection with SIRIUS ACT configurator (CIN) | - | 0 | 0
3SU1000-1AD20-0AA0 |  | 3SU1000-1AD20-0AA0 | 1 | UN | 1 | 1 | A | D | N | N | 85389099 | 1 | 4011209956117 | 0.025 | KG | 11.69 | 11.4 | CP20 | CP20 | Mushroom pushbutton, 22 mm, round, plastic, red, 30 mm, momentary contact type | Lista Papel 2020 SI | 0 | 0
3SU1000-1AD20-0AA0-Z | X90 | 3SU1000-1AD20-0AA0-ZX90 | 1 | UN | 1 | 5 | B | D | EAR99 | N | 85389099 | 50 |  | 0.021 | KG | 11.69 | 11.69 | CP20 | CP20 | Mushroom pushbutton, 22 mm, round, plastic, red, 30 mm, momentary contact type, Z=50-unit packaging | - | 0 | 0
3SU1000-1AD20-0AA0-Z | Y10 | 3SU1000-1AD20-0AA0-ZY10 | 1 | UN | 1 | 10 | C | D | N | N | 85389099 | 1 | 4047621072906 | 0.021 | KG | 16.44 | 16.44 | CP20 | CP20 | Mushroom pushbutton, 22 mm, round, plastic, red, 30 mm, momentary contact type, with laser labeling, upper case and lower case, always upper case at beginning of line | - | 0 | 0
3SU1000-1AD20-0AA0-Z | Y11 | 3SU1000-1AD20-0AA0-ZY11 | 1 | UN | 1 | 10 | C | D | N | N | 85389099 | 1 | 4047621072913 | 0.021 | KG | 16.44 | 16.44 | CP20 | CP20 | Mushroom pushbutton, 22 mm, round, plastic, red, 30 mm, momentary contact type, with laser labeling, upper case | - | 0 | 0
3SU1000-1AD20-0AA0-Z | Y12 | 3SU1000-1AD20-0AA0-ZY12 | 1 | UN | 1 | 10 | C | D | N | N | 85389099 | 1 | 4047621072920 | 0.021 | KG | 16.44 | 16.44 | CP20 | CP20 | Mushroom pushbutton, 22 mm, round, plastic, red, 30 mm, momentary contact type, with laser labeling, lower case | - | 0 | 0
3SU1000-1AD20-0AA0-Z | Y13 | 3SU1000-1AD20-0AA0-ZY13 | 1 | UN | 1 | 10 | C | D | N | N | 85389099 | 1 | 4047621072937 | 0.021 | KG | 16.44 | 16.44 | CP20 | CP20 | Mushroom pushbutton, 22 mm, round, plastic, red, 30 mm, momentary contact type, with laser labeling, symbol number according to, ISO 7000 or IEC 60417 | - | 0 | 0
3SU1000-1AD20-0AA0-Z | Y15 | 3SU1000-1AD20-0AA0-ZY15 | 1 | UN | 1 | 10 | C | D | N | N | 85389099 | 1 | 4047621072944 | 0.021 | KG | 16.44 | 16.44 | CP20 | CP20 | Mushroom pushbutton, 22 mm, round, plastic, red, 30 mm, momentary contact type, with laser labeling, upper case and lower case, always upper case at the beginning of the word | - | 0 | 0
3SU1000-1AD20-0AA0-Z | Y19 | 3SU1000-1AD20-0AA0-ZY19 | 1 | UN | 1 | 10 | C | D | N | N | 85389099 | 1 | 4047621072951 | 0.04 | KG | 12.64 | 12.64 | CP20 | CP20 | Mushroom pushbutton, 22 mm, round, plastic, red, 30 mm, momentary contact type, with laser labeling, inscription or symbol Customer-specific selection with SIRIUS ACT configurator (CIN) | - | 0 | 0
3SU1000-1AD30-0AA0 |  | 3SU1000-1AD30-0AA0 | 1 | UN | 1 | 1 | A | D | N | N | 85389099 | 1 | 4011209956124 | 0.024 | KG | 11.69 | 11.4 | CP20 | CP20 | Mushroom pushbutton, 22 mm, round, plastic, yellow, 30 mm, momentary contact type | Lista Papel 2020 SI | 0 | 0
3SU1000-1AD30-0AA0-Z | X90 | 3SU1000-1AD30-0AA0-ZX90 | 1 | UN | 1 | 5 | B | D | EAR99 | N | 85389099 | 50 |  | 0.021 | KG | 11.69 | 11.69 | CP20 | CP20 | Mushroom pushbutton, 22 mm, round, plastic, yellow, 30 mm, momentary contact type, Z=50-unit packaging | - | 0 | 0
3SU1000-1AD30-0AA0-Z | Y10 | 3SU1000-1AD30-0AA0-ZY10 | 1 | UN | 1 | 10 | C | D | EAR99 | N | 85389099 | 1 |  | 0.021 | KG | 16.44 | 16.44 | CP20 | CP20 | Mushroom pushbutton, 22 mm, round, plastic, yellow, 30 mm, momentary contact type, with laser labeling, upper case and lower case, always upper case at beginning of line | - | 0 | 0
3SU1000-1AD30-0AA0-Z | Y11 | 3SU1000-1AD30-0AA0-ZY11 | 1 | UN | 1 | 10 | C | D | EAR99 | N | 85389099 | 1 |  | 0.021 | KG | 16.44 | 16.44 | CP20 | CP20 | Mushroom pushbutton, 22 mm, round, plastic, yellow, 30 mm, momentary contact type, with laser labeling, upper case | - | 0 | 0
3SU1000-1AD30-0AA0-Z | Y12 | 3SU1000-1AD30-0AA0-ZY12 | 1 | UN | 1 | 10 | C | D | EAR99 | N | 85389099 | 1 |  | 0.021 | KG | 16.44 | 16.44 | CP20 | CP20 | Mushroom pushbutton, 22 mm, round, plastic, yellow, 30 mm, momentary contact type, with laser labeling, lower case | - | 0 | 0
3SU1000-1AD30-0AA0-Z | Y13 | 3SU1000-1AD30-0AA0-ZY13 | 1 | UN | 1 | 10 | C | D | EAR99 | N | 85389099 | 1 |  | 0.021 | KG | 16.44 | 16.44 | CP20 | CP20 | Mushroom pushbutton, 22 mm, round, plastic, yellow, 30 mm, momentary contact type, with laser labeling, symbol number according to, ISO 7000 or IEC 60417 | - | 0 | 0
3SU1000-1AD30-0AA0-Z | Y15 | 3SU1000-1AD30-0AA0-ZY15 | 1 | UN | 1 | 10 | C | D | EAR99 | N | 85389099 | 1 |  | 0.021 | KG | 16.44 | 16.44 | CP20 | CP20 | Mushroom pushbutton, 22 mm, round, plastic, yellow, 30 mm, momentary contact type, with laser labeling, upper case and lower case, always upper case at the beginning of the word | - | 0 | 0
3SU1000-1AD30-0AA0-Z | Y19 | 3SU1000-1AD30-0AA0-ZY19 | 1 | UN | 1 | 10 | C | D | EAR99 | N | 85389099 | 1 |  | 0.021 | KG | 12.64 | 12.64 | CP20 | CP20 | Mushroom pushbutton, 22 mm, round, plastic, yellow, 30 mm, momentary contact type, with laser labeling, inscription or symbol Customer-specific selection with SIRIUS ACT configurator (CIN) | - | 0 | 0
3SU1000-1AD40-0AA0 |  | 3SU1000-1AD40-0AA0 | 1 | UN | 1 | 1 | A | D | N | N | 85389099 | 1 | 4011209956193 | 0.025 | KG | 11.69 | 11.4 | CP20 | CP20 | Mushroom pushbutton, 22 mm, round, plastic, green, 30 mm, momentary contact type | Lista Papel 2020 SI | 0 | 0
3SU1000-1AD40-0AA0-Z | X90 | 3SU1000-1AD40-0AA0-ZX90 | 1 | UN | 1 | 5 | B | D | EAR99 | N | 85389099 | 50 |  | 0.021 | KG | 11.69 | 11.69 | CP20 | CP20 | Mushroom pushbutton, 22 mm, round, plastic, green, 30 mm, momentary contact type, Z=50-unit packaging | - | 0 | 0
3SU1000-1AD40-0AA0-Z | Y10 | 3SU1000-1AD40-0AA0-ZY10 | 1 | UN | 1 | 10 | C | D | N | N | 85389099 | 1 |  | 0.021 | KG | 16.44 | 16.44 | CP20 | CP20 | Mushroom pushbutton, 22 mm, round, plastic, green, 30 mm, momentary contact type, with laser labeling, upper case and lower case, always upper case at beginning of line | - | 0 | 0
3SU1000-1AD40-0AA0-Z | Y11 | 3SU1000-1AD40-0AA0-ZY11 | 1 | UN | 1 | 10 | C | D | N | N | 85389099 | 1 |  | 0.021 | KG | 16.44 | 16.44 | CP20 | CP20 | Mushroom pushbutton, 22 mm, round, plastic, green, 30 mm, momentary contact type, with laser labeling, upper case | - | 0 | 0
3SU1000-1AD40-0AA0-Z | Y12 | 3SU1000-1AD40-0AA0-ZY12 | 1 | UN | 1 | 10 | C | D | N | N | 85389099 | 1 |  | 0.021 | KG | 16.44 | 16.44 | CP20 | CP20 | Mushroom pushbutton, 22 mm, round, plastic, green, 30 mm, momentary contact type, with laser labeling, lower case | - | 0 | 0
3SU1000-1AD40-0AA0-Z | Y13 | 3SU1000-1AD40-0AA0-ZY13 | 1 | UN | 1 | 10 | C | D | N | N | 85389099 | 1 |  | 0.021 | KG | 16.44 | 16.44 | CP20 | CP20 | Mushroom pushbutton, 22 mm, round, plastic, green, 30 mm, momentary contact type, with laser labeling, symbol number according to, ISO 7000 or IEC 60417 | - | 0 | 0
3SU1000-1AD40-0AA0-Z | Y15 | 3SU1000-1AD40-0AA0-ZY15 | 1 | UN | 1 | 10 | C | D | N | N | 85389099 | 1 |  | 0.021 | KG | 16.44 | 16.44 | CP20 | CP20 | Mushroom pushbutton, 22 mm, round, plastic, green, 30 mm, momentary contact type, with laser labeling, upper case and lower case, always upper case at the beginning of the word | - | 0 | 0
3SU1000-1AD40-0AA0-Z | Y19 | 3SU1000-1AD40-0AA0-ZY19 | 1 | UN | 1 | 10 | C | D | N | N | 85389099 | 1 |  | 0.03 | KG | 12.64 | 12.64 | CP20 | CP20 | Mushroom pushbutton, 22 mm, round, plastic, green, 30 mm, momentary contact type, with laser labeling, inscription or symbol Customer-specific selection with SIRIUS ACT configurator (CIN) | - | 0 | 0
3SU1000-1BA10-0AA0 |  | 3SU1000-1BA10-0AA0 | 1 | UN | 1 | 1 | A | D | N | N | 85389099 | 1 | 4011209956230 | 0.028 | KG | 20.9 | 20.9 | CP20 | CP20 | Mushroom pushbutton, 22 mm, round, plastic, black, 40 mm, latching, Pull-to-unlatch mechanism | - | 0 | 0
3SU1000-1BA10-0AA0-Z | X90 | 3SU1000-1BA10-0AA0-ZX90 | 1 | UN | 1 | 5 | B | D | N | N | 85389099 | 50 | 4047621057804 | 0.03 | KG | 20.9 | 20.9 | CP20 | CP20 | Mushroom pushbutton, 22 mm, round, plastic, black, 40 mm, latching, pull-to-unlatch mechanism, Z=50-unit packaging | - | 0 | 0
3SU1000-1BA10-0AA0-Z | Y10 | 3SU1000-1BA10-0AA0-ZY10 | 1 | UN | 1 | 10 | C | D | N | N | 85389099 | 1 |  | 0.023 | KG | 25.65 | 25.65 | CP20 | CP20 | Mushroom pushbutton, 22 mm, round, plastic, black, 40mm, latching, pull-to-unlatch mechanism, with laser labeling, upper case and lower case, always upper case at beginning of line | - | 0 | 0
3SU1000-1BA10-0AA0-Z | Y11 | 3SU1000-1BA10-0AA0-ZY11 | 1 | UN | 1 | 10 | C | D | N | N | 85389099 | 1 |  | 0.023 | KG | 25.65 | 25.65 | CP20 | CP20 | Mushroom pushbutton, 22 mm, round, plastic, black, 40mm, latching, pull-to-unlatch mechanism, with laser labeling, upper case | - | 0 | 0
3SU1000-1BA10-0AA0-Z | Y12 | 3SU1000-1BA10-0AA0-ZY12 | 1 | UN | 1 | 10 | C | D | N | N | 85389099 | 1 |  | 0.023 | KG | 25.65 | 25.65 | CP20 | CP20 | Mushroom pushbutton, 22 mm, round, plastic, black, 40mm, latching, pull-to-unlatch mechanism, with laser labeling, lower case | - | 0 | 0
3SU1000-1BA10-0AA0-Z | Y13 | 3SU1000-1BA10-0AA0-ZY13 | 1 | UN | 1 | 10 | C | D | N | N | 85389099 | 1 |  | 0.023 | KG | 25.65 | 25.65 | CP20 | CP20 | Mushroom pushbutton, 22 mm, round, plastic, black, 40mm, latching, pull-to-unlatch mechanism, with laser labeling, symbol number according to, ISO 7000 or IEC 60417 | - | 0 | 0
3SU1000-1BA10-0AA0-Z | Y15 | 3SU1000-1BA10-0AA0-ZY15 | 1 | UN | 1 | 10 | C | D | N | N | 85389099 | 1 |  | 0.023 | KG | 25.65 | 25.65 | CP20 | CP20 | Mushroom pushbutton, 22 mm, round, plastic, black, 40mm, latching, pull-to-unlatch mechanism, with laser labeling, upper case and lower case, always upper case at the beginning of the word | - | 0 | 0
3SU1000-1BA10-0AA0-Z | Y19 | 3SU1000-1BA10-0AA0-ZY19 | 1 | UN | 1 | 10 | C | D | N | N | 85389099 | 1 |  | 0.03 | KG | 21.85 | 21.85 | CP20 | CP20 | Mushroom pushbutton, 22 mm, round, plastic, black, 40mm, latching, pull-to-unlatch mechanism, with laser labeling, inscription or symbol Customer-specific selection with SIRIUS ACT configurator (CIN) | - | 0 | 0
3SU1000-1BA20-0AA0 |  | 3SU1000-1BA20-0AA0 | 1 | UN | 1 | 1 | A | D | N | N | 85389099 | 1 | 4011209956247 | 0.029 | KG | 20.9 | 20.9 | CP20 | CP20 | Mushroom pushbutton, 22 mm, round, plastic, red, 40 mm, latching, Pull-to-unlatch mechanism | - | 0 | 0
3SU1000-1BA20-0AA0-Z | X90 | 3SU1000-1BA20-0AA0-ZX90 | 1 | UN | 1 | 5 | B | D | EAR99 | N | 85389099 | 50 |  | 0.023 | KG | 20.9 | 20.9 | CP20 | CP20 | Mushroom pushbutton, 22 mm, round, plastic, red, 40mm, latching, pull-to-unlatch mechanism, Z=50-unit packaging | - | 0 | 0
3SU1000-1BA20-0AA0-Z | Y10 | 3SU1000-1BA20-0AA0-ZY10 | 1 | UN | 1 | 10 | C | D | N | N | 85389099 | 1 |  | 0.023 | KG | 25.65 | 25.65 | CP20 | CP20 | Mushroom pushbutton, 22 mm, round, plastic, red, 40mm, latching, pull-to-unlatch mechanism, with laser labeling, upper case and lower case, always upper case at beginning of line | - | 0 | 0
3SU1000-1BA20-0AA0-Z | Y11 | 3SU1000-1BA20-0AA0-ZY11 | 1 | UN | 1 | 10 | C | D | N | N | 85389099 | 1 |  | 0.03 | KG | 25.65 | 25.65 | CP20 | CP20 | Mushroom pushbutton, 22 mm, round, plastic, red, 40mm, latching, pull-to-unlatch mechanism, with laser labeling, upper case | - | 0 | 0
3SU1000-1BA20-0AA0-Z | Y12 | 3SU1000-1BA20-0AA0-ZY12 | 1 | UN | 1 | 10 | C | D | N | N | 85389099 | 1 |  | 0.023 | KG | 25.65 | 25.65 | CP20 | CP20 | Mushroom pushbutton, 22 mm, round, plastic, red, 40mm, latching, pull-to-unlatch mechanism, with laser labeling, lower case | - | 0 | 0
3SU1000-1BA20-0AA0-Z | Y13 | 3SU1000-1BA20-0AA0-ZY13 | 1 | UN | 1 | 10 | C | D | N | N | 85389099 | 1 |  | 0.023 | KG | 25.65 | 25.65 | CP20 | CP20 | Mushroom pushbutton, 22 mm, round, plastic, red, 40mm, latching, pull-to-unlatch mechanism, with laser labeling, symbol number according to, ISO 7000 or IEC 60417 | - | 0 | 0
3SU1000-1BA20-0AA0-Z | Y15 | 3SU1000-1BA20-0AA0-ZY15 | 1 | UN | 1 | 10 | C | D | N | N | 85389099 | 1 |  | 0.023 | KG | 25.65 | 25.65 | CP20 | CP20 | Mushroom pushbutton, 22 mm, round, plastic, red, 40mm, latching, pull-to-unlatch mechanism, with laser labeling, upper case and lower case, always upper case at the beginning of the word | - | 0 | 0
3SU1000-1BA20-0AA0-Z | Y19 | 3SU1000-1BA20-0AA0-ZY19 | 1 | UN | 1 | 10 | C | D | N | N | 85389099 | 1 |  | 0.023 | KG | 21.85 | 21.85 | CP20 | CP20 | Mushroom pushbutton, 22 mm, round, plastic, red, 40mm, latching, pull-to-unlatch mechanism, with laser labeling, inscription or symbol Customer-specific selection with SIRIUS ACT configurator (CIN) | - | 0 | 0
3SU1000-1BA20-0AD0 |  | 3SU1000-1BA20-0AD0 | 1 | UN | 1 | 1 | A | D | N | N | 85389099 | 1 | 4011209956254 | 0.029 | KG | 20.9 | 20.9 | CP20 | CP20 | Mushroom pushbutton, 22 mm, round, plastic, red, inscription: O, 40 mm, latching, Pull-to-unlatch mechanism | - | 0 | 0
3SU1000-1BA20-0AD0-Z | X90 | 3SU1000-1BA20-0AD0-ZX90 | 1 | UN | 1 | 5 | B | D | EAR99 | N | 85389099 | 50 |  | 0.023 | KG | 20.9 | 20.9 | CP20 | CP20 | Mushroom pushbutton, 22 mm, round, plastic, red, inscription: O, 40 mm, latching, Pull-to-unlatch mechanism Z=50-unit packaging | - | 0 | 0
3SU1000-1BA20-0AD0-Z | Y19 | 3SU1000-1BA20-0AD0-ZY19 | 1 | UN | 1 | 10 | C | D | N | N | 85389099 | 1 |  | 0.029 | KG | 21.85 | 21.85 | CP20 | CP20 | Mushroom pushbutton, 22 mm, round, plastic, red, inscription: O, 40 mm, latching, pull-to-unlatch mechanism, customer-specific selection with SIRIUS ACT configurator (CIN) | - | 0 | 0
3SU1000-1BA30-0AA0 |  | 3SU1000-1BA30-0AA0 | 1 | UN | 1 | 3 | B | D | N | N | 85389099 | 1 | 4011209956261 | 0.03 | KG | 20.9 | 20.9 | CP20 | CP20 | Mushroom pushbutton, 22 mm, round, plastic, yellow, 40 mm, latching, Pull-to-unlatch mechanism | - | 0 | 0
3SU1000-1BA30-0AA0-Z | X90 | 3SU1000-1BA30-0AA0-ZX90 | 1 | UN | 1 | 5 | B | D | EAR99 | N | 85389099 | 50 |  | 0.023 | KG | 20.9 | 20.9 | CP20 | CP20 | Mushroom pushbutton, 22 mm, round, plastic, yellow, 40 mm, latching, pull-to-unlatch mechanism, Z=50-unit packaging | - | 0 | 0
3SU1000-1BA30-0AA0-Z | Y10 | 3SU1000-1BA30-0AA0-ZY10 | 1 | UN | 1 | 10 | C | D | N | N | 85389099 | 1 |  | 0.023 | KG | 25.65 | 25.65 | CP20 | CP20 | Mushroom pushbutton, 22 mm, round, plastic, yellow, 40mm, latching, pull-to-unlatch mechanism, with laser labeling, upper case and lower case, always upper case at beginning of line | - | 0 | 0
3SU1000-1BA30-0AA0-Z | Y11 | 3SU1000-1BA30-0AA0-ZY11 | 1 | UN | 1 | 10 | C | D | N | N | 85389099 | 1 |  | 0.023 | KG | 25.65 | 25.65 | CP20 | CP20 | Mushroom pushbutton, 22 mm, round, plastic, yellow, 40mm, latching, pull-to-unlatch mechanism, with laser labeling, upper case | - | 0 | 0
3SU1000-1BA30-0AA0-Z | Y12 | 3SU1000-1BA30-0AA0-ZY12 | 1 | UN | 1 | 10 | C | D | N | N | 85389099 | 1 |  | 0.023 | KG | 25.65 | 25.65 | CP20 | CP20 | Mushroom pushbutton, 22 mm, round, plastic, yellow, 40mm, latching, pull-to-unlatch mechanism, with laser labeling, lower case | - | 0 | 0
3SU1000-1BA30-0AA0-Z | Y13 | 3SU1000-1BA30-0AA0-ZY13 | 1 | UN | 1 | 10 | C | D | N | N | 85389099 | 1 |  | 0.023 | KG | 25.65 | 25.65 | CP20 | CP20 | Mushroom pushbutton, 22 mm, round, plastic, yellow, 40mm, latching, pull-to-unlatch mechanism, with laser labeling, symbol number according to, ISO 7000 or IEC 60417 | - | 0 | 0
3SU1000-1BA30-0AA0-Z | Y15 | 3SU1000-1BA30-0AA0-ZY15 | 1 | UN | 1 | 10 | C | D | N | N | 85389099 | 1 |  | 0.023 | KG | 25.65 | 25.65 | CP20 | CP20 | Mushroom pushbutton, 22 mm, round, plastic, yellow, 40mm, latching, pull-to-unlatch mechanism, with laser labeling, upper case and lower case, always upper case at the beginning of the word | - | 0 | 0
3SU1000-1BA30-0AA0-Z | Y19 | 3SU1000-1BA30-0AA0-ZY19 | 1 | UN | 1 | 10 | C | D | N | N | 85389099 | 1 |  | 0.035 | KG | 21.85 | 21.85 | CP20 | CP20 | Mushroom pushbutton, 22 mm, round, plastic, yellow, 40mm, latching, pull-to-unlatch mechanism, with laser labeling, inscription or symbol Customer-specific selection with SIRIUS ACT configurator (CIN) | - | 0 | 0
3SU1000-1BA40-0AA0 |  | 3SU1000-1BA40-0AA0 | 1 | UN | 1 | 5 | B | D | N | N | 85389099 | 1 | 4011209956278 | 0.03 | KG | 20.9 | 20.9 | CP20 | CP20 | Mushroom pushbutton, 22 mm, round, plastic, green, 40 mm, latching, Pull-to-unlatch mechanism | - | 0 | 0
3SU1000-1BA40-0AA0-Z | X90 | 3SU1000-1BA40-0AA0-ZX90 | 1 | UN | 1 | 5 | B | D | EAR99 | N | 85389099 | 50 |  | 0.023 | KG | 20.9 | 20.9 | CP20 | CP20 | Mushroom pushbutton, 22 mm, round, plastic, green, 40 mm, latching, pull-to-unlatch mechanism, Z=50-unit packaging | - | 0 | 0
3SU1000-1BA40-0AA0-Z | Y10 | 3SU1000-1BA40-0AA0-ZY10 | 1 | UN | 1 | 10 | C | D | EAR99 | N | 85389099 | 1 |  | 0.023 | KG | 25.65 | 25.65 | CP20 | CP20 | Mushroom pushbutton, 22 mm, round, plastic, green, 40mm, latching, pull-to-unlatch mechanism, with laser labeling, upper case and lower case, always upper case at beginning of line | - | 0 | 0
3SU1000-1BA40-0AA0-Z | Y11 | 3SU1000-1BA40-0AA0-ZY11 | 1 | UN | 1 | 10 | C | D | EAR99 | N | 85389099 | 1 |  | 0.023 | KG | 25.65 | 25.65 | CP20 | CP20 | Mushroom pushbutton, 22 mm, round, plastic, green, 40mm, latching, pull-to-unlatch mechanism, with laser labeling, upper case | - | 0 | 0
3SU1000-1BA40-0AA0-Z | Y12 | 3SU1000-1BA40-0AA0-ZY12 | 1 | UN | 1 | 10 | C | D | EAR99 | N | 85389099 | 1 |  | 0.023 | KG | 25.65 | 25.65 | CP20 | CP20 | Mushroom pushbutton, 22 mm, round, plastic, green, 40mm, latching, pull-to-unlatch mechanism, with laser labeling, lower case | - | 0 | 0
3SU1000-1BA40-0AA0-Z | Y13 | 3SU1000-1BA40-0AA0-ZY13 | 1 | UN | 1 | 10 | C | D | EAR99 | N | 85389099 | 1 |  | 0.023 | KG | 25.65 | 25.65 | CP20 | CP20 | Mushroom pushbutton, 22 mm, round, plastic, green, 40mm, latching, pull-to-unlatch mechanism, with laser labeling, symbol number according to, ISO 7000 or IEC 60417 | - | 0 | 0
3SU1000-1BA40-0AA0-Z | Y15 | 3SU1000-1BA40-0AA0-ZY15 | 1 | UN | 1 | 10 | C | D | EAR99 | N | 85389099 | 1 |  | 0.023 | KG | 25.65 | 25.65 | CP20 | CP20 | Mushroom pushbutton, 22 mm, round, plastic, green, 40mm, latching, pull-to-unlatch mechanism, with laser labeling, upper case and lower case, always upper case at the beginning of the word | - | 0 | 0
3SU1000-1BA40-0AA0-Z | Y19 | 3SU1000-1BA40-0AA0-ZY19 | 1 | UN | 1 | 10 | C | D | EAR99 | N | 85389099 | 1 |  | 0.023 | KG | 21.85 | 21.85 | CP20 | CP20 | Mushroom pushbutton, 22 mm, round, plastic, green, 40mm, latching, pull-to-unlatch mechanism, with laser labeling, inscription or symbol Customer-specific selection with SIRIUS ACT configurator (CIN) | - | 0 | 0
3SU1000-1BD10-0AA0 |  | 3SU1000-1BD10-0AA0 | 1 | UN | 1 | 1 | A | D | N | N | 85389099 | 1 | 4011209956285 | 0.025 | KG | 11.69 | 11.4 | CP20 | CP20 | Mushroom pushbutton, 22 mm, round, plastic, black, 40 mm, momentary contact type | Lista Papel 2020 SI | 0 | 0
3SU1000-1BD10-0AA0-Z | X90 | 3SU1000-1BD10-0AA0-ZX90 | 1 | UN | 1 | 5 | B | D | EAR99 | N | 85389099 | 50 |  | 0.02 | KG | 11.69 | 11.69 | CP20 | CP20 | Mushroom pushbutton, 22 mm, round, plastic, black, 40 mm, momentary contact type, Z=50-unit packaging | - | 0 | 0
3SU1000-1BD10-0AA0-Z | Y10 | 3SU1000-1BD10-0AA0-ZY10 | 1 | UN | 1 | 10 | C | D | N | N | 85389099 | 1 |  | 0.02 | KG | 16.44 | 16.44 | CP20 | CP20 | Mushroom pushbutton, 22 mm, round, plastic, black, 40mm, momentary contact type, with laser labeling, upper case and lower case, always upper case at beginning of line | - | 0 | 0
3SU1000-1BD10-0AA0-Z | Y11 | 3SU1000-1BD10-0AA0-ZY11 | 1 | UN | 1 | 10 | C | D | N | N | 85389099 | 1 |  | 0.02 | KG | 16.44 | 16.44 | CP20 | CP20 | Mushroom pushbutton, 22 mm, round, plastic, black, 40mm, momentary contact type, with laser labeling, upper case | - | 0 | 0
3SU1000-1BD10-0AA0-Z | Y12 | 3SU1000-1BD10-0AA0-ZY12 | 1 | UN | 1 | 10 | C | D | N | N | 85389099 | 1 |  | 0.02 | KG | 16.44 | 16.44 | CP20 | CP20 | Mushroom pushbutton, 22 mm, round, plastic, black, 40mm, momentary contact type, with laser labeling, lower case | - | 0 | 0
3SU1000-1BD10-0AA0-Z | Y13 | 3SU1000-1BD10-0AA0-ZY13 | 1 | UN | 1 | 10 | C | D | N | N | 85389099 | 1 |  | 0.02 | KG | 16.44 | 16.44 | CP20 | CP20 | Mushroom pushbutton, 22 mm, round, plastic, black, 40mm, momentary contact type, with laser labeling, symbol number according to, ISO 7000 or IEC 60417 | - | 0 | 0
3SU1000-1BD10-0AA0-Z | Y15 | 3SU1000-1BD10-0AA0-ZY15 | 1 | UN | 1 | 10 | C | D | N | N | 85389099 | 1 |  | 0.02 | KG | 16.44 | 16.44 | CP20 | CP20 | Mushroom pushbutton, 22 mm, round, plastic, black, 40mm, momentary contact type, with laser labeling, upper case and lower case, always upper case at the beginning of the word | - | 0 | 0
3SU1000-1BD10-0AA0-Z | Y19 | 3SU1000-1BD10-0AA0-ZY19 | 1 | UN | 1 | 10 | C | D | N | N | 85389099 | 1 |  | 0.027 | KG | 12.64 | 12.64 | CP20 | CP20 | Mushroom pushbutton, 22 mm, round, plastic, black, 40mm, momentary contact type, with laser labeling, inscription or symbol Customer-specific selection with SIRIUS ACT configurator (CIN) | - | 0 | 0
3SU1000-1BD20-0AA0 |  | 3SU1000-1BD20-0AA0 | 1 | UN | 1 | 1 | A | D | N | N | 85389099 | 1 | 4011209956292 | 0.026 | KG | 11.69 | 11.4 | CP20 | CP20 | Mushroom pushbutton, 22 mm, round, plastic, red, 40 mm, momentary contact type | Lista Papel 2020 SI | 0 | 0
3SU1000-1BD20-0AA0-Z | X90 | 3SU1000-1BD20-0AA0-ZX90 | 1 | UN | 1 | 5 | B | D | EAR99 | N | 85389099 | 50 |  | 0.02 | KG | 11.69 | 11.69 | CP20 | CP20 | Mushroom pushbutton, 22 mm, round, plastic, red, 40 mm, momentary contact type, Z=50-unit packaging | - | 0 | 0
3SU1000-1BD20-0AA0-Z | Y10 | 3SU1000-1BD20-0AA0-ZY10 | 1 | UN | 1 | 10 | C | D | N | N | 85389099 | 1 |  | 0.04 | KG | 16.44 | 16.44 | CP20 | CP20 | Mushroom pushbutton, 22 mm, round, plastic, red, 40mm, momentary contact type, with laser labeling, upper case and lower case, always upper case at beginning of line | - | 0 | 0
3SU1000-1BD20-0AA0-Z | Y11 | 3SU1000-1BD20-0AA0-ZY11 | 1 | UN | 1 | 10 | C | D | N | N | 85389099 | 1 |  | 0.02 | KG | 16.44 | 16.44 | CP20 | CP20 | Mushroom pushbutton, 22 mm, round, plastic, red, 40mm, momentary contact type, with laser labeling, upper case | - | 0 | 0
3SU1000-1BD20-0AA0-Z | Y12 | 3SU1000-1BD20-0AA0-ZY12 | 1 | UN | 1 | 10 | C | D | N | N | 85389099 | 1 |  | 0.02 | KG | 16.44 | 16.44 | CP20 | CP20 | Mushroom pushbutton, 22 mm, round, plastic, red, 40mm, momentary contact type, with laser labeling, lower case | - | 0 | 0
3SU1000-1BD20-0AA0-Z | Y13 | 3SU1000-1BD20-0AA0-ZY13 | 1 | UN | 1 | 10 | C | D | N | N | 85389099 | 1 |  | 0.02 | KG | 16.44 | 16.44 | CP20 | CP20 | Mushroom pushbutton, 22 mm, round, plastic, red, 40mm, momentary contact type, with laser labeling, symbol number according to, ISO 7000 or IEC 60417 | - | 0 | 0
3SU1000-1BD20-0AA0-Z | Y15 | 3SU1000-1BD20-0AA0-ZY15 | 1 | UN | 1 | 10 | C | D | N | N | 85389099 | 1 |  | 0.02 | KG | 16.44 | 16.44 | CP20 | CP20 | Mushroom pushbutton, 22 mm, round, plastic, red, 40mm, momentary contact type, with laser labeling, upper case and lower case, always upper case at the beginning of the word | - | 0 | 0
3SU1000-1BD20-0AA0-Z | Y19 | 3SU1000-1BD20-0AA0-ZY19 | 1 | UN | 1 | 10 | C | D | N | N | 85389099 | 1 |  | 0.025 | KG | 12.64 | 12.64 | CP20 | CP20 | Mushroom pushbutton, 22 mm, round, plastic, red, 40mm, momentary contact type, with laser labeling, inscription or symbol Customer-specific selection with SIRIUS ACT configurator (CIN) | - | 0 | 0
3SU1000-1BD30-0AA0 |  | 3SU1000-1BD30-0AA0 | 1 | UN | 1 | 3 | B | D | N | N | 85389099 | 1 | 4011209956308 | 0.028 | KG | 11.69 | 11.4 | CP20 | CP20 | Mushroom pushbutton, 22 mm, round, plastic, yellow, 40 mm, momentary contact type | Lista Papel 2020 SI | 0 | 0
3SU1000-1BD30-0AA0-Z | X90 | 3SU1000-1BD30-0AA0-ZX90 | 1 | UN | 1 | 5 | B | D | EAR99 | N | 85389099 | 50 |  | 0.02 | KG | 11.69 | 11.69 | CP20 | CP20 | Mushroom pushbutton, 22 mm, round, plastic, yellow, 40 mm, momentary contact type, Z=50-unit packaging | - | 0 | 0
3SU1000-1BD30-0AA0-Z | Y10 | 3SU1000-1BD30-0AA0-ZY10 | 1 | UN | 1 | 10 | C | D | N | N | 85389099 | 1 |  | 0.02 | KG | 16.44 | 16.44 | CP20 | CP20 | Mushroom pushbutton, 22 mm, round, plastic, yellow, 40mm, momentary contact type, with laser labeling, upper case and lower case, always upper case at beginning of line | - | 0 | 0
3SU1000-1BD30-0AA0-Z | Y11 | 3SU1000-1BD30-0AA0-ZY11 | 1 | UN | 1 | 10 | C | D | N | N | 85389099 | 1 |  | 0.02 | KG | 16.44 | 16.44 | CP20 | CP20 | Mushroom pushbutton, 22 mm, round, plastic, yellow, 40mm, momentary contact type, with laser labeling, upper case | - | 0 | 0
3SU1000-1BD30-0AA0-Z | Y12 | 3SU1000-1BD30-0AA0-ZY12 | 1 | UN | 1 | 10 | C | D | N | N | 85389099 | 1 |  | 0.02 | KG | 16.44 | 16.44 | CP20 | CP20 | Mushroom pushbutton, 22 mm, round, plastic, yellow, 40mm, momentary contact type, with laser labeling, lower case | - | 0 | 0
3SU1000-1BD30-0AA0-Z | Y13 | 3SU1000-1BD30-0AA0-ZY13 | 1 | UN | 1 | 10 | C | D | N | N | 85389099 | 1 |  | 0.02 | KG | 16.44 | 16.44 | CP20 | CP20 | Mushroom pushbutton, 22 mm, round, plastic, yellow, 40mm, momentary contact type, with laser labeling, symbol number according to, ISO 7000 or IEC 60417 | - | 0 | 0
3SU1000-1BD30-0AA0-Z | Y15 | 3SU1000-1BD30-0AA0-ZY15 | 1 | UN | 1 | 10 | C | D | N | N | 85389099 | 1 |  | 0.02 | KG | 16.44 | 16.44 | CP20 | CP20 | Mushroom pushbutton, 22 mm, round, plastic, yellow, 40mm, momentary contact type, with laser labeling, upper case and lower case, always upper case at the beginning of the word | - | 0 | 0
3SU1000-1BD30-0AA0-Z | Y19 | 3SU1000-1BD30-0AA0-ZY19 | 1 | UN | 1 | 10 | C | D | N | N | 85389099 | 1 |  | 0.025 | KG | 12.64 | 12.64 | CP20 | CP20 | Mushroom pushbutton, 22 mm, round, plastic, yellow, 40mm, momentary contact type, with laser labeling, inscription or symbol Customer-specific selection with SIRIUS ACT configurator (CIN) | - | 0 | 0
3SU1000-1BD40-0AA0 |  | 3SU1000-1BD40-0AA0 | 1 | UN | 1 | 1 | A | D | N | N | 85389099 | 1 | 4011209956315 | 0.027 | KG | 11.69 | 11.4 | CP20 | CP20 | Mushroom pushbutton, 22 mm, round, plastic, green, 40 mm, momentary contact type | Lista Papel 2020 SI | 0 | 0
3SU1000-1BD40-0AA0-Z | X90 | 3SU1000-1BD40-0AA0-ZX90 | 1 | UN | 1 | 5 | B | D | N | N | 85389099 | 50 |  | 0.028 | KG | 11.69 | 11.69 | CP20 | CP20 | Mushroom pushbutton, 22 mm, round, plastic, green, 40 mm, momentary contact type, Z=50-unit packaging | - | 0 | 0
3SU1000-1BD40-0AA0-Z | Y10 | 3SU1000-1BD40-0AA0-ZY10 | 1 | UN | 1 | 10 | C | D | N | N | 85389099 | 1 |  | 0.02 | KG | 16.44 | 16.44 | CP20 | CP20 | Mushroom pushbutton, 22 mm, round, plastic, green, 40mm, momentary contact type, with laser labeling, upper case and lower case, always upper case at beginning of line | - | 0 | 0
3SU1000-1BD40-0AA0-Z | Y11 | 3SU1000-1BD40-0AA0-ZY11 | 1 | UN | 1 | 10 | C | D | N | N | 85389099 | 1 |  | 0.02 | KG | 16.44 | 16.44 | CP20 | CP20 | Mushroom pushbutton, 22 mm, round, plastic, green, 40mm, momentary contact type, with laser labeling, upper case | - | 0 | 0
3SU1000-1BD40-0AA0-Z | Y12 | 3SU1000-1BD40-0AA0-ZY12 | 1 | UN | 1 | 10 | C | D | N | N | 85389099 | 1 |  | 0.02 | KG | 16.44 | 16.44 | CP20 | CP20 | Mushroom pushbutton, 22 mm, round, plastic, green, 40mm, momentary contact type, with laser labeling, lower case | - | 0 | 0
3SU1000-1BD40-0AA0-Z | Y13 | 3SU1000-1BD40-0AA0-ZY13 | 1 | UN | 1 | 10 | C | D | N | N | 85389099 | 1 |  | 0.02 | KG | 16.44 | 16.44 | CP20 | CP20 | Mushroom pushbutton, 22 mm, round, plastic, green, 40mm, momentary contact type, with laser labeling, symbol number according to, ISO 7000 or IEC 60417 | - | 0 | 0
3SU1000-1BD40-0AA0-Z | Y15 | 3SU1000-1BD40-0AA0-ZY15 | 1 | UN | 1 | 10 | C | D | N | N | 85389099 | 1 |  | 0.02 | KG | 16.44 | 16.44 | CP20 | CP20 | Mushroom pushbutton, 22 mm, round, plastic, green, 40mm, momentary contact type, with laser labeling, upper case and lower case, always upper case at the beginning of the word | - | 0 | 0
3SU1000-1BD40-0AA0-Z | Y19 | 3SU1000-1BD40-0AA0-ZY19 | 1 | UN | 1 | 10 | C | D | N | N | 85389099 | 1 |  | 0.025 | KG | 12.64 | 12.64 | CP20 | CP20 | Mushroom pushbutton, 22 mm, round, plastic, green, 40mm, momentary contact type, with laser labeling, inscription or symbol Customer-specific selection with SIRIUS ACT configurator (CIN) | - | 0 | 0
3SU1000-1CA10-0AA0 |  | 3SU1000-1CA10-0AA0 | 1 | UN | 1 | 5 | B | D | N | N | 85389099 | 1 | 4011209956360 | 0.035 | KG | 20.05 | 20.05 | CP20 | CP20 | Mushroom pushbutton, 22 mm, round, plastic, black, 60 mm, latching, Pull-to-unlatch mechanism | - | 0 | 0
3SU1000-1CA10-0AA0-Z | X90 | 3SU1000-1CA10-0AA0-ZX90 | 1 | UN | 1 | 5 | B | D | EAR99 | N | 85389099 | 40 |  | 0.026 | KG | 20.05 | 20.05 | CP20 | CP20 | Mushroom pushbutton, 22 mm, round, plastic, black, 60 mm, latching, pull-to-unlatch mechanism, Z=40-unit packaging | - | 0 | 0
3SU1000-1CA10-0AA0-Z | Y10 | 3SU1000-1CA10-0AA0-ZY10 | 1 | UN | 1 | 10 | C | D | EAR99 | N | 85389099 | 1 |  | 0.026 | KG | 24.8 | 24.8 | CP20 | CP20 | Mushroom pushbutton, 22 mm, round, plastic, black, 60 mm, latching, pull-to-unlatch mechanism, with laser labeling, upper case and lower case, always upper case at beginning of line | - | 0 | 0
3SU1000-1CA10-0AA0-Z | Y11 | 3SU1000-1CA10-0AA0-ZY11 | 1 | UN | 1 | 10 | C | D | EAR99 | N | 85389099 | 1 |  | 0.026 | KG | 24.8 | 24.8 | CP20 | CP20 | Mushroom pushbutton, 22 mm, round, plastic, black, 60 mm, latching, pull-to-unlatch mechanism, with laser labeling, upper case | - | 0 | 0
3SU1000-1CA10-0AA0-Z | Y12 | 3SU1000-1CA10-0AA0-ZY12 | 1 | UN | 1 | 10 | C | D | EAR99 | N | 85389099 | 1 |  | 0.026 | KG | 24.8 | 24.8 | CP20 | CP20 | Mushroom pushbutton, 22 mm, round, plastic, black, 60 mm, latching, pull-to-unlatch mechanism, with laser labeling, lower case | - | 0 | 0
3SU1000-1CA10-0AA0-Z | Y13 | 3SU1000-1CA10-0AA0-ZY13 | 1 | UN | 1 | 10 | C | D | EAR99 | N | 85389099 | 1 |  | 0.026 | KG | 24.8 | 24.8 | CP20 | CP20 | Mushroom pushbutton, 22 mm, round, plastic, black, 60 mm, latching, pull-to-unlatch mechanism, with laser labeling, symbol number according to, ISO 7000 or IEC 60417 | - | 0 | 0
3SU1000-1CA10-0AA0-Z | Y15 | 3SU1000-1CA10-0AA0-ZY15 | 1 | UN | 1 | 10 | C | D | EAR99 | N | 85389099 | 1 |  | 0.026 | KG | 24.8 | 24.8 | CP20 | CP20 | Mushroom pushbutton, 22 mm, round, plastic, black, 60 mm, latching, pull-to-unlatch mechanism, with laser labeling, upper case and lower case, always upper case at the beginning of the word | - | 0 | 0
3SU1000-1CA10-0AA0-Z | Y19 | 3SU1000-1CA10-0AA0-ZY19 | 1 | UN | 1 | 10 | C | D | EAR99 | N | 85389099 | 1 |  | 0.026 | KG | 21 | 21 | CP20 | CP20 | Mushroom pushbutton, 22 mm, round, plastic, black, 60 mm, latching, pull-to-unlatch mechanism, with laser labeling, inscription or symbol Customer-specific selection with SIRIUS ACT configurator (CIN) | - | 0 | 0
3SU1000-1CA20-0AA0 |  | 3SU1000-1CA20-0AA0 | 1 | UN | 1 | 5 | B | D | N | N | 85389099 | 1 | 4011209956377 | 0.035 | KG | 20.05 | 20.05 | CP20 | CP20 | Mushroom pushbutton, 22 mm, round, plastic, red, 60 mm, latching, Pull-to-unlatch mechanism | - | 0 | 0
3SU1000-1CA20-0AA0-Z | X90 | 3SU1000-1CA20-0AA0-ZX90 | 1 | UN | 1 | 5 | B | D | EAR99 | N | 85389099 | 40 |  | 0.026 | KG | 20.05 | 20.05 | CP20 | CP20 | Mushroom pushbutton, 22 mm, round, plastic, red, 60 mm, latching, pull-to-unlatch mechanism, Z=40-unit packaging | - | 0 | 0
3SU1000-1CA20-0AA0-Z | Y10 | 3SU1000-1CA20-0AA0-ZY10 | 1 | UN | 1 | 10 | C | D | EAR99 | N | 85389099 | 1 |  | 0.026 | KG | 24.8 | 24.8 | CP20 | CP20 | Mushroom pushbutton, 22 mm, round, plastic, red, 60 mm, latching, pull-to-unlatch mechanism, with laser labeling, upper case and lower case, always upper case at beginning of line | - | 0 | 0
3SU1000-1CA20-0AA0-Z | Y11 | 3SU1000-1CA20-0AA0-ZY11 | 1 | UN | 1 | 10 | C | D | EAR99 | N | 85389099 | 1 |  | 0.026 | KG | 24.8 | 24.8 | CP20 | CP20 | Mushroom pushbutton, 22 mm, round, plastic, red, 60 mm, latching, pull-to-unlatch mechanism, with laser labeling, upper case | - | 0 | 0
3SU1000-1CA20-0AA0-Z | Y12 | 3SU1000-1CA20-0AA0-ZY12 | 1 | UN | 1 | 10 | C | D | EAR99 | N | 85389099 | 1 |  | 0.026 | KG | 24.8 | 24.8 | CP20 | CP20 | Mushroom pushbutton, 22 mm, round, plastic, red, 60 mm, latching, pull-to-unlatch mechanism, with laser labeling, lower case | - | 0 | 0
3SU1000-1CA20-0AA0-Z | Y13 | 3SU1000-1CA20-0AA0-ZY13 | 1 | UN | 1 | 10 | C | D | EAR99 | N | 85389099 | 1 |  | 0.026 | KG | 24.8 | 24.8 | CP20 | CP20 | Mushroom pushbutton, 22 mm, round, plastic, red, 60 mm, latching, pull-to-unlatch mechanism, with laser labeling, symbol number according to, ISO 7000 or IEC 60417 | - | 0 | 0
3SU1000-1CA20-0AA0-Z | Y15 | 3SU1000-1CA20-0AA0-ZY15 | 1 | UN | 1 | 10 | C | D | EAR99 | N | 85389099 | 1 |  | 0.026 | KG | 24.8 | 24.8 | CP20 | CP20 | Mushroom pushbutton, 22 mm, round, plastic, red, 60 mm, latching, pull-to-unlatch mechanism, with laser labeling, upper case and lower case, always upper case at the beginning of the word | - | 0 | 0
3SU1000-1CA20-0AA0-Z | Y19 | 3SU1000-1CA20-0AA0-ZY19 | 1 | UN | 1 | 10 | C | D | EAR99 | N | 85389099 | 1 |  | 0.026 | KG | 21 | 21 | CP20 | CP20 | Mushroom pushbutton, 22 mm, round, plastic, red, 60 mm, latching, pull-to-unlatch mechanism, with laser labeling, inscription or symbol Customer-specific selection with SIRIUS ACT configurator (CIN) | - | 0 | 0
3SU1000-1CD10-0AA0 |  | 3SU1000-1CD10-0AA0 | 1 | UN | 1 | 3 | B | D | N | N | 85389099 | 1 | 4011209956322 | 0.033 | KG | 11.21 | 11.21 | CP20 | CP20 | Mushroom pushbutton, 22 mm, round, plastic, black, 60 mm, momentary contact type | - | 0 | 0
3SU1000-1CD10-0AA0-Z | X90 | 3SU1000-1CD10-0AA0-ZX90 | 1 | UN | 1 | 5 | B | D | EAR99 | N | 85389099 | 40 |  | 0.026 | KG | 11.21 | 11.21 | CP20 | CP20 | Mushroom pushbutton, 22 mm, round, plastic, black, 60 mm, momentary contact type, Z=40-unit packaging | - | 0 | 0
3SU1000-1CD10-0AA0-Z | Y10 | 3SU1000-1CD10-0AA0-ZY10 | 1 | UN | 1 | 10 | C | D | N | N | 85389099 | 1 |  | 0.026 | KG | 15.96 | 15.96 | CP20 | CP20 | Mushroom pushbutton, 22 mm, round, plastic, black, 60 mm, momentary contact type, with laser labeling, upper case and lower case, always upper case at beginning of line | - | 0 | 0
3SU1000-1CD10-0AA0-Z | Y11 | 3SU1000-1CD10-0AA0-ZY11 | 1 | UN | 1 | 10 | C | D | N | N | 85389099 | 1 |  | 0.032 | KG | 15.96 | 15.96 | CP20 | CP20 | Mushroom pushbutton, 22 mm, round, plastic, black, 60 mm, momentary contact type, with laser labeling, upper case | - | 0 | 0
3SU1000-1CD10-0AA0-Z | Y12 | 3SU1000-1CD10-0AA0-ZY12 | 1 | UN | 1 | 10 | C | D | N | N | 85389099 | 1 |  | 0.026 | KG | 15.96 | 15.96 | CP20 | CP20 | Mushroom pushbutton, 22 mm, round, plastic, black, 60 mm, momentary contact type, with laser labeling, lower case | - | 0 | 0
3SU1000-1CD10-0AA0-Z | Y13 | 3SU1000-1CD10-0AA0-ZY13 | 1 | UN | 1 | 10 | C | D | N | N | 85389099 | 1 |  | 0.026 | KG | 15.96 | 15.96 | CP20 | CP20 | Mushroom pushbutton, 22 mm, round, plastic, black, 60 mm, momentary contact type, with laser labeling, symbol number according to, ISO 7000 or IEC 60417 | - | 0 | 0
3SU1000-1CD10-0AA0-Z | Y15 | 3SU1000-1CD10-0AA0-ZY15 | 1 | UN | 1 | 10 | C | D | N | N | 85389099 | 1 |  | 0.026 | KG | 15.96 | 15.96 | CP20 | CP20 | Mushroom pushbutton, 22 mm, round, plastic, black, 60 mm, momentary contact type, with laser labeling, upper case and lower case, always upper case at the beginning of the word | - | 0 | 0
3SU1000-1CD10-0AA0-Z | Y19 | 3SU1000-1CD10-0AA0-ZY19 | 1 | UN | 1 | 10 | C | D | N | N | 85389099 | 1 |  | 0.035 | KG | 12.16 | 12.16 | CP20 | CP20 | Mushroom pushbutton, 22 mm, round, plastic, black, 60 mm, momentary contact type, with laser labeling, inscription or symbol Customer-specific selection with SIRIUS ACT configurator (CIN) | - | 0 | 0
3SU1000-1CD20-0AA0 |  | 3SU1000-1CD20-0AA0 | 1 | UN | 1 | 5 | B | D | N | N | 85389099 | 1 | 4011209956339 | 0.033 | KG | 11.21 | 11.21 | CP20 | CP20 | Mushroom pushbutton, 22 mm, round, plastic, red, 60 mm, momentary contact type | - | 0 | 0
3SU1000-1CD20-0AA0-Z | X90 | 3SU1000-1CD20-0AA0-ZX90 | 1 | UN | 1 | 5 | B | D | EAR99 | N | 85389099 | 40 |  | 0.026 | KG | 11.21 | 11.21 | CP20 | CP20 | Mushroom pushbutton, 22 mm, round, plastic, red, 60 mm, momentary contact type, Z=40-unit packaging | - | 0 | 0
3SU1000-1CD20-0AA0-Z | Y10 | 3SU1000-1CD20-0AA0-ZY10 | 1 | UN | 1 | 10 | C | D | N | N | 85389099 | 1 |  | 0.026 | KG | 15.96 | 15.96 | CP20 | CP20 | Mushroom pushbutton, 22 mm, round, plastic, red, 60 mm, momentary contact type, with laser labeling, upper case and lower case, always upper case at beginning of line | - | 0 | 0
3SU1000-1CD20-0AA0-Z | Y11 | 3SU1000-1CD20-0AA0-ZY11 | 1 | UN | 1 | 10 | C | D | N | N | 85389099 | 1 |  | 0.026 | KG | 15.96 | 15.96 | CP20 | CP20 | Mushroom pushbutton, 22 mm, round, plastic, red, 60 mm, momentary contact type, with laser labeling, upper case | - | 0 | 0
3SU1000-1CD20-0AA0-Z | Y12 | 3SU1000-1CD20-0AA0-ZY12 | 1 | UN | 1 | 10 | C | D | N | N | 85389099 | 1 |  | 0.026 | KG | 15.96 | 15.96 | CP20 | CP20 | Mushroom pushbutton, 22 mm, round, plastic, red, 60 mm, momentary contact type, with laser labeling, lower case | - | 0 | 0
3SU1000-1CD20-0AA0-Z | Y13 | 3SU1000-1CD20-0AA0-ZY13 | 1 | UN | 1 | 10 | C | D | N | N | 85389099 | 1 |  | 0.026 | KG | 15.96 | 15.96 | CP20 | CP20 | Mushroom pushbutton, 22 mm, round, plastic, red, 60 mm, momentary contact type, with laser labeling, symbol number according to, ISO 7000 or IEC 60417 | - | 0 | 0
3SU1000-1CD20-0AA0-Z | Y15 | 3SU1000-1CD20-0AA0-ZY15 | 1 | UN | 1 | 10 | C | D | N | N | 85389099 | 1 |  | 0.026 | KG | 15.96 | 15.96 | CP20 | CP20 | Mushroom pushbutton, 22 mm, round, plastic, red, 60 mm, momentary contact type, with laser labeling, upper case and lower case, always upper case at the beginning of the word | - | 0 | 0
3SU1000-1CD20-0AA0-Z | Y19 | 3SU1000-1CD20-0AA0-ZY19 | 1 | UN | 1 | 10 | C | D | N | N | 85389099 | 1 |  | 0.03 | KG | 12.16 | 12.16 | CP20 | CP20 | Mushroom pushbutton, 22 mm, round, plastic, red, 60 mm, momentary contact type, with laser labeling, inscription or symbol Customer-specific selection with SIRIUS ACT configurator (CIN) | - | 0 | 0
3SU1000-1CD30-0AA0 |  | 3SU1000-1CD30-0AA0 | 1 | UN | 1 | 5 | B | D | N | N | 85389099 | 1 | 4011209956346 | 0.035 | KG | 11.21 | 11.21 | CP20 | CP20 | Mushroom pushbutton, 22 mm, round, plastic, yellow, 60 mm, momentary contact type | - | 0 | 0
3SU1000-1CD30-0AA0-Z | X90 | 3SU1000-1CD30-0AA0-ZX90 | 1 | UN | 1 | 5 | B | D | EAR99 | N | 85389099 | 40 |  | 0.026 | KG | 11.21 | 11.21 | CP20 | CP20 | Mushroom pushbutton, 22 mm, round, plastic, yellow, 60 mm, momentary contact type, Z=40-unit packaging | - | 0 | 0
3SU1000-1CD30-0AA0-Z | Y10 | 3SU1000-1CD30-0AA0-ZY10 | 1 | UN | 1 | 10 | C | D | EAR99 | N | 85389099 | 1 |  | 0.026 | KG | 15.96 | 15.96 | CP20 | CP20 | Mushroom pushbutton, 22 mm, round, plastic, yellow, 60 mm, momentary contact type, with laser labeling, upper case and lower case, always upper case at beginning of line | - | 0 | 0
3SU1000-1CD30-0AA0-Z | Y11 | 3SU1000-1CD30-0AA0-ZY11 | 1 | UN | 1 | 10 | C | D | EAR99 | N | 85389099 | 1 |  | 0.026 | KG | 15.96 | 15.96 | CP20 | CP20 | Mushroom pushbutton, 22 mm, round, plastic, yellow, 60 mm, momentary contact type, with laser labeling, upper case | - | 0 | 0
3SU1000-1CD30-0AA0-Z | Y12 | 3SU1000-1CD30-0AA0-ZY12 | 1 | UN | 1 | 10 | C | D | EAR99 | N | 85389099 | 1 |  | 0.026 | KG | 15.96 | 15.96 | CP20 | CP20 | Mushroom pushbutton, 22 mm, round, plastic, yellow, 60 mm, momentary contact type, with laser labeling, lower case | - | 0 | 0
3SU1000-1CD30-0AA0-Z | Y13 | 3SU1000-1CD30-0AA0-ZY13 | 1 | UN | 1 | 10 | C | D | EAR99 | N | 85389099 | 1 |  | 0.026 | KG | 15.96 | 15.96 | CP20 | CP20 | Mushroom pushbutton, 22 mm, round, plastic, yellow, 60 mm, momentary contact type, with laser labeling, symbol number according to, ISO 7000 or IEC 60417 | - | 0 | 0
3SU1000-1CD30-0AA0-Z | Y15 | 3SU1000-1CD30-0AA0-ZY15 | 1 | UN | 1 | 10 | C | D | EAR99 | N | 85389099 | 1 |  | 0.026 | KG | 15.96 | 15.96 | CP20 | CP20 | Mushroom pushbutton, 22 mm, round, plastic, yellow, 60 mm, momentary contact type, with laser labeling, upper case and lower case, always upper case at the beginning of the word | - | 0 | 0
3SU1000-1CD30-0AA0-Z | Y19 | 3SU1000-1CD30-0AA0-ZY19 | 1 | UN | 1 | 10 | C | D | EAR99 | N | 85389099 | 1 |  | 0.026 | KG | 12.16 | 12.16 | CP20 | CP20 | Mushroom pushbutton, 22 mm, round, plastic, yellow, 60 mm, momentary contact type, with laser labeling, inscription or symbol Customer-specific selection with SIRIUS ACT configurator (CIN) | - | 0 | 0
3SU1000-1CD40-0AA0 |  | 3SU1000-1CD40-0AA0 | 1 | UN | 1 | 3 | B | D | N | N | 85389099 | 1 | 4011209956353 | 0.034 | KG | 11.21 | 11.21 | CP20 | CP20 | Mushroom pushbutton, 22 mm, round, plastic, green, 60 mm, momentary contact type | - | 0 | 0
3SU1000-1CD40-0AA0-Z | X90 | 3SU1000-1CD40-0AA0-ZX90 | 1 | UN | 1 | 5 | B | D | EAR99 | N | 85389099 | 40 |  | 0.026 | KG | 11.21 | 11.21 | CP20 | CP20 | Mushroom pushbutton, 22 mm, round, plastic, green, 60 mm, momentary contact type, Z=40-unit packaging | - | 0 | 0
3SU1000-1CD40-0AA0-Z | Y10 | 3SU1000-1CD40-0AA0-ZY10 | 1 | UN | 1 | 10 | C | D | N | N | 85389099 | 1 |  | 0.026 | KG | 15.96 | 15.96 | CP20 | CP20 | Mushroom pushbutton, 22 mm, round, plastic, green, 60 mm, momentary contact type, with laser labeling, upper case and lower case, always upper case at beginning of line | - | 0 | 0
3SU1000-1CD40-0AA0-Z | Y11 | 3SU1000-1CD40-0AA0-ZY11 | 1 | UN | 1 | 10 | C | D | N | N | 85389099 | 1 |  | 0.026 | KG | 15.96 | 15.96 | CP20 | CP20 | Mushroom pushbutton, 22 mm, round, plastic, green, 60 mm, momentary contact type, with laser labeling, upper case | - | 0 | 0
3SU1000-1CD40-0AA0-Z | Y12 | 3SU1000-1CD40-0AA0-ZY12 | 1 | UN | 1 | 10 | C | D | N | N | 85389099 | 1 |  | 0.026 | KG | 15.96 | 15.96 | CP20 | CP20 | Mushroom pushbutton, 22 mm, round, plastic, green, 60 mm, momentary contact type, with laser labeling, lower case | - | 0 | 0
3SU1000-1CD40-0AA0-Z | Y13 | 3SU1000-1CD40-0AA0-ZY13 | 1 | UN | 1 | 10 | C | D | N | N | 85389099 | 1 |  | 0.026 | KG | 15.96 | 15.96 | CP20 | CP20 | Mushroom pushbutton, 22 mm, round, plastic, green, 60 mm, momentary contact type, with laser labeling, symbol number according to, ISO 7000 or IEC 60417 | - | 0 | 0
3SU1000-1CD40-0AA0-Z | Y15 | 3SU1000-1CD40-0AA0-ZY15 | 1 | UN | 1 | 10 | C | D | N | N | 85389099 | 1 |  | 0.026 | KG | 15.96 | 15.96 | CP20 | CP20 | Mushroom pushbutton, 22 mm, round, plastic, green, 60 mm, momentary contact type, with laser labeling, upper case and lower case, always upper case at the beginning of the word | - | 0 | 0
3SU1000-1CD40-0AA0-Z | Y19 | 3SU1000-1CD40-0AA0-ZY19 | 1 | UN | 1 | 10 | C | D | N | N | 85389099 | 1 |  | 0.03 | KG | 12.16 | 12.16 | CP20 | CP20 | Mushroom pushbutton, 22 mm, round, plastic, green, 60 mm, momentary contact type, with laser labeling, inscription or symbol Customer-specific selection with SIRIUS ACT configurator (CIN) | - | 0 | 0
3SU1000-1GB20-0AA0 |  | 3SU1000-1GB20-0AA0 | 1 | UN | 1 | 1 | A | D | N | N | 85389099 | 1 | 4011209946415 | 0.045 | KG | 21 | 21 | CP20 | CP20 | EMERGENCY STOP mushroom pushbutton, 22 mm, round, plastic, red, 30 mm, positive latching, acc. to EN ISO 13850, rotate-to-unlatch | - | 0 | 0
3SU1000-1GB20-0AA0-Z | X90 | 3SU1000-1GB20-0AA0-ZX90 | 1 | UN | 1 | 5 | B | D | N | N | 85389099 | 50 |  | 0.042 | KG | 21 | 21 | CP20 | CP20 | EMERGENCY STOP mushroom pushbutton, 22 mm, round, plastic, red, 30 mm, positive latching, acc. to EN ISO 13850, rotate-to-unlatch, Z=50-unit packaging | - | 0 | 0
3SU1000-1GB20-0AA0-Z | Y10 | 3SU1000-1GB20-0AA0-ZY10 | 1 | UN | 1 | 15 | C | D | N | N | 85389099 | 1 |  | 0.035 | KG | 25.75 | 25.75 | CP20 | CP20 | EMERGENCY STOP mushroom pushbutton, 22 mm, round, plastic, red, 30 mm, positive latching, acc. to EN ISO 13850, rotate-to-unlatch, with laser labeling, upper case and lower case, always upper case at beginning of line | - | 0 | 0
3SU1000-1GB20-0AA0-Z | Y11 | 3SU1000-1GB20-0AA0-ZY11 | 1 | UN | 1 | 15 | C | D | N | N | 85389099 | 1 |  | 0.04 | KG | 25.75 | 25.75 | CP20 | CP20 | EMERGENCY STOP mushroom pushbutton, 22 mm, round, plastic, red, 30 mm, positive latching, acc. to EN ISO 13850, rotate-to-unlatch, with laser labeling, upper case | - | 0 | 0
3SU1000-1GB20-0AA0-Z | Y12 | 3SU1000-1GB20-0AA0-ZY12 | 1 | UN | 1 | 15 | C | D | N | N | 85389099 | 1 |  | 0.035 | KG | 25.75 | 25.75 | CP20 | CP20 | EMERGENCY STOP mushroom pushbutton, 22 mm, round, plastic, red, 30 mm, positive latching, acc. to EN ISO 13850, rotate-to-unlatch, with laser labeling, lower case | - | 0 | 0
3SU1000-1GB20-0AA0-Z | Y13 | 3SU1000-1GB20-0AA0-ZY13 | 1 | UN | 1 | 15 | C | D | N | N | 85389099 | 1 |  | 0.035 | KG | 25.75 | 25.75 | CP20 | CP20 | EMERGENCY STOP mushroom pushbutton, 22 mm, round, plastic, red, 30 mm, positive latching, acc. to EN ISO 13850, rotate-to-unlatch, with laser labeling, symbol number according to ISO 7000 or IEC 60417 | - | 0 | 0
3SU1000-1GB20-0AA0-Z | Y15 | 3SU1000-1GB20-0AA0-ZY15 | 1 | UN | 1 | 15 | C | D | N | N | 85389099 | 1 |  | 0.035 | KG | 25.75 | 25.75 | CP20 | CP20 | EMERGENCY STOP mushroom pushbutton, 22 mm, round, plastic, red, 30 mm, positive latching, acc. to EN ISO 13850, rotate-to-unlatch, with laser labeling, upper case and lower case, always upper case at the beginning of the word | - | 0 | 0
3SU1000-1GB20-0AA0-Z | Y19 | 3SU1000-1GB20-0AA0-ZY19 | 1 | UN | 1 | 15 | C | D | N | N | 85389099 | 1 |  | 0.04 | KG | 21.95 | 21.95 | CP20 | CP20 | EMERGENCY STOP mushroom pushbutton, 22 mm, round, plastic, red, 30 mm, positive latching, acc. to EN ISO 13850, rotate-to-unlatch, with laser labeling, inscription or symbol Customer-specific selection with SIRIUS ACT configurator (CIN) | - | 0 | 0
3SU1000-1HA20-0AA0 |  | 3SU1000-1HA20-0AA0 | 1 | UN | 1 | 1 | A | D | N | N | 85389099 | 1 | 4011209937185 | 0.053 | KG | 21.19 | 21.19 | CP20 | CP20 | EMERGENCY STOP mushroom pushbutton, 22 mm, round, plastic, red, 40 mm, positive latching, acc. to EN ISO 13850, pull-to-unlatch mechanism | - | 0 | 0
3SU1000-1HA20-0AA0-Z | X90 | 3SU1000-1HA20-0AA0-ZX90 | 1 | UN | 1 | 5 | B | D | N | N | 85389099 | 50 | 4047621021751 | 0.052 | KG | 21.19 | 21.19 | CP20 | CP20 | EMERGENCY STOP mushroom pushbutton, 22 mm, round, plastic, red, 40 mm, positive latching, acc. to EN ISO 13850, pull-to-unlatch mechanism, Z=50-unit packaging | - | 0 | 0
3SU1000-1HA20-0AA0-Z | Y10 | 3SU1000-1HA20-0AA0-ZY10 | 1 | UN | 1 | 10 | C | D | EAR99 | N | 85389099 | 1 |  | 0.041 | KG | 25.94 | 25.94 | CP20 | CP20 | EMERGENCY STOP mushroom pushbutton, 22 mm, round, plastic, red, 40 mm, positive latching, acc. to EN ISO 13850, pull-to-unlatch mechanism, with laser labeling, upper case and lower case, always upper case at beginning of line | - | 0 | 0
3SU1000-1HA20-0AA0-Z | Y11 | 3SU1000-1HA20-0AA0-ZY11 | 1 | UN | 1 | 10 | C | D | EAR99 | N | 85389099 | 1 |  | 0.041 | KG | 25.94 | 25.94 | CP20 | CP20 | EMERGENCY STOP mushroom pushbutton, 22 mm, round, plastic, red, 40 mm, positive latching, acc. to EN ISO 13850, pull-to-unlatch mechanism, with laser labeling, upper case | - | 0 | 0
3SU1000-1HA20-0AA0-Z | Y12 | 3SU1000-1HA20-0AA0-ZY12 | 1 | UN | 1 | 10 | C | D | EAR99 | N | 85389099 | 1 |  | 0.041 | KG | 25.94 | 25.94 | CP20 | CP20 | EMERGENCY STOP mushroom pushbutton, 22 mm, round, plastic, red, 40 mm, positive latching, acc. to EN ISO 13850, pull-to-unlatch mechanism, with laser labeling, lower case | - | 0 | 0
3SU1000-1HA20-0AA0-Z | Y13 | 3SU1000-1HA20-0AA0-ZY13 | 1 | UN | 1 | 10 | C | D | EAR99 | N | 85389099 | 1 |  | 0.041 | KG | 25.94 | 25.94 | CP20 | CP20 | EMERGENCY STOP mushroom pushbutton, 22 mm, round, plastic, red, 40 mm, positive latching, acc. to EN ISO 13850, pull-to-unlatch mechanism, with laser labeling, symbol number according to ISO 7000 or IEC 60417 | - | 0 | 0
3SU1000-1HA20-0AA0-Z | Y15 | 3SU1000-1HA20-0AA0-ZY15 | 1 | UN | 1 | 10 | C | D | EAR99 | N | 85389099 | 1 |  | 0.041 | KG | 25.94 | 25.94 | CP20 | CP20 | EMERGENCY STOP mushroom pushbutton, 22 mm, round, plastic, red, 40 mm, positive latching, acc. to EN ISO 13850, pull-to-unlatch mechanism, with laser labeling, upper case and lower case, always upper case at the beginning of the word | - | 0 | 0
3SU1000-1HA20-0AA0-Z | Y19 | 3SU1000-1HA20-0AA0-ZY19 | 1 | UN | 1 | 10 | C | D | EAR99 | N | 85389099 | 1 |  | 0.041 | KG | 22.14 | 22.14 | CP20 | CP20 | EMERGENCY STOP mushroom pushbutton, 22 mm, round, plastic, red, 40 mm, positive latching, acc. to EN ISO 13850, pull-to-unlatch mechanism, with laser labeling, inscription or symbol Customer-specific selection with SIRIUS ACT configurator (CIN) | - | 0 | 0
3SU1000-1HB10-0AA0 |  | 3SU1000-1HB10-0AA0 | 1 | UN | 1 | 1 | A | D | N | N | 85389099 | 1 | 4011209946316 | 0.049 | KG | 23.09 | 23.09 | CP20 | CP20 | Mushroom pushbutton, 22 mm, round, plastic, black, 40 mm, positive latching, acc. to EN ISO 13850, rotate-to-unlatch | - | 0 | 0
3SU1000-1HB10-0AA0-Z | X90 | 3SU1000-1HB10-0AA0-ZX90 | 1 | UN | 1 | 5 | B | D | EAR99 | N | 85389099 | 50 |  | 0.037 | KG | 23.09 | 23.09 | CP20 | CP20 | Mushroom pushbutton, 22 mm, round, plastic, black, 40 mm, positive latching, acc. to EN ISO 13850, rotate-to-unlatch, Z=50-unit packaging | - | 0 | 0
3SU1000-1HB10-0AA0-Z | Y10 | 3SU1000-1HB10-0AA0-ZY10 | 1 | UN | 1 | 10 | C | D | N | N | 85389099 | 1 |  | 0.037 | KG | 27.84 | 27.84 | CP20 | CP20 | Mushroom pushbutton, 22 mm, round, plastic, black, 40 mm, positive latching, acc. to EN ISO 13850, rotate-to-unlatch, with laser labeling, upper case and lower case, always upper case at beginning of line | - | 0 | 0
3SU1000-1HB10-0AA0-Z | Y11 | 3SU1000-1HB10-0AA0-ZY11 | 1 | UN | 1 | 10 | C | D | N | N | 85389099 | 1 |  | 0.037 | KG | 27.84 | 27.84 | CP20 | CP20 | Mushroom pushbutton, 22 mm, round, plastic, black, 40 mm, positive latching, acc. to EN ISO 13850, rotate-to-unlatch, with laser labeling, upper case | - | 0 | 0
3SU1000-1HB10-0AA0-Z | Y12 | 3SU1000-1HB10-0AA0-ZY12 | 1 | UN | 1 | 10 | C | D | N | N | 85389099 | 1 |  | 0.037 | KG | 27.84 | 27.84 | CP20 | CP20 | Mushroom pushbutton, 22 mm, round, plastic, black, 40 mm, positive latching, acc. to EN ISO 13850, rotate-to-unlatch, with laser labeling, lower case | - | 0 | 0
3SU1000-1HB10-0AA0-Z | Y13 | 3SU1000-1HB10-0AA0-ZY13 | 1 | UN | 1 | 10 | C | D | N | N | 85389099 | 1 |  | 0.037 | KG | 27.84 | 27.84 | CP20 | CP20 | Mushroom pushbutton, 22 mm, round, plastic, black, 40 mm, positive latching, acc. to EN ISO 13850, rotate-to-unlatch, with laser labeling, symbol number according to ISO 7000 or IEC 60417 | - | 0 | 0
3SU1000-1HB10-0AA0-Z | Y15 | 3SU1000-1HB10-0AA0-ZY15 | 1 | UN | 1 | 10 | C | D | N | N | 85389099 | 1 |  | 0.037 | KG | 27.84 | 27.84 | CP20 | CP20 | Mushroom pushbutton, 22 mm, round, plastic, black, 40 mm, positive latching, acc. to EN ISO 13850, rotate-to-unlatch, with laser labeling, upper case and lower case, always upper case at the beginning of the word | - | 0 | 0
3SU1000-1HB10-0AA0-Z | Y19 | 3SU1000-1HB10-0AA0-ZY19 | 1 | UN | 1 | 10 | C | D | N | N | 85389099 | 1 |  | 0.045 | KG | 24.04 | 24.04 | CP20 | CP20 | Mushroom pushbutton, 22 mm, round, plastic, black, 40 mm, positive latching, acc. to EN ISO 13850, rotate-to-unlatch, with laser labeling, inscription or symbol Customer-specific selection with SIRIUS ACT configurator (CIN) | - | 0 | 0
3SU1000-1HB20-0AA0 |  | 3SU1000-1HB20-0AA0 | 1 | UN | 1 | 1 | A | D | N | N | 85389099 | 1 | 4011209937758 | 0.048 | KG | 23.09 | 20.62 | CP20 | CP20 | EMERGENCY STOP mushroom pushbutton, 22 mm, round, plastic, red, 40 mm, positive latching, acc. to EN ISO 13850, rotate-to-unlatch | Lista Papel 2020 SI | 0 | 0
3SU1000-1HB20-0AA0-Z | X90 | 3SU1000-1HB20-0AA0-ZX90 | 1 | UN | 1 | 5 | B | D | N | N | 85389099 | 50 | 4047621030234 | 0.048 | KG | 23.09 | 23.09 | CP20 | CP20 | EMERGENCY STOP mushroom pushbutton, 22 mm, round, plastic, red, 40 mm, positive latching, acc. to EN ISO 13850, rotate-to-unlatch, Z=50-unit packaging | - | 0 | 0
3SU1000-1HB20-0AA0-Z | Y10 | 3SU1000-1HB20-0AA0-ZY10 | 1 | UN | 1 | 10 | C | D | N | N | 85389099 | 1 |  | 0.037 | KG | 27.84 | 27.84 | CP20 | CP20 | EMERGENCY STOP mushroom pushbutton, 22 mm, round, plastic, red, 40 mm, positive latching, acc. to EN ISO 13850, rotate-to-unlatch, with laser labeling, upper case and lower case, always upper case at beginning of line | - | 0 | 0
3SU1000-1HB20-0AA0-Z | Y11 | 3SU1000-1HB20-0AA0-ZY11 | 1 | UN | 1 | 10 | C | D | N | N | 85389099 | 1 |  | 0.045 | KG | 27.84 | 27.84 | CP20 | CP20 | EMERGENCY STOP mushroom pushbutton, 22 mm, round, plastic, red, 40 mm, positive latching, acc. to EN ISO 13850, rotate-to-unlatch, with laser labeling, upper case | - | 0 | 0
3SU1000-1HB20-0AA0-Z | Y12 | 3SU1000-1HB20-0AA0-ZY12 | 1 | UN | 1 | 10 | C | D | N | N | 85389099 | 1 |  | 0.037 | KG | 27.84 | 27.84 | CP20 | CP20 | EMERGENCY STOP mushroom pushbutton, 22 mm, round, plastic, red, 40 mm, positive latching, acc. to EN ISO 13850, rotate-to-unlatch, with laser labeling, lower case | - | 0 | 0
3SU1000-1HB20-0AA0-Z | Y13 | 3SU1000-1HB20-0AA0-ZY13 | 1 | UN | 1 | 10 | C | D | N | N | 85389099 | 1 |  | 0.037 | KG | 27.84 | 27.84 | CP20 | CP20 | EMERGENCY STOP mushroom pushbutton, 22 mm, round, plastic, red, 40 mm, positive latching, acc. to EN ISO 13850, rotate-to-unlatch, with laser labeling, symbol number according to ISO 7000 or IEC 60417 | - | 0 | 0
3SU1000-1HB20-0AA0-Z | Y15 | 3SU1000-1HB20-0AA0-ZY15 | 1 | UN | 1 | 10 | C | D | N | N | 85389099 | 1 |  | 0.037 | KG | 27.84 | 27.84 | CP20 | CP20 | EMERGENCY STOP mushroom pushbutton, 22 mm, round, plastic, red, 40 mm, positive latching, acc. to EN ISO 13850, rotate-to-unlatch, with laser labeling, upper case and lower case, always upper case at the beginning of the word | - | 0 | 0
3SU1000-1HB20-0AA0-Z | Y19 | 3SU1000-1HB20-0AA0-ZY19 | 1 | UN | 1 | 10 | C | D | N | N | 85389099 | 1 |  | 0.06 | KG | 24.04 | 24.04 | CP20 | CP20 | EMERGENCY STOP mushroom pushbutton, 22 mm, round, plastic, red, 40 mm, positive latching, acc. to EN ISO 13850, rotate-to-unlatch, with laser labeling, inscription or symbol Customer-specific selection with SIRIUS ACT configurator (CIN) | - | 0 | 0
3SU1000-1HB50-0AA0 |  | 3SU1000-1HB50-0AA0 | 1 | UN | 1 | 3 | B | D | N | N | 85389099 | 1 | 4011209946309 | 0.046 | KG | 23.09 | 23.09 | CP20 | CP20 | Mushroom pushbutton, 22 mm, round, plastic, blue, 40 mm, positive latching, acc. to EN ISO 13850, rotate-to-unlatch | - | 0 | 0
3SU1000-1HB50-0AA0-Z | X90 | 3SU1000-1HB50-0AA0-ZX90 | 1 | UN | 1 | 5 | B | D | EAR99 | N | 85389099 | 50 |  | 0.037 | KG | 23.09 | 23.09 | CP20 | CP20 | Mushroom pushbutton, 22 mm, round, plastic, blue, 40 mm, positive latching, acc. to EN ISO 13850, rotate-to-unlatch, Z=50-unit packaging | - | 0 | 0
3SU1000-1HB50-0AA0-Z | Y10 | 3SU1000-1HB50-0AA0-ZY10 | 1 | UN | 1 | 10 | C | D | EAR99 | N | 85389099 | 1 |  | 0.037 | KG | 27.84 | 27.84 | CP20 | CP20 | Mushroom pushbutton, 22 mm, round, plastic, blue, 40 mm, positive latching, acc. to EN ISO 13850, rotate-to-unlatch, with laser labeling, upper case and lower case, always upper case at beginning of line | - | 0 | 0
3SU1000-1HB50-0AA0-Z | Y11 | 3SU1000-1HB50-0AA0-ZY11 | 1 | UN | 1 | 10 | C | D | EAR99 | N | 85389099 | 1 |  | 0.037 | KG | 27.84 | 27.84 | CP20 | CP20 | Mushroom pushbutton, 22 mm, round, plastic, blue, 40 mm, positive latching, acc. to EN ISO 13850, rotate-to-unlatch, with laser labeling, upper case | - | 0 | 0
3SU1000-1HB50-0AA0-Z | Y12 | 3SU1000-1HB50-0AA0-ZY12 | 1 | UN | 1 | 10 | C | D | EAR99 | N | 85389099 | 1 |  | 0.037 | KG | 27.84 | 27.84 | CP20 | CP20 | Mushroom pushbutton, 22 mm, round, plastic, blue, 40 mm, positive latching, acc. to EN ISO 13850, rotate-to-unlatch, with laser labeling, lower case | - | 0 | 0
3SU1000-1HB50-0AA0-Z | Y13 | 3SU1000-1HB50-0AA0-ZY13 | 1 | UN | 1 | 10 | C | D | EAR99 | N | 85389099 | 1 |  | 0.037 | KG | 27.84 | 27.84 | CP20 | CP20 | Mushroom pushbutton, 22 mm, round, plastic, blue, 40 mm, positive latching, acc. to EN ISO 13850, rotate-to-unlatch, with laser labeling, symbol number according to ISO 7000 or IEC 60417 | - | 0 | 0
3SU1000-1HB50-0AA0-Z | Y15 | 3SU1000-1HB50-0AA0-ZY15 | 1 | UN | 1 | 10 | C | D | EAR99 | N | 85389099 | 1 |  | 0.037 | KG | 27.84 | 27.84 | CP20 | CP20 | Mushroom pushbutton, 22 mm, round, plastic, blue, 40 mm, positive latching, acc. to EN ISO 13850, rotate-to-unlatch, with laser labeling, upper case and lower case, always upper case at the beginning of the word | - | 0 | 0
3SU1000-1HB50-0AA0-Z | Y19 | 3SU1000-1HB50-0AA0-ZY19 | 1 | UN | 1 | 10 | C | D | EAR99 | N | 85389099 | 1 |  | 0.037 | KG | 24.04 | 24.04 | CP20 | CP20 | Mushroom pushbutton, 22 mm, round, plastic, blue, 40 mm, positive latching, acc. to EN ISO 13850, rotate-to-unlatch, with laser labeling, inscription or symbol Customer-specific selection with SIRIUS ACT configurator (CIN) | - | 0 | 0
3SU1000-1HF20-0AA0 |  | 3SU1000-1HF20-0AA0 | 1 | UN | 1 | 1 | A | D | N | N | 85389099 | 1 | 4011209947009 | 0.076 | KG | 45.22 | 43.99 | CP20 | CP20 | EMERGENCY STOP mushroom pushbutton, 22 mm, round, plastic, red, 40 mm, with RONIS lock, lock number SB30, positive latching, acc. to EN ISO 13850, key-operated release | Lista Papel 2020 SI | 0 | 0
3SU1000-1HF20-0AA0-Z | X90 | 3SU1000-1HF20-0AA0-ZX90 | 1 | UN | 1 | 5 | B | D | N | N | 85389099 | 50 | 4047621030005 | 0.076 | KG | 45.22 | 45.22 | CP20 | CP20 | EMERGENCY STOP mushroom pushbutton, 22 mm, round, plastic, red, 40 mm, with RONIS lock, lock number SB30, positive latching, acc. to EN ISO 13850, key-operated release Z=50-unit packaging | - | 0 | 0
3SU1000-1HF20-0AA0-Z | Y01 | 3SU1000-1HF20-0AA0-ZY01 | 1 | UN | 1 | 25 | D | D | EAR99 | N | 85389099 | 1 |  | 0.083 | KG | 92.72 | 92.72 | CP20 | CP20 | emergency stop mushroom pushbutton, 22 mm, round, plastic, red, 40 mm, with Ronis lock, special lock, positive latching, according to EN ISO 13850, key-operated release, Note: BKS locking systems E1 - E25 supplied without key | - | 0 | 0
3SU1000-1HF20-0AA0-Z | Y01Y19 | 3SU1000-1HF20-0AA0-ZY01Y19 | 1 | UN | 1 | 30 | D | D | N | N | 85389099 | 1 |  | 0.083 | KG | 93.67 | 93.67 | CP20 | CP20 | Emergency stop mushroom pushbutton, 22 mm, round, plastic, red, 40 mm, with Ronis lock, special lock, positive latching, according to EN ISO 13850, key-operated release, Note: For the BKS locking systems E1 - E25 supplied without key, customer-specific selection with SIRIUS ACT configurator (CIN) |  | 0 | 0
3SU1000-1HG10-0AA0 |  | 3SU1000-1HG10-0AA0 | 1 | UN | 1 | 5 | B | D | N | N | 85389099 | 1 | 4047621061566 | 0.075 | KG | 48.74 | 48.74 | CP20 | CP20 | Mushroom pushbutton, 22 mm, round, plastic, black, 40 mm, with RONIS lock, lock number 455, positive latching, acc. to EN ISO 13850, key-operated release | - | 0 | 0
3SU1000-1HG10-0AA0-Z | X90 | 3SU1000-1HG10-0AA0-ZX90 | 1 | UN | 1 | 10 | C | D | N | N | 85389099 | 50 |  | 0.062 | KG | 48.74 | 48.74 | CP20 | CP20 | Mushroom pushbutton, 22 mm, round, plastic, black, 40 mm, with RONIS lock, lock number 455, positive latching, acc. to EN ISO 13850, key-operated release Z=50-unit packaging | - | 0 | 0
3SU1000-1HG10-0AA0-Z | Y19 | 3SU1000-1HG10-0AA0-ZY19 | 1 | UN | 1 | 10 | C | D | N | N | 85389099 | 1 |  | 0.075 | KG | 49.69 | 49.69 | CP20 | CP20 | Mushroom pushbutton, 22 mm, round, plastic, black, 40 mm, with Ronis lock, lock number 455, positive latching, key-operated release, customer-specific selection with SIRIUS ACT configurator (CIN) | - | 0 | 0
3SU1000-1HG20-0AA0 |  | 3SU1000-1HG20-0AA0 | 1 | UN | 1 | 3 | B | D | N | N | 85389099 | 1 | 4011209947047 | 0.075 | KG | 48.74 | 48.74 | CP20 | CP20 | EMERGENCY STOP mushroom pushbutton, 22 mm, round, plastic, red, 40 mm, with RONIS lock, lock number 455, positive latching, acc. to EN ISO 13850, key-operated release | - | 0 | 0
3SU1000-1HG20-0AA0-Z | X90 | 3SU1000-1HG20-0AA0-ZX90 | 1 | UN | 1 | 5 | B | D | N | N | 85389099 | 50 | 4047621030012 | 0.062 | KG | 48.74 | 48.74 | CP20 | CP20 | EMERGENCY STOP mushroom pushbutton, 22 mm, round, plastic, red, 40 mm, with RONIS lock, lock number 455, positive latching, acc. to EN ISO 13850, key-operated release Z=50-unit packaging | - | 0 | 0
3SU1000-1HK20-0AA0 |  | 3SU1000-1HK20-0AA0 | 1 | UN | 1 | 1 | A | D | N | N | 85389099 | 1 | 4011209946743 | 0.105 | KG | 95 | 92.44 | CP20 | CP20 | EMERGENCY STOP mushroom pushbutton, 22 mm, round, plastic, red, 40 mm, with lock BKS, lock number S1, positive latching, acc. to EN ISO 13850, key-operated release | Lista Papel 2020 SI | 0 | 0
3SU1000-1HK20-0AA0-Z | X90 | 3SU1000-1HK20-0AA0-ZX90 | 1 | UN | 1 | 5 | B | D | EAR99 | N | 85389099 | 50 |  | 0.099 | KG | 95 | 95 | CP20 | CP20 | EMERGENCY STOP mushroom pushbutton, 22 mm, round, plastic, red, 40 mm, with lock BKS, lock number S1, positive latching, acc. to EN ISO 13850, key-operated release Z=50-unit packaging | - | 0 | 0
3SU1000-1HK20-0AA0-Z | Y01 | 3SU1000-1HK20-0AA0-ZY01 | 1 | UN | 1 | 25 | D | D | EAR99 | N | 85389099 | 1 |  | 0.099 | KG | 142.5 | 142.5 | CP20 | CP20 | emergency stop mushroom pushbutton, 22 mm, round, plastic, red, 40 mm, with lock BKS, special lock, positive latching, according to EN ISO 13850, key-operated release, Note: BKS locking systems E1 - E25 supplied without key | - | 0 | 0
3SU1000-1HK20-0AA0-Z | Y01Y19 | 3SU1000-1HK20-0AA0-ZY01Y19 | 1 | UN | 1 | 30 | D | D | N | N | 85389099 | 1 |  | 0.099 | KG | 143.45 | 143.45 | CP20 | CP20 | Emergency stop mushroom pushbutton, 22 mm, round, plastic, red, 40 mm, with BKS lock, special lock, positive latching, according to EN ISO 13850, key-operated release, Note: For the BKS locking systems E1 - E25 supplied without key, customer-specific selection with SIRIUS ACT configurator (CIN) |  | 0 | 0
3SU1000-1HM20-0AA0 |  | 3SU1000-1HM20-0AA0 | 1 | UN | 1 | 3 | B | D | N | N | 85389099 | 1 | 4011209946750 | 0.096 | KG | 95 | 95 | CP20 | CP20 | EMERGENCY STOP mushroom pushbutton, 22 mm, round, plastic, red, 40 mm, with lock BKS, lock No. E7 (VW), positive latching, acc. to EN ISO 13850, key-operated release, supplied without key | - | 0 | 0
3SU1000-1HM20-0AA0-Z | X90 | 3SU1000-1HM20-0AA0-ZX90 | 1 | UN | 1 | 5 | B | D | EAR99 | N | 85389099 | 50 |  | 0.099 | KG | 95 | 95 | CP20 | CP20 | EMERGENCY STOP mushroom pushbutton, 22 mm, round, plastic, red, 40 mm, with lock BKS, lock No. E7 (VW), positive latching, acc. to EN ISO 13850, key-operated release, supplied without key, Z=50-unit packaging | - | 0 | 0
3SU1000-1HN20-0AA0 |  | 3SU1000-1HN20-0AA0 | 1 | UN | 1 | 3 | B | D | N | N | 85389099 | 1 | 4011209946767 | 0.095 | KG | 95 | 95 | CP20 | CP20 | EMERGENCY STOP mushroom pushbutton, 22 mm, round, plastic, red, 40 mm, with lock BKS, lock No. E9 (VW), positive latching, acc. to EN ISO 13850, key-operated release, supplied without key | - | 0 | 0
3SU1000-1HN20-0AA0-Z | X90 | 3SU1000-1HN20-0AA0-ZX90 | 1 | UN | 1 | 5 | B | D | EAR99 | N | 85389099 | 50 |  | 0.099 | KG | 95 | 95 | CP20 | CP20 | EMERGENCY STOP mushroom pushbutton, 22 mm, round, plastic, red, 40 mm, with lock BKS, lock No. E9 (VW), positive latching, acc. to EN ISO 13850, key-operated release, supplied without key, Z=50-unit packaging | - | 0 | 0
3SU1000-1HQ20-0AA0 |  | 3SU1000-1HQ20-0AA0 | 1 | UN | 1 | 1 | A | D | N | N | 85389099 | 1 | 4011209946774 | 0.115 | KG | 51.59 | 50.16 | CP20 | CP20 | EMERGENCY STOP mushroom pushbutton, 22 mm, round, plastic, red, 40 mm, with O.M.R. lock, lock number 73037, positive latching, acc. to EN ISO 13850, key-operated release | Lista Papel 2020 SI | 0 | 0
3SU1000-1HQ20-0AA0-Z | X90 | 3SU1000-1HQ20-0AA0-ZX90 | 1 | UN | 1 | 5 | B | D | EAR99 | N | 85389099 | 50 |  | 0.099 | KG | 51.59 | 51.59 | CP20 | CP20 | EMERGENCY STOP mushroom pushbutton, 22 mm, round, plastic, red, 40 mm, with O.M.R. lock, lock number 73037, positive latching, acc. to EN ISO 13850, key-operated release Z=50-unit packaging | - | 0 | 0
3SU1000-1HR20-0AA0 |  | 3SU1000-1HR20-0AA0 | 1 | UN | 1 | 1 | A | D | N | N | 85389099 | 1 | 4011209946712 | 0.109 | KG | 71.63 | 69.64 | CP20 | CP20 | EMERGENCY STOP mushroom pushbutton, 22 mm, round, plastic, red, 40 mm, with CES lock, lock number SSG10, positive latching, acc. to EN ISO 13850, key-operated release | Lista Papel 2020 SI | 0 | 0
3SU1000-1HR20-0AA0-Z | X90 | 3SU1000-1HR20-0AA0-ZX90 | 1 | UN | 1 | 5 | B | D | EAR99 | N | 85389099 | 50 |  | 0.099 | KG | 71.63 | 71.63 | CP20 | CP20 | EMERGENCY STOP mushroom pushbutton, 22 mm, round, plastic, red, 40 mm, with CES lock, lock number SSG10, positive latching, acc. to EN ISO 13850, key-operated release Z=50-unit packaging | - | 0 | 0
3SU1000-1HR20-0AA0-Z | Y01 | 3SU1000-1HR20-0AA0-ZY01 | 1 | UN | 1 | 25 | D | D | EAR99 | N | 85389099 | 1 |  | 0.099 | KG | 118.75 | 118.75 | CP20 | CP20 | emergency stop mushroom pushbutton, 22 mm, round, plastic, red, 40 mm, with lock CES, special lock, positive latching, according to EN ISO 13850, key-operated release, Note: BKS locking systems E1 - E25 supplied without key | - | 0 | 0
3SU1000-1HR20-0AA0-Z | Y01Y19 | 3SU1000-1HR20-0AA0-ZY01Y19 | 1 | UN | 1 | 30 | D | D | N | N | 85389099 | 1 |  | 0.099 | KG | 119.7 | 119.7 | CP20 | CP20 | Emergency stop mushroom pushbutton, 22 mm, round, plastic, red, 40 mm, with CES lock, special lock, positive latching, according to EN ISO 13850, key-operated release, Note: For the BKS locking systems E1 - E25 supplied without key, customer-specific selection with SIRIUS ACT configurator (CIN) |  | 0 | 0
3SU1000-1HS20-0AA0 |  | 3SU1000-1HS20-0AA0 | 1 | UN | 1 | 1 | A | D | N | N | 85389099 | 1 | 4011209946729 | 0.111 | KG | 71.63 | 71.63 | CP20 | CP20 | EMERGENCY STOP mushroom pushbutton, 22 mm, round, plastic, red, 40 mm, with CES lock, lock No. SSP9, positive latching, acc. to EN ISO 13850, key-operated release | - | 0 | 0
3SU1000-1HS20-0AA0-Z | X90 | 3SU1000-1HS20-0AA0-ZX90 | 1 | UN | 1 | 5 | B | D | EAR99 | N | 85389099 | 50 |  | 0.099 | KG | 71.63 | 71.63 | CP20 | CP20 | EMERGENCY STOP mushroom pushbutton, 22 mm, round, plastic, red, 40 mm, with CES lock, lock No. SSP9, positive latching, acc. to EN ISO 13850, key-operated release Z=50-unit packaging | - | 0 | 0
3SU1000-1HT20-0AA0 |  | 3SU1000-1HT20-0AA0 | 1 | UN | 1 | 3 | B | D | N | N | 85389099 | 1 | 4011209946736 | 0.105 | KG | 71.63 | 71.63 | CP20 | CP20 | EMERGENCY STOP mushroom pushbutton, 22 mm, round, plastic, red, 40 mm, with CES lock, lock No. SMS1, positive latching, acc. to EN ISO 13850, key-operated release | - | 0 | 0
3SU1000-1HT20-0AA0-Z | X90 | 3SU1000-1HT20-0AA0-ZX90 | 1 | UN | 1 | 5 | B | D | EAR99 | N | 85389099 | 50 |  | 0.099 | KG | 71.63 | 71.63 | CP20 | CP20 | EMERGENCY STOP mushroom pushbutton, 22 mm, round, plastic, red, 40 mm, with CES lock, lock No. SMS1, positive latching, acc. to EN ISO 13850, key-operated release Z=50-unit packaging | - | 0 | 0
3SU1000-1JB10-0AA0 |  | 3SU1000-1JB10-0AA0 | 1 | UN | 1 | 5 | B | D | N | N | 85389099 | 1 | 4047621054889 | 0.06 | KG | 39.24 | 39.24 | CP20 | CP20 | Mushroom pushbutton, 22 mm, round, plastic, black, 60 mm, positive latching, acc. to EN ISO 13850, rotate-to-unlatch | - | 0 | 0
3SU1000-1JB10-0AA0-Z | Y19 | 3SU1000-1JB10-0AA0-ZY19 | 1 | UN | 1 | 10 | C | D | N | N | 85389099 | 1 |  | 0.059 | KG | 40.19 | 40.19 | CP20 | CP20 | Mushroom pushbutton, 22 mm, round, plastic, black, 60 mm, positive latching, rotate-to-unlatch, customer-specific selection with SIRIUS ACT configurator (CIN) | - | 0 | 0
3SU1000-1JB20-0AA0 |  | 3SU1000-1JB20-0AA0 | 1 | UN | 1 | 1 | A | D | N | N | 85389099 | 1 | 4011209946446 | 0.059 | KG | 26.03 | 26.03 | CP20 | CP20 | EMERGENCY STOP mushroom pushbutton, 22 mm, round, plastic, red, 60 mm, positive latching, acc. to EN ISO 13850, rotate-to-unlatch | - | 0 | 0
3SU1000-1JB20-0AA0-Z | X90 | 3SU1000-1JB20-0AA0-ZX90 | 1 | UN | 1 | 5 | B | D | EAR99 | N | 85389099 | 40 |  | 0.046 | KG | 26.03 | 26.03 | CP20 | CP20 | EMERGENCY STOP mushroom pushbutton, 22 mm, round, plastic, red, 60 mm, positive latching, acc. to EN ISO 13850, rotate-to-unlatch, Z=40-unit packaging | - | 0 | 0
3SU1000-1JB20-0AA0-Z | Y10 | 3SU1000-1JB20-0AA0-ZY10 | 1 | UN | 1 | 10 | C | D | N | N | 85389099 | 1 |  | 0.046 | KG | 30.78 | 30.78 | CP20 | CP20 | EMERGENCY STOP mushroom pushbutton, 22 mm, round, plastic, red, 60 mm, positive latching, acc. to EN ISO 13850, rotate-to-unlatch, with laser labeling, upper case and lower case, always upper case at beginning of line | - | 0 | 0
3SU1000-1JB20-0AA0-Z | Y11 | 3SU1000-1JB20-0AA0-ZY11 | 1 | UN | 1 | 10 | C | D | N | N | 85389099 | 1 |  | 0.046 | KG | 30.78 | 30.78 | CP20 | CP20 | EMERGENCY STOP mushroom pushbutton, 22 mm, round, plastic, red, 60 mm, positive latching, acc. to EN ISO 13850, rotate-to-unlatch, with laser labeling, upper case | - | 0 | 0
3SU1000-1JB20-0AA0-Z | Y12 | 3SU1000-1JB20-0AA0-ZY12 | 1 | UN | 1 | 10 | C | D | N | N | 85389099 | 1 |  | 0.046 | KG | 30.78 | 30.78 | CP20 | CP20 | EMERGENCY STOP mushroom pushbutton, 22 mm, round, plastic, red, 60 mm, positive latching, acc. to EN ISO 13850, rotate-to-unlatch, with laser labeling, lower case | - | 0 | 0
3SU1000-1JB20-0AA0-Z | Y13 | 3SU1000-1JB20-0AA0-ZY13 | 1 | UN | 1 | 10 | C | D | N | N | 85389099 | 1 |  | 0.046 | KG | 30.78 | 30.78 | CP20 | CP20 | EMERGENCY STOP mushroom pushbutton, 22 mm, round, plastic, red, 60 mm, positive latching, acc. to EN ISO 13850, rotate-to-unlatch, with laser labeling, symbol number according to ISO 7000 or IEC 60417 | - | 0 | 0
3SU1000-1JB20-0AA0-Z | Y15 | 3SU1000-1JB20-0AA0-ZY15 | 1 | UN | 1 | 10 | C | D | N | N | 85389099 | 1 |  | 0.046 | KG | 30.78 | 30.78 | CP20 | CP20 | EMERGENCY STOP mushroom pushbutton, 22 mm, round, plastic, red, 60 mm, positive latching, acc. to EN ISO 13850, rotate-to-unlatch, with laser labeling, upper case and lower case, always upper case at the beginning of the word | - | 0 | 0
3SU1000-1JB20-0AA0-Z | Y19 | 3SU1000-1JB20-0AA0-ZY19 | 1 | UN | 1 | 10 | C | D | N | N | 85389099 | 1 |  | 0.06 | KG | 26.98 | 26.98 | CP20 | CP20 | EMERGENCY STOP mushroom pushbutton, 22 mm, round, plastic, red, 60 mm, positive latching, acc. to EN ISO 13850, rotate-to-unlatch, with laser labeling, inscription or symbol Customer-specific selection with SIRIUS ACT configurator (CIN) | - | 0 | 0
3SU1000-1LB20-0AA0 |  | 3SU1000-1LB20-0AA0 | 1 | UN | 1 | 1 | A | D | N | N | 85389099 | 1 | 4011209964174 | 0.04 | KG | 21.85 | 21.85 | CP20 | CP20 | Emergency stop mushroom pushbutton, 22 mm, round, plastic, red, 40 mm, latching according to EN ISO 13850, rotate-to-unlatch | - | 0 | 0
3SU1000-1LB20-0AA0-Z | X90 | 3SU1000-1LB20-0AA0-ZX90 | 1 | UN | 1 | 5 | B | D | EAR99 | N | 85389099 | 50 |  | 0.031 | KG | 21.85 | 21.85 | CP20 | CP20 | emergency stop mushroom pushbutton, 22 mm, round, plastic, red, 40 mm, Latching according to DIN EN ISO 13850, Rotate-to-unlatch, Z=50-unit packaging | - | 0 | 0
3SU1000-1LB20-0AA0-Z | Y19 | 3SU1000-1LB20-0AA0-ZY19 | 1 | UN | 1 | 10 | C | D | EAR99 | N | 85389099 | 1 |  | 0.031 | KG | 22.8 | 22.8 | CP20 | CP20 | Emergency stop mushroom pushbutton, 22 mm, round, plastic, red, 40 mm, latching according to EN ISO 13850, rotate-to-unlatch, with laser labeling, inscription or symbol Customer-specific selection with SIRIUS ACT configurator (CIN) | - | 0 | 0
3SU1000-2AS60-0AA0 |  | 3SU1000-2AS60-0AA0 | 1 | UN | 1 | 1 | A | D | N | N | 85389099 | 1 | 4011209954342 | 0.027 | KG | 16.82 | 16.82 | CP20 | CP20 | Selector switch, 22 mm, round, plastic, white, Rotary knob, 4 switch positions I-II-III-IV, latching, Actuating angle 4x90Â°, 3h/6h/9h/12h | - | 0 | 0
3SU1000-2AS60-0AA0-Z | X90 | 3SU1000-2AS60-0AA0-ZX90 | 1 | UN | 1 | 5 | B | D | EAR99 | N | 85389099 | 50 |  | 0.024 | KG | 16.82 | 16.82 | CP20 | CP20 | Selector switch, 22 mm, round, plastic, white, Rotary knob, 4 switch positions I-II-III-IV, latching, Actuating angle 4x90Â°, 3h/6h/9h/12h Z=50-unit packaging | - | 0 | 0
3SU1000-2AS60-0AA0-Z | Y10 | 3SU1000-2AS60-0AA0-ZY10 | 1 | UN | 1 | 10 | C | D | N | N | 85389099 | 1 |  | 0.024 | KG | 21.57 | 21.57 | CP20 | CP20 | Selector switch, 22 mm, round, plastic, white, Rotary knob, 4 switch positions I-II-III-IV, latching, Actuating angle 4x90Â°, 3h/6h/9h/12h, with laser labeling, upper case and lower case, always upper case at beginning of line | - | 0 | 0
3SU1000-2AS60-0AA0-Z | Y11 | 3SU1000-2AS60-0AA0-ZY11 | 1 | UN | 1 | 10 | C | D | N | N | 85389099 | 1 |  | 0.024 | KG | 21.57 | 21.57 | CP20 | CP20 | Selector switch, 22 mm, round, plastic, white, Rotary knob, 4 switch positions I-II-III-IV, latching, Actuating angle 4x90Â°, 3h/6h/9h/12h, with laser labeling, upper case | - | 0 | 0
3SU1000-2AS60-0AA0-Z | Y12 | 3SU1000-2AS60-0AA0-ZY12 | 1 | UN | 1 | 10 | C | D | N | N | 85389099 | 1 |  | 0.024 | KG | 21.57 | 21.57 | CP20 | CP20 | Selector switch, 22 mm, round, plastic, white, Rotary knob, 4 switch positions I-II-III-IV, latching, Actuating angle 4x90Â°, 3h/6h/9h/12h, with laser labeling, lower case | - | 0 | 0
3SU1000-2AS60-0AA0-Z | Y15 | 3SU1000-2AS60-0AA0-ZY15 | 1 | UN | 1 | 10 | C | D | N | N | 85389099 | 1 |  | 0.024 | KG | 21.57 | 21.57 | CP20 | CP20 | Selector switch, 22 mm, round, plastic, white, Rotary knob, 4 switch positions I-II-III-IV, latching, Actuating angle 4x90Â°, 3h/6h/9h/12h, with laser labeling, upper case and lower case, always upper case at the beginning of the word | - | 0 | 0
3SU1000-2AS60-0AA0-Z | Y19 | 3SU1000-2AS60-0AA0-ZY19 | 1 | UN | 1 | 10 | C | D | N | N | 85389099 | 1 |  | 0.035 | KG | 17.77 | 17.77 | CP20 | CP20 | Selector switch, 22 mm, round, plastic, white, Rotary knob, 4 switch positions I-II-III-IV, latching, Actuating angle 4x90Â°, 3h/6h/9h/12h, with laser labeling, inscription or symbol Customer-specific selection with SIRIUS ACT configurator (CIN) | - | 0 | 0
3SU1000-3AB11-0AA0 |  | 3SU1000-3AB11-0AA0 | 1 | UN | 1 | 3 | B | D | N | N | 85389099 | 1 | 4011209962705 | 0.025 | KG | 10.64 | 10.64 | CP20 | CP20 | Twin pushbutton, 22 mm, round, plastic, black, black, pushbuttons, flat | - | 0 | 0
3SU1000-3AB11-0AA0-Z | X90 | 3SU1000-3AB11-0AA0-ZX90 | 1 | UN | 1 | 5 | B | D | N | N | 85389099 | 50 | 4047621073859 | 0.02 | KG | 10.64 | 10.64 | CP20 | CP20 | Twin pushbutton, 22 mm, round, plastic, black, black, pushbuttons, flat, Z=50-unit packaging | - | 0 | 0
3SU1000-3AB11-0AA0-Z | Y10 | 3SU1000-3AB11-0AA0-ZY10 | 1 | UN | 1 | 10 | C | D | N | N | 85389099 | 1 |  | 0.02 | KG | 15.39 | 15.39 | CP20 | CP20 | Twin pushbutton, 22 mm, round, plastic, black, black, pushbuttons, flat, with laser labeling, upper case and lower case, always upper case at beginning of line | - | 0 | 0
3SU1000-3AB11-0AA0-Z | Y11 | 3SU1000-3AB11-0AA0-ZY11 | 1 | UN | 1 | 10 | C | D | N | N | 85389099 | 1 |  | 0.02 | KG | 15.39 | 15.39 | CP20 | CP20 | Twin pushbutton, 22 mm, round, plastic, black, black, pushbuttons, flat, with laser labeling, upper case | - | 0 | 0
3SU1000-3AB11-0AA0-Z | Y12 | 3SU1000-3AB11-0AA0-ZY12 | 1 | UN | 1 | 10 | C | D | N | N | 85389099 | 1 |  | 0.02 | KG | 15.39 | 15.39 | CP20 | CP20 | Twin pushbutton, 22 mm, round, plastic, black, black, pushbuttons, flat, with laser labeling, lower case | - | 0 | 0
3SU1000-3AB11-0AA0-Z | Y13 | 3SU1000-3AB11-0AA0-ZY13 | 1 | UN | 1 | 10 | C | D | N | N | 85389099 | 1 |  | 0.02 | KG | 15.39 | 15.39 | CP20 | CP20 | Twin pushbutton, 22 mm, round, plastic, black, black, pushbuttons, flat, with laser labeling, symbol number according to, ISO 7000 or IEC 60417 | - | 0 | 0
3SU1000-3AB11-0AA0-Z | Y15 | 3SU1000-3AB11-0AA0-ZY15 | 1 | UN | 1 | 10 | C | D | N | N | 85389099 | 1 |  | 0.02 | KG | 15.39 | 15.39 | CP20 | CP20 | Twin pushbutton, 22 mm, round, plastic, black, black, pushbuttons, flat, with laser labeling, upper case and lower case, always upper case at the beginning of the word | - | 0 | 0
3SU1000-3AB11-0AA0-Z | Y19 | 3SU1000-3AB11-0AA0-ZY19 | 1 | UN | 1 | 10 | C | D | N | N | 85389099 | 1 |  | 0.028 | KG | 11.59 | 11.59 | CP20 | CP20 | Twin pushbutton, 22 mm, round, plastic, black, black, pushbuttons, flat, with laser labeling, inscription or symbol Customer-specific selection with SIRIUS ACT configurator (CIN) | - | 0 | 0
3SU1000-3AB11-0AQ0 |  | 3SU1000-3AB11-0AQ0 | 1 | UN | 1 | 3 | B | D | N | N | 85389099 | 1 | 4011209964068 | 0.023 | KG | 11.31 | 11.31 | CP20 | CP20 | Twin pushbutton, 22 mm, round, plastic, Black: Symbol 5264 IEC 60417, Black: Symbol 5265 IEC 60417, pushbuttons, flat, horizontal installation | - | 0 | 0
3SU1000-3AB11-0AQ0-Z | X90 | 3SU1000-3AB11-0AQ0-ZX90 | 1 | UN | 1 | 10 | C | D | EAR99 | N | 85389099 | 50 |  | 0.02 | KG | 11.31 | 11.31 | CP20 | CP20 | Twin pushbutton, 22 mm, round, plastic, Black: Symbol 5264 IEC 60417, Black: Symbol 5265 IEC 60417, pushbuttons, flat, horizontal installation, Z=50-unit packaging | - | 0 | 0
3SU1000-3AB11-0AQ0-Z | Y19 | 3SU1000-3AB11-0AQ0-ZY19 | 1 | UN | 1 | 10 | C | D | N | N | 85389099 | 1 |  | 0.023 | KG | 12.26 | 12.26 | CP20 | CP20 | Twin pushbutton, 22 mm, round, plastic, black: Symbol 5264 IEC 60417, black: Symbol 5265 IEC 60417, buttons, flat, horizontal installation, customer-specific selection with SIRIUS ACT configurator (CIN) | - | 0 | 0
3SU1000-3AB42-0AA0 |  | 3SU1000-3AB42-0AA0 | 1 | UN | 1 | 3 | B | D | N | N | 85389099 | 1 | 4011209962712 | 0.025 | KG | 10.64 | 10.64 | CP20 | CP20 | Twin pushbutton, 22 mm, round, plastic, green, red, pushbuttons, flat | - | 0 | 0
3SU1000-3AB42-0AA0-Z | X90 | 3SU1000-3AB42-0AA0-ZX90 | 1 | UN | 1 | 5 | B | D | EAR99 | N | 85389099 | 50 |  | 0.02 | KG | 10.64 | 10.64 | CP20 | CP20 | Twin pushbutton, 22 mm, round, plastic, green, red, pushbuttons, flat, Z=50-unit packaging | - | 0 | 0
3SU1000-3AB42-0AA0-Z | Y10 | 3SU1000-3AB42-0AA0-ZY10 | 1 | UN | 1 | 10 | C | D | N | N | 85389099 | 1 |  | 0.025 | KG | 15.39 | 15.39 | CP20 | CP20 | Twin pushbutton, 22 mm, round, plastic, green, red, pushbuttons, flat, with laser labeling, upper case and lower case, always upper case at beginning of line | - | 0 | 0
3SU1000-3AB42-0AA0-Z | Y11 | 3SU1000-3AB42-0AA0-ZY11 | 1 | UN | 1 | 10 | C | D | N | N | 85389099 | 1 |  | 0.027 | KG | 15.39 | 15.39 | CP20 | CP20 | Twin pushbutton, 22 mm, round, plastic, green, red, pushbuttons, flat, with laser labeling, upper case | - | 0 | 0
3SU1000-3AB42-0AA0-Z | Y12 | 3SU1000-3AB42-0AA0-ZY12 | 1 | UN | 1 | 10 | C | D | N | N | 85389099 | 1 |  | 0.025 | KG | 15.39 | 15.39 | CP20 | CP20 | Twin pushbutton, 22 mm, round, plastic, green, red, pushbuttons, flat, with laser labeling, lower case | - | 0 | 0
3SU1000-3AB42-0AA0-Z | Y13 | 3SU1000-3AB42-0AA0-ZY13 | 1 | UN | 1 | 10 | C | D | N | N | 85389099 | 1 |  | 0.025 | KG | 15.39 | 15.39 | CP20 | CP20 | Twin pushbutton, 22 mm, round, plastic, green, red, pushbuttons, flat, with laser labeling, symbol number according to, ISO 7000 or IEC 60417 | - | 0 | 0
3SU1000-3AB42-0AA0-Z | Y15 | 3SU1000-3AB42-0AA0-ZY15 | 1 | UN | 1 | 10 | C | D | N | N | 85389099 | 1 |  | 0.025 | KG | 15.39 | 15.39 | CP20 | CP20 | Twin pushbutton, 22 mm, round, plastic, green, red, pushbuttons, flat, with laser labeling, upper case and lower case, always upper case at the beginning of the word | - | 0 | 0
3SU1000-3AB42-0AA0-Z | Y19 | 3SU1000-3AB42-0AA0-ZY19 | 1 | UN | 1 | 10 | C | D | N | N | 85389099 | 1 |  | 0.027 | KG | 11.59 | 11.59 | CP20 | CP20 | Twin pushbutton, 22 mm, round, plastic, green, red, pushbuttons, flat, with laser labeling, inscription or symbol Customer-specific selection with SIRIUS ACT configurator (CIN) | - | 0 | 0
3SU1000-3AB42-0AK0 |  | 3SU1000-3AB42-0AK0 | 1 | UN | 1 | 1 | A | D | N | N | 85389099 | 1 | 4011209964013 | 0.026 | KG | 11.31 | 11.31 | CP20 | CP20 | Twin pushbutton, 22 mm, round, plastic, green: I, red: O, pushbuttons, flat | - | 0 | 0
3SU1000-3AB42-0AK0-Z | X90 | 3SU1000-3AB42-0AK0-ZX90 | 1 | UN | 1 | 5 | B | D | N | N | 85389099 | 50 |  | 0.026 | KG | 11.31 | 11.31 | CP20 | CP20 | Twin pushbutton, 22 mm, round, plastic, green: I, red: O, pushbuttons, flat, Z=50-unit packaging | - | 0 | 0
3SU1000-3AB42-0AK0-Z | Y19 | 3SU1000-3AB42-0AK0-ZY19 | 1 | UN | 1 | 10 | C | D | N | N | 85389099 | 1 |  | 0.026 | KG | 12.26 | 12.26 | CP20 | CP20 | Twin pushbutton, 22 mm, round, plastic, green: I, red: O, buttons, flat, customer-specific selection with SIRIUS ACT configurator (CIN) | - | 0 | 0
3SU1000-3AB61-0AA0 |  | 3SU1000-3AB61-0AA0 | 1 | UN | 1 | 1 | A | D | N | N | 85389099 | 1 | 4011209962729 | 0.026 | KG | 10.64 | 10.64 | CP20 | CP20 | Twin pushbutton, 22 mm, round, plastic, white, black, pushbuttons, flat | - | 0 | 0
3SU1000-3AB61-0AA0-Z | X90 | 3SU1000-3AB61-0AA0-ZX90 | 1 | UN | 1 | 5 | B | D | EAR99 | N | 85389099 | 50 |  | 0.02 | KG | 10.64 | 10.64 | CP20 | CP20 | Twin pushbutton, 22 mm, round, plastic, white, black, pushbuttons, flat, Z=50-unit packaging | - | 0 | 0
3SU1000-3AB61-0AA0-Z | Y10 | 3SU1000-3AB61-0AA0-ZY10 | 1 | UN | 1 | 10 | C | D | N | N | 85389099 | 1 | 4047621033402 | 0.02 | KG | 15.39 | 15.39 | CP20 | CP20 | Twin pushbutton, 22 mm, round, plastic, white, black, pushbuttons, flat, with laser labeling, upper case and lower case, always upper case at beginning of line | - | 0 | 0
3SU1000-3AB61-0AA0-Z | Y11 | 3SU1000-3AB61-0AA0-ZY11 | 1 | UN | 1 | 10 | C | D | N | N | 85389099 | 1 | 4047621033419 | 0.02 | KG | 15.39 | 15.39 | CP20 | CP20 | Twin pushbutton, 22 mm, round, plastic, white, black, pushbuttons, flat, with laser labeling, upper case | - | 0 | 0
3SU1000-3AB61-0AA0-Z | Y12 | 3SU1000-3AB61-0AA0-ZY12 | 1 | UN | 1 | 10 | C | D | N | N | 85389099 | 1 | 4047621033426 | 0.02 | KG | 15.39 | 15.39 | CP20 | CP20 | Twin pushbutton, 22 mm, round, plastic, white, black, pushbuttons, flat, with laser labeling, lower case | - | 0 | 0
3SU1000-3AB61-0AA0-Z | Y13 | 3SU1000-3AB61-0AA0-ZY13 | 1 | UN | 1 | 10 | C | D | N | N | 85389099 | 1 | 4047621033433 | 0.02 | KG | 15.39 | 15.39 | CP20 | CP20 | Twin pushbutton, 22 mm, round, plastic, white, black, pushbuttons, flat, with laser labeling, symbol number according to, ISO 7000 or IEC 60417 | - | 0 | 0
3SU1000-3AB61-0AA0-Z | Y15 | 3SU1000-3AB61-0AA0-ZY15 | 1 | UN | 1 | 10 | C | D | N | N | 85389099 | 1 | 4047621033440 | 0.02 | KG | 15.39 | 15.39 | CP20 | CP20 | Twin pushbutton, 22 mm, round, plastic, white, black, pushbuttons, flat, with laser labeling, upper case and lower case, always upper case at the beginning of the word | - | 0 | 0
3SU1000-3AB61-0AA0-Z | Y19 | 3SU1000-3AB61-0AA0-ZY19 | 1 | UN | 1 | 10 | C | D | N | N | 85389099 | 1 | 4047621033457 | 0.025 | KG | 11.59 | 11.59 | CP20 | CP20 | Twin pushbutton, 22 mm, round, plastic, white, black, pushbuttons, flat, with laser labeling, inscription or symbol Customer-specific selection with SIRIUS ACT configurator (CIN) | - | 0 | 0
3SU1000-3AB61-0AK0 |  | 3SU1000-3AB61-0AK0 | 1 | UN | 1 | 1 | A | D | N | N | 85389099 | 1 | 4011209964020 | 0.027 | KG | 11.31 | 11.31 | CP20 | CP20 | Twin pushbutton, 22 mm, round, plastic, white: I, Black: O, pushbuttons, flat | - | 0 | 0
3SU1000-3AB61-0AK0-Z | X90 | 3SU1000-3AB61-0AK0-ZX90 | 1 | UN | 1 | 5 | B | D | EAR99 | N | 85389099 | 50 |  | 0.02 | KG | 11.31 | 11.31 | CP20 | CP20 | Twin pushbutton, 22 mm, round, plastic, white: I, Black: O, pushbuttons, flat, Z=50-unit packaging | - | 0 | 0
3SU1000-3AB61-0AK0-Z | Y19 | 3SU1000-3AB61-0AK0-ZY19 | 1 | UN | 1 | 10 | C | D | N | N | 85389099 | 1 |  | 0.025 | KG | 12.26 | 12.26 | CP20 | CP20 | Twin pushbutton, 22 mm, round, plastic, white: I, black: O, buttons, flat, customer-specific selection with SIRIUS ACT configurator (CIN) | - | 0 | 0
3SU1000-3AB66-0AA0 |  | 3SU1000-3AB66-0AA0 | 1 | UN | 1 | 3 | B | D | N | N | 85389099 | 1 | 4011209962736 | 0.024 | KG | 10.64 | 10.64 | CP20 | CP20 | Twin pushbutton, 22 mm, round, plastic, white, white, pushbuttons, flat | - | 0 | 0
3SU1000-3AB66-0AA0-Z | X90 | 3SU1000-3AB66-0AA0-ZX90 | 1 | UN | 1 | 5 | B | D | EAR99 | N | 85389099 | 50 |  | 0.02 | KG | 10.64 | 10.64 | CP20 | CP20 | Twin pushbutton, 22 mm, round, plastic, white, white, Pushbuttons, flat, Z=50-unit packaging | - | 0 | 0
3SU1000-3AB66-0AA0-Z | Y10 | 3SU1000-3AB66-0AA0-ZY10 | 1 | UN | 1 | 10 | C | D | N | N | 85389099 | 1 |  | 0.02 | KG | 15.39 | 15.39 | CP20 | CP20 | Twin pushbutton, 22 mm, round, plastic, white, white, Pushbuttons, flat, with laser labeling, upper case and lower case, always upper case at beginning of line | - | 0 | 0
3SU1000-3AB66-0AA0-Z | Y11 | 3SU1000-3AB66-0AA0-ZY11 | 1 | UN | 1 | 10 | C | D | N | N | 85389099 | 1 |  | 0.02 | KG | 15.39 | 15.39 | CP20 | CP20 | Twin pushbutton, 22 mm, round, plastic, white, white, Pushbuttons, flat, with laser labeling, upper case | - | 0 | 0
3SU1000-3AB66-0AA0-Z | Y12 | 3SU1000-3AB66-0AA0-ZY12 | 1 | UN | 1 | 10 | C | D | N | N | 85389099 | 1 |  | 0.02 | KG | 15.39 | 15.39 | CP20 | CP20 | Twin pushbutton, 22 mm, round, plastic, white, white, Pushbuttons, flat, with laser labeling, lower case | - | 0 | 0
3SU1000-3AB66-0AA0-Z | Y13 | 3SU1000-3AB66-0AA0-ZY13 | 1 | UN | 1 | 10 | C | D | N | N | 85389099 | 1 |  | 0.02 | KG | 15.39 | 15.39 | CP20 | CP20 | Twin pushbutton, 22 mm, round, plastic, white, white, Pushbuttons, flat, with laser labeling, symbol number according to, ISO 7000 or IEC 60417 | - | 0 | 0
3SU1000-3AB66-0AA0-Z | Y15 | 3SU1000-3AB66-0AA0-ZY15 | 1 | UN | 1 | 10 | C | D | N | N | 85389099 | 1 |  | 0.022 | KG | 15.39 | 15.39 | CP20 | CP20 | Twin pushbutton, 22 mm, round, plastic, white, white, Pushbuttons, flat, with laser labeling, upper case and lower case, always upper case at the beginning of the word | - | 0 | 0
3SU1000-3AB66-0AA0-Z | Y19 | 3SU1000-3AB66-0AA0-ZY19 | 1 | UN | 1 | 10 | C | D | N | N | 85389099 | 1 |  | 0.025 | KG | 11.59 | 11.59 | CP20 | CP20 | Twin pushbutton, 22 mm, round, plastic, white, white, Pushbuttons, flat, with laser labeling, inscription or symbol Customer-specific selection with SIRIUS ACT configurator (CIN) | - | 0 | 0
3SU1000-3AB66-0AL0 |  | 3SU1000-3AB66-0AL0 | 1 | UN | 1 | 5 | B | D | N | N | 85389099 | 1 | 4011209964037 | 0.026 | KG | 11.31 | 11.31 | CP20 | CP20 | Twin pushbutton, 22 mm, round, plastic, white: -, white: +, pushbuttons, flat | - | 0 | 0
3SU1000-3AB66-0AL0-Z | X90 | 3SU1000-3AB66-0AL0-ZX90 | 1 | UN | 1 | 5 | B | D | EAR99 | N | 85389099 | 50 |  | 0.02 | KG | 11.31 | 11.31 | CP20 | CP20 | Twin pushbutton, 22 mm, round, plastic, white: -, white: +, pushbuttons, flat, Z=50-unit packaging | - | 0 | 0
3SU1000-3AB66-0AL0-Z | Y19 | 3SU1000-3AB66-0AL0-ZY19 | 1 | UN | 1 | 10 | C | D | N | N | 85389099 | 1 |  | 0.026 | KG | 12.26 | 12.26 | CP20 | CP20 | Twin pushbutton, 22 mm, round, plastic, white: -, white: +, buttons, flat, customer-specific selection with SIRIUS ACT configurator (CIN) | - | 0 | 0
3SU1000-3AB66-0AM0 |  | 3SU1000-3AB66-0AM0 | 1 | UN | 1 | 5 | B | D | N | N | 85389099 | 1 | 4011209964044 | 0.027 | KG | 11.31 | 11.31 | CP20 | CP20 | Twin pushbutton, 22 mm, round, plastic, white: arrow pointing left, white: Arrow pointing right, pushbuttons, flat | - | 0 | 0
3SU1000-3AB66-0AM0-Z | X90 | 3SU1000-3AB66-0AM0-ZX90 | 1 | UN | 1 | 5 | B | D | EAR99 | N | 85389099 | 50 |  | 0.02 | KG | 11.31 | 11.31 | CP20 | CP20 | Twin pushbutton, 22 mm, round, plastic, white: arrow pointing left, white: Arrow pointing right, pushbuttons, flat, Z=50-unit packaging | - | 0 | 0
3SU1000-3AB66-0AM0-Z | Y19 | 3SU1000-3AB66-0AM0-ZY19 | 1 | UN | 1 | 10 | C | D | N | N | 85389099 | 1 |  | 0.023 | KG | 12.26 | 12.26 | CP20 | CP20 | Twin pushbutton, 22 mm, round, plastic, white: arrow to the left, white: arrow to the right, buttons, flat, customer-specific selection with SIRIUS ACT configurator (CIN) | - | 0 | 0
3SU1000-3AB66-0AN0 |  | 3SU1000-3AB66-0AN0 | 1 | UN | 1 | 5 | B | D | N | N | 85389099 | 1 | 4011209964051 | 0.025 | KG | 11.31 | 11.31 | CP20 | CP20 | Twin pushbutton, 22 mm, round, plastic, white: arrow pointing up, white: arrow pointing down, pushbuttons, flat | - | 0 | 0
3SU1000-3AB66-0AN0-Z | X90 | 3SU1000-3AB66-0AN0-ZX90 | 1 | UN | 1 | 5 | B | D | EAR99 | N | 85389099 | 50 |  | 0.02 | KG | 11.31 | 11.31 | CP20 | CP20 | Twin pushbutton, 22 mm, round, plastic, white: arrow pointing up, white: arrow pointing down, pushbuttons, flat, Z=50-unit packaging | - | 0 | 0
3SU1000-3AB66-0AN0-Z | Y19 | 3SU1000-3AB66-0AN0-ZY19 | 1 | UN | 1 | 10 | C | D | N | N | 85389099 | 1 |  | 0.025 | KG | 12.26 | 12.26 | CP20 | CP20 | Twin pushbutton, 22 mm, round, plastic, white: arrow pointing up, white: arrow pointing down, buttons, flat, customer-specific selection with SIRIUS ACT configurator (CIN) | - | 0 | 0
3SU1000-3BB42-0AA0 |  | 3SU1000-3BB42-0AA0 | 1 | UN | 1 | 3 | B | D | N | N | 85389099 | 1 | 4011209962743 | 0.026 | KG | 10.64 | 10.64 | CP20 | CP20 | Twin pushbutton, 22 mm, round, plastic, green, red, pushbuttons, flat and raised | - | 0 | 0
3SU1000-3BB42-0AA0-Z | X90 | 3SU1000-3BB42-0AA0-ZX90 | 1 | UN | 1 | 5 | B | D | EAR99 | N | 85389099 | 50 |  | 0.02 | KG | 10.64 | 10.64 | CP20 | CP20 | Twin pushbutton, 22 mm, round, plastic, green, red, pushbuttons, flat and raised, Z=50-unit packaging | - | 0 | 0
3SU1000-3BB42-0AA0-Z | Y10 | 3SU1000-3BB42-0AA0-ZY10 | 1 | UN | 1 | 10 | C | D | N | N | 85389099 | 1 | 4047621033525 | 0.02 | KG | 15.39 | 15.39 | CP20 | CP20 | Twin pushbutton, 22 mm, round, plastic, green, red, pushbuttons, flat and raised, with laser labeling, upper case and lower case, always upper case at beginning of line | - | 0 | 0
3SU1000-3BB42-0AA0-Z | Y11 | 3SU1000-3BB42-0AA0-ZY11 | 1 | UN | 1 | 10 | C | D | N | N | 85389099 | 1 | 4047621033532 | 0.02 | KG | 15.39 | 15.39 | CP20 | CP20 | Twin pushbutton, 22 mm, round, plastic, green, red, pushbuttons, flat and raised, with laser labeling, upper case | - | 0 | 0
3SU1000-3BB42-0AA0-Z | Y12 | 3SU1000-3BB42-0AA0-ZY12 | 1 | UN | 1 | 10 | C | D | N | N | 85389099 | 1 | 4047621033549 | 0.02 | KG | 15.39 | 15.39 | CP20 | CP20 | Twin pushbutton, 22 mm, round, plastic, green, red, pushbuttons, flat and raised, with laser labeling, lower case | - | 0 | 0
3SU1000-3BB42-0AA0-Z | Y13 | 3SU1000-3BB42-0AA0-ZY13 | 1 | UN | 1 | 10 | C | D | N | N | 85389099 | 1 | 4047621033556 | 0.02 | KG | 15.39 | 15.39 | CP20 | CP20 | Twin pushbutton, 22 mm, round, plastic, green, red, pushbuttons, flat and raised, with laser labeling, symbol number according to, ISO 7000 or IEC 60417 | - | 0 | 0
3SU1000-3BB42-0AA0-Z | Y15 | 3SU1000-3BB42-0AA0-ZY15 | 1 | UN | 1 | 10 | C | D | N | N | 85389099 | 1 | 4047621033563 | 0.02 | KG | 15.39 | 15.39 | CP20 | CP20 | Twin pushbutton, 22 mm, round, plastic, green, red, pushbuttons, flat and raised, with laser labeling, upper case and lower case, always upper case at the beginning of the word | - | 0 | 0
3SU1000-3BB42-0AA0-Z | Y19 | 3SU1000-3BB42-0AA0-ZY19 | 1 | UN | 1 | 10 | C | D | N | N | 85389099 | 1 | 4047621033570 | 0.03 | KG | 11.59 | 11.59 | CP20 | CP20 | Twin pushbutton, 22 mm, round, plastic, green, red, pushbuttons, flat and raised, with laser labeling, inscription or symbol Customer-specific selection with SIRIUS ACT configurator (CIN) | - | 0 | 0
3SU1000-3BB42-0AK0 |  | 3SU1000-3BB42-0AK0 | 1 | UN | 1 | 1 | A | D | N | N | 85389099 | 1 | 4011209964075 | 0.027 | KG | 11.31 | 11.31 | CP20 | CP20 | Twin pushbutton, 22 mm, round, plastic, green: I, red: O, pushbuttons, flat and raised | - | 0 | 0
3SU1000-3BB42-0AK0-Z | X90 | 3SU1000-3BB42-0AK0-ZX90 | 1 | UN | 1 | 5 | B | D | N | N | 85389099 | 50 | 4047621056753 | 0.028 | KG | 11.31 | 11.31 | CP20 | CP20 | Twin pushbutton, 22 mm, round, plastic, green: I, red: O, pushbuttons, flat and raised, Z=50-unit packaging | - | 0 | 0
3SU1000-3BB42-0AK0-Z | Y19 | 3SU1000-3BB42-0AK0-ZY19 | 1 | UN | 1 | 10 | C | D | N | N | 85389099 | 1 |  | 0.027 | KG | 12.26 | 12.26 | CP20 | CP20 | Twin pushbutton, 22 mm, round, plastic, green: I, red: O, buttons, flat and raised, customer-specific selection with SIRIUS ACT configurator (CIN) | - | 0 | 0
3SU1000-3BB61-0AA0 |  | 3SU1000-3BB61-0AA0 | 1 | UN | 1 | 1 | A | D | N | N | 85389099 | 1 | 4011209962750 | 0.026 | KG | 10.64 | 10.64 | CP20 | CP20 | Twin pushbutton, 22 mm, round, plastic, white, black, pushbuttons, flat and raised | - | 0 | 0
3SU1000-3BB61-0AA0-Z | X90 | 3SU1000-3BB61-0AA0-ZX90 | 1 | UN | 1 | 5 | B | D | EAR99 | N | 85389099 | 50 |  | 0.02 | KG | 10.64 | 10.64 | CP20 | CP20 | Twin pushbutton, 22 mm, round, plastic, white, black, pushbuttons, flat and raised, Z=50-unit packaging | - | 0 | 0
3SU1000-3BB61-0AA0-Z | Y10 | 3SU1000-3BB61-0AA0-ZY10 | 1 | UN | 1 | 10 | C | D | N | N | 85389099 | 1 | 4047621033709 | 0.02 | KG | 15.39 | 15.39 | CP20 | CP20 | Twin pushbutton, 22 mm, round, plastic, white, black, pushbuttons, flat and raised, with laser labeling, upper case and lower case, always upper case at beginning of line | - | 0 | 0
3SU1000-3BB61-0AA0-Z | Y11 | 3SU1000-3BB61-0AA0-ZY11 | 1 | UN | 1 | 10 | C | D | N | N | 85389099 | 1 | 4047621033716 | 0.02 | KG | 15.39 | 15.39 | CP20 | CP20 | Twin pushbutton, 22 mm, round, plastic, white, black, pushbuttons, flat and raised, with laser labeling, upper case | - | 0 | 0
3SU1000-3BB61-0AA0-Z | Y12 | 3SU1000-3BB61-0AA0-ZY12 | 1 | UN | 1 | 10 | C | D | N | N | 85389099 | 1 | 4047621033723 | 0.02 | KG | 15.39 | 15.39 | CP20 | CP20 | Twin pushbutton, 22 mm, round, plastic, white, black, pushbuttons, flat and raised, with laser labeling, lower case | - | 0 | 0
3SU1000-3BB61-0AA0-Z | Y13 | 3SU1000-3BB61-0AA0-ZY13 | 1 | UN | 1 | 10 | C | D | N | N | 85389099 | 1 | 4047621033730 | 0.02 | KG | 15.39 | 15.39 | CP20 | CP20 | Twin pushbutton, 22 mm, round, plastic, white, black, pushbuttons, flat and raised, with laser labeling, symbol number according to, ISO 7000 or IEC 60417 | - | 0 | 0
3SU1000-3BB61-0AA0-Z | Y15 | 3SU1000-3BB61-0AA0-ZY15 | 1 | UN | 1 | 10 | C | D | N | N | 85389099 | 1 | 4047621033747 | 0.02 | KG | 15.39 | 15.39 | CP20 | CP20 | Twin pushbutton, 22 mm, round, plastic, white, black, pushbuttons, flat and raised, with laser labeling, upper case and lower case, always upper case at the beginning of the word | - | 0 | 0
3SU1000-3BB61-0AA0-Z | Y19 | 3SU1000-3BB61-0AA0-ZY19 | 1 | UN | 1 | 10 | C | D | N | N | 85389099 | 1 | 4047621033754 | 0.025 | KG | 11.59 | 11.59 | CP20 | CP20 | Twin pushbutton, 22 mm, round, plastic, white, black, pushbuttons, flat and raised, with laser labeling, inscription or symbol Customer-specific selection with SIRIUS ACT configurator (CIN) | - | 0 | 0
3SU1000-3BB61-0AK0 |  | 3SU1000-3BB61-0AK0 | 1 | UN | 1 | 5 | B | D | N | N | 85389099 | 1 | 4011209964082 | 0.027 | KG | 11.31 | 11.31 | CP20 | CP20 | Twin pushbutton, 22 mm, round, plastic, white: I, Black: O, pushbuttons, flat and raised | - | 0 | 0
3SU1000-3BB61-0AK0-Z | X90 | 3SU1000-3BB61-0AK0-ZX90 | 1 | UN | 1 | 5 | B | D | N | N | 85389099 | 50 | 4047621072883 | 0.029 | KG | 11.31 | 11.31 | CP20 | CP20 | Twin pushbutton, 22 mm, round, plastic, white: I, Black: O, pushbuttons, flat and raised, Z=50-unit packaging | - | 0 | 0
3SU1000-3BB61-0AK0-Z | Y19 | 3SU1000-3BB61-0AK0-ZY19 | 1 | UN | 1 | 10 | C | D | N | N | 85389099 | 1 |  | 0.027 | KG | 12.26 | 12.26 | CP20 | CP20 | Twin pushbutton, 22 mm, round, plastic, white: I, black: O, buttons, flat and raised, customer-specific selection with SIRIUS ACT configurator (CIN) | - | 0 | 0
3SU1000-3EA10-0AA0 |  | 3SU1000-3EA10-0AA0 | 1 | UN | 1 | 3 | B | D | N | N | 85389099 | 1 | 4011209964761 | 0.019 | KG | 13.21 | 13.21 | CP20 | CP20 | Toggle switch, 22 mm, round, plastic, black, 2 switch positions O-I, latching | - | 0 | 0
3SU1000-3EA10-0AA0-Z | X90 | 3SU1000-3EA10-0AA0-ZX90 | 1 | UN | 1 | 5 | B | D | EAR99 | N | 85389099 | 50 |  | 0.016 | KG | 13.21 | 13.21 | CP20 | CP20 | Toggle switch, 22 mm, round, plastic, black, 2 switch positions O-I, latching, Z=50-unit packaging | - | 0 | 0
3SU1000-3EA10-0AA0-Z | Y10 | 3SU1000-3EA10-0AA0-ZY10 | 1 | UN | 1 | 10 | C | D | N | N | 85389099 | 1 |  | 0.016 | KG | 17.96 | 17.96 | CP20 | CP20 | Toggle switch, 22 mm, round, plastic, black, 2 switch positions O-I, latching, with laser labeling, upper case and lower case, always upper case at beginning of line | - | 0 | 0
3SU1000-3EA10-0AA0-Z | Y11 | 3SU1000-3EA10-0AA0-ZY11 | 1 | UN | 1 | 10 | C | D | N | N | 85389099 | 1 |  | 0.02 | KG | 17.96 | 17.96 | CP20 | CP20 | Toggle switch, 22 mm, round, plastic, black, 2 switch positions O-I, latching, with laser labeling, upper case | - | 0 | 0
3SU1000-3EA10-0AA0-Z | Y12 | 3SU1000-3EA10-0AA0-ZY12 | 1 | UN | 1 | 10 | C | D | N | N | 85389099 | 1 |  | 0.016 | KG | 17.96 | 17.96 | CP20 | CP20 | Toggle switch, 22 mm, round, plastic, black, 2 switch positions O-I, latching, with laser labeling, lower case | - | 0 | 0
3SU1000-3EA10-0AA0-Z | Y15 | 3SU1000-3EA10-0AA0-ZY15 | 1 | UN | 1 | 10 | C | D | N | N | 85389099 | 1 |  | 0.016 | KG | 17.96 | 17.96 | CP20 | CP20 | Toggle switch, 22 mm, round, plastic, black, 2 switch positions O-I, latching, with laser labeling, upper case and lower case, always upper case at the beginning of the word | - | 0 | 0
3SU1000-3EA10-0AA0-Z | Y19 | 3SU1000-3EA10-0AA0-ZY19 | 1 | UN | 1 | 10 | C | D | N | N | 85389099 | 1 |  | 0.02 | KG | 14.16 | 14.16 | CP20 | CP20 | Toggle switch, 22 mm, round, plastic, black, 2 switch positions O-I, latching, with laser labeling, inscription or symbol, Customer-specific selection with SIRIUS ACT configurator (CIN) | - | 0 | 0
3SU1000-3EC10-0AA0 |  | 3SU1000-3EC10-0AA0 | 1 | UN | 1 | 3 | B | D | N | N | 85389099 | 1 | 4011209964778 | 0.023 | KG | 13.21 | 13.21 | CP20 | CP20 | Toggle switch, 22 mm, round, plastic, black, 2 switch positions O<I, momentary contact type, connection from top | - | 0 | 0
3SU1000-3EC10-0AA0-Z | X90 | 3SU1000-3EC10-0AA0-ZX90 | 1 | UN | 1 | 5 | B | D | EAR99 | N | 85389099 | 50 |  | 0.016 | KG | 13.21 | 13.21 | CP20 | CP20 | Toggle switch, 22 mm, round, plastic, black, 2 switch positions O<I, momentary contact type, Reset from top, Z=50-unit packaging | - | 0 | 0
3SU1000-3EC10-0AA0-Z | Y10 | 3SU1000-3EC10-0AA0-ZY10 | 1 | UN | 1 | 10 | C | D | EAR99 | N | 85389099 | 1 |  | 0.016 | KG | 17.96 | 17.96 | CP20 | CP20 | Toggle switch, 22 mm, round, plastic, black, 2 switch positions O<I, momentary contact type, connection from top with laser labeling, upper case and lower case, always upper case at beginning of line | - | 0 | 0
3SU1000-3EC10-0AA0-Z | Y11 | 3SU1000-3EC10-0AA0-ZY11 | 1 | UN | 1 | 10 | C | D | EAR99 | N | 85389099 | 1 |  | 0.016 | KG | 17.96 | 17.96 | CP20 | CP20 | Toggle switch, 22 mm, round, plastic, black, 2 switch positions O<I, momentary contact type, connection from top with laser labeling, upper case | - | 0 | 0
3SU1000-3EC10-0AA0-Z | Y12 | 3SU1000-3EC10-0AA0-ZY12 | 1 | UN | 1 | 10 | C | D | EAR99 | N | 85389099 | 1 |  | 0.016 | KG | 17.96 | 17.96 | CP20 | CP20 | Toggle switch, 22 mm, round, plastic, black, 2 switch positions O<I, momentary contact type, connection from top with laser labeling, lower case | - | 0 | 0
3SU1000-3EC10-0AA0-Z | Y15 | 3SU1000-3EC10-0AA0-ZY15 | 1 | UN | 1 | 10 | C | D | EAR99 | N | 85389099 | 1 |  | 0.016 | KG | 17.96 | 17.96 | CP20 | CP20 | Toggle switch, 22 mm, round, plastic, black, 2 switch positions O<I, momentary contact type, connection from top with laser labeling, upper case and lower case, always upper case at the beginning of the word | - | 0 | 0
3SU1000-3EC10-0AA0-Z | Y19 | 3SU1000-3EC10-0AA0-ZY19 | 1 | UN | 1 | 10 | C | D | EAR99 | N | 85389099 | 1 |  | 0.016 | KG | 14.16 | 14.16 | CP20 | CP20 | Toggle switch, 22 mm, round, plastic, black, 2 switch positions O<I, momentary contact type, connection from top with laser labeling, inscription or symbol, customer-specific selection with SIRIUS ACT configurator (CIN) | - | 0 | 0
3SU1000-3FB11-0AA0 |  | 3SU1000-3FB11-0AA0 | 1 | UN | 1 | 5 | B | D | N | N | 85389099 | 1 | 4047621067711 | 0.045 | KG | 46.46 | 46.46 | CP20 | CP20 | Quadruple pushbutton, 22 mm, round, plastic, black, buttons, flat | - | 0 | 0
3SU1000-3FB11-0AA0-Z | Y19 | 3SU1000-3FB11-0AA0-ZY19 | 1 | UN | 1 | 10 | C | D | N | N | 85389099 | 1 |  | 0.026 | KG | 47.41 | 47.41 | CP20 | CP20 | Quadruple pushbutton, 22 mm, round, plastic, black, pushbuttons, flat, with laser inscription, inscription or symbol customer-specific selection with SIRIUS ACT configurator (CIN) |  | 0 | 0
3SU1000-3FB11-0AU0 |  | 3SU1000-3FB11-0AU0 | 1 | UN | 1 | 5 | B | D | N | N | 85389099 | 1 | 4047621067735 | 0.045 | KG | 46.46 | 46.46 | CP20 | CP20 | Quadruple pushbutton, 22 mm, round, plastic, black, pushbuttons, flat, Symbol: Arrow pointing left, right, up and down | - | 0 | 0
3SU1000-3FB11-0AU0-Z | Y19 | 3SU1000-3FB11-0AU0-ZY19 | 1 | UN | 1 | 10 | C | D | N | N | 85389099 | 1 |  | 0.026 | KG | 47.41 | 47.41 | CP20 | CP20 | Quadruple pushbutton, 22 mm, round, plastic, black, pushbuttons, flat, Symbol: Arrow pointing left, right, up and down, customer-specific selection with SIRIUS ACT configurator (CIN) |  | 0 | 0
3SU1000-4BC01-0AA0 |  | 3SU1000-4BC01-0AA0 | 1 | UN | 1 | 1 | A | D | N | N | 85389099 | 1 | 4011209962545 | 0.02 | KG | 26.7 | 25.94 | CP20 | CP20 | RONIS key-operated switch, 22 mm, round, plastic, lock number SB30, with 2 keys, 2 switch positions O<I, momentary contact type, Actuating angle 45Â°, 10:30h/12h, key removal O, possible special locks: SB31, 421, 455 | Lista Papel 2020 SI | 0 | 0
3SU1000-4BC01-0AA0-Z | X90 | 3SU1000-4BC01-0AA0-ZX90 | 1 | UN | 1 | 5 | B | D | N | N | 85389099 | 50 | 4047621032405 | 0.057 | KG | 26.7 | 26.7 | CP20 | CP20 | RONIS key-operated switch, 22 mm, round, plastic, lock number SB30, with 2 keys, 2 switch positions O<I, momentary contact type, Actuating angle 45Â°, 10:30h/12h, key removal O, possible special locks: SB31, 421, 455 Z=50-unit packaging | - | 0 | 0
3SU1000-4BC01-0AA0-Z | Y01 | 3SU1000-4BC01-0AA0-ZY01 | 1 | UN | 1 | 25 | D | D | EAR99 | N | 85389099 | 1 |  | 0.047 | KG | 74.2 | 74.2 | CP20 | CP20 | RONIS key-operated switch, 22 mm, round, plastic, special lock, with 2 keys, 2 switch positions O<I, momentary contact type, Actuating angle 45Â°, 10:30h/12h, key removal O, possible special locks: SB31, 421, 455 | - | 0 | 0
3SU1000-4BC01-0AA0-Z | Y01Y19 | 3SU1000-4BC01-0AA0-ZY01Y19 | 1 | UN | 1 | 30 | D | D | N | N | 85389099 | 1 |  | 0.047 | KG | 75.15 | 75.15 | CP20 | CP20 | RONIS key-operated switch, 22 mm, round, plastic, special lock, with 2 keys, 2 switch positions O<I, momentary contact type, actuating angle 45Â°, 10:30h/12h, key removal O, possible special locks: SB31, 421, 455, customer-specific selection with SIRIUS ACT configurator (CIN) |  | 0 | 0
3SU1000-4BC01-0AA0-Z | Y10 | 3SU1000-4BC01-0AA0-ZY10 | 1 | UN | 1 | 10 | C | D | EAR99 | N | 85389099 | 1 |  | 0.047 | KG | 31.45 | 31.45 | CP20 | CP20 | RONIS key-operated switch, 22 mm, round, plastic, lock number SB30, with 2 keys, 2 switch positions O<I, momentary contact type, Actuating angle 45Â°, 10:30h/12h, key removal O, possible special locks: SB31, 421, 455, with laser labeling, upper case and lower case, always upper case at beginning of line | - | 0 | 0
3SU1000-4BC01-0AA0-Z | Y11 | 3SU1000-4BC01-0AA0-ZY11 | 1 | UN | 1 | 10 | C | D | EAR99 | N | 85389099 | 1 |  | 0.047 | KG | 31.45 | 31.45 | CP20 | CP20 | RONIS key-operated switch, 22 mm, round, plastic, lock number SB30, with 2 keys, 2 switch positions O<I, momentary contact type, Actuating angle 45Â°, 10:30h/12h, key removal O, possible special locks: SB31, 421, 455, with laser labeling, upper case | - | 0 | 0
3SU1000-4BC01-0AA0-Z | Y12 | 3SU1000-4BC01-0AA0-ZY12 | 1 | UN | 1 | 10 | C | D | EAR99 | N | 85389099 | 1 |  | 0.047 | KG | 31.45 | 31.45 | CP20 | CP20 | RONIS key-operated switch, 22 mm, round, plastic, lock number SB30, with 2 keys, 2 switch positions O<I, momentary contact type, Actuating angle 45Â°, 10:30h/12h, key removal O, possible special locks: SB31, 421, 455, with laser labeling, lower case | - | 0 | 0
3SU1000-4BC01-0AA0-Z | Y15 | 3SU1000-4BC01-0AA0-ZY15 | 1 | UN | 1 | 10 | C | D | EAR99 | N | 85389099 | 1 |  | 0.047 | KG | 31.45 | 31.45 | CP20 | CP20 | RONIS key-operated switch, 22 mm, round, plastic, lock number SB30, with 2 keys, 2 switch positions O<I, momentary contact type, Actuating angle 45Â°, 10:30h/12h, key removal O, possible special locks: SB31, 421, 455, with laser labeling, upper case and lower case, always upper case at the beginning of the word | - | 0 | 0
3SU1000-4BC01-0AA0-Z | Y19 | 3SU1000-4BC01-0AA0-ZY19 | 1 | UN | 1 | 10 | C | D | EAR99 | N | 85389099 | 1 |  | 0.047 | KG | 27.65 | 27.65 | CP20 | CP20 | RONIS key-operated switch, 22 mm, round, plastic, lock number SB30, with 2 keys, 2 switch positions O<I, momentary contact type, Actuating angle 45Â°, 10:30h/12h, key removal O, possible special locks: SB31, 421, 455, with laser labeling, inscription or symbol Customer-specific selection with SIRIUS ACT configurator (CIN) | - | 0 | 0
3SU1000-4BF01-0AA0 |  | 3SU1000-4BF01-0AA0 | 1 | UN | 1 | 1 | A | D | N | N | 85389099 | 1 | 4011209962521 | 0.02 | KG | 26.7 | 25.94 | CP20 | CP20 | RONIS key-operated switch, 22 mm, round, plastic, lock number SB30, with 2 keys, 2 switch positions O-I, latching, actuating angle 90Â°, 10:30h/13:30h, key removal O, possible special locks: SB31, 421, 455 | Lista Papel 2020 SI | 0 | 0
3SU1000-4BF01-0AA0-Z | X90 | 3SU1000-4BF01-0AA0-ZX90 | 1 | UN | 1 | 5 | B | D | N | N | 85389099 | 50 | 4047621032429 | 0.057 | KG | 26.7 | 26.7 | CP20 | CP20 | RONIS key-operated switch, 22 mm, round, plastic, lock number SB30, with 2 keys, 2 switch positions O-I, latching, actuating angle 90Â°, 10:30h/13:30h, key removal O, possible special locks: SB31, 421, 455 Z=50-unit packaging | - | 0 | 0
3SU1000-4BF01-0AA0-Z | Y01 | 3SU1000-4BF01-0AA0-ZY01 | 1 | UN | 1 | 25 | D | D | EAR99 | N | 85389099 | 1 |  | 0.047 | KG | 74.2 | 74.2 | CP20 | CP20 | RONIS key-operated switch, 22 mm, round, plastic, special lock, with 2 keys, 2 switch positions O-I, latching, actuating angle 90Â°, 10:30h/13:30h, key removal O, possible special locks: SB31, 421, 455 | - | 0 | 0
3SU1000-4BF01-0AA0-Z | Y01Y19 | 3SU1000-4BF01-0AA0-ZY01Y19 | 1 | UN | 1 | 30 | D | D | N | N | 85389099 | 1 |  | 0.047 | KG | 75.15 | 75.15 | CP20 | CP20 | RONIS key-operated switch, 22 mm, round, plastic, special lock, with 2 keys, 2 switch positions O-I, latching, actuating angle 90Â°, 10:30h/13:30h, key removal O, possible special locks: SB31, 421, 455, customer-specific selection with SIRIUS ACT configurator (CIN) |  | 0 | 0
3SU1000-4BF01-0AA0-Z | Y10 | 3SU1000-4BF01-0AA0-ZY10 | 1 | UN | 1 | 10 | C | D | EAR99 | N | 85389099 | 1 |  | 0.047 | KG | 31.45 | 31.45 | CP20 | CP20 | RONIS key-operated switch, 22 mm, round, plastic, lock number SB30, with 2 keys, 2 switch positions O-I, latching, actuating angle 90Â°, 10:30h/13:30h, key removal O, possible special locks: SB31, 421, 455, with laser labeling, upper case and lower case, always upper case at beginning of line | - | 0 | 0
3SU1000-4BF01-0AA0-Z | Y11 | 3SU1000-4BF01-0AA0-ZY11 | 1 | UN | 1 | 10 | C | D | EAR99 | N | 85389099 | 1 |  | 0.047 | KG | 31.45 | 31.45 | CP20 | CP20 | RONIS key-operated switch, 22 mm, round, plastic, lock number SB30, with 2 keys, 2 switch positions O-I, latching, actuating angle 90Â°, 10:30h/13:30h, key removal O, possible special locks: SB31, 421, 455, with laser labeling, upper case | - | 0 | 0
3SU1000-4BF01-0AA0-Z | Y12 | 3SU1000-4BF01-0AA0-ZY12 | 1 | UN | 1 | 10 | C | D | EAR99 | N | 85389099 | 1 |  | 0.047 | KG | 31.45 | 31.45 | CP20 | CP20 | RONIS key-operated switch, 22 mm, round, plastic, lock number SB30, with 2 keys, 2 switch positions O-I, latching, actuating angle 90Â°, 10:30h/13:30h, key removal O, possible special locks: SB31, 421, 455, with laser labeling, lower case | - | 0 | 0
3SU1000-4BF01-0AA0-Z | Y15 | 3SU1000-4BF01-0AA0-ZY15 | 1 | UN | 1 | 10 | C | D | EAR99 | N | 85389099 | 1 |  | 0.047 | KG | 31.45 | 31.45 | CP20 | CP20 | RONIS key-operated switch, 22 mm, round, plastic, lock number SB30, with 2 keys, 2 switch positions O-I, latching, actuating angle 90Â°, 10:30h/13:30h, key removal O, possible special locks: SB31, 421, 455, with laser labeling, upper case and lower case, always upper case at the beginning of the word | - | 0 | 0
3SU1000-4BF01-0AA0-Z | Y19 | 3SU1000-4BF01-0AA0-ZY19 | 1 | UN | 1 | 10 | C | D | EAR99 | N | 85389099 | 1 |  | 0.047 | KG | 27.65 | 27.65 | CP20 | CP20 | RONIS key-operated switch, 22 mm, round, plastic, lock number SB30, with 2 keys, 2 switch positions O-I, latching, actuating angle 90Â°, 10:30h/13:30h, key removal O, possible special locks: SB31, 421, 455, with laser labeling, inscription or symbol Customer-specific selection with SIRIUS ACT configurator (CIN) | - | 0 | 0
3SU1000-4BF11-0AA0 |  | 3SU1000-4BF11-0AA0 | 1 | UN | 1 | 1 | A | D | N | N | 85389099 | 1 | 4011209962514 | 0.02 | KG | 26.7 | 25.94 | CP20 | CP20 | RONIS key-operated switch, 22 mm, round, plastic, lock number SB30, with 2 keys, 2 switch positions O-I, latching, actuating angle 90Â°, 10:30h/13:30h, key removal O+I, possible special locks: SB31, 421, 455 | Lista Papel 2020 SI | 0 | 0
3SU1000-4BF11-0AA0-Z | X90 | 3SU1000-4BF11-0AA0-ZX90 | 1 | UN | 1 | 5 | B | D | N | N | 85389099 | 50 | 4047621032436 | 0.057 | KG | 26.7 | 26.7 | CP20 | CP20 | RONIS key-operated switch, 22 mm, round, plastic, lock number SB30, with 2 keys, 2 switch positions O-I, latching, actuating angle 90Â°, 10:30h/13:30h, key removal O+I, possible special locks: SB31, 421, 455 Z=50-unit packaging | - | 0 | 0
3SU1000-4BF11-0AA0-Z | Y01 | 3SU1000-4BF11-0AA0-ZY01 | 1 | UN | 1 | 25 | D | D | EAR99 | N | 85389099 | 1 |  | 0.047 | KG | 74.2 | 74.2 | CP20 | CP20 | RONIS key-operated switch, 22 mm, round, plastic, special lock, with 2 keys, 2 switch positions O-I, latching, actuating angle 90Â°, 10:30h/13:30h, key removal O+I, possible special locks: SB31, 421, 455 | - | 0 | 0
3SU1000-4BF11-0AA0-Z | Y01Y19 | 3SU1000-4BF11-0AA0-ZY01Y19 | 1 | UN | 1 | 30 | D | D | N | N | 85389099 | 1 |  | 0.047 | KG | 75.15 | 75.15 | CP20 | CP20 | RONIS key-operated switch, 22 mm, round, plastic, special lock, with 2 keys, 2 switch positions O-I, latching, actuating angle 90Â°, 10:30h/13:30h, key removal O+I, possible special locks: SB31, 421, 455, customer-specific selection with SIRIUS ACT configurator (CIN) |  | 0 | 0
3SU1000-4BF11-0AA0-Z | Y10 | 3SU1000-4BF11-0AA0-ZY10 | 1 | UN | 1 | 10 | C | D | EAR99 | N | 85389099 | 1 |  | 0.047 | KG | 31.45 | 31.45 | CP20 | CP20 | RONIS key-operated switch, 22 mm, round, plastic, lock number SB30, with 2 keys, 2 switch positions O-I, latching, actuating angle 90Â°, 10:30h/13:30h, key removal O+I, possible special locks: SB31, 421, 455, with laser labeling, upper case and lower case, always upper case at beginning of line | - | 0 | 0
3SU1000-4BF11-0AA0-Z | Y11 | 3SU1000-4BF11-0AA0-ZY11 | 1 | UN | 1 | 10 | C | D | EAR99 | N | 85389099 | 1 |  | 0.047 | KG | 31.45 | 31.45 | CP20 | CP20 | RONIS key-operated switch, 22 mm, round, plastic, lock number SB30, with 2 keys, 2 switch positions O-I, latching, actuating angle 90Â°, 10:30h/13:30h, key removal O+I, possible special locks: SB31, 421, 455, with laser labeling, upper case | - | 0 | 0
3SU1000-4BF11-0AA0-Z | Y12 | 3SU1000-4BF11-0AA0-ZY12 | 1 | UN | 1 | 10 | C | D | EAR99 | N | 85389099 | 1 |  | 0.047 | KG | 31.45 | 31.45 | CP20 | CP20 | RONIS key-operated switch, 22 mm, round, plastic, lock number SB30, with 2 keys, 2 switch positions O-I, latching, actuating angle 90Â°, 10:30h/13:30h, key removal O+I, possible special locks: SB31, 421, 455, with laser labeling, lower case | - | 0 | 0
3SU1000-4BF11-0AA0-Z | Y15 | 3SU1000-4BF11-0AA0-ZY15 | 1 | UN | 1 | 10 | C | D | EAR99 | N | 85389099 | 1 |  | 0.047 | KG | 31.45 | 31.45 | CP20 | CP20 | RONIS key-operated switch, 22 mm, round, plastic, lock number SB30, with 2 keys, 2 switch positions O-I, latching, actuating angle 90Â°, 10:30h/13:30h, key removal O+I, possible special locks: SB31, 421, 455, with laser labeling, upper case and lower case, always upper case at the beginning of the word | - | 0 | 0
3SU1000-4BF11-0AA0-Z | Y19 | 3SU1000-4BF11-0AA0-ZY19 | 1 | UN | 1 | 10 | C | D | EAR99 | N | 85389099 | 1 |  | 0.047 | KG | 27.65 | 27.65 | CP20 | CP20 | RONIS key-operated switch, 22 mm, round, plastic, lock number SB30, with 2 keys, 2 switch positions O-I, latching, actuating angle 90Â°, 10:30h/13:30h, key removal O+I, possible special locks: SB31, 421, 455, with laser labeling, inscription or symbol Customer-specific selection with SIRIUS ACT configurator (CIN) | - | 0 | 0
3SU1000-4BF21-0AA0 |  | 3SU1000-4BF21-0AA0 | 1 | UN | 1 | 1 | A | D | N | N | 85389099 | 1 | 4011209962538 | 0.02 | KG | 26.7 | 25.94 | CP20 | CP20 | RONIS key-operated switch, 22 mm, round, plastic, lock number SB30, with 2 keys, 2 switch positions O-I, latching, actuating angle 90Â°, 10:30h/13:30h, key removal I, possible special locks: SB31, 421, 455 | Lista Papel 2020 SI | 0 | 0
3SU1000-4BF21-0AA0-Z | X90 | 3SU1000-4BF21-0AA0-ZX90 | 1 | UN | 1 | 5 | B | D | N | N | 85389099 | 50 | 4047621032412 | 0.047 | KG | 26.7 | 26.7 | CP20 | CP20 | RONIS key-operated switch, 22 mm, round, plastic, lock number SB30, with 2 keys, 2 switch positions O-I, latching, actuating angle 90Â°, 10:30h/13:30h, key removal I, possible special locks: SB31, 421, 455 Z=50-unit packaging | - | 0 | 0
3SU1000-4BF21-0AA0-Z | Y01 | 3SU1000-4BF21-0AA0-ZY01 | 1 | UN | 1 | 25 | D | D | EAR99 | N | 85389099 | 1 |  | 0.047 | KG | 74.2 | 74.2 | CP20 | CP20 | RONIS key-operated switch, 22 mm, round, plastic, special lock, with 2 keys, 2 switch positions O-I, latching, actuating angle 90Â°, 10:30h/13:30h, key removal I, possible special locks: SB31, 421, 455 | - | 0 | 0
3SU1000-4BF21-0AA0-Z | Y01Y19 | 3SU1000-4BF21-0AA0-ZY01Y19 | 1 | UN | 1 | 30 | D | D | N | N | 85389099 | 1 |  | 0.047 | KG | 75.15 | 75.15 | CP20 | CP20 | RONIS key-operated switch, 22 mm, round, plastic, special lock, with 2 keys, 2 switch positions O-I, latching, actuating angle 90Â°, 10:30h/13:30h, key removal I, possible special locks: SB31, 421, 455, customer-specific selection with SIRIUS ACT configurator (CIN) |  | 0 | 0
3SU1000-4BF21-0AA0-Z | Y10 | 3SU1000-4BF21-0AA0-ZY10 | 1 | UN | 1 | 10 | C | D | EAR99 | N | 85389099 | 1 |  | 0.047 | KG | 31.45 | 31.45 | CP20 | CP20 | RONIS key-operated switch, 22 mm, round, plastic, lock number SB30, with 2 keys, 2 switch positions O-I, latching, actuating angle 90Â°, 10:30h/13:30h, key removal I, possible special locks: SB31, 421, 455, with laser labeling, upper case and lower case, always upper case at beginning of line | - | 0 | 0
3SU1000-4BF21-0AA0-Z | Y11 | 3SU1000-4BF21-0AA0-ZY11 | 1 | UN | 1 | 10 | C | D | EAR99 | N | 85389099 | 1 |  | 0.047 | KG | 31.45 | 31.45 | CP20 | CP20 | RONIS key-operated switch, 22 mm, round, plastic, lock number SB30, with 2 keys, 2 switch positions O-I, latching, actuating angle 90Â°, 10:30h/13:30h, key removal I, possible special locks: SB31, 421, 455, with laser labeling, upper case | - | 0 | 0
3SU1000-4BF21-0AA0-Z | Y12 | 3SU1000-4BF21-0AA0-ZY12 | 1 | UN | 1 | 10 | C | D | EAR99 | N | 85389099 | 1 |  | 0.047 | KG | 31.45 | 31.45 | CP20 | CP20 | RONIS key-operated switch, 22 mm, round, plastic, lock number SB30, with 2 keys, 2 switch positions O-I, latching, actuating angle 90Â°, 10:30h/13:30h, key removal I, possible special locks: SB31, 421, 455, with laser labeling, lower case | - | 0 | 0
3SU1000-4BF21-0AA0-Z | Y15 | 3SU1000-4BF21-0AA0-ZY15 | 1 | UN | 1 | 10 | C | D | EAR99 | N | 85389099 | 1 |  | 0.047 | KG | 31.45 | 31.45 | CP20 | CP20 | RONIS key-operated switch, 22 mm, round, plastic, lock number SB30, with 2 keys, 2 switch positions O-I, latching, actuating angle 90Â°, 10:30h/13:30h, key removal I, possible special locks: SB31, 421, 455, with laser labeling, upper case and lower case, always upper case at the beginning of the word | - | 0 | 0
3SU1000-4BF21-0AA0-Z | Y19 | 3SU1000-4BF21-0AA0-ZY19 | 1 | UN | 1 | 10 | C | D | EAR99 | N | 85389099 | 1 |  | 0.047 | KG | 27.65 | 27.65 | CP20 | CP20 | RONIS key-operated switch, 22 mm, round, plastic, lock number SB30, with 2 keys, 2 switch positions O-I, latching, actuating angle 90Â°, 10:30h/13:30h, key removal I, possible special locks: SB31, 421, 455, with laser labeling, inscription or symbol Customer-specific selection with SIRIUS ACT configurator (CIN) | - | 0 | 0
3SU1000-4BL01-0AA0 |  | 3SU1000-4BL01-0AA0 | 1 | UN | 1 | 3 | B | D | N | N | 85389099 | 1 | 4011209962569 | 0.02 | KG | 28.22 | 27.46 | CP20 | CP20 | RONIS key-operated switch, 22 mm, round, plastic, lock number SB30, with 2 keys, 3 switch positions I-O-II, latching, actuating angle 2x45Â°, 10:30h/12h/13:30h, key removal O, possible special locks: SB31, 421, 455 | Lista Papel 2020 SI | 0 | 0
3SU1000-4BL01-0AA0-Z | X90 | 3SU1000-4BL01-0AA0-ZX90 | 1 | UN | 1 | 5 | B | D | N | N | 85389099 | 50 | 4047621032399 | 0.056 | KG | 28.22 | 28.22 | CP20 | CP20 | RONIS key-operated switch, 22 mm, round, plastic, lock number SB30, with 2 keys, 3 switch positions I-O-II, latching, actuating angle 2x45Â°, 10:30h/12h/13:30h, key removal O, possible special locks: SB31, 421, 455 Z=50-unit packaging | - | 0 | 0
3SU1000-4BL01-0AA0-Z | Y01 | 3SU1000-4BL01-0AA0-ZY01 | 1 | UN | 1 | 25 | D | D | EAR99 | N | 85389099 | 1 |  | 0.047 | KG | 75.72 | 75.72 | CP20 | CP20 | RONIS key-operated switch, 22 mm, round, plastic, special lock, with 2 keys, 3 switch positions I-O-II, latching, actuating angle 2x45Â°, 10:30h/12h/13:30h, key removal O, possible special locks: SB31, 421, 455 | - | 0 | 0
3SU1000-4BL01-0AA0-Z | Y01Y19 | 3SU1000-4BL01-0AA0-ZY01Y19 | 1 | UN | 1 | 30 | D | D | N | N | 85389099 | 1 |  | 0.047 | KG | 76.67 | 76.67 | CP20 | CP20 | RONIS key-operated switch, 22 mm, round, plastic, special lock, with 2 keys, 3 switch positions I-O-II, latching, actuating angle 2x45Â°, 10:30h/12h/13:30h, key removal O, possible special locks: SB31, 421, 455, customer-specific selection with SIRIUS ACT configurator (CIN) |  | 0 | 0
3SU1000-4BL01-0AA0-Z | Y10 | 3SU1000-4BL01-0AA0-ZY10 | 1 | UN | 1 | 10 | C | D | EAR99 | N | 85389099 | 1 |  | 0.047 | KG | 32.97 | 32.97 | CP20 | CP20 | RONIS key-operated switch, 22 mm, round, plastic, lock number SB30, with 2 keys, 3 switch positions I-O-II, latching, actuating angle 2x45Â°, 10:30h/12h/13:30h, key removal O, possible special locks: SB31, 421, 455, with laser labeling, upper case and lower case, always upper case at beginning of line | - | 0 | 0
3SU1000-4BL01-0AA0-Z | Y11 | 3SU1000-4BL01-0AA0-ZY11 | 1 | UN | 1 | 10 | C | D | EAR99 | N | 85389099 | 1 |  | 0.047 | KG | 32.97 | 32.97 | CP20 | CP20 | RONIS key-operated switch, 22 mm, round, plastic, lock number SB30, with 2 keys, 3 switch positions I-O-II, latching, actuating angle 2x45Â°, 10:30h/12h/13:30h, key removal O, possible special locks: SB31, 421, 455, with laser labeling, upper case | - | 0 | 0
3SU1000-4BL01-0AA0-Z | Y12 | 3SU1000-4BL01-0AA0-ZY12 | 1 | UN | 1 | 10 | C | D | EAR99 | N | 85389099 | 1 |  | 0.047 | KG | 32.97 | 32.97 | CP20 | CP20 | RONIS key-operated switch, 22 mm, round, plastic, lock number SB30, with 2 keys, 3 switch positions I-O-II, latching, actuating angle 2x45Â°, 10:30h/12h/13:30h, key removal O, possible special locks: SB31, 421, 455, with laser labeling, lower case | - | 0 | 0
3SU1000-4BL01-0AA0-Z | Y15 | 3SU1000-4BL01-0AA0-ZY15 | 1 | UN | 1 | 10 | C | D | EAR99 | N | 85389099 | 1 |  | 0.047 | KG | 32.97 | 32.97 | CP20 | CP20 | RONIS key-operated switch, 22 mm, round, plastic, lock number SB30, with 2 keys, 3 switch positions I-O-II, latching, actuating angle 2x45Â°, 10:30h/12h/13:30h, key removal O, possible special locks: SB31, 421, 455, with laser labeling, upper case and lower case, always upper case at the beginning of the word | - | 0 | 0
3SU1000-4BL01-0AA0-Z | Y19 | 3SU1000-4BL01-0AA0-ZY19 | 1 | UN | 1 | 10 | C | D | EAR99 | N | 85389099 | 1 |  | 0.047 | KG | 29.17 | 29.17 | CP20 | CP20 | RONIS key-operated switch, 22 mm, round, plastic, lock number SB30, with 2 keys, 3 switch positions I-O-II, latching, actuating angle 2x45Â°, 10:30h/12h/13:30h, key removal O, possible special locks: SB31, 421, 455, with laser labeling, inscription or symbol Customer-specific selection with SIRIUS ACT configurator (CIN) | - | 0 | 0
3SU1000-4BL11-0AA0 |  | 3SU1000-4BL11-0AA0 | 1 | UN | 1 | 1 | A | D | N | N | 85389099 | 1 | 4011209962552 | 0.02 | KG | 28.22 | 27.46 | CP20 | CP20 | RONIS key-operated switch, 22 mm, round, plastic, lock number SB30, with 2 keys, 3 switch positions I-O-II, latching, actuating angle 2x45Â°, 10:30h/12h/13:30h, Key removal I+O+II, possible special locks: SB31, 421, 455 | Lista Papel 2020 SI | 0 | 0
3SU1000-4BL11-0AA0-Z | X90 | 3SU1000-4BL11-0AA0-ZX90 | 1 | UN | 1 | 5 | B | D | N | N | 85389099 | 50 | 4047621027715 | 0.056 | KG | 28.22 | 28.22 | CP20 | CP20 | RONIS key-operated switch, 22 mm, round, plastic, lock number SB30, with 2 keys, 3 switch positions I-O-II, latching, actuating angle 2x45Â°, 10:30h/12h/13:30h, Key removal I+O+II, possible special locks: SB31, 421, 455 Z=50-unit packaging | - | 0 | 0
3SU1000-4BL11-0AA0-Z | Y01 | 3SU1000-4BL11-0AA0-ZY01 | 1 | UN | 1 | 25 | D | D | EAR99 | N | 85389099 | 1 |  | 0.047 | KG | 75.72 | 75.72 | CP20 | CP20 | RONIS key-operated switch, 22 mm, round, plastic, special lock, with 2 keys, 3 switch positions I-O-II, latching, actuating angle 2x45Â°, 10:30h/12h/13:30h, Key removal I+O+II, possible special locks: SB31, 421, 455 | - | 0 | 0
3SU1000-4BL11-0AA0-Z | Y01Y19 | 3SU1000-4BL11-0AA0-ZY01Y19 | 1 | UN | 1 | 30 | D | D | N | N | 85389099 | 1 |  | 0.047 | KG | 76.67 | 76.67 | CP20 | CP20 | RONIS key-operated switch, 22 mm, round, plastic, special lock, with 2 keys, 3 switch positions I-O-II, latching, actuating angle 2x45Â°, 10:30h/12h/13:30h, key removal I+O+II, possible special locks: SB31, 421, 455, customer-specific selection with SIRIUS ACT configurator (CIN) |  | 0 | 0
3SU1000-4BL11-0AA0-Z | Y10 | 3SU1000-4BL11-0AA0-ZY10 | 1 | UN | 1 | 10 | C | D | EAR99 | N | 85389099 | 1 |  | 0.047 | KG | 32.97 | 32.97 | CP20 | CP20 | RONIS key-operated switch, 22 mm, round, plastic, lock number SB30, with 2 keys, 3 switch positions I-O-II, latching, actuating angle 2x45Â°, 10:30h/12h/13:30h, Key removal I+O+II, possible special locks: SB31, 421, 455, with laser labeling, upper case and lower case, always upper case at beginning of line | - | 0 | 0
3SU1000-4BL11-0AA0-Z | Y11 | 3SU1000-4BL11-0AA0-ZY11 | 1 | UN | 1 | 10 | C | D | EAR99 | N | 85389099 | 1 |  | 0.047 | KG | 32.97 | 32.97 | CP20 | CP20 | RONIS key-operated switch, 22 mm, round, plastic, lock number SB30, with 2 keys, 3 switch positions I-O-II, latching, actuating angle 2x45Â°, 10:30h/12h/13:30h, Key removal I+O+II, possible special locks: SB31, 421, 455, with laser labeling, upper case | - | 0 | 0
3SU1000-4BL11-0AA0-Z | Y12 | 3SU1000-4BL11-0AA0-ZY12 | 1 | UN | 1 | 10 | C | D | EAR99 | N | 85389099 | 1 |  | 0.047 | KG | 32.97 | 32.97 | CP20 | CP20 | RONIS key-operated switch, 22 mm, round, plastic, lock number SB30, with 2 keys, 3 switch positions I-O-II, latching, actuating angle 2x45Â°, 10:30h/12h/13:30h, Key removal I+O+II, possible special locks: SB31, 421, 455, with laser labeling, lower case | - | 0 | 0
3SU1000-4BL11-0AA0-Z | Y15 | 3SU1000-4BL11-0AA0-ZY15 | 1 | UN | 1 | 10 | C | D | EAR99 | N | 85389099 | 1 |  | 0.047 | KG | 32.97 | 32.97 | CP20 | CP20 | RONIS key-operated switch, 22 mm, round, plastic, lock number SB30, with 2 keys, 3 switch positions I-O-II, latching, actuating angle 2x45Â°, 10:30h/12h/13:30h, Key removal I+O+II, possible special locks: SB31, 421, 455, with laser labeling, upper case and lower case, always upper case at the beginning of the word | - | 0 | 0
3SU1000-4BL11-0AA0-Z | Y19 | 3SU1000-4BL11-0AA0-ZY19 | 1 | UN | 1 | 10 | C | D | EAR99 | N | 85389099 | 1 |  | 0.047 | KG | 29.17 | 29.17 | CP20 | CP20 | RONIS key-operated switch, 22 mm, round, plastic, lock number SB30, with 2 keys, 3 switch positions I-O-II, latching, actuating angle 2x45Â°, 10:30h/12h/13:30h, Key removal I+O+II, possible special locks: SB31, 421, 455, with laser labeling, inscription or symbol Customer-specific selection with SIRIUS ACT configurator (CIN) | - | 0 | 0
3SU1000-4BL21-0AA0 |  | 3SU1000-4BL21-0AA0 | 1 | UN | 1 | 5 | B | D | N | N | 85389099 | 1 | 4011209962583 | 0.02 | KG | 28.22 | 27.46 | CP20 | CP20 | RONIS key-operated switch, 22 mm, round, plastic, lock number SB30, with 2 keys, 3 switch positions I-O-II, latching, actuating angle 2x45Â°, 10:30h/12h/13:30h, key removal I, possible special locks: SB31, 421, 455 | Lista Papel 2020 SI | 0 | 0
3SU1000-4BL21-0AA0-Z | X90 | 3SU1000-4BL21-0AA0-ZX90 | 1 | UN | 1 | 5 | B | D | N | N | 85389099 | 50 | 4047621032375 | 0.047 | KG | 28.22 | 28.22 | CP20 | CP20 | RONIS key-operated switch, 22 mm, round, plastic, lock number SB30, with 2 keys, 3 switch positions I-O-II, latching, actuating angle 2x45Â°, 10:30h/12h/13:30h, key removal I, possible special locks: SB31, 421, 455 Z=50-unit packaging | - | 0 | 0
3SU1000-4BL21-0AA0-Z | Y01 | 3SU1000-4BL21-0AA0-ZY01 | 1 | UN | 1 | 25 | D | D | EAR99 | N | 85389099 | 1 |  | 0.047 | KG | 75.72 | 75.72 | CP20 | CP20 | RONIS key-operated switch, 22 mm, round, plastic, special lock, with 2 keys, 3 switch positions I-O-II, latching, actuating angle 2x45Â°, 10:30h/12h/13:30h, key removal I, possible special locks: SB31, 421, 455 | - | 0 | 0
3SU1000-4BL21-0AA0-Z | Y01Y19 | 3SU1000-4BL21-0AA0-ZY01Y19 | 1 | UN | 1 | 30 | D | D | N | N | 85389099 | 1 |  | 0.047 | KG | 76.67 | 76.67 | CP20 | CP20 | RONIS key-operated switch, 22 mm, round, plastic, special lock, with 2 keys, 3 switch positions I-O-II, latching, actuating angle 2x45Â°, 10:30h/12h/13:30h, key removal I, possible special locks: SB31, 421, 455, customer-specific selection with SIRIUS ACT configurator (CIN) |  | 0 | 0
3SU1000-4BL21-0AA0-Z | Y10 | 3SU1000-4BL21-0AA0-ZY10 | 1 | UN | 1 | 10 | C | D | EAR99 | N | 85389099 | 1 |  | 0.047 | KG | 32.97 | 32.97 | CP20 | CP20 | RONIS key-operated switch, 22 mm, round, plastic, lock number SB30, with 2 keys, 3 switch positions I-O-II, latching, actuating angle 2x45Â°, 10:30h/12h/13:30h, key removal I, possible special locks: SB31, 421, 455, with laser labeling, upper case and lower case, always upper case at beginning of line | - | 0 | 0
3SU1000-4BL21-0AA0-Z | Y11 | 3SU1000-4BL21-0AA0-ZY11 | 1 | UN | 1 | 10 | C | D | EAR99 | N | 85389099 | 1 |  | 0.047 | KG | 32.97 | 32.97 | CP20 | CP20 | RONIS key-operated switch, 22 mm, round, plastic, lock number SB30, with 2 keys, 3 switch positions I-O-II, latching, actuating angle 2x45Â°, 10:30h/12h/13:30h, key removal I, possible special locks: SB31, 421, 455, with laser labeling, upper case | - | 0 | 0
3SU1000-4BL21-0AA0-Z | Y12 | 3SU1000-4BL21-0AA0-ZY12 | 1 | UN | 1 | 10 | C | D | EAR99 | N | 85389099 | 1 |  | 0.047 | KG | 32.97 | 32.97 | CP20 | CP20 | RONIS key-operated switch, 22 mm, round, plastic, lock number SB30, with 2 keys, 3 switch positions I-O-II, latching, actuating angle 2x45Â°, 10:30h/12h/13:30h, key removal I, possible special locks: SB31, 421, 455, with laser labeling, lower case | - | 0 | 0
3SU1000-4BL21-0AA0-Z | Y15 | 3SU1000-4BL21-0AA0-ZY15 | 1 | UN | 1 | 10 | C | D | EAR99 | N | 85389099 | 1 |  | 0.047 | KG | 32.97 | 32.97 | CP20 | CP20 | RONIS key-operated switch, 22 mm, round, plastic, lock number SB30, with 2 keys, 3 switch positions I-O-II, latching, actuating angle 2x45Â°, 10:30h/12h/13:30h, key removal I, possible special locks: SB31, 421, 455, with laser labeling, upper case and lower case, always upper case at the beginning of the word | - | 0 | 0
3SU1000-4BL21-0AA0-Z | Y19 | 3SU1000-4BL21-0AA0-ZY19 | 1 | UN | 1 | 10 | C | D | EAR99 | N | 85389099 | 1 |  | 0.047 | KG | 29.17 | 29.17 | CP20 | CP20 | RONIS key-operated switch, 22 mm, round, plastic, lock number SB30, with 2 keys, 3 switch positions I-O-II, latching, actuating angle 2x45Â°, 10:30h/12h/13:30h, key removal I, possible special locks: SB31, 421, 455, with laser labeling, inscription or symbol Customer-specific selection with SIRIUS ACT configurator (CIN) | - | 0 | 0
3SU1000-4BL31-0AA0 |  | 3SU1000-4BL31-0AA0 | 1 | UN | 1 | 3 | B | D | N | N | 85389099 | 1 | 4011209962590 | 0.02 | KG | 28.22 | 27.46 | CP20 | CP20 | RONIS key-operated switch, 22 mm, round, plastic, lock number SB30, with 2 keys, 3 switch positions I-O-II, latching, actuating angle 2x45Â°, 10:30h/12h/13:30h, Key removal II, possible special locks: SB31, 421, 455 | Lista Papel 2020 SI | 0 | 0
3SU1000-4BL31-0AA0-Z | X90 | 3SU1000-4BL31-0AA0-ZX90 | 1 | UN | 1 | 5 | B | D | N | N | 85389099 | 50 | 4047621032368 | 0.047 | KG | 28.22 | 28.22 | CP20 | CP20 | RONIS key-operated switch, 22 mm, round, plastic, lock number SB30, with 2 keys, 3 switch positions I-O-II, latching, actuating angle 2x45Â°, 10:30h/12h/13:30h, Key removal II, possible special locks: SB31, 421, 455 Z=50-unit packaging | - | 0 | 0
3SU1000-4BL31-0AA0-Z | Y01 | 3SU1000-4BL31-0AA0-ZY01 | 1 | UN | 1 | 25 | D | D | EAR99 | N | 85389099 | 1 |  | 0.047 | KG | 75.72 | 75.72 | CP20 | CP20 | RONIS key-operated switch, 22 mm, round, plastic, special lock, with 2 keys, 3 switch positions I-O-II, latching, actuating angle 2x45Â°, 10:30h/12h/13:30h, Key removal II, possible special locks: SB31, 421, 455 | - | 0 | 0
3SU1000-4BL31-0AA0-Z | Y01Y19 | 3SU1000-4BL31-0AA0-ZY01Y19 | 1 | UN | 1 | 30 | D | D | N | N | 85389099 | 1 |  | 0.047 | KG | 76.67 | 76.67 | CP20 | CP20 | RONIS key-operated switch, 22 mm, round, plastic, special lock, with 2 keys, 3 switch positions I-O-II, latching, actuating angle 2x45Â°, 10:30h/12h/13:30h, key removal II, possible special locks: SB31, 421, 455, customer-specific selection with SIRIUS ACT configurator (CIN) |  | 0 | 0
3SU1000-4BL31-0AA0-Z | Y10 | 3SU1000-4BL31-0AA0-ZY10 | 1 | UN | 1 | 10 | C | D | EAR99 | N | 85389099 | 1 |  | 0.047 | KG | 32.97 | 32.97 | CP20 | CP20 | RONIS key-operated switch, 22 mm, round, plastic, lock number SB30, with 2 keys, 3 switch positions I-O-II, latching, actuating angle 2x45Â°, 10:30h/12h/13:30h, Key removal II, possible special locks: SB31, 421, 455, with laser labeling, upper case and lower case, always upper case at beginning of line | - | 0 | 0
3SU1000-4BL31-0AA0-Z | Y11 | 3SU1000-4BL31-0AA0-ZY11 | 1 | UN | 1 | 10 | C | D | EAR99 | N | 85389099 | 1 |  | 0.047 | KG | 32.97 | 32.97 | CP20 | CP20 | RONIS key-operated switch, 22 mm, round, plastic, lock number SB30, with 2 keys, 3 switch positions I-O-II, latching, actuating angle 2x45Â°, 10:30h/12h/13:30h, Key removal II, possible special locks: SB31, 421, 455, with laser labeling, upper case | - | 0 | 0
3SU1000-4BL31-0AA0-Z | Y12 | 3SU1000-4BL31-0AA0-ZY12 | 1 | UN | 1 | 10 | C | D | EAR99 | N | 85389099 | 1 |  | 0.047 | KG | 32.97 | 32.97 | CP20 | CP20 | RONIS key-operated switch, 22 mm, round, plastic, lock number SB30, with 2 keys, 3 switch positions I-O-II, latching, actuating angle 2x45Â°, 10:30h/12h/13:30h, Key removal II, possible special locks: SB31, 421, 455, with laser labeling, lower case | - | 0 | 0
3SU1000-4BL31-0AA0-Z | Y15 | 3SU1000-4BL31-0AA0-ZY15 | 1 | UN | 1 | 10 | C | D | EAR99 | N | 85389099 | 1 |  | 0.047 | KG | 32.97 | 32.97 | CP20 | CP20 | RONIS key-operated switch, 22 mm, round, plastic, lock number SB30, with 2 keys, 3 switch positions I-O-II, latching, actuating angle 2x45Â°, 10:30h/12h/13:30h, Key removal II, possible special locks: SB31, 421, 455, with laser labeling, upper case and lower case, always upper case at the beginning of the word | - | 0 | 0
3SU1000-4BL31-0AA0-Z | Y19 | 3SU1000-4BL31-0AA0-ZY19 | 1 | UN | 1 | 10 | C | D | EAR99 | N | 85389099 | 1 |  | 0.047 | KG | 29.17 | 29.17 | CP20 | CP20 | RONIS key-operated switch, 22 mm, round, plastic, lock number SB30, with 2 keys, 3 switch positions I-O-II, latching, actuating angle 2x45Â°, 10:30h/12h/13:30h, Key removal II, possible special locks: SB31, 421, 455, with laser labeling, inscription or symbol Customer-specific selection with SIRIUS ACT configurator (CIN) | - | 0 | 0
3SU1000-4BL41-0AA0 |  | 3SU1000-4BL41-0AA0 | 1 | UN | 1 | 3 | B | D | N | N | 85389099 | 1 | 4011209962576 | 0.02 | KG | 28.22 | 27.46 | CP20 | CP20 | RONIS key-operated switch, 22 mm, round, plastic, lock number SB30, with 2 keys, 3 switch positions I-O-II, latching, actuating angle 2x45Â°, 10:30h/12h/13:30h, Key removal I+II, possible special locks: SB31, 421, 455 | Lista Papel 2020 SI | 0 | 0
3SU1000-4BL41-0AA0-Z | X90 | 3SU1000-4BL41-0AA0-ZX90 | 1 | UN | 1 | 5 | B | D | N | N | 85389099 | 50 | 4047621032382 | 0.047 | KG | 28.22 | 28.22 | CP20 | CP20 | RONIS key-operated switch, 22 mm, round, plastic, lock number SB30, with 2 keys, 3 switch positions I-O-II, latching, actuating angle 2x45Â°, 10:30h/12h/13:30h, Key removal I+II, possible special locks: SB31, 421, 455 Z=50-unit packaging | - | 0 | 0
3SU1000-4BL41-0AA0-Z | Y01 | 3SU1000-4BL41-0AA0-ZY01 | 1 | UN | 1 | 25 | D | D | EAR99 | N | 85389099 | 1 |  | 0.047 | KG | 75.72 | 75.72 | CP20 | CP20 | RONIS key-operated switch, 22 mm, round, plastic, special lock, with 2 keys, 3 switch positions I-O-II, latching, actuating angle 2x45Â°, 10:30h/12h/13:30h, Key removal I+II, possible special locks: SB31, 421, 455 | - | 0 | 0
3SU1000-4BL41-0AA0-Z | Y01Y19 | 3SU1000-4BL41-0AA0-ZY01Y19 | 1 | UN | 1 | 30 | D | D | N | N | 85389099 | 1 |  | 0.047 | KG | 76.67 | 76.67 | CP20 | CP20 | RONIS key-operated switch, 22 mm, round, plastic, special lock, with 2 keys, 3 switch positions I-O-II, latching, actuating angle 2x45Â°, 10:30h/12h/13:30h, key removal I+II, possible special locks: SB31, 421, 455, customer-specific selection with SIRIUS ACT configurator (CIN) |  | 0 | 0
3SU1000-4BL41-0AA0-Z | Y10 | 3SU1000-4BL41-0AA0-ZY10 | 1 | UN | 1 | 10 | C | D | EAR99 | N | 85389099 | 1 |  | 0.047 | KG | 32.97 | 32.97 | CP20 | CP20 | RONIS key-operated switch, 22 mm, round, plastic, lock number SB30, with 2 keys, 3 switch positions I-O-II, latching, actuating angle 2x45Â°, 10:30h/12h/13:30h, Key removal I+II, possible special locks: SB31, 421, 455, with laser labeling, upper case and lower case, always upper case at beginning of line | - | 0 | 0
3SU1000-4BL41-0AA0-Z | Y11 | 3SU1000-4BL41-0AA0-ZY11 | 1 | UN | 1 | 10 | C | D | EAR99 | N | 85389099 | 1 |  | 0.047 | KG | 32.97 | 32.97 | CP20 | CP20 | RONIS key-operated switch, 22 mm, round, plastic, lock number SB30, with 2 keys, 3 switch positions I-O-II, latching, actuating angle 2x45Â°, 10:30h/12h/13:30h, Key removal I+II, possible special locks: SB31, 421, 455, with laser labeling, upper case | - | 0 | 0
3SU1000-4BL41-0AA0-Z | Y12 | 3SU1000-4BL41-0AA0-ZY12 | 1 | UN | 1 | 10 | C | D | EAR99 | N | 85389099 | 1 |  | 0.047 | KG | 32.97 | 32.97 | CP20 | CP20 | RONIS key-operated switch, 22 mm, round, plastic, lock number SB30, with 2 keys, 3 switch positions I-O-II, latching, actuating angle 2x45Â°, 10:30h/12h/13:30h, Key removal I+II, possible special locks: SB31, 421, 455, with laser labeling, lower case | - | 0 | 0
3SU1000-4BL41-0AA0-Z | Y15 | 3SU1000-4BL41-0AA0-ZY15 | 1 | UN | 1 | 10 | C | D | EAR99 | N | 85389099 | 1 |  | 0.047 | KG | 32.97 | 32.97 | CP20 | CP20 | RONIS key-operated switch, 22 mm, round, plastic, lock number SB30, with 2 keys, 3 switch positions I-O-II, latching, actuating angle 2x45Â°, 10:30h/12h/13:30h, Key removal I+II, possible special locks: SB31, 421, 455, with laser labeling, upper case and lower case, always upper case at the beginning of the word | - | 0 | 0
3SU1000-4BL41-0AA0-Z | Y19 | 3SU1000-4BL41-0AA0-ZY19 | 1 | UN | 1 | 10 | C | D | EAR99 | N | 85389099 | 1 |  | 0.047 | KG | 29.17 | 29.17 | CP20 | CP20 | RONIS key-operated switch, 22 mm, round, plastic, lock number SB30, with 2 keys, 3 switch positions I-O-II, latching, actuating angle 2x45Â°, 10:30h/12h/13:30h, Key removal I+II, possible special locks: SB31, 421, 455, with laser labeling, inscription or symbol Customer-specific selection with SIRIUS ACT configurator (CIN) | - | 0 | 0
3SU1000-4BL51-0AA0 |  | 3SU1000-4BL51-0AA0 | 1 | UN | 1 | 3 | B | D | N | N | 85389099 | 1 | 4011209962606 | 0.02 | KG | 28.22 | 27.46 | CP20 | CP20 | RONIS key-operated switch, 22 mm, round, plastic, lock number SB30, with 2 keys, 3 switch positions I-O-II, latching, actuating angle 2x45Â°, 10:30h/12h/13:30h, key removal O+I, possible special locks: SB31, 421, 455 | Lista Papel 2020 SI | 0 | 0
3SU1000-4BL51-0AA0-Z | X90 | 3SU1000-4BL51-0AA0-ZX90 | 1 | UN | 1 | 5 | B | D | N | N | 85389099 | 50 | 4047621032351 | 0.047 | KG | 28.22 | 28.22 | CP20 | CP20 | RONIS key-operated switch, 22 mm, round, plastic, lock number SB30, with 2 keys, 3 switch positions I-O-II, latching, actuating angle 2x45Â°, 10:30h/12h/13:30h, key removal O+I, possible special locks: SB31, 421, 455 Z=50-unit packaging | - | 0 | 0
3SU1000-4BL51-0AA0-Z | Y01 | 3SU1000-4BL51-0AA0-ZY01 | 1 | UN | 1 | 25 | D | D | EAR99 | N | 85389099 | 1 |  | 0.047 | KG | 75.72 | 75.72 | CP20 | CP20 | RONIS key-operated switch, 22 mm, round, plastic, special lock, with 2 keys, 3 switch positions I-O-II, latching, actuating angle 2x45Â°, 10:30h/12h/13:30h, key removal O+I, possible special locks: SB31, 421, 455 | - | 0 | 0
3SU1000-4BL51-0AA0-Z | Y01Y19 | 3SU1000-4BL51-0AA0-ZY01Y19 | 1 | UN | 1 | 30 | D | D | N | N | 85389099 | 1 |  | 0.047 | KG | 76.67 | 76.67 | CP20 | CP20 | RONIS key-operated switch, 22 mm, round, plastic, special lock, with 2 keys, 3 switch positions I-O-II, latching, actuating angle 2x45Â°, 10:30h/12h/13:30h, key removal O+I, possible special locks: SB31, 421, 455, customer-specific selection with SIRIUS ACT configurator (CIN) |  | 0 | 0
3SU1000-4BL51-0AA0-Z | Y10 | 3SU1000-4BL51-0AA0-ZY10 | 1 | UN | 1 | 10 | C | D | EAR99 | N | 85389099 | 1 |  | 0.047 | KG | 32.97 | 32.97 | CP20 | CP20 | RONIS key-operated switch, 22 mm, round, plastic, lock number SB30, with 2 keys, 3 switch positions I-O-II, latching, actuating angle 2x45Â°, 10:30h/12h/13:30h, key removal O+I, possible special locks: SB31, 421, 455, with laser labeling, upper case and lower case, always upper case at beginning of line | - | 0 | 0
3SU1000-4BL51-0AA0-Z | Y11 | 3SU1000-4BL51-0AA0-ZY11 | 1 | UN | 1 | 10 | C | D | EAR99 | N | 85389099 | 1 |  | 0.047 | KG | 32.97 | 32.97 | CP20 | CP20 | RONIS key-operated switch, 22 mm, round, plastic, lock number SB30, with 2 keys, 3 switch positions I-O-II, latching, actuating angle 2x45Â°, 10:30h/12h/13:30h, key removal O+I, possible special locks: SB31, 421, 455, with laser labeling, upper case | - | 0 | 0
3SU1000-4BL51-0AA0-Z | Y12 | 3SU1000-4BL51-0AA0-ZY12 | 1 | UN | 1 | 10 | C | D | EAR99 | N | 85389099 | 1 |  | 0.047 | KG | 32.97 | 32.97 | CP20 | CP20 | RONIS key-operated switch, 22 mm, round, plastic, lock number SB30, with 2 keys, 3 switch positions I-O-II, latching, actuating angle 2x45Â°, 10:30h/12h/13:30h, key removal O+I, possible special locks: SB31, 421, 455, with laser labeling, lower case | - | 0 | 0
3SU1000-4BL51-0AA0-Z | Y15 | 3SU1000-4BL51-0AA0-ZY15 | 1 | UN | 1 | 10 | C | D | EAR99 | N | 85389099 | 1 |  | 0.047 | KG | 32.97 | 32.97 | CP20 | CP20 | RONIS key-operated switch, 22 mm, round, plastic, lock number SB30, with 2 keys, 3 switch positions I-O-II, latching, actuating angle 2x45Â°, 10:30h/12h/13:30h, key removal O+I, possible special locks: SB31, 421, 455, with laser labeling, upper case and lower case, always upper case at the beginning of the word | - | 0 | 0
3SU1000-4BL51-0AA0-Z | Y19 | 3SU1000-4BL51-0AA0-ZY19 | 1 | UN | 1 | 10 | C | D | EAR99 | N | 85389099 | 1 |  | 0.047 | KG | 29.17 | 29.17 | CP20 | CP20 | RONIS key-operated switch, 22 mm, round, plastic, lock number SB30, with 2 keys, 3 switch positions I-O-II, latching, actuating angle 2x45Â°, 10:30h/12h/13:30h, key removal O+I, possible special locks: SB31, 421, 455, with laser labeling, inscription or symbol Customer-specific selection with SIRIUS ACT configurator (CIN) | - | 0 | 0
3SU1000-4BM01-0AA0 |  | 3SU1000-4BM01-0AA0 | 1 | UN | 1 | 1 | A | D | N | N | 85389099 | 1 | 4011209962613 | 0.02 | KG | 26.7 | 26.7 | CP20 | CP20 | RONIS key-operated switch, 22 mm, round, plastic, lock number SB30, with 2 keys, 3 switch positions I>O<II, momentary contact type, actuating angle 2x45Â°, 10:30h/12h/13:30h, key removal O, possible special locks: SB31, 421, 455 | - | 0 | 0
3SU1000-4BM01-0AA0-Z | X90 | 3SU1000-4BM01-0AA0-ZX90 | 1 | UN | 1 | 5 | B | D | N | N | 85389099 | 50 | 4047621032344 | 0.056 | KG | 26.7 | 26.7 | CP20 | CP20 | RONIS key-operated switch, 22 mm, round, plastic, lock number SB30, with 2 keys, 3 switch positions I>O<II, momentary contact type, actuating angle 2x45Â°, 10:30h/12h/13:30h, key removal O, possible special locks: SB31, 421, 455 Z=50-unit packaging | - | 0 | 0
3SU1000-4BM01-0AA0-Z | Y01 | 3SU1000-4BM01-0AA0-ZY01 | 1 | UN | 1 | 25 | D | D | EAR99 | N | 85389099 | 1 |  | 0.047 | KG | 74.2 | 74.2 | CP20 | CP20 | RONIS key-operated switch, 22 mm, round, plastic, special lock, with 2 keys, 3 switch positions I>O<II, momentary contact type, actuating angle 2x45Â°, 10:30h/12h/13:30h, key removal O, possible special locks: SB31, 421, 455 | - | 0 | 0
3SU1000-4BM01-0AA0-Z | Y01Y19 | 3SU1000-4BM01-0AA0-ZY01Y19 | 1 | UN | 1 | 30 | D | D | N | N | 85389099 | 1 |  | 0.047 | KG | 75.15 | 75.15 | CP20 | CP20 | RONIS key-operated switch, 22 mm, round, plastic, special lock, with 2 keys, 3 switch positions I>O<II, momentary contact type, actuating angle 2x45Â°, 10:30h/12h/13:30h, key removal O, possible special locks: SB31, 421, 455, customer-specific selection with SIRIUS ACT configurator (CIN) |  | 0 | 0
3SU1000-4BM01-0AA0-Z | Y10 | 3SU1000-4BM01-0AA0-ZY10 | 1 | UN | 1 | 10 | C | D | EAR99 | N | 85389099 | 1 |  | 0.047 | KG | 31.45 | 31.45 | CP20 | CP20 | RONIS key-operated switch, 22 mm, round, plastic, lock number SB30, with 2 keys, 3 switch positions I>O<II, momentary contact type, actuating angle 2x45Â°, 10:30h/12h/13:30h, key removal O, possible special locks: SB31, 421, 455, with laser labeling, upper case and lower case, always upper case at beginning of line | - | 0 | 0
3SU1000-4BM01-0AA0-Z | Y11 | 3SU1000-4BM01-0AA0-ZY11 | 1 | UN | 1 | 10 | C | D | EAR99 | N | 85389099 | 1 |  | 0.047 | KG | 31.45 | 31.45 | CP20 | CP20 | RONIS key-operated switch, 22 mm, round, plastic, lock number SB30, with 2 keys, 3 switch positions I>O<II, momentary contact type, actuating angle 2x45Â°, 10:30h/12h/13:30h, key removal O, possible special locks: SB31, 421, 455, with laser labeling, upper case | - | 0 | 0
3SU1000-4BM01-0AA0-Z | Y12 | 3SU1000-4BM01-0AA0-ZY12 | 1 | UN | 1 | 10 | C | D | EAR99 | N | 85389099 | 1 |  | 0.047 | KG | 31.45 | 31.45 | CP20 | CP20 | RONIS key-operated switch, 22 mm, round, plastic, lock number SB30, with 2 keys, 3 switch positions I>O<II, momentary contact type, actuating angle 2x45Â°, 10:30h/12h/13:30h, key removal O, possible special locks: SB31, 421, 455, with laser labeling, lower case | - | 0 | 0
3SU1000-4BM01-0AA0-Z | Y15 | 3SU1000-4BM01-0AA0-ZY15 | 1 | UN | 1 | 10 | C | D | EAR99 | N | 85389099 | 1 |  | 0.047 | KG | 31.45 | 31.45 | CP20 | CP20 | RONIS key-operated switch, 22 mm, round, plastic, lock number SB30, with 2 keys, 3 switch positions I>O<II, momentary contact type, actuating angle 2x45Â°, 10:30h/12h/13:30h, key removal O, possible special locks: SB31, 421, 455, with laser labeling, upper case and lower case, always upper case at the beginning of the word | - | 0 | 0
3SU1000-4BM01-0AA0-Z | Y19 | 3SU1000-4BM01-0AA0-ZY19 | 1 | UN | 1 | 10 | C | D | EAR99 | N | 85389099 | 1 |  | 0.047 | KG | 27.65 | 27.65 | CP20 | CP20 | RONIS key-operated switch, 22 mm, round, plastic, lock number SB30, with 2 keys, 3 switch positions I>O<II, momentary contact type, actuating angle 2x45Â°, 10:30h/12h/13:30h, key removal O, possible special locks: SB31, 421, 455, with laser labeling, inscription or symbol Customer-specific selection with SIRIUS ACT configurator (CIN) | - | 0 | 0
3SU1000-4BN01-0AA0 |  | 3SU1000-4BN01-0AA0 | 1 | UN | 1 | 3 | B | D | N | N | 85389099 | 1 | 4011209963177 | 0.02 | KG | 27.17 | 27.17 | CP20 | CP20 | RONIS key-operated switch, 22 mm, round, plastic, lock number SB30, with 2 keys, 3 switch positions I-O<II, left latching, right momentary contact type, actuating angle 2x45Â°, 10:30h/12h/13:30h, key removal O, possible special locks: SB31, 421, 455 | - | 0 | 0
3SU1000-4BN01-0AA0-Z | X90 | 3SU1000-4BN01-0AA0-ZX90 | 1 | UN | 1 | 5 | B | D | N | N | 85389099 | 50 | 4047621032306 | 0.047 | KG | 27.17 | 27.17 | CP20 | CP20 | RONIS key-operated switch, 22 mm, round, plastic, lock number SB30, with 2 keys, 3 switch positions I-O<II, left latching, right momentary contact type, actuating angle 2x45Â°, 10:30h/12h/13:30h, key removal O, possible special locks: SB31, 421, 455 Z=50-unit packaging | - | 0 | 0
3SU1000-4BN01-0AA0-Z | Y01 | 3SU1000-4BN01-0AA0-ZY01 | 1 | UN | 1 | 25 | D | D | EAR99 | N | 85389099 | 1 |  | 0.047 | KG | 74.67 | 74.67 | CP20 | CP20 | RONIS key-operated switch, 22 mm, round, plastic, special lock, with 2 keys, 3 switch positions I-O<II, left latching, right momentary contact type, actuating angle 2x45Â°, 10:30h/12h/13:30h, key removal O, possible special locks: SB31, 421, 455 | - | 0 | 0
3SU1000-4BN01-0AA0-Z | Y01Y19 | 3SU1000-4BN01-0AA0-ZY01Y19 | 1 | UN | 1 | 30 | D | D | N | N | 85389099 | 1 |  | 0.047 | KG | 75.62 | 75.62 | CP20 | CP20 | RONIS key-operated switch, 22 mm, round, plastic, special lock, with 2 keys, 3 switch positions I-O<II left latching, momentary contact type on the right, actuating angle 2x45Â°, 10:30h/12h/13:30h, key removal O, possible special locks: SB31, 421, 455, customer-specific selection with SIRIUS ACT configurator (CIN) |  | 0 | 0
3SU1000-4BN01-0AA0-Z | Y10 | 3SU1000-4BN01-0AA0-ZY10 | 1 | UN | 1 | 10 | C | D | EAR99 | N | 85389099 | 1 |  | 0.047 | KG | 31.92 | 31.92 | CP20 | CP20 | RONIS key-operated switch, 22 mm, round, plastic, lock number SB30, with 2 keys, 3 switch positions I-O<II, left latching, right momentary contact type, actuating angle 2x45Â°, 10:30h/12h/13:30h, key removal O, possible special locks: SB31, 421, 455, with laser labeling, upper case and lower case, always upper case at beginning of line | - | 0 | 0
3SU1000-4BN01-0AA0-Z | Y11 | 3SU1000-4BN01-0AA0-ZY11 | 1 | UN | 1 | 10 | C | D | EAR99 | N | 85389099 | 1 |  | 0.047 | KG | 31.92 | 31.92 | CP20 | CP20 | RONIS key-operated switch, 22 mm, round, plastic, lock number SB30, with 2 keys, 3 switch positions I-O<II, left latching, right momentary contact type, actuating angle 2x45Â°, 10:30h/12h/13:30h, key removal O, possible special locks: SB31, 421, 455, with laser labeling, upper case | - | 0 | 0
3SU1000-4BN01-0AA0-Z | Y12 | 3SU1000-4BN01-0AA0-ZY12 | 1 | UN | 1 | 10 | C | D | EAR99 | N | 85389099 | 1 |  | 0.047 | KG | 31.92 | 31.92 | CP20 | CP20 | RONIS key-operated switch, 22 mm, round, plastic, lock number SB30, with 2 keys, 3 switch positions I-O<II, left latching, right momentary contact type, actuating angle 2x45Â°, 10:30h/12h/13:30h, key removal O, possible special locks: SB31, 421, 455, with laser labeling, lower case | - | 0 | 0
3SU1000-4BN01-0AA0-Z | Y15 | 3SU1000-4BN01-0AA0-ZY15 | 1 | UN | 1 | 10 | C | D | EAR99 | N | 85389099 | 1 |  | 0.047 | KG | 31.92 | 31.92 | CP20 | CP20 | RONIS key-operated switch, 22 mm, round, plastic, lock number SB30, with 2 keys, 3 switch positions I-O<II, left latching, right momentary contact type, actuating angle 2x45Â°, 10:30h/12h/13:30h, key removal O, possible special locks: SB31, 421, 455, with laser labeling, upper case and lower case, always upper case at the beginning of the word | - | 0 | 0
3SU1000-4BN01-0AA0-Z | Y19 | 3SU1000-4BN01-0AA0-ZY19 | 1 | UN | 1 | 10 | C | D | EAR99 | N | 85389099 | 1 |  | 0.047 | KG | 28.12 | 28.12 | CP20 | CP20 | RONIS key-operated switch, 22 mm, round, plastic, lock number SB30, with 2 keys, 3 switch positions I-O<II, left latching, right momentary contact type, actuating angle 2x45Â°, 10:30h/12h/13:30h, key removal O, possible special locks: SB31, 421, 455, with laser labeling, inscription or symbol Customer-specific selection with SIRIUS ACT configurator (CIN) | - | 0 | 0
3SU1000-4BN21-0AA0 |  | 3SU1000-4BN21-0AA0 | 1 | UN | 1 | 3 | B | D | N | N | 85389099 | 1 | 4011209963191 | 0.02 | KG | 27.17 | 27.17 | CP20 | CP20 | RONIS key-operated switch, 22 mm, round, plastic, lock number SB30, with 2 keys, 3 switch positions I-O<II, left latching, right momentary contact type, actuating angle 2x45Â°, 10:30h/12h/13:30h, key removal I, possible special locks: SB31, 421, 455 | - | 0 | 0
3SU1000-4BN21-0AA0-Z | X90 | 3SU1000-4BN21-0AA0-ZX90 | 1 | UN | 1 | 5 | B | D | N | N | 85389099 | 50 | 4047621032283 | 0.047 | KG | 27.17 | 27.17 | CP20 | CP20 | RONIS key-operated switch, 22 mm, round, plastic, lock number SB30, with 2 keys, 3 switch positions I-O<II, left latching, right momentary contact type, actuating angle 2x45Â°, 10:30h/12h/13:30h, key removal I, possible special locks: SB31, 421, 455 Z=50-unit packaging | - | 0 | 0
3SU1000-4BN21-0AA0-Z | Y01 | 3SU1000-4BN21-0AA0-ZY01 | 1 | UN | 1 | 25 | D | D | EAR99 | N | 85389099 | 1 |  | 0.047 | KG | 74.67 | 74.67 | CP20 | CP20 | RONIS key-operated switch, 22 mm, round, plastic, special lock, with 2 keys, 3 switch positions I-O<II, left latching, right momentary contact type, actuating angle 2x45Â°, 10:30h/12h/13:30h, key removal I, possible special locks: SB31, 421, 455 | - | 0 | 0
3SU1000-4BN21-0AA0-Z | Y01Y19 | 3SU1000-4BN21-0AA0-ZY01Y19 | 1 | UN | 1 | 30 | D | D | N | N | 85389099 | 1 |  | 0.047 | KG | 75.62 | 75.62 | CP20 | CP20 | RONIS key-operated switch, 22 mm, round, plastic, special lock, with 2 keys, 3 switch positions I-O<II left latching, momentary contact type on the right, actuating angle 2x45Â°, 10:30h/12h/13:30h, key removal I, possible special locks: SB31, 421, 455, customer-specific selection with SIRIUS ACT configurator (CIN) |  | 0 | 0
3SU1000-4BN21-0AA0-Z | Y10 | 3SU1000-4BN21-0AA0-ZY10 | 1 | UN | 1 | 10 | C | D | EAR99 | N | 85389099 | 1 |  | 0.047 | KG | 31.92 | 31.92 | CP20 | CP20 | RONIS key-operated switch, 22 mm, round, plastic, lock number SB30, with 2 keys, 3 switch positions I-O<II, left latching, right momentary contact type, actuating angle 2x45Â°, 10:30h/12h/13:30h, key removal I, possible special locks: SB31, 421, 455, with laser labeling, upper case and lower case, always upper case at beginning of line | - | 0 | 0
3SU1000-4BN21-0AA0-Z | Y11 | 3SU1000-4BN21-0AA0-ZY11 | 1 | UN | 1 | 10 | C | D | EAR99 | N | 85389099 | 1 |  | 0.047 | KG | 31.92 | 31.92 | CP20 | CP20 | RONIS key-operated switch, 22 mm, round, plastic, lock number SB30, with 2 keys, 3 switch positions I-O<II, left latching, right momentary contact type, actuating angle 2x45Â°, 10:30h/12h/13:30h, key removal I, possible special locks: SB31, 421, 455, with laser labeling, upper case | - | 0 | 0
3SU1000-4BN21-0AA0-Z | Y12 | 3SU1000-4BN21-0AA0-ZY12 | 1 | UN | 1 | 10 | C | D | EAR99 | N | 85389099 | 1 |  | 0.047 | KG | 31.92 | 31.92 | CP20 | CP20 | RONIS key-operated switch, 22 mm, round, plastic, lock number SB30, with 2 keys, 3 switch positions I-O<II, left latching, right momentary contact type, actuating angle 2x45Â°, 10:30h/12h/13:30h, key removal I, possible special locks: SB31, 421, 455, with laser labeling, lower case | - | 0 | 0
3SU1000-4BN21-0AA0-Z | Y15 | 3SU1000-4BN21-0AA0-ZY15 | 1 | UN | 1 | 10 | C | D | EAR99 | N | 85389099 | 1 |  | 0.047 | KG | 31.92 | 31.92 | CP20 | CP20 | RONIS key-operated switch, 22 mm, round, plastic, lock number SB30, with 2 keys, 3 switch positions I-O<II, left latching, right momentary contact type, actuating angle 2x45Â°, 10:30h/12h/13:30h, key removal I, possible special locks: SB31, 421, 455, with laser labeling, upper case and lower case, always upper case at the beginning of the word | - | 0 | 0
3SU1000-4BN21-0AA0-Z | Y19 | 3SU1000-4BN21-0AA0-ZY19 | 1 | UN | 1 | 10 | C | D | EAR99 | N | 85389099 | 1 |  | 0.047 | KG | 28.12 | 28.12 | CP20 | CP20 | RONIS key-operated switch, 22 mm, round, plastic, lock number SB30, with 2 keys, 3 switch positions I-O<II, left latching, right momentary contact type, actuating angle 2x45Â°, 10:30h/12h/13:30h, key removal I, possible special locks: SB31, 421, 455, with laser labeling, inscription or symbol Customer-specific selection with SIRIUS ACT configurator (CIN) | - | 0 | 0
3SU1000-4BN51-0AA0 |  | 3SU1000-4BN51-0AA0 | 1 | UN | 1 | 3 | B | D | N | N | 85389099 | 1 | 4011209963184 | 0.02 | KG | 27.17 | 27.17 | CP20 | CP20 | RONIS key-operated switch, 22 mm, round, plastic, lock number SB30, with 2 keys, 3 switch positions I-O<II, left latching, right momentary contact type, actuating angle 2x45Â°, 10:30h/12h/13:30h, key removal O+I, possible special locks: SB31, 421, 455 | - | 0 | 0
3SU1000-4BN51-0AA0-Z | X90 | 3SU1000-4BN51-0AA0-ZX90 | 1 | UN | 1 | 5 | B | D | N | N | 85389099 | 50 | 4047621032290 | 0.047 | KG | 27.17 | 27.17 | CP20 | CP20 | RONIS key-operated switch, 22 mm, round, plastic, lock number SB30, with 2 keys, 3 switch positions I-O<II, left latching, right momentary contact type, actuating angle 2x45Â°, 10:30h/12h/13:30h, key removal O+I, possible special locks: SB31, 421, 455 Z=50-unit packaging | - | 0 | 0
3SU1000-4BN51-0AA0-Z | Y01 | 3SU1000-4BN51-0AA0-ZY01 | 1 | UN | 1 | 25 | D | D | EAR99 | N | 85389099 | 1 |  | 0.047 | KG | 74.67 | 74.67 | CP20 | CP20 | RONIS key-operated switch, 22 mm, round, plastic, special lock, with 2 keys, 3 switch positions I-O<II, left latching, right momentary contact type, actuating angle 2x45Â°, 10:30h/12h/13:30h, key removal O+I, possible special locks: SB31, 421, 455 | - | 0 | 0
3SU1000-4BN51-0AA0-Z | Y01Y19 | 3SU1000-4BN51-0AA0-ZY01Y19 | 1 | UN | 1 | 30 | D | D | N | N | 85389099 | 1 |  | 0.047 | KG | 75.62 | 75.62 | CP20 | CP20 | RONIS key-operated switch, 22 mm, round, plastic, special lock, with 2 keys, 3 switch positions I-O<II left latching, momentary contact type on the right, actuating angle 2x45Â°, 10:30h/12h/13:30h, key removal O+I, possible special locks: SB31, 421, 455, customer-specific selection with SIRIUS ACT configurator (CIN) |  | 0 | 0
3SU1000-4BN51-0AA0-Z | Y10 | 3SU1000-4BN51-0AA0-ZY10 | 1 | UN | 1 | 10 | C | D | EAR99 | N | 85389099 | 1 |  | 0.047 | KG | 31.92 | 31.92 | CP20 | CP20 | RONIS key-operated switch, 22 mm, round, plastic, lock number SB30, with 2 keys, 3 switch positions I-O<II, left latching, right momentary contact type, actuating angle 2x45Â°, 10:30h/12h/13:30h, key removal O+I, possible special locks: SB31, 421, 455, with laser labeling, upper case and lower case, always upper case at beginning of line | - | 0 | 0
3SU1000-4BN51-0AA0-Z | Y11 | 3SU1000-4BN51-0AA0-ZY11 | 1 | UN | 1 | 10 | C | D | EAR99 | N | 85389099 | 1 |  | 0.047 | KG | 31.92 | 31.92 | CP20 | CP20 | RONIS key-operated switch, 22 mm, round, plastic, lock number SB30, with 2 keys, 3 switch positions I-O<II, left latching, right momentary contact type, actuating angle 2x45Â°, 10:30h/12h/13:30h, key removal O+I, possible special locks: SB31, 421, 455, with laser labeling, upper case | - | 0 | 0
3SU1000-4BN51-0AA0-Z | Y12 | 3SU1000-4BN51-0AA0-ZY12 | 1 | UN | 1 | 10 | C | D | EAR99 | N | 85389099 | 1 |  | 0.047 | KG | 31.92 | 31.92 | CP20 | CP20 | RONIS key-operated switch, 22 mm, round, plastic, lock number SB30, with 2 keys, 3 switch positions I-O<II, left latching, right momentary contact type, actuating angle 2x45Â°, 10:30h/12h/13:30h, key removal O+I, possible special locks: SB31, 421, 455, with laser labeling, lower case | - | 0 | 0
3SU1000-4BN51-0AA0-Z | Y15 | 3SU1000-4BN51-0AA0-ZY15 | 1 | UN | 1 | 10 | C | D | EAR99 | N | 85389099 | 1 |  | 0.047 | KG | 31.92 | 31.92 | CP20 | CP20 | RONIS key-operated switch, 22 mm, round, plastic, lock number SB30, with 2 keys, 3 switch positions I-O<II, left latching, right momentary contact type, actuating angle 2x45Â°, 10:30h/12h/13:30h, key removal O+I, possible special locks: SB31, 421, 455, with laser labeling, upper case and lower case, always upper case at the beginning of the word | - | 0 | 0
3SU1000-4BN51-0AA0-Z | Y19 | 3SU1000-4BN51-0AA0-ZY19 | 1 | UN | 1 | 10 | C | D | EAR99 | N | 85389099 | 1 |  | 0.047 | KG | 28.12 | 28.12 | CP20 | CP20 | RONIS key-operated switch, 22 mm, round, plastic, lock number SB30, with 2 keys, 3 switch positions I-O<II, left latching, right momentary contact type, actuating angle 2x45Â°, 10:30h/12h/13:30h, key removal O+I, possible special locks: SB31, 421, 455, with laser labeling, inscription or symbol Customer-specific selection with SIRIUS ACT configurator (CIN) | - | 0 | 0
3SU1000-4BP01-0AA0 |  | 3SU1000-4BP01-0AA0 | 1 | UN | 1 | 3 | B | D | N | N | 85389099 | 1 | 4011209962620 | 0.02 | KG | 27.17 | 27.17 | CP20 | CP20 | RONIS key-operated switch, 22 mm, round, plastic, lock number SB30, with 2 keys, 3 switch positions I>O<II, momentary contact on the left, latching on the right, actuating angle 2x45Â°, 10:30h/12h/13:30h, key removal O, possible special locks: SB31, 421, 455 | - | 0 | 0
3SU1000-4BP01-0AA0-Z | X90 | 3SU1000-4BP01-0AA0-ZX90 | 1 | UN | 1 | 5 | B | D | N | N | 85389099 | 50 | 4047621032337 | 0.047 | KG | 27.17 | 27.17 | CP20 | CP20 | RONIS key-operated switch, 22 mm, round, plastic, lock number SB30, with 2 keys, 3 switch positions I>O<II, momentary contact on the left, latching on the right, actuating angle 2x45Â°, 10:30h/12h/13:30h, key removal O, possible special locks: SB31, 421, 455 Z=50-unit packaging | - | 0 | 0
3SU1000-4BP01-0AA0-Z | Y01 | 3SU1000-4BP01-0AA0-ZY01 | 1 | UN | 1 | 25 | D | D | EAR99 | N | 85389099 | 1 |  | 0.047 | KG | 74.67 | 74.67 | CP20 | CP20 | RONIS key-operated switch, 22 mm, round, plastic, special lock, with 2 keys, 3 switch positions I>O<II, momentary contact on the left, latching on the right, actuating angle 2x45Â°, 10:30h/12h/13:30h, key removal O, possible special locks: SB31, 421, 455 | - | 0 | 0
3SU1000-4BP01-0AA0-Z | Y01Y19 | 3SU1000-4BP01-0AA0-ZY01Y19 | 1 | UN | 1 | 30 | D | D | N | N | 85389099 | 1 |  | 0.047 | KG | 75.62 | 75.62 | CP20 | CP20 | RONIS key-operated switch, 22 mm, round, plastic, special lock, with 2 keys, 3 switch positions I>O-II, momentary contact on the left, latching on the right, actuating angle 2x45Â°, 10:30h/12h/13:30h, key removal O, possible special locks: SB31, 421, 455, customer-specific selection with SIRIUS ACT configurator (CIN) |  | 0 | 0
3SU1000-4BP01-0AA0-Z | Y10 | 3SU1000-4BP01-0AA0-ZY10 | 1 | UN | 1 | 10 | C | D | EAR99 | N | 85389099 | 1 |  | 0.047 | KG | 31.92 | 31.92 | CP20 | CP20 | RONIS key-operated switch, 22 mm, round, plastic, lock number SB30, with 2 keys, 3 switch positions I>O<II, momentary contact on the left, latching on the right, actuating angle 2x45Â°, 10:30h/12h/13:30h, key removal O, possible special locks: SB31, 421, 455, with laser labeling, upper case and lower case, always upper case at beginning of line | - | 0 | 0
3SU1000-4BP01-0AA0-Z | Y11 | 3SU1000-4BP01-0AA0-ZY11 | 1 | UN | 1 | 10 | C | D | EAR99 | N | 85389099 | 1 |  | 0.047 | KG | 31.92 | 31.92 | CP20 | CP20 | RONIS key-operated switch, 22 mm, round, plastic, lock number SB30, with 2 keys, 3 switch positions I>O<II, momentary contact on the left, latching on the right, actuating angle 2x45Â°, 10:30h/12h/13:30h, key removal O, possible special locks: SB31, 421, 455, with laser labeling, upper case | - | 0 | 0
3SU1000-4BP01-0AA0-Z | Y12 | 3SU1000-4BP01-0AA0-ZY12 | 1 | UN | 1 | 10 | C | D | EAR99 | N | 85389099 | 1 |  | 0.047 | KG | 31.92 | 31.92 | CP20 | CP20 | RONIS key-operated switch, 22 mm, round, plastic, lock number SB30, with 2 keys, 3 switch positions I>O<II, momentary contact on the left, latching on the right, actuating angle 2x45Â°, 10:30h/12h/13:30h, key removal O, possible special locks: SB31, 421, 455, with laser labeling, lower case | - | 0 | 0
3SU1000-4BP01-0AA0-Z | Y15 | 3SU1000-4BP01-0AA0-ZY15 | 1 | UN | 1 | 10 | C | D | EAR99 | N | 85389099 | 1 |  | 0.047 | KG | 31.92 | 31.92 | CP20 | CP20 | RONIS key-operated switch, 22 mm, round, plastic, lock number SB30, with 2 keys, 3 switch positions I>O<II, momentary contact on the left, latching on the right, actuating angle 2x45Â°, 10:30h/12h/13:30h, key removal O, possible special locks: SB31, 421, 455, with laser labeling, upper case and lower case, always upper case at the beginning of the word | - | 0 | 0
3SU1000-4BP01-0AA0-Z | Y19 | 3SU1000-4BP01-0AA0-ZY19 | 1 | UN | 1 | 10 | C | D | EAR99 | N | 85389099 | 1 |  | 0.047 | KG | 28.12 | 28.12 | CP20 | CP20 | RONIS key-operated switch, 22 mm, round, plastic, lock number SB30, with 2 keys, 3 switch positions I>O<II, momentary contact on the left, latching on the right, actuating angle 2x45Â°, 10:30h/12h/13:30h, key removal O, possible special locks: SB31, 421, 455, with laser labeling, inscription or symbol Customer-specific selection with SIRIUS ACT configurator (CIN) | - | 0 | 0
3SU1000-4BP31-0AA0 |  | 3SU1000-4BP31-0AA0 | 1 | UN | 1 | 3 | B | D | N | N | 85389099 | 1 | 4011209962644 | 0.055 | KG | 27.17 | 27.17 | CP20 | CP20 | RONIS key-operated switch, 22 mm, round, plastic, lock number SB30, with 2 keys, 3 switch positions I>O<II, momentary contact on the left, latching on the right, actuating angle 2x45Â°, 10:30h/12h/13:30h, Key removal II, possible special locks: SB31, 421, 455 | - | 0 | 0
3SU1000-4BP31-0AA0-Z | X90 | 3SU1000-4BP31-0AA0-ZX90 | 1 | UN | 1 | 5 | B | D | N | N | 85389099 | 50 | 4047621032313 | 0.047 | KG | 27.17 | 27.17 | CP20 | CP20 | RONIS key-operated switch, 22 mm, round, plastic, lock number SB30, with 2 keys, 3 switch positions I>O<II, momentary contact on the left, latching on the right, actuating angle 2x45Â°, 10:30h/12h/13:30h, Key removal II, possible special locks: SB31, 421, 455 Z=50-unit packaging | - | 0 | 0
3SU1000-4BP31-0AA0-Z | Y01 | 3SU1000-4BP31-0AA0-ZY01 | 1 | UN | 1 | 25 | D | D | EAR99 | N | 85389099 | 1 |  | 0.047 | KG | 74.67 | 74.67 | CP20 | CP20 | RONIS key-operated switch, 22 mm, round, plastic, special lock, with 2 keys, 3 switch positions I>O<II, momentary contact on the left, latching on the right, actuating angle 2x45Â°, 10:30h/12h/13:30h, Key removal II, possible special locks: SB31, 421, 455 | - | 0 | 0
3SU1000-4BP31-0AA0-Z | Y01Y19 | 3SU1000-4BP31-0AA0-ZY01Y19 | 1 | UN | 1 | 30 | D | D | N | N | 85389099 | 1 |  | 0.047 | KG | 75.62 | 75.62 | CP20 | CP20 | RONIS key-operated switch, 22 mm, round, plastic, special lock, with 2 keys, 3 switch positions I>O-II, momentary contact on the left, latching on the right, actuating angle 2x45Â°, 10:30h/12h/13:30h, key removal II, possible special locks: SB31, 421, 455, customer-specific selection with SIRIUS ACT configurator (CIN) |  | 0 | 0
3SU1000-4BP31-0AA0-Z | Y10 | 3SU1000-4BP31-0AA0-ZY10 | 1 | UN | 1 | 10 | C | D | EAR99 | N | 85389099 | 1 |  | 0.047 | KG | 31.92 | 31.92 | CP20 | CP20 | RONIS key-operated switch, 22 mm, round, plastic, lock number SB30, with 2 keys, 3 switch positions I>O<II, momentary contact on the left, latching on the right, actuating angle 2x45Â°, 10:30h/12h/13:30h, Key removal II, possible special locks: SB31, 421, 455, with laser labeling, upper case and lower case, always upper case at beginning of line | - | 0 | 0
3SU1000-4BP31-0AA0-Z | Y11 | 3SU1000-4BP31-0AA0-ZY11 | 1 | UN | 1 | 10 | C | D | EAR99 | N | 85389099 | 1 |  | 0.047 | KG | 31.92 | 31.92 | CP20 | CP20 | RONIS key-operated switch, 22 mm, round, plastic, lock number SB30, with 2 keys, 3 switch positions I>O<II, momentary contact on the left, latching on the right, actuating angle 2x45Â°, 10:30h/12h/13:30h, Key removal II, possible special locks: SB31, 421, 455, with laser labeling, upper case | - | 0 | 0
3SU1000-4BP31-0AA0-Z | Y12 | 3SU1000-4BP31-0AA0-ZY12 | 1 | UN | 1 | 10 | C | D | EAR99 | N | 85389099 | 1 |  | 0.047 | KG | 31.92 | 31.92 | CP20 | CP20 | RONIS key-operated switch, 22 mm, round, plastic, lock number SB30, with 2 keys, 3 switch positions I>O<II, momentary contact on the left, latching on the right, actuating angle 2x45Â°, 10:30h/12h/13:30h, Key removal II, possible special locks: SB31, 421, 455, with laser labeling, lower case | - | 0 | 0
3SU1000-4BP31-0AA0-Z | Y15 | 3SU1000-4BP31-0AA0-ZY15 | 1 | UN | 1 | 10 | C | D | EAR99 | N | 85389099 | 1 |  | 0.047 | KG | 31.92 | 31.92 | CP20 | CP20 | RONIS key-operated switch, 22 mm, round, plastic, lock number SB30, with 2 keys, 3 switch positions I>O<II, momentary contact on the left, latching on the right, actuating angle 2x45Â°, 10:30h/12h/13:30h, Key removal II, possible special locks: SB31, 421, 455, with laser labeling, upper case and lower case, always upper case at the beginning of the word | - | 0 | 0
3SU1000-4BP31-0AA0-Z | Y19 | 3SU1000-4BP31-0AA0-ZY19 | 1 | UN | 1 | 10 | C | D | EAR99 | N | 85389099 | 1 |  | 0.047 | KG | 28.12 | 28.12 | CP20 | CP20 | RONIS key-operated switch, 22 mm, round, plastic, lock number SB30, with 2 keys, 3 switch positions I>O<II, momentary contact on the left, latching on the right, actuating angle 2x45Â°, 10:30h/12h/13:30h, Key removal II, possible special locks: SB31, 421, 455, with laser labeling, inscription or symbol Customer-specific selection with SIRIUS ACT configurator (CIN) | - | 0 | 0
3SU1000-4BP61-0AA0 |  | 3SU1000-4BP61-0AA0 | 1 | UN | 1 | 3 | B | D | N | N | 85389099 | 1 | 4011209962637 | 0.02 | KG | 27.17 | 27.17 | CP20 | CP20 | RONIS key-operated switch, 22 mm, round, plastic, lock number SB30, with 2 keys, 3 switch positions I>O<II, momentary contact on the left, latching on the right, actuating angle 2x45Â°, 10:30h/12h/13:30h, Key removal O+II, possible special locks: SB31, 421, 455 | - | 0 | 0
3SU1000-4BP61-0AA0-Z | X90 | 3SU1000-4BP61-0AA0-ZX90 | 1 | UN | 1 | 5 | B | D | N | N | 85389099 | 50 | 4047621032320 | 0.047 | KG | 27.17 | 27.17 | CP20 | CP20 | RONIS key-operated switch, 22 mm, round, plastic, lock number SB30, with 2 keys, 3 switch positions I>O<II, momentary contact on the left, latching on the right, actuating angle 2x45Â°, 10:30h/12h/13:30h, Key removal O+II, possible special locks: SB31, 421, 455 Z=50-unit packaging | - | 0 | 0
3SU1000-4BP61-0AA0-Z | Y01 | 3SU1000-4BP61-0AA0-ZY01 | 1 | UN | 1 | 25 | D | D | EAR99 | N | 85389099 | 1 |  | 0.047 | KG | 74.67 | 74.67 | CP20 | CP20 | RONIS key-operated switch, 22 mm, round, plastic, special lock, with 2 keys, 3 switch positions I>O<II, momentary contact on the left, latching on the right, actuating angle 2x45Â°, 10:30h/12h/13:30h, Key removal O+II, possible special locks: SB31, 421, 455 | - | 0 | 0
3SU1000-4BP61-0AA0-Z | Y01Y19 | 3SU1000-4BP61-0AA0-ZY01Y19 | 1 | UN | 1 | 30 | D | D | N | N | 85389099 | 1 |  | 0.047 | KG | 75.62 | 75.62 | CP20 | CP20 | RONIS key-operated switch, 22 mm, round, plastic, special lock, with 2 keys, 3 switch positions I>O-II, momentary contact on the left, latching on the right, actuating angle 2x45Â°, 10:30h/12h/13:30h, key removal O+II, possible special locks: SB31, 421, 455, customer-specific selection with SIRIUS ACT configurator (CIN) |  | 0 | 0
3SU1000-4BP61-0AA0-Z | Y10 | 3SU1000-4BP61-0AA0-ZY10 | 1 | UN | 1 | 10 | C | D | EAR99 | N | 85389099 | 1 |  | 0.047 | KG | 31.92 | 31.92 | CP20 | CP20 | RONIS key-operated switch, 22 mm, round, plastic, lock number SB30, with 2 keys, 3 switch positions I>O<II, momentary contact on the left, latching on the right, actuating angle 2x45Â°, 10:30h/12h/13:30h, Key removal O+II, possible special locks: SB31, 421, 455, with laser labeling, upper case and lower case, always upper case at beginning of line | - | 0 | 0
3SU1000-4BP61-0AA0-Z | Y11 | 3SU1000-4BP61-0AA0-ZY11 | 1 | UN | 1 | 10 | C | D | EAR99 | N | 85389099 | 1 |  | 0.047 | KG | 31.92 | 31.92 | CP20 | CP20 | RONIS key-operated switch, 22 mm, round, plastic, lock number SB30, with 2 keys, 3 switch positions I>O<II, momentary contact on the left, latching on the right, actuating angle 2x45Â°, 10:30h/12h/13:30h, Key removal O+II, possible special locks: SB31, 421, 455, with laser labeling, upper case | - | 0 | 0
3SU1000-4BP61-0AA0-Z | Y12 | 3SU1000-4BP61-0AA0-ZY12 | 1 | UN | 1 | 10 | C | D | EAR99 | N | 85389099 | 1 |  | 0.047 | KG | 31.92 | 31.92 | CP20 | CP20 | RONIS key-operated switch, 22 mm, round, plastic, lock number SB30, with 2 keys, 3 switch positions I>O<II, momentary contact on the left, latching on the right, actuating angle 2x45Â°, 10:30h/12h/13:30h, Key removal O+II, possible special locks: SB31, 421, 455, with laser labeling, lower case | - | 0 | 0
3SU1000-4BP61-0AA0-Z | Y15 | 3SU1000-4BP61-0AA0-ZY15 | 1 | UN | 1 | 10 | C | D | EAR99 | N | 85389099 | 1 |  | 0.047 | KG | 31.92 | 31.92 | CP20 | CP20 | RONIS key-operated switch, 22 mm, round, plastic, lock number SB30, with 2 keys, 3 switch positions I>O<II, momentary contact on the left, latching on the right, actuating angle 2x45Â°, 10:30h/12h/13:30h, Key removal O+II, possible special locks: SB31, 421, 455, with laser labeling, upper case and lower case, always upper case at the beginning of the word | - | 0 | 0
3SU1000-4BP61-0AA0-Z | Y19 | 3SU1000-4BP61-0AA0-ZY19 | 1 | UN | 1 | 10 | C | D | EAR99 | N | 85389099 | 1 |  | 0.047 | KG | 28.12 | 28.12 | CP20 | CP20 | RONIS key-operated switch, 22 mm, round, plastic, lock number SB30, with 2 keys, 3 switch positions I>O<II, momentary contact on the left, latching on the right, actuating angle 2x45Â°, 10:30h/12h/13:30h, Key removal O+II, possible special locks: SB31, 421, 455, with laser labeling, inscription or symbol Customer-specific selection with SIRIUS ACT configurator (CIN) | - | 0 | 0
3SU1000-4CC01-0AA0 |  | 3SU1000-4CC01-0AA0 | 1 | UN | 1 | 5 | B | D | N | N | 85389099 | 1 | 4011209963221 | 0.02 | KG | 26.7 | 26.7 | CP20 | CP20 | RONIS key-operated switch, 22 mm, round, plastic, lock number 455, with 2 keys, 2 switch positions O<I, momentary contact type, Actuating angle 45Â°, 10:30h/12h, Key removal O | - | 0 | 0
3SU1000-4CC01-0AA0-Z | X90 | 3SU1000-4CC01-0AA0-ZX90 | 1 | UN | 1 | 5 | B | D | N | N | 85389099 | 50 | 4047621032702 | 0.047 | KG | 26.7 | 26.7 | CP20 | CP20 | RONIS key-operated switch, 22 mm, round, plastic, lock number 455, with 2 keys, 2 switch positions O<I, momentary contact type, Actuating angle 45Â°, 10:30h/12h, Key removal O Z=50-unit packaging | - | 0 | 0
3SU1000-4CC01-0AA0-Z | Y10 | 3SU1000-4CC01-0AA0-ZY10 | 1 | UN | 1 | 10 | C | D | EAR99 | N | 85389099 | 1 |  | 0.047 | KG | 31.45 | 31.45 | CP20 | CP20 | RONIS key-operated switch, 22 mm, round, plastic, lock number 455, with 2 keys, 2 switch positions O<I, momentary contact type, Actuating angle 45Â°, 10:30h/12h, key removal O, with laser labeling, upper case and lower case, always upper case at beginning of line | - | 0 | 0
3SU1000-4CC01-0AA0-Z | Y11 | 3SU1000-4CC01-0AA0-ZY11 | 1 | UN | 1 | 10 | C | D | EAR99 | N | 85389099 | 1 |  | 0.047 | KG | 31.45 | 31.45 | CP20 | CP20 | RONIS key-operated switch, 22 mm, round, plastic, lock number 455, with 2 keys, 2 switch positions O<I, momentary contact type, Actuating angle 45Â°, 10:30h/12h, key removal O, with laser labeling, upper case | - | 0 | 0
3SU1000-4CC01-0AA0-Z | Y12 | 3SU1000-4CC01-0AA0-ZY12 | 1 | UN | 1 | 10 | C | D | EAR99 | N | 85389099 | 1 |  | 0.047 | KG | 31.45 | 31.45 | CP20 | CP20 | RONIS key-operated switch, 22 mm, round, plastic, lock number 455, with 2 keys, 2 switch positions O<I, momentary contact type, Actuating angle 45Â°, 10:30h/12h, key removal O, with laser labeling, lower case | - | 0 | 0
3SU1000-4CC01-0AA0-Z | Y15 | 3SU1000-4CC01-0AA0-ZY15 | 1 | UN | 1 | 10 | C | D | EAR99 | N | 85389099 | 1 |  | 0.047 | KG | 31.45 | 31.45 | CP20 | CP20 | RONIS key-operated switch, 22 mm, round, plastic, lock number 455, with 2 keys, 2 switch positions O<I, momentary contact type, Actuating angle 45Â°, 10:30h/12h, key removal O, with laser labeling, upper case and lower case, always upper case at the beginning of the word | - | 0 | 0
3SU1000-4CC01-0AA0-Z | Y19 | 3SU1000-4CC01-0AA0-ZY19 | 1 | UN | 1 | 10 | C | D | EAR99 | N | 85389099 | 1 |  | 0.047 | KG | 27.65 | 27.65 | CP20 | CP20 | RONIS key-operated switch, 22 mm, round, plastic, lock number 455, with 2 keys, 2 switch positions O<I, momentary contact type, Actuating angle 45Â°, 10:30h/12h, key removal O, with laser labeling, inscription or symbol Customer-specific selection with SIRIUS ACT configurator (CIN) | - | 0 | 0
3SU1000-4CF01-0AA0 |  | 3SU1000-4CF01-0AA0 | 1 | UN | 1 | 3 | B | D | N | N | 85389099 | 1 | 4011209963214 | 0.02 | KG | 26.7 | 26.7 | CP20 | CP20 | RONIS key-operated switch, 22 mm, round, plastic, lock number 455, with 2 keys, 2 switch positions O-I, latching, actuating angle 90Â°, 10:30h/13:30h, Key removal O | - | 0 | 0
3SU1000-4CF01-0AA0-Z | X90 | 3SU1000-4CF01-0AA0-ZX90 | 1 | UN | 1 | 5 | B | D | N | N | 85389099 | 50 | 4047621032696 | 0.047 | KG | 26.7 | 26.7 | CP20 | CP20 | RONIS key-operated switch, 22 mm, round, plastic, lock number 455, with 2 keys, 2 switch positions O-I, latching, actuating angle 90Â°, 10:30h/13:30h, Key removal O Z=50-unit packaging | - | 0 | 0
3SU1000-4CF01-0AA0-Z | Y10 | 3SU1000-4CF01-0AA0-ZY10 | 1 | UN | 1 | 10 | C | D | EAR99 | N | 85389099 | 1 |  | 0.047 | KG | 31.45 | 31.45 | CP20 | CP20 | RONIS key-operated switch, 22 mm, round, plastic, lock number 455, with 2 keys, 2 switch positions O-I, latching, actuating angle 90Â°, 10:30h/13:30h, key removal O, with laser labeling, upper case and lower case, always upper case at beginning of line | - | 0 | 0
3SU1000-4CF01-0AA0-Z | Y11 | 3SU1000-4CF01-0AA0-ZY11 | 1 | UN | 1 | 10 | C | D | EAR99 | N | 85389099 | 1 |  | 0.047 | KG | 31.45 | 31.45 | CP20 | CP20 | RONIS key-operated switch, 22 mm, round, plastic, lock number 455, with 2 keys, 2 switch positions O-I, latching, actuating angle 90Â°, 10:30h/13:30h, key removal O, with laser labeling, upper case | - | 0 | 0
3SU1000-4CF01-0AA0-Z | Y12 | 3SU1000-4CF01-0AA0-ZY12 | 1 | UN | 1 | 10 | C | D | EAR99 | N | 85389099 | 1 |  | 0.047 | KG | 31.45 | 31.45 | CP20 | CP20 | RONIS key-operated switch, 22 mm, round, plastic, lock number 455, with 2 keys, 2 switch positions O-I, latching, actuating angle 90Â°, 10:30h/13:30h, key removal O, with laser labeling, lower case | - | 0 | 0
3SU1000-4CF01-0AA0-Z | Y15 | 3SU1000-4CF01-0AA0-ZY15 | 1 | UN | 1 | 10 | C | D | EAR99 | N | 85389099 | 1 |  | 0.047 | KG | 31.45 | 31.45 | CP20 | CP20 | RONIS key-operated switch, 22 mm, round, plastic, lock number 455, with 2 keys, 2 switch positions O-I, latching, actuating angle 90Â°, 10:30h/13:30h, key removal O, with laser labeling, upper case and lower case, always upper case at the beginning of the word | - | 0 | 0
3SU1000-4CF01-0AA0-Z | Y19 | 3SU1000-4CF01-0AA0-ZY19 | 1 | UN | 1 | 10 | C | D | EAR99 | N | 85389099 | 1 |  | 0.047 | KG | 27.65 | 27.65 | CP20 | CP20 | RONIS key-operated switch, 22 mm, round, plastic, lock number 455, with 2 keys, 2 switch positions O-I, latching, actuating angle 90Â°, 10:30h/13:30h, key removal O, with laser labeling, inscription or symbol Customer-specific selection with SIRIUS ACT configurator (CIN) | - | 0 | 0
3SU1000-4CF11-0AA0 |  | 3SU1000-4CF11-0AA0 | 1 | UN | 1 | 3 | B | D | N | N | 85389099 | 1 | 4011209963207 | 0.02 | KG | 26.7 | 26.7 | CP20 | CP20 | RONIS key-operated switch, 22 mm, round, plastic, lock number 455, with 2 keys, 2 switch positions O-I, latching, actuating angle 90Â°, 10:30h/13:30h, Key removal O+I | - | 0 | 0
3SU1000-4CF11-0AA0-Z | X90 | 3SU1000-4CF11-0AA0-ZX90 | 1 | UN | 1 | 5 | B | D | N | N | 85389099 | 50 | 4047621032689 | 0.047 | KG | 26.7 | 26.7 | CP20 | CP20 | RONIS key-operated switch, 22 mm, round, plastic, lock number 455, with 2 keys, 2 switch positions O-I, latching, actuating angle 90Â°, 10:30h/13:30h, Key removal O+I Z=50-unit packaging | - | 0 | 0
3SU1000-4CF11-0AA0-Z | Y10 | 3SU1000-4CF11-0AA0-ZY10 | 1 | UN | 1 | 10 | C | D | EAR99 | N | 85389099 | 1 |  | 0.047 | KG | 31.45 | 31.45 | CP20 | CP20 | RONIS key-operated switch, 22 mm, round, plastic, lock number 455, with 2 keys, 2 switch positions O-I, latching, actuating angle 90Â°, 10:30h/13:30h, key removal O+I, with laser labeling, upper case and lower case, always upper case at beginning of line | - | 0 | 0
3SU1000-4CF11-0AA0-Z | Y11 | 3SU1000-4CF11-0AA0-ZY11 | 1 | UN | 1 | 10 | C | D | EAR99 | N | 85389099 | 1 |  | 0.047 | KG | 31.45 | 31.45 | CP20 | CP20 | RONIS key-operated switch, 22 mm, round, plastic, lock number 455, with 2 keys, 2 switch positions O-I, latching, actuating angle 90Â°, 10:30h/13:30h, key removal O+I, with laser labeling, upper case | - | 0 | 0
3SU1000-4CF11-0AA0-Z | Y12 | 3SU1000-4CF11-0AA0-ZY12 | 1 | UN | 1 | 10 | C | D | EAR99 | N | 85389099 | 1 |  | 0.047 | KG | 31.45 | 31.45 | CP20 | CP20 | RONIS key-operated switch, 22 mm, round, plastic, lock number 455, with 2 keys, 2 switch positions O-I, latching, actuating angle 90Â°, 10:30h/13:30h, key removal O+I, with laser labeling, lower case | - | 0 | 0
3SU1000-4CF11-0AA0-Z | Y15 | 3SU1000-4CF11-0AA0-ZY15 | 1 | UN | 1 | 10 | C | D | EAR99 | N | 85389099 | 1 |  | 0.047 | KG | 31.45 | 31.45 | CP20 | CP20 | RONIS key-operated switch, 22 mm, round, plastic, lock number 455, with 2 keys, 2 switch positions O-I, latching, actuating angle 90Â°, 10:30h/13:30h, key removal O+I, with laser labeling, upper case and lower case, always upper case at the beginning of the word | - | 0 | 0
3SU1000-4CF11-0AA0-Z | Y19 | 3SU1000-4CF11-0AA0-ZY19 | 1 | UN | 1 | 10 | C | D | EAR99 | N | 85389099 | 1 |  | 0.047 | KG | 27.65 | 27.65 | CP20 | CP20 | RONIS key-operated switch, 22 mm, round, plastic, lock number 455, with 2 keys, 2 switch positions O-I, latching, actuating angle 90Â°, 10:30h/13:30h, key removal O+I, with laser labeling, inscription or symbol Customer-specific selection with SIRIUS ACT configurator (CIN) | - | 0 | 0
3SU1000-4CL01-0AA0 |  | 3SU1000-4CL01-0AA0 | 1 | UN | 1 | 5 | B | D | N | N | 85389099 | 1 | 4011209963245 | 0.02 | KG | 28.22 | 28.22 | CP20 | CP20 | RONIS key-operated switch, 22 mm, round, plastic, lock number 455, with 2 keys, 3 switch positions I-O-II, latching, actuating angle 2x45Â°, 10:30h/12h/13:30h, Key removal O | - | 0 | 0
3SU1000-4CL01-0AA0-Z | X90 | 3SU1000-4CL01-0AA0-ZX90 | 1 | UN | 1 | 5 | B | D | N | N | 85389099 | 50 | 4047621032443 | 0.047 | KG | 28.22 | 28.22 | CP20 | CP20 | RONIS key-operated switch, 22 mm, round, plastic, lock number 455, with 2 keys, 3 switch positions I-O-II, latching, actuating angle 2x45Â°, 10:30h/12h/13:30h, Key removal O Z=50-unit packaging | - | 0 | 0
3SU1000-4CL01-0AA0-Z | Y10 | 3SU1000-4CL01-0AA0-ZY10 | 1 | UN | 1 | 10 | C | D | EAR99 | N | 85389099 | 1 |  | 0.047 | KG | 32.97 | 32.97 | CP20 | CP20 | RONIS key-operated switch, 22 mm, round, plastic, lock number 455, with 2 keys, 3 switch positions I-O-II, latching, actuating angle 2x45Â°, 10:30h/12h/13:30h, key removal O, with laser labeling, upper case and lower case, always upper case at beginning of line | - | 0 | 0
3SU1000-4CL01-0AA0-Z | Y11 | 3SU1000-4CL01-0AA0-ZY11 | 1 | UN | 1 | 10 | C | D | EAR99 | N | 85389099 | 1 |  | 0.047 | KG | 32.97 | 32.97 | CP20 | CP20 | RONIS key-operated switch, 22 mm, round, plastic, lock number 455, with 2 keys, 3 switch positions I-O-II, latching, actuating angle 2x45Â°, 10:30h/12h/13:30h, key removal O, with laser labeling, upper case | - | 0 | 0
3SU1000-4CL01-0AA0-Z | Y12 | 3SU1000-4CL01-0AA0-ZY12 | 1 | UN | 1 | 10 | C | D | EAR99 | N | 85389099 | 1 |  | 0.047 | KG | 32.97 | 32.97 | CP20 | CP20 | RONIS key-operated switch, 22 mm, round, plastic, lock number 455, with 2 keys, 3 switch positions I-O-II, latching, actuating angle 2x45Â°, 10:30h/12h/13:30h, key removal O, with laser labeling, lower case | - | 0 | 0
3SU1000-4CL01-0AA0-Z | Y15 | 3SU1000-4CL01-0AA0-ZY15 | 1 | UN | 1 | 10 | C | D | EAR99 | N | 85389099 | 1 |  | 0.047 | KG | 32.97 | 32.97 | CP20 | CP20 | RONIS key-operated switch, 22 mm, round, plastic, lock number 455, with 2 keys, 3 switch positions I-O-II, latching, actuating angle 2x45Â°, 10:30h/12h/13:30h, key removal O, with laser labeling, upper case and lower case, always upper case at the beginning of the word | - | 0 | 0
3SU1000-4CL01-0AA0-Z | Y19 | 3SU1000-4CL01-0AA0-ZY19 | 1 | UN | 1 | 10 | C | D | EAR99 | N | 85389099 | 1 |  | 0.047 | KG | 29.17 | 29.17 | CP20 | CP20 | RONIS key-operated switch, 22 mm, round, plastic, lock number 455, with 2 keys, 3 switch positions I-O-II, latching, actuating angle 2x45Â°, 10:30h/12h/13:30h, key removal O, with laser labeling, inscription or symbol Customer-specific selection with SIRIUS ACT configurator (CIN) | - | 0 | 0
3SU1000-4CL11-0AA0 |  | 3SU1000-4CL11-0AA0 | 1 | UN | 1 | 3 | B | D | N | N | 85389099 | 1 | 4011209963238 | 0.02 | KG | 28.22 | 28.22 | CP20 | CP20 | RONIS key-operated switch, 22 mm, round, plastic, lock number 455, with 2 keys, 3 switch positions I-O-II, latching, actuating angle 2x45Â°, 10:30h/12h/13:30h, Key removal I+O+II | - | 0 | 0
3SU1000-4CL11-0AA0-Z | X90 | 3SU1000-4CL11-0AA0-ZX90 | 1 | UN | 1 | 5 | B | D | N | N | 85389099 | 50 | 4047621032450 | 0.047 | KG | 28.22 | 28.22 | CP20 | CP20 | RONIS key-operated switch, 22 mm, round, plastic, lock number 455, with 2 keys, 3 switch positions I-O-II, latching, actuating angle 2x45Â°, 10:30h/12h/13:30h, Key removal I+O+II Z=50-unit packaging | - | 0 | 0
3SU1000-4CL11-0AA0-Z | Y10 | 3SU1000-4CL11-0AA0-ZY10 | 1 | UN | 1 | 10 | C | D | EAR99 | N | 85389099 | 1 |  | 0.047 | KG | 32.97 | 32.97 | CP20 | CP20 | RONIS key-operated switch, 22 mm, round, plastic, lock number 455, with 2 keys, 3 switch positions I-O-II, latching, actuating angle 2x45Â°, 10:30h/12h/13:30h, Key removal I+O+II, with laser labeling, upper case and lower case, always upper case at beginning of line | - | 0 | 0
3SU1000-4CL11-0AA0-Z | Y11 | 3SU1000-4CL11-0AA0-ZY11 | 1 | UN | 1 | 10 | C | D | EAR99 | N | 85389099 | 1 |  | 0.047 | KG | 32.97 | 32.97 | CP20 | CP20 | RONIS key-operated switch, 22 mm, round, plastic, lock number 455, with 2 keys, 3 switch positions I-O-II, latching, actuating angle 2x45Â°, 10:30h/12h/13:30h, Key removal I+O+II, with laser labeling, upper case | - | 0 | 0
3SU1000-4CL11-0AA0-Z | Y12 | 3SU1000-4CL11-0AA0-ZY12 | 1 | UN | 1 | 10 | C | D | EAR99 | N | 85389099 | 1 |  | 0.047 | KG | 32.97 | 32.97 | CP20 | CP20 | RONIS key-operated switch, 22 mm, round, plastic, lock number 455, with 2 keys, 3 switch positions I-O-II, latching, actuating angle 2x45Â°, 10:30h/12h/13:30h, Key removal I+O+II, with laser labeling, lower case | - | 0 | 0
3SU1000-4CL11-0AA0-Z | Y15 | 3SU1000-4CL11-0AA0-ZY15 | 1 | UN | 1 | 10 | C | D | EAR99 | N | 85389099 | 1 |  | 0.047 | KG | 32.97 | 32.97 | CP20 | CP20 | RONIS key-operated switch, 22 mm, round, plastic, lock number 455, with 2 keys, 3 switch positions I-O-II, latching, actuating angle 2x45Â°, 10:30h/12h/13:30h, Key removal I+O+II, with laser labeling, upper case and lower case, always upper case at the beginning of the word | - | 0 | 0
3SU1000-4CL11-0AA0-Z | Y19 | 3SU1000-4CL11-0AA0-ZY19 | 1 | UN | 1 | 10 | C | D | EAR99 | N | 85389099 | 1 |  | 0.047 | KG | 29.17 | 29.17 | CP20 | CP20 | RONIS key-operated switch, 22 mm, round, plastic, lock number 455, with 2 keys, 3 switch positions I-O-II, latching, actuating angle 2x45Â°, 10:30h/12h/13:30h, Key removal I+O+II, with laser labeling, inscription or symbol Customer-specific selection with SIRIUS ACT configurator (CIN) | - | 0 | 0
3SU1000-4DF11-0AA0 |  | 3SU1000-4DF11-0AA0 | 1 | UN | 1 | 5 | B | D | N | N | 85389099 | 1 | 4011209963252 | 0.02 | KG | 26.7 | 26.7 | CP20 | CP20 | RONIS key-operated switch, 22 mm, round, plastic, Lock No. 421, with 2 keys, 2 switch positions O-I, latching, actuating angle 90Â°, 10:30h/13:30h, Key removal O+I | - | 0 | 0
3SU1000-4DF11-0AA0-Z | X90 | 3SU1000-4DF11-0AA0-ZX90 | 1 | UN | 1 | 5 | B | D | N | N | 85389099 | 50 | 4047621032672 | 0.047 | KG | 26.7 | 26.7 | CP20 | CP20 | RONIS key-operated switch, 22 mm, round, plastic, Lock No. 421, with 2 keys, 2 switch positions O-I, latching, actuating angle 90Â°, 10:30h/13:30h, Key removal O+I Z=50-unit packaging | - | 0 | 0
3SU1000-4DF11-0AA0-Z | Y10 | 3SU1000-4DF11-0AA0-ZY10 | 1 | UN | 1 | 10 | C | D | EAR99 | N | 85389099 | 1 |  | 0.047 | KG | 31.45 | 31.45 | CP20 | CP20 | RONIS key-operated switch, 22 mm, round, plastic, Lock No. 421, with 2 keys, 2 switch positions O-I, latching, actuating angle 90Â°, 10:30h/13:30h, key removal O+I, with laser labeling, upper case and lower case, always upper case at beginning of line | - | 0 | 0
3SU1000-4DF11-0AA0-Z | Y11 | 3SU1000-4DF11-0AA0-ZY11 | 1 | UN | 1 | 10 | C | D | EAR99 | N | 85389099 | 1 |  | 0.047 | KG | 31.45 | 31.45 | CP20 | CP20 | RONIS key-operated switch, 22 mm, round, plastic, Lock No. 421, with 2 keys, 2 switch positions O-I, latching, actuating angle 90Â°, 10:30h/13:30h, key removal O+I, with laser labeling, upper case | - | 0 | 0
3SU1000-4DF11-0AA0-Z | Y12 | 3SU1000-4DF11-0AA0-ZY12 | 1 | UN | 1 | 10 | C | D | EAR99 | N | 85389099 | 1 |  | 0.047 | KG | 31.45 | 31.45 | CP20 | CP20 | RONIS key-operated switch, 22 mm, round, plastic, Lock No. 421, with 2 keys, 2 switch positions O-I, latching, actuating angle 90Â°, 10:30h/13:30h, key removal O+I, with laser labeling, lower case | - | 0 | 0
3SU1000-4DF11-0AA0-Z | Y15 | 3SU1000-4DF11-0AA0-ZY15 | 1 | UN | 1 | 10 | C | D | EAR99 | N | 85389099 | 1 |  | 0.047 | KG | 31.45 | 31.45 | CP20 | CP20 | RONIS key-operated switch, 22 mm, round, plastic, Lock No. 421, with 2 keys, 2 switch positions O-I, latching, actuating angle 90Â°, 10:30h/13:30h, key removal O+I, with laser labeling, upper case and lower case, always upper case at the beginning of the word | - | 0 | 0
3SU1000-4DF11-0AA0-Z | Y19 | 3SU1000-4DF11-0AA0-ZY19 | 1 | UN | 1 | 10 | C | D | EAR99 | N | 85389099 | 1 |  | 0.047 | KG | 27.65 | 27.65 | CP20 | CP20 | RONIS key-operated switch, 22 mm, round, plastic, Lock No. 421, with 2 keys, 2 switch positions O-I, latching, actuating angle 90Â°, 10:30h/13:30h, key removal O+I, with laser labeling, inscription or symbol Customer-specific selection with SIRIUS ACT configurator (CIN) | - | 0 | 0
3SU1000-4FC01-0AA0 |  | 3SU1000-4FC01-0AA0 | 1 | UN | 1 | 3 | B | D | N | N | 85389099 | 1 | 4011209963344 | 0.02 | KG | 40.57 | 40.57 | CP20 | CP20 | Key-operated switch O.M.R, 22 mm, round, plastic, lock number 73037, red, with 2 keys, 2 switch positions O<I, momentary contact type, Actuating angle 45Â°, 10:30h/12h, Key removal O | - | 0 | 0
3SU1000-4FC01-0AA0-Z | X90 | 3SU1000-4FC01-0AA0-ZX90 | 1 | UN | 1 | 5 | B | D | EAR99 | N | 85389099 | 50 |  | 0.051 | KG | 40.57 | 40.57 | CP20 | CP20 | Key-operated switch O.M.R, 22 mm, round, plastic, lock number 73037, red, with 2 keys, 2 switch positions O<I, momentary contact type, Actuating angle 45Â°, 10:30h/12h, Key removal O Z=50-unit packaging | - | 0 | 0
3SU1000-4FC01-0AA0-Z | Y10 | 3SU1000-4FC01-0AA0-ZY10 | 1 | UN | 1 | 10 | C | D | EAR99 | N | 85389099 | 1 |  | 0.051 | KG | 45.32 | 45.32 | CP20 | CP20 | Key-operated switch O.M.R, 22 mm, round, plastic, lock number 73037, red, with 2 keys, 2 switch positions O<I, momentary contact type, Actuating angle 45Â°, 10:30h/12h, key removal O, with laser labeling, upper case and lower case, always upper case at beginning of line | - | 0 | 0
3SU1000-4FC01-0AA0-Z | Y11 | 3SU1000-4FC01-0AA0-ZY11 | 1 | UN | 1 | 10 | C | D | EAR99 | N | 85389099 | 1 |  | 0.051 | KG | 45.32 | 45.32 | CP20 | CP20 | Key-operated switch O.M.R, 22 mm, round, plastic, lock number 73037, red, with 2 keys, 2 switch positions O<I, momentary contact type, Actuating angle 45Â°, 10:30h/12h, key removal O, with laser labeling, upper case | - | 0 | 0
3SU1000-4FC01-0AA0-Z | Y12 | 3SU1000-4FC01-0AA0-ZY12 | 1 | UN | 1 | 10 | C | D | EAR99 | N | 85389099 | 1 |  | 0.051 | KG | 45.32 | 45.32 | CP20 | CP20 | Key-operated switch O.M.R, 22 mm, round, plastic, lock number 73037, red, with 2 keys, 2 switch positions O<I, momentary contact type, Actuating angle 45Â°, 10:30h/12h, key removal O, with laser labeling, lower case | - | 0 | 0
3SU1000-4FC01-0AA0-Z | Y15 | 3SU1000-4FC01-0AA0-ZY15 | 1 | UN | 1 | 10 | C | D | EAR99 | N | 85389099 | 1 |  | 0.051 | KG | 45.32 | 45.32 | CP20 | CP20 | Key-operated switch O.M.R, 22 mm, round, plastic, lock number 73037, red, with 2 keys, 2 switch positions O<I, momentary contact type, Actuating angle 45Â°, 10:30h/12h, key removal O, with laser labeling, upper case and lower case, always upper case at the beginning of the word | - | 0 | 0
3SU1000-4FC01-0AA0-Z | Y19 | 3SU1000-4FC01-0AA0-ZY19 | 1 | UN | 1 | 10 | C | D | EAR99 | N | 85389099 | 1 |  | 0.051 | KG | 41.52 | 41.52 | CP20 | CP20 | Key-operated switch O.M.R, 22 mm, round, plastic, lock number 73037, red, with 2 keys, 2 switch positions O<I, momentary contact type, Actuating angle 45Â°, 10:30h/12h, key removal O, with laser labeling, inscription or symbol Customer-specific selection with SIRIUS ACT configurator (CIN) | - | 0 | 0
3SU1000-4FF01-0AA0 |  | 3SU1000-4FF01-0AA0 | 1 | UN | 1 | 3 | B | D | N | N | 85389099 | 1 | 4011209963337 | 0.02 | KG | 40.57 | 40.57 | CP20 | CP20 | Key-operated switch O.M.R, 22 mm, round, plastic, lock number 73037, red, with 2 keys, 2 switch positions O-I, latching, actuating angle 90Â°, 10:30h/13:30h, Key removal O | - | 0 | 0
3SU1000-4FF01-0AA0-Z | X90 | 3SU1000-4FF01-0AA0-ZX90 | 1 | UN | 1 | 5 | B | D | N | N | 85389099 | 50 |  | 0.09 | KG | 40.57 | 40.57 | CP20 | CP20 | Key-operated switch O.M.R, 22 mm, round, plastic, lock number 73037, red, with 2 keys, 2 switch positions O-I, latching, actuating angle 90Â°, 10:30h/13:30h, Key removal O Z=50-unit packaging | - | 0 | 0
3SU1000-4FF01-0AA0-Z | Y10 | 3SU1000-4FF01-0AA0-ZY10 | 1 | UN | 1 | 10 | C | D | EAR99 | N | 85389099 | 1 |  | 0.051 | KG | 45.32 | 45.32 | CP20 | CP20 | Key-operated switch O.M.R, 22 mm, round, plastic, lock number 73037, red, with 2 keys, 2 switch positions O-I, latching, actuating angle 90Â°, 10:30h/13:30h, key removal O, with laser labeling, upper case and lower case, always upper case at beginning of line | - | 0 | 0
3SU1000-4FF01-0AA0-Z | Y11 | 3SU1000-4FF01-0AA0-ZY11 | 1 | UN | 1 | 10 | C | D | EAR99 | N | 85389099 | 1 |  | 0.051 | KG | 45.32 | 45.32 | CP20 | CP20 | Key-operated switch O.M.R, 22 mm, round, plastic, lock number 73037, red, with 2 keys, 2 switch positions O-I, latching, actuating angle 90Â°, 10:30h/13:30h, key removal O, with laser labeling, upper case | - | 0 | 0
3SU1000-4FF01-0AA0-Z | Y12 | 3SU1000-4FF01-0AA0-ZY12 | 1 | UN | 1 | 10 | C | D | EAR99 | N | 85389099 | 1 |  | 0.051 | KG | 45.32 | 45.32 | CP20 | CP20 | Key-operated switch O.M.R, 22 mm, round, plastic, lock number 73037, red, with 2 keys, 2 switch positions O-I, latching, actuating angle 90Â°, 10:30h/13:30h, key removal O, with laser labeling, lower case | - | 0 | 0
3SU1000-4FF01-0AA0-Z | Y15 | 3SU1000-4FF01-0AA0-ZY15 | 1 | UN | 1 | 10 | C | D | EAR99 | N | 85389099 | 1 |  | 0.051 | KG | 45.32 | 45.32 | CP20 | CP20 | Key-operated switch O.M.R, 22 mm, round, plastic, lock number 73037, red, with 2 keys, 2 switch positions O-I, latching, actuating angle 90Â°, 10:30h/13:30h, key removal O, with laser labeling, upper case and lower case, always upper case at the beginning of the word | - | 0 | 0
3SU1000-4FF01-0AA0-Z | Y19 | 3SU1000-4FF01-0AA0-ZY19 | 1 | UN | 1 | 10 | C | D | EAR99 | N | 85389099 | 1 |  | 0.051 | KG | 41.52 | 41.52 | CP20 | CP20 | Key-operated switch O.M.R, 22 mm, round, plastic, lock number 73037, red, with 2 keys, 2 switch positions O-I, latching, actuating angle 90Â°, 10:30h/13:30h, key removal O, with laser labeling, inscription or symbol Customer-specific selection with SIRIUS ACT configurator (CIN) | - | 0 | 0
3SU1000-4FF11-0AA0 |  | 3SU1000-4FF11-0AA0 | 1 | UN | 1 | 3 | B | D | N | N | 85389099 | 1 | 4011209963320 | 0.02 | KG | 40.57 | 40.57 | CP20 | CP20 | Key-operated switch O.M.R, 22 mm, round, plastic, lock number 73037, red, with 2 keys, 2 switch positions O-I, latching, actuating angle 90Â°, 10:30h/13:30h, Key removal O+I | - | 0 | 0
3SU1000-4FF11-0AA0-Z | X90 | 3SU1000-4FF11-0AA0-ZX90 | 1 | UN | 1 | 5 | B | D | N | N | 85389099 | 50 |  | 0.089 | KG | 40.57 | 40.57 | CP20 | CP20 | Key-operated switch O.M.R, 22 mm, round, plastic, lock number 73037, red, with 2 keys, 2 switch positions O-I, latching, actuating angle 90Â°, 10:30h/13:30h, Key removal O+I Z=50-unit packaging | - | 0 | 0
3SU1000-4FF11-0AA0-Z | Y10 | 3SU1000-4FF11-0AA0-ZY10 | 1 | UN | 1 | 10 | C | D | EAR99 | N | 85389099 | 1 |  | 0.051 | KG | 45.32 | 45.32 | CP20 | CP20 | Key-operated switch O.M.R, 22 mm, round, plastic, lock number 73037, red, with 2 keys, 2 switch positions O-I, latching, actuating angle 90Â°, 10:30h/13:30h, key removal O+I, with laser labeling, upper case and lower case, always upper case at beginning of line | - | 0 | 0
3SU1000-4FF11-0AA0-Z | Y11 | 3SU1000-4FF11-0AA0-ZY11 | 1 | UN | 1 | 10 | C | D | EAR99 | N | 85389099 | 1 |  | 0.051 | KG | 45.32 | 45.32 | CP20 | CP20 | Key-operated switch O.M.R, 22 mm, round, plastic, lock number 73037, red, with 2 keys, 2 switch positions O-I, latching, actuating angle 90Â°, 10:30h/13:30h, key removal O+I, with laser labeling, upper case | - | 0 | 0
3SU1000-4FF11-0AA0-Z | Y12 | 3SU1000-4FF11-0AA0-ZY12 | 1 | UN | 1 | 10 | C | D | EAR99 | N | 85389099 | 1 |  | 0.051 | KG | 45.32 | 45.32 | CP20 | CP20 | Key-operated switch O.M.R, 22 mm, round, plastic, lock number 73037, red, with 2 keys, 2 switch positions O-I, latching, actuating angle 90Â°, 10:30h/13:30h, key removal O+I, with laser labeling, lower case | - | 0 | 0
3SU1000-4FF11-0AA0-Z | Y15 | 3SU1000-4FF11-0AA0-ZY15 | 1 | UN | 1 | 10 | C | D | EAR99 | N | 85389099 | 1 |  | 0.051 | KG | 45.32 | 45.32 | CP20 | CP20 | Key-operated switch O.M.R, 22 mm, round, plastic, lock number 73037, red, with 2 keys, 2 switch positions O-I, latching, actuating angle 90Â°, 10:30h/13:30h, key removal O+I, with laser labeling, upper case and lower case, always upper case at the beginning of the word | - | 0 | 0
3SU1000-4FF11-0AA0-Z | Y19 | 3SU1000-4FF11-0AA0-ZY19 | 1 | UN | 1 | 10 | C | D | EAR99 | N | 85389099 | 1 |  | 0.051 | KG | 41.52 | 41.52 | CP20 | CP20 | Key-operated switch O.M.R, 22 mm, round, plastic, lock number 73037, red, with 2 keys, 2 switch positions O-I, latching, actuating angle 90Â°, 10:30h/13:30h, key removal O+I, with laser labeling, inscription or symbol Customer-specific selection with SIRIUS ACT configurator (CIN) | - | 0 | 0
3SU1000-4FL01-0AA0 |  | 3SU1000-4FL01-0AA0 | 1 | UN | 1 | 5 | B | D | N | N | 85389099 | 1 | 4011209963351 | 0.02 | KG | 40.57 | 40.57 | CP20 | CP20 | Key-operated switch O.M.R, 22 mm, round, plastic, lock number 73037, red, with 2 keys, 3 switch positions I-O-II, latching, actuating angle 2x45Â°, 10:30h/12h/13:30h, Key removal O | - | 0 | 0
3SU1000-4FL01-0AA0-Z | X90 | 3SU1000-4FL01-0AA0-ZX90 | 1 | UN | 1 | 5 | B | D | EAR99 | N | 85389099 | 50 |  | 0.051 | KG | 40.57 | 40.57 | CP20 | CP20 | Key-operated switch O.M.R, 22 mm, round, plastic, lock number 73037, red, with 2 keys, 3 switch positions I-O-II, latching, actuating angle 2x45Â°, 10:30h/12h/13:30h, Key removal O Z=50-unit packaging | - | 0 | 0
3SU1000-4FL01-0AA0-Z | Y10 | 3SU1000-4FL01-0AA0-ZY10 | 1 | UN | 1 | 10 | C | D | EAR99 | N | 85389099 | 1 |  | 0.051 | KG | 45.32 | 45.32 | CP20 | CP20 | Key-operated switch O.M.R, 22 mm, round, plastic, lock number 73037, red, with 2 keys, 3 switch positions I-O-II, latching, actuating angle 2x45Â°, 10:30h/12h/13:30h, key removal O, with laser labeling, upper case and lower case, always upper case at beginning of line | - | 0 | 0
3SU1000-4FL01-0AA0-Z | Y11 | 3SU1000-4FL01-0AA0-ZY11 | 1 | UN | 1 | 10 | C | D | EAR99 | N | 85389099 | 1 |  | 0.051 | KG | 45.32 | 45.32 | CP20 | CP20 | Key-operated switch O.M.R, 22 mm, round, plastic, lock number 73037, red, with 2 keys, 3 switch positions I-O-II, latching, actuating angle 2x45Â°, 10:30h/12h/13:30h, key removal O, with laser labeling, upper case | - | 0 | 0
3SU1000-4FL01-0AA0-Z | Y12 | 3SU1000-4FL01-0AA0-ZY12 | 1 | UN | 1 | 10 | C | D | EAR99 | N | 85389099 | 1 |  | 0.051 | KG | 45.32 | 45.32 | CP20 | CP20 | Key-operated switch O.M.R, 22 mm, round, plastic, lock number 73037, red, with 2 keys, 3 switch positions I-O-II, latching, actuating angle 2x45Â°, 10:30h/12h/13:30h, key removal O, with laser labeling, lower case | - | 0 | 0
3SU1000-4FL01-0AA0-Z | Y15 | 3SU1000-4FL01-0AA0-ZY15 | 1 | UN | 1 | 10 | C | D | EAR99 | N | 85389099 | 1 |  | 0.051 | KG | 45.32 | 45.32 | CP20 | CP20 | Key-operated switch O.M.R, 22 mm, round, plastic, lock number 73037, red, with 2 keys, 3 switch positions I-O-II, latching, actuating angle 2x45Â°, 10:30h/12h/13:30h, key removal O, with laser labeling, upper case and lower case, always upper case at the beginning of the word | - | 0 | 0
3SU1000-4FL01-0AA0-Z | Y19 | 3SU1000-4FL01-0AA0-ZY19 | 1 | UN | 1 | 10 | C | D | EAR99 | N | 85389099 | 1 |  | 0.051 | KG | 41.52 | 41.52 | CP20 | CP20 | Key-operated switch O.M.R, 22 mm, round, plastic, lock number 73037, red, with 2 keys, 3 switch positions I-O-II, latching, actuating angle 2x45Â°, 10:30h/12h/13:30h, key removal O, with laser labeling, inscription or symbol Customer-specific selection with SIRIUS ACT configurator (CIN) | - | 0 | 0
3SU1000-4FL51-0AA0 |  | 3SU1000-4FL51-0AA0 | 1 | UN | 1 | 5 | B | D | N | N | 85389099 | 1 | 4011209963368 | 0.02 | KG | 40.57 | 40.57 | CP20 | CP20 | Key-operated switch O.M.R, 22 mm, round, plastic, lock number 73037, red, with 2 keys, 3 switch positions I-O-II, latching, actuating angle 2x45Â°, 10:30h/12h/13:30h, Key removal O+I | - | 0 | 0
3SU1000-4FL51-0AA0-Z | X90 | 3SU1000-4FL51-0AA0-ZX90 | 1 | UN | 1 | 5 | B | D | EAR99 | N | 85389099 | 50 |  | 0.051 | KG | 40.57 | 40.57 | CP20 | CP20 | Key-operated switch O.M.R, 22 mm, round, plastic, lock number 73037, red, with 2 keys, 3 switch positions I-O-II, latching, actuating angle 2x45Â°, 10:30h/12h/13:30h, Key removal O+I Z=50-unit packaging | - | 0 | 0
3SU1000-4FL51-0AA0-Z | Y10 | 3SU1000-4FL51-0AA0-ZY10 | 1 | UN | 1 | 10 | C | D | EAR99 | N | 85389099 | 1 |  | 0.051 | KG | 45.32 | 45.32 | CP20 | CP20 | Key-operated switch O.M.R, 22 mm, round, plastic, lock number 73037, red, with 2 keys, 3 switch positions I-O-II, latching, actuating angle 2x45Â°, 10:30h/12h/13:30h, key removal O+I, with laser labeling, upper case and lower case, always upper case at beginning of line | - | 0 | 0
3SU1000-4FL51-0AA0-Z | Y11 | 3SU1000-4FL51-0AA0-ZY11 | 1 | UN | 1 | 10 | C | D | EAR99 | N | 85389099 | 1 |  | 0.051 | KG | 45.32 | 45.32 | CP20 | CP20 | Key-operated switch O.M.R, 22 mm, round, plastic, lock number 73037, red, with 2 keys, 3 switch positions I-O-II, latching, actuating angle 2x45Â°, 10:30h/12h/13:30h, key removal O+I, with laser labeling, upper case | - | 0 | 0
3SU1000-4FL51-0AA0-Z | Y12 | 3SU1000-4FL51-0AA0-ZY12 | 1 | UN | 1 | 10 | C | D | EAR99 | N | 85389099 | 1 |  | 0.051 | KG | 45.32 | 45.32 | CP20 | CP20 | Key-operated switch O.M.R, 22 mm, round, plastic, lock number 73037, red, with 2 keys, 3 switch positions I-O-II, latching, actuating angle 2x45Â°, 10:30h/12h/13:30h, key removal O+I, with laser labeling, lower case | - | 0 | 0
3SU1000-4FL51-0AA0-Z | Y15 | 3SU1000-4FL51-0AA0-ZY15 | 1 | UN | 1 | 10 | C | D | EAR99 | N | 85389099 | 1 |  | 0.051 | KG | 45.32 | 45.32 | CP20 | CP20 | Key-operated switch O.M.R, 22 mm, round, plastic, lock number 73037, red, with 2 keys, 3 switch positions I-O-II, latching, actuating angle 2x45Â°, 10:30h/12h/13:30h, key removal O+I, with laser labeling, upper case and lower case, always upper case at the beginning of the word | - | 0 | 0
3SU1000-4FL51-0AA0-Z | Y19 | 3SU1000-4FL51-0AA0-ZY19 | 1 | UN | 1 | 10 | C | D | EAR99 | N | 85389099 | 1 |  | 0.051 | KG | 41.52 | 41.52 | CP20 | CP20 | Key-operated switch O.M.R, 22 mm, round, plastic, lock number 73037, red, with 2 keys, 3 switch positions I-O-II, latching, actuating angle 2x45Â°, 10:30h/12h/13:30h, key removal O+I, with laser labeling, inscription or symbol Customer-specific selection with SIRIUS ACT configurator (CIN) | - | 0 | 0
3SU1000-4FM01-0AA0 |  | 3SU1000-4FM01-0AA0 | 1 | UN | 1 | 5 | B | D | N | N | 85389099 | 1 | 4011209963375 | 0.02 | KG | 40.57 | 40.57 | CP20 | CP20 | Key-operated switch O.M.R, 22 mm, round, plastic, lock number 73037, red, with 2 keys, 3 switch positions I>O<II, momentary contact type, actuating angle 2x45Â°, 10:30h/12h/13:30h, Key removal O | - | 0 | 0
3SU1000-4FM01-0AA0-Z | X90 | 3SU1000-4FM01-0AA0-ZX90 | 1 | UN | 1 | 5 | B | D | EAR99 | N | 85389099 | 50 |  | 0.051 | KG | 40.57 | 40.57 | CP20 | CP20 | Key-operated switch O.M.R, 22 mm, round, plastic, lock number 73037, red, with 2 keys, 3 switch positions I>O<II, momentary contact type, actuating angle 2x45Â°, 10:30h/12h/13:30h, Key removal O Z=50-unit packaging | - | 0 | 0
3SU1000-4FM01-0AA0-Z | Y10 | 3SU1000-4FM01-0AA0-ZY10 | 1 | UN | 1 | 10 | C | D | EAR99 | N | 85389099 | 1 |  | 0.051 | KG | 45.32 | 45.32 | CP20 | CP20 | Key-operated switch O.M.R, 22 mm, round, plastic, lock number 73037, red, with 2 keys, 3 switch positions I>O<II, momentary contact type, actuating angle 2x45Â°, 10:30h/12h/13:30h, key removal O, with laser labeling, upper case and lower case, always upper case at beginning of line | - | 0 | 0
3SU1000-4FM01-0AA0-Z | Y11 | 3SU1000-4FM01-0AA0-ZY11 | 1 | UN | 1 | 10 | C | D | EAR99 | N | 85389099 | 1 |  | 0.051 | KG | 45.32 | 45.32 | CP20 | CP20 | Key-operated switch O.M.R, 22 mm, round, plastic, lock number 73037, red, with 2 keys, 3 switch positions I>O<II, momentary contact type, actuating angle 2x45Â°, 10:30h/12h/13:30h, key removal O, with laser labeling, upper case | - | 0 | 0
3SU1000-4FM01-0AA0-Z | Y12 | 3SU1000-4FM01-0AA0-ZY12 | 1 | UN | 1 | 10 | C | D | EAR99 | N | 85389099 | 1 |  | 0.051 | KG | 45.32 | 45.32 | CP20 | CP20 | Key-operated switch O.M.R, 22 mm, round, plastic, lock number 73037, red, with 2 keys, 3 switch positions I>O<II, momentary contact type, actuating angle 2x45Â°, 10:30h/12h/13:30h, key removal O, with laser labeling, lower case | - | 0 | 0
3SU1000-4FM01-0AA0-Z | Y15 | 3SU1000-4FM01-0AA0-ZY15 | 1 | UN | 1 | 10 | C | D | EAR99 | N | 85389099 | 1 |  | 0.051 | KG | 45.32 | 45.32 | CP20 | CP20 | Key-operated switch O.M.R, 22 mm, round, plastic, lock number 73037, red, with 2 keys, 3 switch positions I>O<II, momentary contact type, actuating angle 2x45Â°, 10:30h/12h/13:30h, key removal O, with laser labeling, upper case and lower case, always upper case at the beginning of the word | - | 0 | 0
3SU1000-4FM01-0AA0-Z | Y19 | 3SU1000-4FM01-0AA0-ZY19 | 1 | UN | 1 | 10 | C | D | EAR99 | N | 85389099 | 1 |  | 0.051 | KG | 41.52 | 41.52 | CP20 | CP20 | Key-operated switch O.M.R, 22 mm, round, plastic, lock number 73037, red, with 2 keys, 3 switch positions I>O<II, momentary contact type, actuating angle 2x45Â°, 10:30h/12h/13:30h, key removal O, with laser labeling, inscription or symbol Customer-specific selection with SIRIUS ACT configurator (CIN) | - | 0 | 0
3SU1000-4GC01-0AA0 |  | 3SU1000-4GC01-0AA0 | 1 | UN | 1 | 3 | B | D | N | N | 85389099 | 1 | 4011209963283 | 0.02 | KG | 40.57 | 40.57 | CP20 | CP20 | Key-operated switch O.M.R, 22 mm, round, plastic, lock number 73038, blue, with 2 keys, 2 switch positions O<I, momentary contact type, Actuating angle 45Â°, 10:30h/12h, Key removal O | - | 0 | 0
3SU1000-4GC01-0AA0-Z | X90 | 3SU1000-4GC01-0AA0-ZX90 | 1 | UN | 1 | 5 | B | D | EAR99 | N | 85389099 | 50 |  | 0.051 | KG | 40.57 | 40.57 | CP20 | CP20 | Key-operated switch O.M.R, 22 mm, round, plastic, lock number 73038, blue, with 2 keys, 2 switch positions O<I, momentary contact type, Actuating angle 45Â°, 10:30h/12h, Key removal O Z=50-unit packaging | - | 0 | 0
3SU1000-4GC01-0AA0-Z | Y10 | 3SU1000-4GC01-0AA0-ZY10 | 1 | UN | 1 | 10 | C | D | EAR99 | N | 85389099 | 1 |  | 0.051 | KG | 45.32 | 45.32 | CP20 | CP20 | Key-operated switch O.M.R, 22 mm, round, plastic, lock number 73038, blue, with 2 keys, 2 switch positions O<I, momentary contact type, Actuating angle 45Â°, 10:30h/12h, key removal O, with laser labeling, upper case and lower case, always upper case at beginning of line | - | 0 | 0
3SU1000-4GC01-0AA0-Z | Y11 | 3SU1000-4GC01-0AA0-ZY11 | 1 | UN | 1 | 10 | C | D | EAR99 | N | 85389099 | 1 |  | 0.051 | KG | 45.32 | 45.32 | CP20 | CP20 | Key-operated switch O.M.R, 22 mm, round, plastic, lock number 73038, blue, with 2 keys, 2 switch positions O<I, momentary contact type, Actuating angle 45Â°, 10:30h/12h, key removal O, with laser labeling, upper case | - | 0 | 0
3SU1000-4GC01-0AA0-Z | Y12 | 3SU1000-4GC01-0AA0-ZY12 | 1 | UN | 1 | 10 | C | D | EAR99 | N | 85389099 | 1 |  | 0.051 | KG | 45.32 | 45.32 | CP20 | CP20 | Key-operated switch O.M.R, 22 mm, round, plastic, lock number 73038, blue, with 2 keys, 2 switch positions O<I, momentary contact type, Actuating angle 45Â°, 10:30h/12h, key removal O, with laser labeling, lower case | - | 0 | 0
3SU1000-4GC01-0AA0-Z | Y15 | 3SU1000-4GC01-0AA0-ZY15 | 1 | UN | 1 | 10 | C | D | EAR99 | N | 85389099 | 1 |  | 0.051 | KG | 45.32 | 45.32 | CP20 | CP20 | Key-operated switch O.M.R, 22 mm, round, plastic, lock number 73038, blue, with 2 keys, 2 switch positions O<I, momentary contact type, Actuating angle 45Â°, 10:30h/12h, key removal O, with laser labeling, upper case and lower case, always upper case at the beginning of the word | - | 0 | 0
3SU1000-4GC01-0AA0-Z | Y19 | 3SU1000-4GC01-0AA0-ZY19 | 1 | UN | 1 | 10 | C | D | EAR99 | N | 85389099 | 1 |  | 0.051 | KG | 41.52 | 41.52 | CP20 | CP20 | Key-operated switch O.M.R, 22 mm, round, plastic, lock number 73038, blue, with 2 keys, 2 switch positions O<I, momentary contact type, Actuating angle 45Â°, 10:30h/12h, key removal O, with laser labeling, inscription or symbol Customer-specific selection with SIRIUS ACT configurator (CIN) | - | 0 | 0
3SU1000-4GF01-0AA0 |  | 3SU1000-4GF01-0AA0 | 1 | UN | 1 | 1 | A | D | N | N | 85389099 | 1 | 4011209963276 | 0.02 | KG | 40.57 | 40.57 | CP20 | CP20 | Key-operated switch O.M.R, 22 mm, round, plastic, lock number 73038, blue, with 2 keys, 2 switch positions O-I, latching, actuating angle 90Â°, 10:30h/13:30h, Key removal O | - | 0 | 0
3SU1000-4GF01-0AA0-Z | X90 | 3SU1000-4GF01-0AA0-ZX90 | 1 | UN | 1 | 5 | B | D | EAR99 | N | 85389099 | 50 |  | 0.051 | KG | 40.57 | 40.57 | CP20 | CP20 | Key-operated switch O.M.R, 22 mm, round, plastic, lock number 73038, blue, with 2 keys, 2 switch positions O-I, latching, actuating angle 90Â°, 10:30h/13:30h, Key removal O Z=50-unit packaging | - | 0 | 0
3SU1000-4GF01-0AA0-Z | Y10 | 3SU1000-4GF01-0AA0-ZY10 | 1 | UN | 1 | 10 | C | D | EAR99 | N | 85389099 | 1 |  | 0.051 | KG | 45.32 | 45.32 | CP20 | CP20 | Key-operated switch O.M.R, 22 mm, round, plastic, lock number 73038, blue, with 2 keys, 2 switch positions O-I, latching, actuating angle 90Â°, 10:30h/13:30h, key removal O, with laser labeling, upper case and lower case, always upper case at beginning of line | - | 0 | 0
3SU1000-4GF01-0AA0-Z | Y11 | 3SU1000-4GF01-0AA0-ZY11 | 1 | UN | 1 | 10 | C | D | EAR99 | N | 85389099 | 1 |  | 0.051 | KG | 45.32 | 45.32 | CP20 | CP20 | Key-operated switch O.M.R, 22 mm, round, plastic, lock number 73038, blue, with 2 keys, 2 switch positions O-I, latching, actuating angle 90Â°, 10:30h/13:30h, key removal O, with laser labeling, upper case | - | 0 | 0
3SU1000-4GF01-0AA0-Z | Y12 | 3SU1000-4GF01-0AA0-ZY12 | 1 | UN | 1 | 10 | C | D | EAR99 | N | 85389099 | 1 |  | 0.051 | KG | 45.32 | 45.32 | CP20 | CP20 | Key-operated switch O.M.R, 22 mm, round, plastic, lock number 73038, blue, with 2 keys, 2 switch positions O-I, latching, actuating angle 90Â°, 10:30h/13:30h, key removal O, with laser labeling, lower case | - | 0 | 0
3SU1000-4GF01-0AA0-Z | Y15 | 3SU1000-4GF01-0AA0-ZY15 | 1 | UN | 1 | 10 | C | D | EAR99 | N | 85389099 | 1 |  | 0.051 | KG | 45.32 | 45.32 | CP20 | CP20 | Key-operated switch O.M.R, 22 mm, round, plastic, lock number 73038, blue, with 2 keys, 2 switch positions O-I, latching, actuating angle 90Â°, 10:30h/13:30h, key removal O, with laser labeling, upper case and lower case, always upper case at the beginning of the word | - | 0 | 0
3SU1000-4GF01-0AA0-Z | Y19 | 3SU1000-4GF01-0AA0-ZY19 | 1 | UN | 1 | 10 | C | D | EAR99 | N | 85389099 | 1 |  | 0.051 | KG | 41.52 | 41.52 | CP20 | CP20 | Key-operated switch O.M.R, 22 mm, round, plastic, lock number 73038, blue, with 2 keys, 2 switch positions O-I, latching, actuating angle 90Â°, 10:30h/13:30h, key removal O, with laser labeling, inscription or symbol Customer-specific selection with SIRIUS ACT configurator (CIN) | - | 0 | 0
3SU1000-4GF11-0AA0 |  | 3SU1000-4GF11-0AA0 | 1 | UN | 1 | 3 | B | D | N | N | 85389099 | 1 | 4011209963269 | 0.02 | KG | 40.57 | 40.57 | CP20 | CP20 | Key-operated switch O.M.R, 22 mm, round, plastic, lock number 73038, blue, with 2 keys, 2 switch positions O-I, latching, actuating angle 90Â°, 10:30h/13:30h, Key removal O+I | - | 0 | 0
3SU1000-4GF11-0AA0-Z | X90 | 3SU1000-4GF11-0AA0-ZX90 | 1 | UN | 1 | 5 | B | D | EAR99 | N | 85389099 | 50 |  | 0.051 | KG | 40.57 | 40.57 | CP20 | CP20 | Key-operated switch O.M.R, 22 mm, round, plastic, lock number 73038, blue, with 2 keys, 2 switch positions O-I, latching, actuating angle 90Â°, 10:30h/13:30h, Key removal O+I Z=50-unit packaging | - | 0 | 0
3SU1000-4GF11-0AA0-Z | Y10 | 3SU1000-4GF11-0AA0-ZY10 | 1 | UN | 1 | 10 | C | D | EAR99 | N | 85389099 | 1 |  | 0.051 | KG | 45.32 | 45.32 | CP20 | CP20 | Key-operated switch O.M.R, 22 mm, round, plastic, lock number 73038, blue, with 2 keys, 2 switch positions O-I, latching, actuating angle 90Â°, 10:30h/13:30h, key removal O+I, with laser labeling, upper case and lower case, always upper case at beginning of line | - | 0 | 0
3SU1000-4GF11-0AA0-Z | Y11 | 3SU1000-4GF11-0AA0-ZY11 | 1 | UN | 1 | 10 | C | D | EAR99 | N | 85389099 | 1 |  | 0.051 | KG | 45.32 | 45.32 | CP20 | CP20 | Key-operated switch O.M.R, 22 mm, round, plastic, lock number 73038, blue, with 2 keys, 2 switch positions O-I, latching, actuating angle 90Â°, 10:30h/13:30h, key removal O+I, with laser labeling, upper case | - | 0 | 0
3SU1000-4GF11-0AA0-Z | Y12 | 3SU1000-4GF11-0AA0-ZY12 | 1 | UN | 1 | 10 | C | D | EAR99 | N | 85389099 | 1 |  | 0.051 | KG | 45.32 | 45.32 | CP20 | CP20 | Key-operated switch O.M.R, 22 mm, round, plastic, lock number 73038, blue, with 2 keys, 2 switch positions O-I, latching, actuating angle 90Â°, 10:30h/13:30h, key removal O+I, with laser labeling, lower case | - | 0 | 0
3SU1000-4GF11-0AA0-Z | Y15 | 3SU1000-4GF11-0AA0-ZY15 | 1 | UN | 1 | 10 | C | D | EAR99 | N | 85389099 | 1 |  | 0.051 | KG | 45.32 | 45.32 | CP20 | CP20 | Key-operated switch O.M.R, 22 mm, round, plastic, lock number 73038, blue, with 2 keys, 2 switch positions O-I, latching, actuating angle 90Â°, 10:30h/13:30h, key removal O+I, with laser labeling, upper case and lower case, always upper case at the beginning of the word | - | 0 | 0
3SU1000-4GF11-0AA0-Z | Y19 | 3SU1000-4GF11-0AA0-ZY19 | 1 | UN | 1 | 10 | C | D | EAR99 | N | 85389099 | 1 |  | 0.051 | KG | 41.52 | 41.52 | CP20 | CP20 | Key-operated switch O.M.R, 22 mm, round, plastic, lock number 73038, blue, with 2 keys, 2 switch positions O-I, latching, actuating angle 90Â°, 10:30h/13:30h, key removal O+I, with laser labeling, inscription or symbol Customer-specific selection with SIRIUS ACT configurator (CIN) | - | 0 | 0
3SU1000-4GL01-0AA0 |  | 3SU1000-4GL01-0AA0 | 1 | UN | 1 | 3 | B | D | N | N | 85389099 | 1 | 4011209963306 | 0.02 | KG | 40.57 | 40.57 | CP20 | CP20 | Key-operated switch O.M.R, 22 mm, round, plastic, lock number 73038, blue, with 2 keys, 3 switch positions I-O-II, latching, actuating angle 2x45Â°, 10:30h/12h/13:30h, Key removal O | - | 0 | 0
3SU1000-4GL01-0AA0-Z | X90 | 3SU1000-4GL01-0AA0-ZX90 | 1 | UN | 1 | 5 | B | D | EAR99 | N | 85389099 | 50 |  | 0.051 | KG | 40.57 | 40.57 | CP20 | CP20 | Key-operated switch O.M.R, 22 mm, round, plastic, lock number 73038, blue, with 2 keys, 3 switch positions I-O-II, latching, actuating angle 2x45Â°, 10:30h/12h/13:30h, Key removal O Z=50-unit packaging | - | 0 | 0
3SU1000-4GL01-0AA0-Z | Y10 | 3SU1000-4GL01-0AA0-ZY10 | 1 | UN | 1 | 10 | C | D | EAR99 | N | 85389099 | 1 |  | 0.051 | KG | 45.32 | 45.32 | CP20 | CP20 | Key-operated switch O.M.R, 22 mm, round, plastic, lock number 73038, blue, with 2 keys, 3 switch positions I-O-II, latching, actuating angle 2x45Â°, 10:30h/12h/13:30h, key removal O, with laser labeling, upper case and lower case, always upper case at beginning of line | - | 0 | 0
3SU1000-4GL01-0AA0-Z | Y11 | 3SU1000-4GL01-0AA0-ZY11 | 1 | UN | 1 | 10 | C | D | EAR99 | N | 85389099 | 1 |  | 0.051 | KG | 45.32 | 45.32 | CP20 | CP20 | Key-operated switch O.M.R, 22 mm, round, plastic, lock number 73038, blue, with 2 keys, 3 switch positions I-O-II, latching, actuating angle 2x45Â°, 10:30h/12h/13:30h, key removal O, with laser labeling, upper case | - | 0 | 0
3SU1000-4GL01-0AA0-Z | Y12 | 3SU1000-4GL01-0AA0-ZY12 | 1 | UN | 1 | 10 | C | D | EAR99 | N | 85389099 | 1 |  | 0.051 | KG | 45.32 | 45.32 | CP20 | CP20 | Key-operated switch O.M.R, 22 mm, round, plastic, lock number 73038, blue, with 2 keys, 3 switch positions I-O-II, latching, actuating angle 2x45Â°, 10:30h/12h/13:30h, key removal O, with laser labeling, lower case | - | 0 | 0
3SU1000-4GL01-0AA0-Z | Y15 | 3SU1000-4GL01-0AA0-ZY15 | 1 | UN | 1 | 10 | C | D | EAR99 | N | 85389099 | 1 |  | 0.051 | KG | 45.32 | 45.32 | CP20 | CP20 | Key-operated switch O.M.R, 22 mm, round, plastic, lock number 73038, blue, with 2 keys, 3 switch positions I-O-II, latching, actuating angle 2x45Â°, 10:30h/12h/13:30h, key removal O, with laser labeling, upper case and lower case, always upper case at the beginning of the word | - | 0 | 0
3SU1000-4GL01-0AA0-Z | Y19 | 3SU1000-4GL01-0AA0-ZY19 | 1 | UN | 1 | 10 | C | D | EAR99 | N | 85389099 | 1 |  | 0.051 | KG | 41.52 | 41.52 | CP20 | CP20 | Key-operated switch O.M.R, 22 mm, round, plastic, lock number 73038, blue, with 2 keys, 3 switch positions I-O-II, latching, actuating angle 2x45Â°, 10:30h/12h/13:30h, key removal O, with laser labeling, inscription or symbol Customer-specific selection with SIRIUS ACT configurator (CIN) | - | 0 | 0
3SU1000-4GL11-0AA0 |  | 3SU1000-4GL11-0AA0 | 1 | UN | 1 | 3 | B | D | N | N | 85389099 | 1 | 4011209963290 | 0.02 | KG | 40.57 | 40.57 | CP20 | CP20 | Key-operated switch O.M.R, 22 mm, round, plastic, lock number 73038, blue, with 2 keys, 3 switch positions I-O-II, latching, actuating angle 2x45Â°, 10:30h/12h/13:30h, Key removal I+O+II | - | 0 | 0
3SU1000-4GL11-0AA0-Z | X90 | 3SU1000-4GL11-0AA0-ZX90 | 1 | UN | 1 | 5 | B | D | EAR99 | N | 85389099 | 50 |  | 0.051 | KG | 40.57 | 40.57 | CP20 | CP20 | Key-operated switch O.M.R, 22 mm, round, plastic, lock number 73038, blue, with 2 keys, 3 switch positions I-O-II, latching, actuating angle 2x45Â°, 10:30h/12h/13:30h, Key removal I+O+II Z=50-unit packaging | - | 0 | 0
3SU1000-4GL11-0AA0-Z | Y10 | 3SU1000-4GL11-0AA0-ZY10 | 1 | UN | 1 | 10 | C | D | EAR99 | N | 85389099 | 1 |  | 0.051 | KG | 45.32 | 45.32 | CP20 | CP20 | Key-operated switch O.M.R, 22 mm, round, plastic, lock number 73038, blue, with 2 keys, 3 switch positions I-O-II, latching, actuating angle 2x45Â°, 10:30h/12h/13:30h, Key removal I+O+II, with laser labeling, upper case and lower case, always upper case at beginning of line | - | 0 | 0
3SU1000-4GL11-0AA0-Z | Y11 | 3SU1000-4GL11-0AA0-ZY11 | 1 | UN | 1 | 10 | C | D | EAR99 | N | 85389099 | 1 |  | 0.051 | KG | 45.32 | 45.32 | CP20 | CP20 | Key-operated switch O.M.R, 22 mm, round, plastic, lock number 73038, blue, with 2 keys, 3 switch positions I-O-II, latching, actuating angle 2x45Â°, 10:30h/12h/13:30h, Key removal I+O+II, with laser labeling, upper case | - | 0 | 0
3SU1000-4GL11-0AA0-Z | Y12 | 3SU1000-4GL11-0AA0-ZY12 | 1 | UN | 1 | 10 | C | D | EAR99 | N | 85389099 | 1 |  | 0.051 | KG | 45.32 | 45.32 | CP20 | CP20 | Key-operated switch O.M.R, 22 mm, round, plastic, lock number 73038, blue, with 2 keys, 3 switch positions I-O-II, latching, actuating angle 2x45Â°, 10:30h/12h/13:30h, Key removal I+O+II, with laser labeling, lower case | - | 0 | 0
3SU1000-4GL11-0AA0-Z | Y15 | 3SU1000-4GL11-0AA0-ZY15 | 1 | UN | 1 | 10 | C | D | EAR99 | N | 85389099 | 1 |  | 0.051 | KG | 45.32 | 45.32 | CP20 | CP20 | Key-operated switch O.M.R, 22 mm, round, plastic, lock number 73038, blue, with 2 keys, 3 switch positions I-O-II, latching, actuating angle 2x45Â°, 10:30h/12h/13:30h, Key removal I+O+II, with laser labeling, upper case and lower case, always upper case at the beginning of the word | - | 0 | 0
3SU1000-4GL11-0AA0-Z | Y19 | 3SU1000-4GL11-0AA0-ZY19 | 1 | UN | 1 | 10 | C | D | EAR99 | N | 85389099 | 1 |  | 0.051 | KG | 41.52 | 41.52 | CP20 | CP20 | Key-operated switch O.M.R, 22 mm, round, plastic, lock number 73038, blue, with 2 keys, 3 switch positions I-O-II, latching, actuating angle 2x45Â°, 10:30h/12h/13:30h, Key removal I+O+II, with laser labeling, inscription or symbol Customer-specific selection with SIRIUS ACT configurator (CIN) | - | 0 | 0
3SU1000-4GN01-0AA0 |  | 3SU1000-4GN01-0AA0 | 1 | UN | 1 | 5 | B | D | N | N | 85389099 | 1 | 4011209963313 | 0.087 | KG | 40.57 | 40.57 | CP20 | CP20 | Key-operated switch O.M.R, 22 mm, round, plastic, lock number 73038, blue, with 2 keys, 3 switch positions I-O<II, left latching, right momentary contact type, actuating angle 2x45Â°, 10:30h/12h/13:30h, Key removal O | - | 0 | 0
3SU1000-4GN01-0AA0-Z | X90 | 3SU1000-4GN01-0AA0-ZX90 | 1 | UN | 1 | 5 | B | D | EAR99 | N | 85389099 | 50 |  | 0.051 | KG | 40.57 | 40.57 | CP20 | CP20 | Key-operated switch O.M.R, 22 mm, round, plastic, lock number 73038, blue, with 2 keys, 3 switch positions I-O<II, left latching, right momentary contact type, actuating angle 2x45Â°, 10:30h/12h/13:30h, Key removal O Z=50-unit packaging | - | 0 | 0
3SU1000-4GN01-0AA0-Z | Y10 | 3SU1000-4GN01-0AA0-ZY10 | 1 | UN | 1 | 10 | C | D | EAR99 | N | 85389099 | 1 |  | 0.051 | KG | 45.32 | 45.32 | CP20 | CP20 | Key-operated switch O.M.R, 22 mm, round, plastic, lock number 73038, blue, with 2 keys, 3 switch positions I-O<II, left latching, right momentary contact type, actuating angle 2x45Â°, 10:30h/12h/13:30h, key removal O, with laser labeling, upper case and lower case, | - | 0 | 0
3SU1000-4GN01-0AA0-Z | Y11 | 3SU1000-4GN01-0AA0-ZY11 | 1 | UN | 1 | 10 | C | D | EAR99 | N | 85389099 | 1 |  | 0.051 | KG | 45.32 | 45.32 | CP20 | CP20 | Key-operated switch O.M.R, 22 mm, round, plastic, lock number 73038, blue, with 2 keys, 3 switch positions I-O<II, left latching, right momentary contact type, actuating angle 2x45Â°, 10:30h/12h/13:30h, key removal O, with laser labeling, upper case | - | 0 | 0
3SU1000-4GN01-0AA0-Z | Y12 | 3SU1000-4GN01-0AA0-ZY12 | 1 | UN | 1 | 10 | C | D | EAR99 | N | 85389099 | 1 |  | 0.051 | KG | 45.32 | 45.32 | CP20 | CP20 | Key-operated switch O.M.R, 22 mm, round, plastic, lock number 73038, blue, with 2 keys, 3 switch positions I-O<II, left latching, right momentary contact type, actuating angle 2x45Â°, 10:30h/12h/13:30h, key removal O, with laser labeling, lower case | - | 0 | 0
3SU1000-4GN01-0AA0-Z | Y15 | 3SU1000-4GN01-0AA0-ZY15 | 1 | UN | 1 | 10 | C | D | EAR99 | N | 85389099 | 1 |  | 0.051 | KG | 45.32 | 45.32 | CP20 | CP20 | Key-operated switch O.M.R, 22 mm, round, plastic, lock number 73038, blue, with 2 keys, 3 switch positions I-O<II, left latching, right momentary contact type, actuating angle 2x45Â°, 10:30h/12h/13:30h, key removal O, with laser labeling, upper case and lower case, | - | 0 | 0
3SU1000-4GN01-0AA0-Z | Y19 | 3SU1000-4GN01-0AA0-ZY19 | 1 | UN | 1 | 10 | C | D | EAR99 | N | 85389099 | 1 |  | 0.051 | KG | 41.52 | 41.52 | CP20 | CP20 | Key-operated switch O.M.R, 22 mm, round, plastic, lock number 73038, blue, with 2 keys, 3 switch positions I-O<II, left latching, right momentary contact type, actuating angle 2x45Â°, 10:30h/12h/13:30h, key removal O, with laser labeling, Customer-specific selection with SIRIUS ACT configurator (CIN) | - | 0 | 0
3SU1000-4HC01-0AA0 |  | 3SU1000-4HC01-0AA0 | 1 | UN | 1 | 3 | B | D | N | N | 85389099 | 1 | 4011209963412 | 0.02 | KG | 40.57 | 40.57 | CP20 | CP20 | Key-operated switch O.M.R, 22 mm, round, plastic, lock number 73034, black, with 2 keys, 2 switch positions O<I, momentary contact type, Actuating angle 45Â°, 10:30h/12h, Key removal O | - | 0 | 0
3SU1000-4HC01-0AA0-Z | X90 | 3SU1000-4HC01-0AA0-ZX90 | 1 | UN | 1 | 5 | B | D | EAR99 | N | 85389099 | 50 |  | 0.051 | KG | 40.57 | 40.57 | CP20 | CP20 | Key-operated switch O.M.R, 22 mm, round, plastic, lock number 73034, black, with 2 keys, 2 switch positions O<I, momentary contact type, Actuating angle 45Â°, 10:30h/12h, Key removal O Z=50-unit packaging | - | 0 | 0
3SU1000-4HC01-0AA0-Z | Y10 | 3SU1000-4HC01-0AA0-ZY10 | 1 | UN | 1 | 10 | C | D | EAR99 | N | 85389099 | 1 |  | 0.051 | KG | 45.32 | 45.32 | CP20 | CP20 | Key-operated switch O.M.R, 22 mm, round, plastic, lock number 73034, black, with 2 keys, 2 switch positions O<I, momentary contact type, Actuating angle 45Â°, 10:30h/12h, key removal O, with laser labeling, upper case and lower case, always upper case at beginning of line | - | 0 | 0
3SU1000-4HC01-0AA0-Z | Y11 | 3SU1000-4HC01-0AA0-ZY11 | 1 | UN | 1 | 10 | C | D | EAR99 | N | 85389099 | 1 |  | 0.051 | KG | 45.32 | 45.32 | CP20 | CP20 | Key-operated switch O.M.R, 22 mm, round, plastic, lock number 73034, black, with 2 keys, 2 switch positions O<I, momentary contact type, Actuating angle 45Â°, 10:30h/12h, key removal O, with laser labeling, upper case | - | 0 | 0
3SU1000-4HC01-0AA0-Z | Y12 | 3SU1000-4HC01-0AA0-ZY12 | 1 | UN | 1 | 10 | C | D | EAR99 | N | 85389099 | 1 |  | 0.051 | KG | 45.32 | 45.32 | CP20 | CP20 | Key-operated switch O.M.R, 22 mm, round, plastic, lock number 73034, black, with 2 keys, 2 switch positions O<I, momentary contact type, Actuating angle 45Â°, 10:30h/12h, key removal O, with laser labeling, lower case | - | 0 | 0
3SU1000-4HC01-0AA0-Z | Y15 | 3SU1000-4HC01-0AA0-ZY15 | 1 | UN | 1 | 10 | C | D | EAR99 | N | 85389099 | 1 |  | 0.051 | KG | 45.32 | 45.32 | CP20 | CP20 | Key-operated switch O.M.R, 22 mm, round, plastic, lock number 73034, black, with 2 keys, 2 switch positions O<I, momentary contact type, Actuating angle 45Â°, 10:30h/12h, key removal O, with laser labeling, upper case and lower case, always upper case at the beginning of the word | - | 0 | 0
3SU1000-4HC01-0AA0-Z | Y19 | 3SU1000-4HC01-0AA0-ZY19 | 1 | UN | 1 | 10 | C | D | EAR99 | N | 85389099 | 1 |  | 0.051 | KG | 41.52 | 41.52 | CP20 | CP20 | Key-operated switch O.M.R, 22 mm, round, plastic, lock number 73034, black, with 2 keys, 2 switch positions O<I, momentary contact type, Actuating angle 45Â°, 10:30h/12h, key removal O, with laser labeling, inscription or symbol Customer-specific selection with SIRIUS ACT configurator (CIN) | - | 0 | 0
3SU1000-4HF01-0AA0 |  | 3SU1000-4HF01-0AA0 | 1 | UN | 1 | 3 | B | D | N | N | 85389099 | 1 | 4011209963399 | 0.02 | KG | 40.57 | 40.57 | CP20 | CP20 | Key-operated switch O.M.R, 22 mm, round, plastic, lock number 73034, black, with 2 keys, 2 switch positions O-I, latching, actuating angle 90Â°, 10:30h/13:30h, Key removal O | - | 0 | 0
3SU1000-4HF01-0AA0-Z | X90 | 3SU1000-4HF01-0AA0-ZX90 | 1 | UN | 1 | 5 | B | D | EAR99 | N | 85389099 | 50 |  | 0.051 | KG | 40.57 | 40.57 | CP20 | CP20 | Key-operated switch O.M.R, 22 mm, round, plastic, lock number 73034, black, with 2 keys, 2 switch positions O-I, latching, actuating angle 90Â°, 10:30h/13:30h, Key removal O Z=50-unit packaging | - | 0 | 0
3SU1000-4HF01-0AA0-Z | Y10 | 3SU1000-4HF01-0AA0-ZY10 | 1 | UN | 1 | 10 | C | D | EAR99 | N | 85389099 | 1 |  | 0.051 | KG | 45.32 | 45.32 | CP20 | CP20 | Key-operated switch O.M.R, 22 mm, round, plastic, lock number 73034, black, with 2 keys, 2 switch positions O-I, latching, actuating angle 90Â°, 10:30h/13:30h, key removal O, with laser labeling, upper case and lower case, always upper case at beginning of line | - | 0 | 0
3SU1000-4HF01-0AA0-Z | Y11 | 3SU1000-4HF01-0AA0-ZY11 | 1 | UN | 1 | 10 | C | D | EAR99 | N | 85389099 | 1 |  | 0.051 | KG | 45.32 | 45.32 | CP20 | CP20 | Key-operated switch O.M.R, 22 mm, round, plastic, lock number 73034, black, with 2 keys, 2 switch positions O-I, latching, actuating angle 90Â°, 10:30h/13:30h, key removal O, with laser labeling, upper case | - | 0 | 0
3SU1000-4HF01-0AA0-Z | Y12 | 3SU1000-4HF01-0AA0-ZY12 | 1 | UN | 1 | 10 | C | D | EAR99 | N | 85389099 | 1 |  | 0.051 | KG | 45.32 | 45.32 | CP20 | CP20 | Key-operated switch O.M.R, 22 mm, round, plastic, lock number 73034, black, with 2 keys, 2 switch positions O-I, latching, actuating angle 90Â°, 10:30h/13:30h, key removal O, with laser labeling, lower case | - | 0 | 0
3SU1000-4HF01-0AA0-Z | Y15 | 3SU1000-4HF01-0AA0-ZY15 | 1 | UN | 1 | 10 | C | D | EAR99 | N | 85389099 | 1 |  | 0.051 | KG | 45.32 | 45.32 | CP20 | CP20 | Key-operated switch O.M.R, 22 mm, round, plastic, lock number 73034, black, with 2 keys, 2 switch positions O-I, latching, actuating angle 90Â°, 10:30h/13:30h, key removal O, with laser labeling, upper case and lower case, always upper case at the beginning of the word | - | 0 | 0
3SU1000-4HF01-0AA0-Z | Y19 | 3SU1000-4HF01-0AA0-ZY19 | 1 | UN | 1 | 10 | C | D | EAR99 | N | 85389099 | 1 |  | 0.051 | KG | 41.52 | 41.52 | CP20 | CP20 | Key-operated switch O.M.R, 22 mm, round, plastic, lock number 73034, black, with 2 keys, 2 switch positions O-I, latching, actuating angle 90Â°, 10:30h/13:30h, key removal O, with laser labeling, inscription or symbol Customer-specific selection with SIRIUS ACT configurator (CIN) | - | 0 | 0
3SU1000-4HF11-0AA0 |  | 3SU1000-4HF11-0AA0 | 1 | UN | 1 | 3 | B | D | N | N | 85389099 | 1 | 4011209963382 | 0.02 | KG | 40.57 | 40.57 | CP20 | CP20 | Key-operated switch O.M.R, 22 mm, round, plastic, lock number 73034, black, with 2 keys, 2 switch positions O-I, latching, actuating angle 90Â°, 10:30h/13:30h, Key removal O+I | - | 0 | 0
3SU1000-4HF11-0AA0-Z | X90 | 3SU1000-4HF11-0AA0-ZX90 | 1 | UN | 1 | 5 | B | D | EAR99 | N | 85389099 | 50 |  | 0.051 | KG | 40.57 | 40.57 | CP20 | CP20 | Key-operated switch O.M.R, 22 mm, round, plastic, lock number 73034, black, with 2 keys, 2 switch positions O-I, latching, actuating angle 90Â°, 10:30h/13:30h, Key removal O+I Z=50-unit packaging | - | 0 | 0
3SU1000-4HF11-0AA0-Z | Y10 | 3SU1000-4HF11-0AA0-ZY10 | 1 | UN | 1 | 10 | C | D | EAR99 | N | 85389099 | 1 |  | 0.051 | KG | 45.32 | 45.32 | CP20 | CP20 | Key-operated switch O.M.R, 22 mm, round, plastic, lock number 73034, black, with 2 keys, 2 switch positions O-I, latching, actuating angle 90Â°, 10:30h/13:30h, key removal O+I, with laser labeling, upper case and lower case, always upper case at beginning of line | - | 0 | 0
3SU1000-4HF11-0AA0-Z | Y11 | 3SU1000-4HF11-0AA0-ZY11 | 1 | UN | 1 | 10 | C | D | EAR99 | N | 85389099 | 1 |  | 0.051 | KG | 45.32 | 45.32 | CP20 | CP20 | Key-operated switch O.M.R, 22 mm, round, plastic, lock number 73034, black, with 2 keys, 2 switch positions O-I, latching, actuating angle 90Â°, 10:30h/13:30h, key removal O+I, with laser labeling, upper case | - | 0 | 0
3SU1000-4HF11-0AA0-Z | Y12 | 3SU1000-4HF11-0AA0-ZY12 | 1 | UN | 1 | 10 | C | D | EAR99 | N | 85389099 | 1 |  | 0.051 | KG | 45.32 | 45.32 | CP20 | CP20 | Key-operated switch O.M.R, 22 mm, round, plastic, lock number 73034, black, with 2 keys, 2 switch positions O-I, latching, actuating angle 90Â°, 10:30h/13:30h, key removal O+I, with laser labeling, lower case | - | 0 | 0
3SU1000-4HF11-0AA0-Z | Y15 | 3SU1000-4HF11-0AA0-ZY15 | 1 | UN | 1 | 10 | C | D | EAR99 | N | 85389099 | 1 |  | 0.051 | KG | 45.32 | 45.32 | CP20 | CP20 | Key-operated switch O.M.R, 22 mm, round, plastic, lock number 73034, black, with 2 keys, 2 switch positions O-I, latching, actuating angle 90Â°, 10:30h/13:30h, key removal O+I, with laser labeling, upper case and lower case, always upper case at the beginning of the word | - | 0 | 0
3SU1000-4HF11-0AA0-Z | Y19 | 3SU1000-4HF11-0AA0-ZY19 | 1 | UN | 1 | 10 | C | D | EAR99 | N | 85389099 | 1 |  | 0.051 | KG | 41.52 | 41.52 | CP20 | CP20 | Key-operated switch O.M.R, 22 mm, round, plastic, lock number 73034, black, with 2 keys, 2 switch positions O-I, latching, actuating angle 90Â°, 10:30h/13:30h, key removal O+I, with laser labeling, inscription or symbol Customer-specific selection with SIRIUS ACT configurator (CIN) | - | 0 | 0
3SU1000-4HF21-0AA0 |  | 3SU1000-4HF21-0AA0 | 1 | UN | 1 | 5 | B | D | N | N | 85389099 | 1 | 4011209963405 | 0.02 | KG | 40.57 | 40.57 | CP20 | CP20 | Key-operated switch O.M.R, 22 mm, round, plastic, lock number 73034, black, with 2 keys, 2 switch positions O-I, latching, actuating angle 90Â°, 10:30h/13:30h, Key removal I | - | 0 | 0
3SU1000-4HF21-0AA0-Z | X90 | 3SU1000-4HF21-0AA0-ZX90 | 1 | UN | 1 | 5 | B | D | EAR99 | N | 85389099 | 50 |  | 0.051 | KG | 40.57 | 40.57 | CP20 | CP20 | Key-operated switch O.M.R, 22 mm, round, plastic, lock number 73034, black, with 2 keys, 2 switch positions O-I, latching, actuating angle 90Â°, 10:30h/13:30h, Key removal I Z=50-unit packaging | - | 0 | 0
3SU1000-4HF21-0AA0-Z | Y10 | 3SU1000-4HF21-0AA0-ZY10 | 1 | UN | 1 | 10 | C | D | EAR99 | N | 85389099 | 1 |  | 0.051 | KG | 45.32 | 45.32 | CP20 | CP20 | Key-operated switch O.M.R, 22 mm, round, plastic, lock number 73034, black, with 2 keys, 2 switch positions O-I, latching, actuating angle 90Â°, 10:30h/13:30h, key removal I, with laser labeling, upper case and lower case, always upper case at beginning of line | - | 0 | 0
3SU1000-4HF21-0AA0-Z | Y11 | 3SU1000-4HF21-0AA0-ZY11 | 1 | UN | 1 | 10 | C | D | EAR99 | N | 85389099 | 1 |  | 0.051 | KG | 45.32 | 45.32 | CP20 | CP20 | Key-operated switch O.M.R, 22 mm, round, plastic, lock number 73034, black, with 2 keys, 2 switch positions O-I, latching, actuating angle 90Â°, 10:30h/13:30h, key removal I, with laser labeling, upper case | - | 0 | 0
3SU1000-4HF21-0AA0-Z | Y12 | 3SU1000-4HF21-0AA0-ZY12 | 1 | UN | 1 | 10 | C | D | EAR99 | N | 85389099 | 1 |  | 0.051 | KG | 45.32 | 45.32 | CP20 | CP20 | Key-operated switch O.M.R, 22 mm, round, plastic, lock number 73034, black, with 2 keys, 2 switch positions O-I, latching, actuating angle 90Â°, 10:30h/13:30h, key removal I, with laser labeling, lower case | - | 0 | 0
3SU1000-4HF21-0AA0-Z | Y15 | 3SU1000-4HF21-0AA0-ZY15 | 1 | UN | 1 | 10 | C | D | EAR99 | N | 85389099 | 1 |  | 0.051 | KG | 45.32 | 45.32 | CP20 | CP20 | Key-operated switch O.M.R, 22 mm, round, plastic, lock number 73034, black, with 2 keys, 2 switch positions O-I, latching, actuating angle 90Â°, 10:30h/13:30h, key removal I, with laser labeling, upper case and lower case, always upper case at the beginning of the word | - | 0 | 0
3SU1000-4HF21-0AA0-Z | Y19 | 3SU1000-4HF21-0AA0-ZY19 | 1 | UN | 1 | 10 | C | D | EAR99 | N | 85389099 | 1 |  | 0.051 | KG | 41.52 | 41.52 | CP20 | CP20 | Key-operated switch O.M.R, 22 mm, round, plastic, lock number 73034, black, with 2 keys, 2 switch positions O-I, latching, actuating angle 90Â°, 10:30h/13:30h, key removal I, with laser labeling, inscription or symbol Customer-specific selection with SIRIUS ACT configurator (CIN) | - | 0 | 0
3SU1000-4HL01-0AA0 |  | 3SU1000-4HL01-0AA0 | 1 | UN | 1 | 5 | B | D | N | N | 85389099 | 1 | 4011209963948 | 0.02 | KG | 40.57 | 40.57 | CP20 | CP20 | Key-operated switch O.M.R, 22 mm, round, plastic, lock number 73034, black, with 2 keys, 3 switch positions I-O-II, latching, actuating angle 2x45Â°, 10:30h/12h/13:30h, Key removal O | - | 0 | 0
3SU1000-4HL01-0AA0-Z | X90 | 3SU1000-4HL01-0AA0-ZX90 | 1 | UN | 1 | 5 | B | D | EAR99 | N | 85389099 | 50 |  | 0.051 | KG | 40.57 | 40.57 | CP20 | CP20 | Key-operated switch O.M.R, 22 mm, round, plastic, lock number 73034, black, with 2 keys, 3 switch positions I-O-II, latching, actuating angle 2x45Â°, 10:30h/12h/13:30h, Key removal O Z=50-unit packaging | - | 0 | 0
3SU1000-4HL01-0AA0-Z | Y10 | 3SU1000-4HL01-0AA0-ZY10 | 1 | UN | 1 | 10 | C | D | EAR99 | N | 85389099 | 1 |  | 0.051 | KG | 45.32 | 45.32 | CP20 | CP20 | Key-operated switch O.M.R, 22 mm, round, plastic, lock number 73034, black, with 2 keys, 3 switch positions I-O-II, latching, actuating angle 2x45Â°, 10:30h/12h/13:30h, key removal O, with laser labeling, upper case and lower case, always upper case at beginning of line | - | 0 | 0
3SU1000-4HL01-0AA0-Z | Y11 | 3SU1000-4HL01-0AA0-ZY11 | 1 | UN | 1 | 10 | C | D | EAR99 | N | 85389099 | 1 |  | 0.051 | KG | 45.32 | 45.32 | CP20 | CP20 | Key-operated switch O.M.R, 22 mm, round, plastic, lock number 73034, black, with 2 keys, 3 switch positions I-O-II, latching, actuating angle 2x45Â°, 10:30h/12h/13:30h, key removal O, with laser labeling, upper case | - | 0 | 0
3SU1000-4HL01-0AA0-Z | Y12 | 3SU1000-4HL01-0AA0-ZY12 | 1 | UN | 1 | 10 | C | D | EAR99 | N | 85389099 | 1 |  | 0.051 | KG | 45.32 | 45.32 | CP20 | CP20 | Key-operated switch O.M.R, 22 mm, round, plastic, lock number 73034, black, with 2 keys, 3 switch positions I-O-II, latching, actuating angle 2x45Â°, 10:30h/12h/13:30h, key removal O, with laser labeling, lower case | - | 0 | 0
3SU1000-4HL01-0AA0-Z | Y15 | 3SU1000-4HL01-0AA0-ZY15 | 1 | UN | 1 | 10 | C | D | EAR99 | N | 85389099 | 1 |  | 0.051 | KG | 45.32 | 45.32 | CP20 | CP20 | Key-operated switch O.M.R, 22 mm, round, plastic, lock number 73034, black, with 2 keys, 3 switch positions I-O-II, latching, actuating angle 2x45Â°, 10:30h/12h/13:30h, key removal O, with laser labeling, upper case and lower case, always upper case at the beginning of the word | - | 0 | 0
3SU1000-4HL01-0AA0-Z | Y19 | 3SU1000-4HL01-0AA0-ZY19 | 1 | UN | 1 | 10 | C | D | EAR99 | N | 85389099 | 1 |  | 0.051 | KG | 41.52 | 41.52 | CP20 | CP20 | Key-operated switch O.M.R, 22 mm, round, plastic, lock number 73034, black, with 2 keys, 3 switch positions I-O-II, latching, actuating angle 2x45Â°, 10:30h/12h/13:30h, key removal O, with laser labeling, inscription or symbol Customer-specific selection with SIRIUS ACT configurator (CIN) | - | 0 | 0
3SU1000-4HL11-0AA0 |  | 3SU1000-4HL11-0AA0 | 1 | UN | 1 | 3 | B | D | N | N | 85389099 | 1 | 4011209963429 | 0.02 | KG | 40.57 | 40.57 | CP20 | CP20 | Key-operated switch O.M.R, 22 mm, round, plastic, lock number 73034, black, with 2 keys, 3 switch positions I-O-II, latching, actuating angle 2x45Â°, 10:30h/12h/13:30h, Key removal I+O+II | - | 0 | 0
3SU1000-4HL11-0AA0-Z | X90 | 3SU1000-4HL11-0AA0-ZX90 | 1 | UN | 1 | 5 | B | D | EAR99 | N | 85389099 | 50 |  | 0.051 | KG | 40.57 | 40.57 | CP20 | CP20 | Key-operated switch O.M.R, 22 mm, round, plastic, lock number 73034, black, with 2 keys, 3 switch positions I-O-II, latching, actuating angle 2x45Â°, 10:30h/12h/13:30h, Key removal I+O+II Z=50-unit packaging | - | 0 | 0
3SU1000-4HL11-0AA0-Z | Y10 | 3SU1000-4HL11-0AA0-ZY10 | 1 | UN | 1 | 10 | C | D | EAR99 | N | 85389099 | 1 |  | 0.051 | KG | 45.32 | 45.32 | CP20 | CP20 | Key-operated switch O.M.R, 22 mm, round, plastic, lock number 73034, black, with 2 keys, 3 switch positions I-O-II, latching, actuating angle 2x45Â°, 10:30h/12h/13:30h, Key removal I+O+II, with laser labeling, upper case and lower case, always upper case at beginning of line | - | 0 | 0
3SU1000-4HL11-0AA0-Z | Y11 | 3SU1000-4HL11-0AA0-ZY11 | 1 | UN | 1 | 10 | C | D | EAR99 | N | 85389099 | 1 |  | 0.051 | KG | 45.32 | 45.32 | CP20 | CP20 | Key-operated switch O.M.R, 22 mm, round, plastic, lock number 73034, black, with 2 keys, 3 switch positions I-O-II, latching, actuating angle 2x45Â°, 10:30h/12h/13:30h, Key removal I+O+II, with laser labeling, upper case | - | 0 | 0
3SU1000-4HL11-0AA0-Z | Y12 | 3SU1000-4HL11-0AA0-ZY12 | 1 | UN | 1 | 10 | C | D | EAR99 | N | 85389099 | 1 |  | 0.051 | KG | 45.32 | 45.32 | CP20 | CP20 | Key-operated switch O.M.R, 22 mm, round, plastic, lock number 73034, black, with 2 keys, 3 switch positions I-O-II, latching, actuating angle 2x45Â°, 10:30h/12h/13:30h, Key removal I+O+II, with laser labeling, lower case | - | 0 | 0
3SU1000-4HL11-0AA0-Z | Y15 | 3SU1000-4HL11-0AA0-ZY15 | 1 | UN | 1 | 10 | C | D | EAR99 | N | 85389099 | 1 |  | 0.051 | KG | 45.32 | 45.32 | CP20 | CP20 | Key-operated switch O.M.R, 22 mm, round, plastic, lock number 73034, black, with 2 keys, 3 switch positions I-O-II, latching, actuating angle 2x45Â°, 10:30h/12h/13:30h, Key removal I+O+II, with laser labeling, upper case and lower case, always upper case at the beginning of the word | - | 0 | 0
3SU1000-4HL11-0AA0-Z | Y19 | 3SU1000-4HL11-0AA0-ZY19 | 1 | UN | 1 | 10 | C | D | EAR99 | N | 85389099 | 1 |  | 0.051 | KG | 41.52 | 41.52 | CP20 | CP20 | Key-operated switch O.M.R, 22 mm, round, plastic, lock number 73034, black, with 2 keys, 3 switch positions I-O-II, latching, actuating angle 2x45Â°, 10:30h/12h/13:30h, Key removal I+O+II, with laser labeling, inscription or symbol Customer-specific selection with SIRIUS ACT configurator (CIN) | - | 0 | 0
3SU1000-4HM01-0AA0 |  | 3SU1000-4HM01-0AA0 | 1 | UN | 1 | 5 | B | D | N | N | 85389099 | 1 | 4011209963955 | 0.09 | KG | 40.57 | 40.57 | CP20 | CP20 | Key-operated switch O.M.R, 22 mm, round, plastic, lock number 73034, black, with 2 keys, 3 switch positions I>O<II, momentary contact type, actuating angle 2x45Â°, 10:30h/12h/13:30h, Key removal O | - | 0 | 0
3SU1000-4HM01-0AA0-Z | X90 | 3SU1000-4HM01-0AA0-ZX90 | 1 | UN | 1 | 5 | B | D | EAR99 | N | 85389099 | 50 |  | 0.051 | KG | 40.57 | 40.57 | CP20 | CP20 | Key-operated switch O.M.R, 22 mm, round, plastic, lock number 73034, black, with 2 keys, 3 switch positions I>O<II, momentary contact type, actuating angle 2x45Â°, 10:30h/12h/13:30h, Key removal O Z=50-unit packaging | - | 0 | 0
3SU1000-4HM01-0AA0-Z | Y10 | 3SU1000-4HM01-0AA0-ZY10 | 1 | UN | 1 | 10 | C | D | EAR99 | N | 85389099 | 1 |  | 0.051 | KG | 45.32 | 45.32 | CP20 | CP20 | Key-operated switch O.M.R, 22 mm, round, plastic, lock number 73034, black, with 2 keys, 3 switch positions I>O<II, momentary contact type, actuating angle 2x45Â°, 10:30h/12h/13:30h, key removal O, with laser labeling, upper case and lower case, always upper case at beginning of line | - | 0 | 0
3SU1000-4HM01-0AA0-Z | Y11 | 3SU1000-4HM01-0AA0-ZY11 | 1 | UN | 1 | 10 | C | D | EAR99 | N | 85389099 | 1 |  | 0.051 | KG | 45.32 | 45.32 | CP20 | CP20 | Key-operated switch O.M.R, 22 mm, round, plastic, lock number 73034, black, with 2 keys, 3 switch positions I>O<II, momentary contact type, actuating angle 2x45Â°, 10:30h/12h/13:30h, key removal O, with laser labeling, upper case | - | 0 | 0
3SU1000-4HM01-0AA0-Z | Y12 | 3SU1000-4HM01-0AA0-ZY12 | 1 | UN | 1 | 10 | C | D | EAR99 | N | 85389099 | 1 |  | 0.051 | KG | 45.32 | 45.32 | CP20 | CP20 | Key-operated switch O.M.R, 22 mm, round, plastic, lock number 73034, black, with 2 keys, 3 switch positions I>O<II, momentary contact type, actuating angle 2x45Â°, 10:30h/12h/13:30h, key removal O, with laser labeling, lower case | - | 0 | 0
3SU1000-4HM01-0AA0-Z | Y15 | 3SU1000-4HM01-0AA0-ZY15 | 1 | UN | 1 | 10 | C | D | EAR99 | N | 85389099 | 1 |  | 0.051 | KG | 45.32 | 45.32 | CP20 | CP20 | Key-operated switch O.M.R, 22 mm, round, plastic, lock number 73034, black, with 2 keys, 3 switch positions I>O<II, momentary contact type, actuating angle 2x45Â°, 10:30h/12h/13:30h, key removal O, with laser labeling, upper case and lower case, always upper case at the beginning of the word | - | 0 | 0
3SU1000-4HM01-0AA0-Z | Y19 | 3SU1000-4HM01-0AA0-ZY19 | 1 | UN | 1 | 10 | C | D | EAR99 | N | 85389099 | 1 |  | 0.051 | KG | 41.52 | 41.52 | CP20 | CP20 | Key-operated switch O.M.R, 22 mm, round, plastic, lock number 73034, black, with 2 keys, 3 switch positions I>O<II, momentary contact type, actuating angle 2x45Â°, 10:30h/12h/13:30h, key removal O, with laser labeling, inscription or symbol Customer-specific selection with SIRIUS ACT configurator (CIN) | - | 0 | 0
3SU1000-4HN21-0AA0 |  | 3SU1000-4HN21-0AA0 | 1 | UN | 1 | 5 | B | D | N | N | 85389099 | 1 | 4011209963962 | 0.02 | KG | 40.57 | 40.57 | CP20 | CP20 | Key-operated switch O.M.R, 22 mm, round, plastic, lock number 73034, black, with 2 keys, 3 switch positions I-O<II, left latching, right momentary contact type, actuating angle 2x45Â°, 10:30h/12h/13:30h, Key removal I | - | 0 | 0
3SU1000-4HN21-0AA0-Z | X90 | 3SU1000-4HN21-0AA0-ZX90 | 1 | UN | 1 | 5 | B | D | EAR99 | N | 85389099 | 50 |  | 0.051 | KG | 40.57 | 40.57 | CP20 | CP20 | Key-operated switch O.M.R, 22 mm, round, plastic, lock number 73034, black, with 2 keys, 3 switch positions I-O<II, left latching, right momentary contact type, actuating angle 2x45Â°, 10:30h/12h/13:30h, Key removal I Z=50-unit packaging | - | 0 | 0
3SU1000-4HN21-0AA0-Z | Y10 | 3SU1000-4HN21-0AA0-ZY10 | 1 | UN | 1 | 10 | C | D | EAR99 | N | 85389099 | 1 |  | 0.051 | KG | 45.32 | 45.32 | CP20 | CP20 | Key-operated switch O.M.R, 22 mm, round, plastic, lock number 73034, black, with 2 keys, 3 switch positions I-O<II, left latching, right momentary contact type, actuating angle 2x45Â°, 10:30h/12h/13:30h, key removal I, with laser labeling, upper case and lower case, | - | 0 | 0
3SU1000-4HN21-0AA0-Z | Y11 | 3SU1000-4HN21-0AA0-ZY11 | 1 | UN | 1 | 10 | C | D | EAR99 | N | 85389099 | 1 |  | 0.051 | KG | 45.32 | 45.32 | CP20 | CP20 | Key-operated switch O.M.R, 22 mm, round, plastic, lock number 73034, black, with 2 keys, 3 switch positions I-O<II, left latching, right momentary contact type, actuating angle 2x45Â°, 10:30h/12h/13:30h, key removal I, with laser labeling, upper case | - | 0 | 0
3SU1000-4HN21-0AA0-Z | Y12 | 3SU1000-4HN21-0AA0-ZY12 | 1 | UN | 1 | 10 | C | D | EAR99 | N | 85389099 | 1 |  | 0.051 | KG | 45.32 | 45.32 | CP20 | CP20 | Key-operated switch O.M.R, 22 mm, round, plastic, lock number 73034, black, with 2 keys, 3 switch positions I-O<II, left latching, right momentary contact type, actuating angle 2x45Â°, 10:30h/12h/13:30h, key removal I, with laser labeling, lower case | - | 0 | 0
3SU1000-4HN21-0AA0-Z | Y15 | 3SU1000-4HN21-0AA0-ZY15 | 1 | UN | 1 | 10 | C | D | EAR99 | N | 85389099 | 1 |  | 0.051 | KG | 45.32 | 45.32 | CP20 | CP20 | Key-operated switch O.M.R, 22 mm, round, plastic, lock number 73034, black, with 2 keys, 3 switch positions I-O<II, left latching, right momentary contact type, actuating angle 2x45Â°, 10:30h/12h/13:30h, key removal I, with laser labeling, upper case and lower case, | - | 0 | 0
3SU1000-4HN21-0AA0-Z | Y19 | 3SU1000-4HN21-0AA0-ZY19 | 1 | UN | 1 | 10 | C | D | EAR99 | N | 85389099 | 1 |  | 0.051 | KG | 41.52 | 41.52 | CP20 | CP20 | Key-operated switch O.M.R, 22 mm, round, plastic, lock number 73034, black, with 2 keys, 3 switch positions I-O<II, left latching, right momentary contact type, actuating angle 2x45Â°, 10:30h/12h/13:30h, key removal I, with laser labeling, inscription or symbol Customer-specific selection with SIRIUS ACT configurator (CIN) | - | 0 | 0
3SU1000-4JC01-0AA0 |  | 3SU1000-4JC01-0AA0 | 1 | UN | 1 | 3 | B | D | N | N | 85389099 | 1 | 4011209963993 | 0.02 | KG | 40.57 | 40.57 | CP20 | CP20 | Key-operated switch O.M.R, 22 mm, round, plastic, lock number 73033, yellow, with 2 keys, 2 switch positions O<I, momentary contact type, Actuating angle 45Â°, 10:30h/12h, Key removal O | - | 0 | 0
3SU1000-4JC01-0AA0-Z | X90 | 3SU1000-4JC01-0AA0-ZX90 | 1 | UN | 1 | 5 | B | D | EAR99 | N | 85389099 | 50 |  | 0.051 | KG | 40.57 | 40.57 | CP20 | CP20 | Key-operated switch O.M.R, 22 mm, round, plastic, lock number 73033, yellow, with 2 keys, 2 switch positions O<I, momentary contact type, Actuating angle 45Â°, 10:30h/12h, Key removal O Z=50-unit packaging | - | 0 | 0
3SU1000-4JC01-0AA0-Z | Y10 | 3SU1000-4JC01-0AA0-ZY10 | 1 | UN | 1 | 10 | C | D | EAR99 | N | 85389099 | 1 |  | 0.051 | KG | 45.32 | 45.32 | CP20 | CP20 | Key-operated switch O.M.R, 22 mm, round, plastic, lock number 73033, yellow, with 2 keys, 2 switch positions O<I, momentary contact type, Actuating angle 45Â°, 10:30h/12h, key removal O, with laser labeling, upper case and lower case, always upper case at beginning of line | - | 0 | 0
3SU1000-4JC01-0AA0-Z | Y11 | 3SU1000-4JC01-0AA0-ZY11 | 1 | UN | 1 | 10 | C | D | EAR99 | N | 85389099 | 1 |  | 0.051 | KG | 45.32 | 45.32 | CP20 | CP20 | Key-operated switch O.M.R, 22 mm, round, plastic, lock number 73033, yellow, with 2 keys, 2 switch positions O<I, momentary contact type, Actuating angle 45Â°, 10:30h/12h, key removal O, with laser labeling, upper case | - | 0 | 0
3SU1000-4JC01-0AA0-Z | Y12 | 3SU1000-4JC01-0AA0-ZY12 | 1 | UN | 1 | 10 | C | D | EAR99 | N | 85389099 | 1 |  | 0.051 | KG | 45.32 | 45.32 | CP20 | CP20 | Key-operated switch O.M.R, 22 mm, round, plastic, lock number 73033, yellow, with 2 keys, 2 switch positions O<I, momentary contact type, Actuating angle 45Â°, 10:30h/12h, key removal O, with laser labeling, lower case | - | 0 | 0
3SU1000-4JC01-0AA0-Z | Y15 | 3SU1000-4JC01-0AA0-ZY15 | 1 | UN | 1 | 10 | C | D | EAR99 | N | 85389099 | 1 |  | 0.051 | KG | 45.32 | 45.32 | CP20 | CP20 | Key-operated switch O.M.R, 22 mm, round, plastic, lock number 73033, yellow, with 2 keys, 2 switch positions O<I, momentary contact type, Actuating angle 45Â°, 10:30h/12h, key removal O, with laser labeling, upper case and lower case, always upper case at the beginning of the word | - | 0 | 0
3SU1000-4JC01-0AA0-Z | Y19 | 3SU1000-4JC01-0AA0-ZY19 | 1 | UN | 1 | 10 | C | D | EAR99 | N | 85389099 | 1 |  | 0.051 | KG | 41.52 | 41.52 | CP20 | CP20 | Key-operated switch O.M.R, 22 mm, round, plastic, lock number 73033, yellow, with 2 keys, 2 switch positions O<I, momentary contact type, Actuating angle 45Â°, 10:30h/12h, key removal O, with laser labeling, inscription or symbol Customer-specific selection with SIRIUS ACT configurator (CIN) | - | 0 | 0
3SU1000-4JF01-0AA0 |  | 3SU1000-4JF01-0AA0 | 1 | UN | 1 | 3 | B | D | N | N | 85389099 | 1 | 4011209963986 | 0.02 | KG | 40.57 | 40.57 | CP20 | CP20 | Key-operated switch O.M.R, 22 mm, round, plastic, lock number 73033, yellow, with 2 keys, 2 switch positions O-I, latching, actuating angle 90Â°, 10:30h/13:30h, Key removal O | - | 0 | 0
3SU1000-4JF01-0AA0-Z | X90 | 3SU1000-4JF01-0AA0-ZX90 | 1 | UN | 1 | 5 | B | D | EAR99 | N | 85389099 | 50 |  | 0.051 | KG | 40.57 | 40.57 | CP20 | CP20 | Key-operated switch O.M.R, 22 mm, round, plastic, lock number 73033, yellow, with 2 keys, 2 switch positions O-I, latching, actuating angle 90Â°, 10:30h/13:30h, Key removal O Z=50-unit packaging | - | 0 | 0
3SU1000-4JF01-0AA0-Z | Y10 | 3SU1000-4JF01-0AA0-ZY10 | 1 | UN | 1 | 10 | C | D | EAR99 | N | 85389099 | 1 |  | 0.051 | KG | 45.32 | 45.32 | CP20 | CP20 | Key-operated switch O.M.R, 22 mm, round, plastic, lock number 73033, yellow, with 2 keys, 2 switch positions O-I, latching, actuating angle 90Â°, 10:30h/13:30h, key removal O, with laser labeling, upper case and lower case, always upper case at beginning of line | - | 0 | 0
3SU1000-4JF01-0AA0-Z | Y11 | 3SU1000-4JF01-0AA0-ZY11 | 1 | UN | 1 | 10 | C | D | EAR99 | N | 85389099 | 1 |  | 0.051 | KG | 45.32 | 45.32 | CP20 | CP20 | Key-operated switch O.M.R, 22 mm, round, plastic, lock number 73033, yellow, with 2 keys, 2 switch positions O-I, latching, actuating angle 90Â°, 10:30h/13:30h, key removal O, with laser labeling, upper case | - | 0 | 0
3SU1000-4JF01-0AA0-Z | Y12 | 3SU1000-4JF01-0AA0-ZY12 | 1 | UN | 1 | 10 | C | D | EAR99 | N | 85389099 | 1 |  | 0.051 | KG | 45.32 | 45.32 | CP20 | CP20 | Key-operated switch O.M.R, 22 mm, round, plastic, lock number 73033, yellow, with 2 keys, 2 switch positions O-I, latching, actuating angle 90Â°, 10:30h/13:30h, key removal O, with laser labeling, lower case | - | 0 | 0
3SU1000-4JF01-0AA0-Z | Y15 | 3SU1000-4JF01-0AA0-ZY15 | 1 | UN | 1 | 10 | C | D | EAR99 | N | 85389099 | 1 |  | 0.051 | KG | 45.32 | 45.32 | CP20 | CP20 | Key-operated switch O.M.R, 22 mm, round, plastic, lock number 73033, yellow, with 2 keys, 2 switch positions O-I, latching, actuating angle 90Â°, 10:30h/13:30h, key removal O, with laser labeling, upper case and lower case, always upper case at the beginning of the word | - | 0 | 0
3SU1000-4JF01-0AA0-Z | Y19 | 3SU1000-4JF01-0AA0-ZY19 | 1 | UN | 1 | 10 | C | D | EAR99 | N | 85389099 | 1 |  | 0.051 | KG | 41.52 | 41.52 | CP20 | CP20 | Key-operated switch O.M.R, 22 mm, round, plastic, lock number 73033, yellow, with 2 keys, 2 switch positions O-I, latching, actuating angle 90Â°, 10:30h/13:30h, key removal O, with laser labeling, inscription or symbol Customer-specific selection with SIRIUS ACT configurator (CIN) | - | 0 | 0
3SU1000-4JF11-0AA0 |  | 3SU1000-4JF11-0AA0 | 1 | UN | 1 | 3 | B | D | N | N | 85389099 | 1 | 4011209963979 | 0.02 | KG | 40.57 | 40.57 | CP20 | CP20 | Key-operated switch O.M.R, 22 mm, round, plastic, lock number 73033, yellow, with 2 keys, 2 switch positions O-I, latching, actuating angle 90Â°, 10:30h/13:30h, Key removal O+I | - | 0 | 0
3SU1000-4JF11-0AA0-Z | X90 | 3SU1000-4JF11-0AA0-ZX90 | 1 | UN | 1 | 5 | B | D | EAR99 | N | 85389099 | 50 |  | 0.051 | KG | 40.57 | 40.57 | CP20 | CP20 | Key-operated switch O.M.R, 22 mm, round, plastic, lock number 73033, yellow, with 2 keys, 2 switch positions O-I, latching, actuating angle 90Â°, 10:30h/13:30h, Key removal O+I Z=50-unit packaging | - | 0 | 0
3SU1000-4JF11-0AA0-Z | Y10 | 3SU1000-4JF11-0AA0-ZY10 | 1 | UN | 1 | 10 | C | D | EAR99 | N | 85389099 | 1 |  | 0.051 | KG | 45.32 | 45.32 | CP20 | CP20 | Key-operated switch O.M.R, 22 mm, round, plastic, lock number 73033, yellow, with 2 keys, 2 switch positions O-I, latching, actuating angle 90Â°, 10:30h/13:30h, key removal O+I, with laser labeling, upper case and lower case, always upper case at beginning of line | - | 0 | 0
3SU1000-4JF11-0AA0-Z | Y11 | 3SU1000-4JF11-0AA0-ZY11 | 1 | UN | 1 | 10 | C | D | EAR99 | N | 85389099 | 1 |  | 0.051 | KG | 45.32 | 45.32 | CP20 | CP20 | Key-operated switch O.M.R, 22 mm, round, plastic, lock number 73033, yellow, with 2 keys, 2 switch positions O-I, latching, actuating angle 90Â°, 10:30h/13:30h, key removal O+I, with laser labeling, upper case | - | 0 | 0
3SU1000-4JF11-0AA0-Z | Y12 | 3SU1000-4JF11-0AA0-ZY12 | 1 | UN | 1 | 10 | C | D | EAR99 | N | 85389099 | 1 |  | 0.051 | KG | 45.32 | 45.32 | CP20 | CP20 | Key-operated switch O.M.R, 22 mm, round, plastic, lock number 73033, yellow, with 2 keys, 2 switch positions O-I, latching, actuating angle 90Â°, 10:30h/13:30h, key removal O+I, with laser labeling, lower case | - | 0 | 0
3SU1000-4JF11-0AA0-Z | Y15 | 3SU1000-4JF11-0AA0-ZY15 | 1 | UN | 1 | 10 | C | D | EAR99 | N | 85389099 | 1 |  | 0.051 | KG | 45.32 | 45.32 | CP20 | CP20 | Key-operated switch O.M.R, 22 mm, round, plastic, lock number 73033, yellow, with 2 keys, 2 switch positions O-I, latching, actuating angle 90Â°, 10:30h/13:30h, key removal O+I, with laser labeling, upper case and lower case, always upper case at the beginning of the word | - | 0 | 0
3SU1000-4JF11-0AA0-Z | Y19 | 3SU1000-4JF11-0AA0-ZY19 | 1 | UN | 1 | 10 | C | D | EAR99 | N | 85389099 | 1 |  | 0.051 | KG | 41.52 | 41.52 | CP20 | CP20 | Key-operated switch O.M.R, 22 mm, round, plastic, lock number 73033, yellow, with 2 keys, 2 switch positions O-I, latching, actuating angle 90Â°, 10:30h/13:30h, key removal O+I, with laser labeling, inscription or symbol Customer-specific selection with SIRIUS ACT configurator (CIN) | - | 0 | 0
3SU1000-4JF21-0AA0 |  | 3SU1000-4JF21-0AA0 | 1 | UN | 1 | 10 | C | D | N | N | 85389099 | 1 | 4047621070605 | 0.02 | KG | 40.57 | 40.57 | CP20 | CP20 | Key-operated switch O.M.R, 22 mm, round, plastic, lock number 73033, yellow, with 2 keys, 2 switch positions O-I, latching, actuating angle 90Â°, 10:30h/13:30h, Key removal I |  | 0 | 0
3SU1000-4JL11-0AA0 |  | 3SU1000-4JL11-0AA0 | 1 | UN | 1 | 5 | B | D | N | N | 85389099 | 1 | 4011209964006 | 0.02 | KG | 40.57 | 40.57 | CP20 | CP20 | Key-operated switch O.M.R, 22 mm, round, plastic, lock number 73033, yellow, with 2 keys, 3 switch positions I-O-II, latching, actuating angle 2x45Â°, 10:30h/12h/13:30h, Key removal I+O+II | - | 0 | 0
3SU1000-4JL11-0AA0-Z | X90 | 3SU1000-4JL11-0AA0-ZX90 | 1 | UN | 1 | 5 | B | D | EAR99 | N | 85389099 | 50 |  | 0.051 | KG | 40.57 | 40.57 | CP20 | CP20 | Key-operated switch O.M.R, 22 mm, round, plastic, lock number 73033, yellow, with 2 keys, 3 switch positions I-O-II, latching, actuating angle 2x45Â°, 10:30h/12h/13:30h, Key removal I+O+II Z=50-unit packaging | - | 0 | 0
3SU1000-4JL11-0AA0-Z | Y10 | 3SU1000-4JL11-0AA0-ZY10 | 1 | UN | 1 | 10 | C | D | EAR99 | N | 85389099 | 1 |  | 0.051 | KG | 45.32 | 45.32 | CP20 | CP20 | Key-operated switch O.M.R, 22 mm, round, plastic, lock number 73033, yellow, with 2 keys, 3 switch positions I-O-II, latching, actuating angle 2x45Â°, 10:30h/12h/13:30h, Key removal I+O+II, with laser labeling, upper case and lower case, always upper case at beginning of line | - | 0 | 0
3SU1000-4JL11-0AA0-Z | Y11 | 3SU1000-4JL11-0AA0-ZY11 | 1 | UN | 1 | 10 | C | D | EAR99 | N | 85389099 | 1 |  | 0.051 | KG | 45.32 | 45.32 | CP20 | CP20 | Key-operated switch O.M.R, 22 mm, round, plastic, lock number 73033, yellow, with 2 keys, 3 switch positions I-O-II, latching, actuating angle 2x45Â°, 10:30h/12h/13:30h, Key removal I+O+II, with laser labeling, upper case | - | 0 | 0
3SU1000-4JL11-0AA0-Z | Y12 | 3SU1000-4JL11-0AA0-ZY12 | 1 | UN | 1 | 10 | C | D | EAR99 | N | 85389099 | 1 |  | 0.051 | KG | 45.32 | 45.32 | CP20 | CP20 | Key-operated switch O.M.R, 22 mm, round, plastic, lock number 73033, yellow, with 2 keys, 3 switch positions I-O-II, latching, actuating angle 2x45Â°, 10:30h/12h/13:30h, Key removal I+O+II, with laser labeling, lower case | - | 0 | 0
3SU1000-4JL11-0AA0-Z | Y15 | 3SU1000-4JL11-0AA0-ZY15 | 1 | UN | 1 | 10 | C | D | EAR99 | N | 85389099 | 1 |  | 0.051 | KG | 45.32 | 45.32 | CP20 | CP20 | Key-operated switch O.M.R, 22 mm, round, plastic, lock number 73033, yellow, with 2 keys, 3 switch positions I-O-II, latching, actuating angle 2x45Â°, 10:30h/12h/13:30h, Key removal I+O+II, with laser labeling, upper case and lower case, always upper case at the beginning of the word | - | 0 | 0
3SU1000-4JL11-0AA0-Z | Y19 | 3SU1000-4JL11-0AA0-ZY19 | 1 | UN | 1 | 10 | C | D | EAR99 | N | 85389099 | 1 |  | 0.051 | KG | 41.52 | 41.52 | CP20 | CP20 | Key-operated switch O.M.R, 22 mm, round, plastic, lock number 73033, yellow, with 2 keys, 3 switch positions I-O-II, latching, actuating angle 2x45Â°, 10:30h/12h/13:30h, Key removal I+O+II, with laser labeling, inscription or symbol Customer-specific selection with SIRIUS ACT configurator (CIN) | - | 0 | 0
3SU1000-4WS10-0AA0 |  | 3SU1000-4WS10-0AA0 | 1 | UN | 1 | 1 | A | D | N | N | 85235990 | 1 | 4011209946644 | 10 | G | 57.38 | 57.38 | CP20 | CP20 | ID key-operated switch, 22 mm, round, plastic, black, RFID, 4 switch positions O-I-II-III, operating angle 3x45Â°, without ID key, Key removal in O+I+II+III | - | 0 | 0
3SU1000-4WS10-0AA0-Z | X90 | 3SU1000-4WS10-0AA0-ZX90 | 1 | UN | 1 | 5 | B | D | EAR99 | N | 85235990 | 50 |  | 0.021 | KG | 57.38 | 57.38 | CP20 | CP20 | ID key-operated switch, 22 mm, round, plastic, black, RFID, 4 switch positions O-I-II-III, operating angle 3x45Â°, without ID key, Key removal in O+I+II+III, Z=50-unit packaging | - | 0 | 0
3SU1000-4WS10-0AA0-Z | Y19 | 3SU1000-4WS10-0AA0-ZY19 | 1 | UN | 1 | 15 | C | D | N | N | 85235990 | 1 |  | 0.02 | KG | 58.33 | 58.33 | CP20 | CP20 | ID key-operated switch, 22 mm, round, plastic, black, RFID, 4 switch positions O-I-II-III, operating angle 3x45Â°, without ID key, key removal in O+I+II+III, with laser inscriptions, inscription or symbol, customer-specific selection with SIRIUS ACT configurator (CIN) | - | 0 | 0
3SU1000-5BC01-0AA0 |  | 3SU1000-5BC01-0AA0 | 1 | UN | 1 | 1 | A | D | N | N | 85389099 | 1 | 4011209950603 | 0.02 | KG | 65.17 | 55.96 | CP20 | CP20 | key-operated switch CES, 22 mm, round, plastic, lock number SSG10, with 2 keys, 2 switch positions O<I, momentary contact type, Actuating angle 45Â°, 10:30h/12h, Key removal O | Lista Papel 2020 SI | 0 | 0
3SU1000-5BC01-0AA0-Z | X90 | 3SU1000-5BC01-0AA0-ZX90 | 1 | UN | 1 | 5 | B | D | N | N | 85389099 | 50 | 4047621013176 | 0.135 | KG | 65.17 | 65.17 | CP20 | CP20 | Key-operated switch CES, 22 mm, round, plastic, lock number SSG10, with 2 keys, 2 switch positions O<I, momentary contact type, Actuating angle 45Â°, 10:30h/12h, Key removal O Z=50-unit packaging | - | 0 | 0
3SU1000-5BC01-0AA0-Z | Y01 | 3SU1000-5BC01-0AA0-ZY01 | 1 | UN | 1 | 25 | D | D | EAR99 | N | 85389099 | 1 |  | 0.119 | KG | 113.05 | 113.05 | CP20 | CP20 | Key-operated switch CES, 22 mm, round, plastic, special lock, with 2 keys, 2 switch positions O<I, momentary contact type, Actuating angle 45Â°, 10:30h/12h, Key removal O | - | 0 | 0
3SU1000-5BC01-0AA0-Z | Y01Y19 | 3SU1000-5BC01-0AA0-ZY01Y19 | 1 | UN | 1 | 30 | D | D | N | N | 85389099 | 1 |  | 0.119 | KG | 114 | 114 | CP20 | CP20 | Key-operated switch CES, 22 mm, round, plastic, special lock, with 2 keys, 2 switch positions O<I, momentary contact type, actuating angle 45Â°, 10:30h/12h, key removal O, customer-specific selection with SIRIUS ACT configurator (CIN) |  | 0 | 0
3SU1000-5BC01-0AA0-Z | Y10 | 3SU1000-5BC01-0AA0-ZY10 | 1 | UN | 1 | 10 | C | D | EAR99 | N | 85389099 | 1 |  | 0.119 | KG | 69.92 | 69.92 | CP20 | CP20 | Key-operated switch CES, 22 mm, round, plastic, lock number SSG10, with 2 keys, 2 switch positions O<I, momentary contact type, Actuating angle 45Â°, 10:30h/12h, key removal O, with laser labeling, upper case and lower case, always upper case at beginning of line | - | 0 | 0
3SU1000-5BC01-0AA0-Z | Y11 | 3SU1000-5BC01-0AA0-ZY11 | 1 | UN | 1 | 10 | C | D | EAR99 | N | 85389099 | 1 |  | 0.119 | KG | 69.92 | 69.92 | CP20 | CP20 | Key-operated switch CES, 22 mm, round, plastic, lock number SSG10, with 2 keys, 2 switch positions O<I, momentary contact type, Actuating angle 45Â°, 10:30h/12h, key removal O, with laser labeling, upper case | - | 0 | 0
3SU1000-5BC01-0AA0-Z | Y12 | 3SU1000-5BC01-0AA0-ZY12 | 1 | UN | 1 | 10 | C | D | EAR99 | N | 85389099 | 1 |  | 0.119 | KG | 69.92 | 69.92 | CP20 | CP20 | Key-operated switch CES, 22 mm, round, plastic, lock number SSG10, with 2 keys, 2 switch positions O<I, momentary contact type, Actuating angle 45Â°, 10:30h/12h, key removal O, with laser labeling, lower case | - | 0 | 0
3SU1000-5BC01-0AA0-Z | Y15 | 3SU1000-5BC01-0AA0-ZY15 | 1 | UN | 1 | 10 | C | D | EAR99 | N | 85389099 | 1 |  | 0.119 | KG | 69.92 | 69.92 | CP20 | CP20 | Key-operated switch CES, 22 mm, round, plastic, lock number SSG10, with 2 keys, 2 switch positions O<I, momentary contact type, Actuating angle 45Â°, 10:30h/12h, key removal O, with laser labeling, upper case and lower case, always upper case at the beginning of the word | - | 0 | 0
3SU1000-5BC01-0AA0-Z | Y19 | 3SU1000-5BC01-0AA0-ZY19 | 1 | UN | 1 | 10 | C | D | EAR99 | N | 85389099 | 1 |  | 0.119 | KG | 66.12 | 66.12 | CP20 | CP20 | Key-operated switch CES, 22 mm, round, plastic, lock number SSG10, with 2 keys, 2 switch positions O<I, momentary contact type, Actuating angle 45Â°, 10:30h/12h, key removal O, with laser labeling, inscription or symbol Customer-specific selection with SIRIUS ACT configurator (CIN) | - | 0 | 0
3SU1000-5BF01-0AA0 |  | 3SU1000-5BF01-0AA0 | 1 | UN | 1 | 1 | A | D | N | N | 85389099 | 1 | 4011209950610 | 0.02 | KG | 65.17 | 55.96 | CP20 | CP20 | key-operated switch CES, 22 mm, round, plastic, lock number SSG10, with 2 keys, 2 switch positions O-I, latching, actuating angle 90Â°, 10:30h/13:30h, Key removal O | Lista Papel 2020 SI | 0 | 0
3SU1000-5BF01-0AA0-Z | X90 | 3SU1000-5BF01-0AA0-ZX90 | 1 | UN | 1 | 5 | B | D | N | N | 85389099 | 50 | 4047621032276 | 0.134 | KG | 65.17 | 65.17 | CP20 | CP20 | Key-operated switch CES, 22 mm, round, plastic, lock number SSG10, with 2 keys, 2 switch positions O-I, latching, actuating angle 90Â°, 10:30h/13:30h, Key removal O Z=50-unit packaging | - | 0 | 0
3SU1000-5BF01-0AA0-Z | Y01 | 3SU1000-5BF01-0AA0-ZY01 | 1 | UN | 1 | 25 | D | D | EAR99 | N | 85389099 | 1 |  | 0.119 | KG | 113.05 | 113.05 | CP20 | CP20 | Key-operated switch CES, 22 mm, round, plastic, special lock, with 2 keys, 2 switch positions O-I, latching, actuating angle 90Â°, 10:30h/13:30h, Key removal O | - | 0 | 0
3SU1000-5BF01-0AA0-Z | Y01Y19 | 3SU1000-5BF01-0AA0-ZY01Y19 | 1 | UN | 1 | 30 | D | D | N | N | 85389099 | 1 |  | 0.119 | KG | 114 | 114 | CP20 | CP20 | Key-operated switch CES, 22 mm, round, plastic, special lock, with 2 keys, 2 switch positions O-I, latching, actuating angle 90Â°, 10:30h/13:30h, key removal O, customer-specific selection with SIRIUS ACT configurator (CIN) |  | 0 | 0
3SU1000-5BF01-0AA0-Z | Y10 | 3SU1000-5BF01-0AA0-ZY10 | 1 | UN | 1 | 10 | C | D | EAR99 | N | 85389099 | 1 |  | 0.119 | KG | 69.92 | 69.92 | CP20 | CP20 | Key-operated switch CES, 22 mm, round, plastic, lock number SSG10, with 2 keys, 2 switch positions O-I, latching, actuating angle 90Â°, 10:30h/13:30h, key removal O, with laser labeling, upper case and lower case, always upper case at beginning of line | - | 0 | 0
3SU1000-5BF01-0AA0-Z | Y11 | 3SU1000-5BF01-0AA0-ZY11 | 1 | UN | 1 | 10 | C | D | EAR99 | N | 85389099 | 1 |  | 0.119 | KG | 69.92 | 69.92 | CP20 | CP20 | Key-operated switch CES, 22 mm, round, plastic, lock number SSG10, with 2 keys, 2 switch positions O-I, latching, actuating angle 90Â°, 10:30h/13:30h, key removal O, with laser labeling, upper case | - | 0 | 0
3SU1000-5BF01-0AA0-Z | Y12 | 3SU1000-5BF01-0AA0-ZY12 | 1 | UN | 1 | 10 | C | D | EAR99 | N | 85389099 | 1 |  | 0.119 | KG | 69.92 | 69.92 | CP20 | CP20 | Key-operated switch CES, 22 mm, round, plastic, lock number SSG10, with 2 keys, 2 switch positions O-I, latching, actuating angle 90Â°, 10:30h/13:30h, key removal O, with laser labeling, lower case | - | 0 | 0
3SU1000-5BF01-0AA0-Z | Y15 | 3SU1000-5BF01-0AA0-ZY15 | 1 | UN | 1 | 10 | C | D | EAR99 | N | 85389099 | 1 |  | 0.119 | KG | 69.92 | 69.92 | CP20 | CP20 | Key-operated switch CES, 22 mm, round, plastic, lock number SSG10, with 2 keys, 2 switch positions O-I, latching, actuating angle 90Â°, 10:30h/13:30h, key removal O, with laser labeling, upper case and lower case, always upper case at the beginning of the word | - | 0 | 0
3SU1000-5BF01-0AA0-Z | Y19 | 3SU1000-5BF01-0AA0-ZY19 | 1 | UN | 1 | 10 | C | D | EAR99 | N | 85389099 | 1 |  | 0.119 | KG | 66.12 | 66.12 | CP20 | CP20 | Key-operated switch CES, 22 mm, round, plastic, lock number SSG10, with 2 keys, 2 switch positions O-I, latching, actuating angle 90Â°, 10:30h/13:30h, key removal O, with laser labeling, inscription or symbol Customer-specific selection with SIRIUS ACT configurator (CIN) | - | 0 | 0
3SU1000-5BF11-0AA0 |  | 3SU1000-5BF11-0AA0 | 1 | UN | 1 | 1 | A | D | N | N | 85389099 | 1 | 4011209950627 | 0.02 | KG | 65.17 | 55.96 | CP20 | CP20 | key-operated switch CES, 22 mm, round, plastic, lock number SSG10, with 2 keys, 2 switch positions O-I, latching, actuating angle 90Â°, 10:30h/13:30h, Key removal O+I | Lista Papel 2020 SI | 0 | 0
3SU1000-5BF11-0AA0-Z | X90 | 3SU1000-5BF11-0AA0-ZX90 | 1 | UN | 1 | 5 | B | D | N | N | 85389099 | 50 | 4047621021485 | 0.131 | KG | 65.17 | 65.17 | CP20 | CP20 | Key-operated switch CES, 22 mm, round, plastic, lock number SSG10, with 2 keys, 2 switch positions O-I, latching, actuating angle 90Â°, 10:30h/13:30h, Key removal O+I Z=50-unit packaging | - | 0 | 0
3SU1000-5BF11-0AA0-Z | Y01 | 3SU1000-5BF11-0AA0-ZY01 | 1 | UN | 1 | 25 | D | D | EAR99 | N | 85389099 | 1 |  | 0.119 | KG | 113.05 | 113.05 | CP20 | CP20 | Key-operated switch CES, 22 mm, round, plastic, special lock, with 2 keys, 2 switch positions O-I, latching, actuating angle 90Â°, 10:30h/13:30h, Key removal O+I | - | 0 | 0
3SU1000-5BF11-0AA0-Z | Y01Y19 | 3SU1000-5BF11-0AA0-ZY01Y19 | 1 | UN | 1 | 30 | D | D | N | N | 85389099 | 1 |  | 0.119 | KG | 114 | 114 | CP20 | CP20 | Key-operated switch CES, 22 mm, round, plastic, special lock, with 2 keys, 2 switch positions O-I, latching, actuating angle 90Â°, 10:30h/13:30h, key removal O+I, customer-specific selection with SIRIUS ACT configurator (CIN) |  | 0 | 0
3SU1000-5BF11-0AA0-Z | Y10 | 3SU1000-5BF11-0AA0-ZY10 | 1 | UN | 1 | 10 | C | D | EAR99 | N | 85389099 | 1 |  | 0.119 | KG | 69.92 | 69.92 | CP20 | CP20 | Key-operated switch CES, 22 mm, round, plastic, lock number SSG10, with 2 keys, 2 switch positions O-I, latching, actuating angle 90Â°, 10:30h/13:30h, key removal O+I, with laser labeling, upper case and lower case, always upper case at beginning of line | - | 0 | 0
3SU1000-5BF11-0AA0-Z | Y11 | 3SU1000-5BF11-0AA0-ZY11 | 1 | UN | 1 | 10 | C | D | EAR99 | N | 85389099 | 1 |  | 0.119 | KG | 69.92 | 69.92 | CP20 | CP20 | Key-operated switch CES, 22 mm, round, plastic, lock number SSG10, with 2 keys, 2 switch positions O-I, latching, actuating angle 90Â°, 10:30h/13:30h, key removal O+I, with laser labeling, upper case | - | 0 | 0
3SU1000-5BF11-0AA0-Z | Y12 | 3SU1000-5BF11-0AA0-ZY12 | 1 | UN | 1 | 10 | C | D | EAR99 | N | 85389099 | 1 |  | 0.119 | KG | 69.92 | 69.92 | CP20 | CP20 | Key-operated switch CES, 22 mm, round, plastic, lock number SSG10, with 2 keys, 2 switch positions O-I, latching, actuating angle 90Â°, 10:30h/13:30h, key removal O+I, with laser labeling, lower case | - | 0 | 0
3SU1000-5BF11-0AA0-Z | Y15 | 3SU1000-5BF11-0AA0-ZY15 | 1 | UN | 1 | 10 | C | D | EAR99 | N | 85389099 | 1 |  | 0.119 | KG | 69.92 | 69.92 | CP20 | CP20 | Key-operated switch CES, 22 mm, round, plastic, lock number SSG10, with 2 keys, 2 switch positions O-I, latching, actuating angle 90Â°, 10:30h/13:30h, key removal O+I, with laser labeling, upper case and lower case, always upper case at the beginning of the word | - | 0 | 0
3SU1000-5BF11-0AA0-Z | Y19 | 3SU1000-5BF11-0AA0-ZY19 | 1 | UN | 1 | 10 | C | D | EAR99 | N | 85389099 | 1 |  | 0.119 | KG | 66.12 | 66.12 | CP20 | CP20 | Key-operated switch CES, 22 mm, round, plastic, lock number SSG10, with 2 keys, 2 switch positions O-I, latching, actuating angle 90Â°, 10:30h/13:30h, key removal O+I, with laser labeling, inscription or symbol Customer-specific selection with SIRIUS ACT configurator (CIN) | - | 0 | 0
3SU1000-5BF21-0AA0 |  | 3SU1000-5BF21-0AA0 | 1 | UN | 1 | 1 | A | D | N | N | 85389099 | 1 | 4011209950634 | 0.02 | KG | 65.17 | 55.96 | CP20 | CP20 | key-operated switch CES, 22 mm, round, plastic, lock number SSG10, with 2 keys, 2 switch positions O-I, latching, actuating angle 90Â°, 10:30h/13:30h, Key removal I | Lista Papel 2020 SI | 0 | 0
3SU1000-5BF21-0AA0-Z | X90 | 3SU1000-5BF21-0AA0-ZX90 | 1 | UN | 1 | 5 | B | D | N | N | 85389099 | 50 | 4047621021492 | 0.139 | KG | 65.17 | 65.17 | CP20 | CP20 | Key-operated switch CES, 22 mm, round, plastic, lock number SSG10, with 2 keys, 2 switch positions O-I, latching, actuating angle 90Â°, 10:30h/13:30h, Key removal I Z=50-unit packaging | - | 0 | 0
3SU1000-5BF21-0AA0-Z | Y01 | 3SU1000-5BF21-0AA0-ZY01 | 1 | UN | 1 | 25 | D | D | EAR99 | N | 85389099 | 1 |  | 0.119 | KG | 113.05 | 113.05 | CP20 | CP20 | Key-operated switch CES, 22 mm, round, plastic, special lock, with 2 keys, 2 switch positions O-I, latching, actuating angle 90Â°, 10:30h/13:30h, Key removal I | - | 0 | 0
3SU1000-5BF21-0AA0-Z | Y01Y19 | 3SU1000-5BF21-0AA0-ZY01Y19 | 1 | UN | 1 | 30 | D | D | N | N | 85389099 | 1 |  | 0.119 | KG | 114 | 114 | CP20 | CP20 | Key-operated switch CES, 22 mm, round, plastic, special lock, with 2 keys, 2 switch positions O-I, latching, actuating angle 90Â°, 10:30h/13:30h, key removal I, customer-specific selection with SIRIUS ACT configurator (CIN) |  | 0 | 0
3SU1000-5BF21-0AA0-Z | Y10 | 3SU1000-5BF21-0AA0-ZY10 | 1 | UN | 1 | 10 | C | D | EAR99 | N | 85389099 | 1 |  | 0.119 | KG | 69.92 | 69.92 | CP20 | CP20 | Key-operated switch CES, 22 mm, round, plastic, lock number SSG10, with 2 keys, 2 switch positions O-I, latching, actuating angle 90Â°, 10:30h/13:30h, key removal I, with laser labeling, upper case and lower case, always upper case at beginning of line | - | 0 | 0
3SU1000-5BF21-0AA0-Z | Y11 | 3SU1000-5BF21-0AA0-ZY11 | 1 | UN | 1 | 10 | C | D | EAR99 | N | 85389099 | 1 |  | 0.119 | KG | 69.92 | 69.92 | CP20 | CP20 | Key-operated switch CES, 22 mm, round, plastic, lock number SSG10, with 2 keys, 2 switch positions O-I, latching, actuating angle 90Â°, 10:30h/13:30h, key removal I, with laser labeling, upper case | - | 0 | 0
3SU1000-5BF21-0AA0-Z | Y12 | 3SU1000-5BF21-0AA0-ZY12 | 1 | UN | 1 | 10 | C | D | EAR99 | N | 85389099 | 1 |  | 0.119 | KG | 69.92 | 69.92 | CP20 | CP20 | Key-operated switch CES, 22 mm, round, plastic, lock number SSG10, with 2 keys, 2 switch positions O-I, latching, actuating angle 90Â°, 10:30h/13:30h, key removal I, with laser labeling, lower case | - | 0 | 0
3SU1000-5BF21-0AA0-Z | Y15 | 3SU1000-5BF21-0AA0-ZY15 | 1 | UN | 1 | 10 | C | D | EAR99 | N | 85389099 | 1 |  | 0.119 | KG | 69.92 | 69.92 | CP20 | CP20 | Key-operated switch CES, 22 mm, round, plastic, lock number SSG10, with 2 keys, 2 switch positions O-I, latching, actuating angle 90Â°, 10:30h/13:30h, key removal I, with laser labeling, upper case and lower case, always upper case at the beginning of the word | - | 0 | 0
3SU1000-5BF21-0AA0-Z | Y19 | 3SU1000-5BF21-0AA0-ZY19 | 1 | UN | 1 | 10 | C | D | EAR99 | N | 85389099 | 1 |  | 0.119 | KG | 66.12 | 66.12 | CP20 | CP20 | Key-operated switch CES, 22 mm, round, plastic, lock number SSG10, with 2 keys, 2 switch positions O-I, latching, actuating angle 90Â°, 10:30h/13:30h, key removal I, with laser labeling, inscription or symbol Customer-specific selection with SIRIUS ACT configurator (CIN) | - | 0 | 0
3SU1000-5BL01-0AA0 |  | 3SU1000-5BL01-0AA0 | 1 | UN | 1 | 1 | A | D | N | N | 85389099 | 1 | 4011209950641 | 0.02 | KG | 65.17 | 55.96 | CP20 | CP20 | key-operated switch CES, 22 mm, round, plastic, lock number SSG10, with 2 keys, 3 switch positions I-O-II, latching, actuating angle 2x45Â°, 10:30h/12h/13:30h, Key removal O | Lista Papel 2020 SI | 0 | 0
3SU1000-5BL01-0AA0-Z | X90 | 3SU1000-5BL01-0AA0-ZX90 | 1 | UN | 1 | 5 | B | D | N | N | 85389099 | 50 | 4047621021508 | 0.119 | KG | 65.17 | 65.17 | CP20 | CP20 | Key-operated switch CES, 22 mm, round, plastic, lock number SSG10, with 2 keys, 3 switch positions I-O-II, latching, actuating angle 2x45Â°, 10:30h/12h/13:30h, Key removal O Z=50-unit packaging | - | 0 | 0
3SU1000-5BL01-0AA0-Z | Y01 | 3SU1000-5BL01-0AA0-ZY01 | 1 | UN | 1 | 25 | D | D | EAR99 | N | 85389099 | 1 |  | 0.119 | KG | 113.05 | 113.05 | CP20 | CP20 | Key-operated switch CES, 22 mm, round, plastic, special lock, with 2 keys, 3 switch positions I-O-II, latching, actuating angle 2x45Â°, 10:30h/12h/13:30h, Key removal O | - | 0 | 0
3SU1000-5BL01-0AA0-Z | Y01Y19 | 3SU1000-5BL01-0AA0-ZY01Y19 | 1 | UN | 1 | 30 | D | D | N | N | 85389099 | 1 |  | 0.119 | KG | 114 | 114 | CP20 | CP20 | Key-operated switch CES, 22 mm, round, plastic, special lock, with 2 keys, 3 switch positions I-O-II, latching, actuating angle 2x45Â°, 10:30h/12h/13:30h, key removal O, customer-specific selection with SIRIUS ACT configurator (CIN) |  | 0 | 0
3SU1000-5BL01-0AA0-Z | Y10 | 3SU1000-5BL01-0AA0-ZY10 | 1 | UN | 1 | 10 | C | D | EAR99 | N | 85389099 | 1 |  | 0.119 | KG | 69.92 | 69.92 | CP20 | CP20 | Key-operated switch CES, 22 mm, round, plastic, lock number SSG10, with 2 keys, 3 switch positions I-O-II, latching, actuating angle 2x45Â°, 10:30h/12h/13:30h, key removal O, with laser labeling, upper case and lower case, always upper case at beginning of line | - | 0 | 0
3SU1000-5BL01-0AA0-Z | Y11 | 3SU1000-5BL01-0AA0-ZY11 | 1 | UN | 1 | 10 | C | D | EAR99 | N | 85389099 | 1 |  | 0.119 | KG | 69.92 | 69.92 | CP20 | CP20 | Key-operated switch CES, 22 mm, round, plastic, lock number SSG10, with 2 keys, 3 switch positions I-O-II, latching, actuating angle 2x45Â°, 10:30h/12h/13:30h, key removal O, with laser labeling, upper case | - | 0 | 0
3SU1000-5BL01-0AA0-Z | Y12 | 3SU1000-5BL01-0AA0-ZY12 | 1 | UN | 1 | 10 | C | D | EAR99 | N | 85389099 | 1 |  | 0.119 | KG | 69.92 | 69.92 | CP20 | CP20 | Key-operated switch CES, 22 mm, round, plastic, lock number SSG10, with 2 keys, 3 switch positions I-O-II, latching, actuating angle 2x45Â°, 10:30h/12h/13:30h, key removal O, with laser labeling, lower case | - | 0 | 0
3SU1000-5BL01-0AA0-Z | Y15 | 3SU1000-5BL01-0AA0-ZY15 | 1 | UN | 1 | 10 | C | D | EAR99 | N | 85389099 | 1 |  | 0.119 | KG | 69.92 | 69.92 | CP20 | CP20 | Key-operated switch CES, 22 mm, round, plastic, lock number SSG10, with 2 keys, 3 switch positions I-O-II, latching, actuating angle 2x45Â°, 10:30h/12h/13:30h, key removal O, with laser labeling, upper case and lower case, always upper case at the beginning of the word | - | 0 | 0
3SU1000-5BL01-0AA0-Z | Y19 | 3SU1000-5BL01-0AA0-ZY19 | 1 | UN | 1 | 10 | C | D | EAR99 | N | 85389099 | 1 |  | 0.119 | KG | 66.12 | 66.12 | CP20 | CP20 | Key-operated switch CES, 22 mm, round, plastic, lock number SSG10, with 2 keys, 3 switch positions I-O-II, latching, actuating angle 2x45Â°, 10:30h/12h/13:30h, key removal O, with laser labeling, inscription or symbol Customer-specific selection with SIRIUS ACT configurator (CIN) | - | 0 | 0
3SU1000-5BL11-0AA0 |  | 3SU1000-5BL11-0AA0 | 1 | UN | 1 | 1 | A | D | N | N | 85389099 | 1 | 4011209950658 | 0.02 | KG | 65.17 | 55.96 | CP20 | CP20 | key-operated switch CES, 22 mm, round, plastic, lock number SSG10, with 2 keys, 3 switch positions I-O-II, latching, actuating angle 2x45Â°, 10:30h/12h/13:30h, Key removal I+O+II | Lista Papel 2020 SI | 0 | 0
3SU1000-5BL11-0AA0-Z | X90 | 3SU1000-5BL11-0AA0-ZX90 | 1 | UN | 1 | 5 | B | D | EAR99 | N | 85389099 | 50 |  | 0.119 | KG | 65.17 | 65.17 | CP20 | CP20 | Key-operated switch CES, 22 mm, round, plastic, lock number SSG10, with 2 keys, 3 switch positions I-O-II, latching, actuating angle 2x45Â°, 10:30h/12h/13:30h, Key removal I+O+II Z=50-unit packaging | - | 0 | 0
3SU1000-5BL11-0AA0-Z | Y01 | 3SU1000-5BL11-0AA0-ZY01 | 1 | UN | 1 | 25 | D | D | EAR99 | N | 85389099 | 1 |  | 0.119 | KG | 113.05 | 113.05 | CP20 | CP20 | Key-operated switch CES, 22 mm, round, plastic, special lock, with 2 keys, 3 switch positions I-O-II, latching, actuating angle 2x45Â°, 10:30h/12h/13:30h, Key removal I+O+II | - | 0 | 0
3SU1000-5BL11-0AA0-Z | Y01Y19 | 3SU1000-5BL11-0AA0-ZY01Y19 | 1 | UN | 1 | 30 | D | D | N | N | 85389099 | 1 |  | 0.119 | KG | 114 | 114 | CP20 | CP20 | Key-operated switch CES, 22 mm, round, plastic, special lock, with 2 keys, 3 switch positions I-O-II, latching, actuating angle 2x45Â°, 10:30h/12h/13:30h, key removal I+O+II, customer-specific selection with SIRIUS ACT configurator (CIN) |  | 0 | 0
3SU1000-5BL11-0AA0-Z | Y10 | 3SU1000-5BL11-0AA0-ZY10 | 1 | UN | 1 | 10 | C | D | EAR99 | N | 85389099 | 1 |  | 0.119 | KG | 69.92 | 69.92 | CP20 | CP20 | Key-operated switch CES, 22 mm, round, plastic, lock number SSG10, with 2 keys, 3 switch positions I-O-II, latching, actuating angle 2x45Â°, 10:30h/12h/13:30h, Key removal I+O+II, with laser labeling, upper case and lower case, always upper case at beginning of line | - | 0 | 0
3SU1000-5BL11-0AA0-Z | Y11 | 3SU1000-5BL11-0AA0-ZY11 | 1 | UN | 1 | 10 | C | D | EAR99 | N | 85389099 | 1 |  | 0.119 | KG | 69.92 | 69.92 | CP20 | CP20 | Key-operated switch CES, 22 mm, round, plastic, lock number SSG10, with 2 keys, 3 switch positions I-O-II, latching, actuating angle 2x45Â°, 10:30h/12h/13:30h, Key removal I+O+II, with laser labeling, upper case | - | 0 | 0
3SU1000-5BL11-0AA0-Z | Y12 | 3SU1000-5BL11-0AA0-ZY12 | 1 | UN | 1 | 10 | C | D | EAR99 | N | 85389099 | 1 |  | 0.119 | KG | 69.92 | 69.92 | CP20 | CP20 | Key-operated switch CES, 22 mm, round, plastic, lock number SSG10, with 2 keys, 3 switch positions I-O-II, latching, actuating angle 2x45Â°, 10:30h/12h/13:30h, Key removal I+O+II, with laser labeling, lower case | - | 0 | 0
3SU1000-5BL11-0AA0-Z | Y15 | 3SU1000-5BL11-0AA0-ZY15 | 1 | UN | 1 | 10 | C | D | EAR99 | N | 85389099 | 1 |  | 0.119 | KG | 69.92 | 69.92 | CP20 | CP20 | Key-operated switch CES, 22 mm, round, plastic, lock number SSG10, with 2 keys, 3 switch positions I-O-II, latching, actuating angle 2x45Â°, 10:30h/12h/13:30h, Key removal I+O+II, with laser labeling, upper case and lower case, always upper case at the beginning of the word | - | 0 | 0
3SU1000-5BL11-0AA0-Z | Y19 | 3SU1000-5BL11-0AA0-ZY19 | 1 | UN | 1 | 10 | C | D | EAR99 | N | 85389099 | 1 |  | 0.119 | KG | 66.12 | 66.12 | CP20 | CP20 | Key-operated switch CES, 22 mm, round, plastic, lock number SSG10, with 2 keys, 3 switch positions I-O-II, latching, actuating angle 2x45Â°, 10:30h/12h/13:30h, Key removal I+O+II, with laser labeling, inscription or symbol Customer-specific selection with SIRIUS ACT configurator (CIN) | - | 0 | 0
3SU1000-5BL21-0AA0 |  | 3SU1000-5BL21-0AA0 | 1 | UN | 1 | 3 | B | D | N | N | 85389099 | 1 | 4011209950665 | 0.02 | KG | 65.17 | 55.96 | CP20 | CP20 | key-operated switch CES, 22 mm, round, plastic, lock number SSG10, with 2 keys, 3 switch positions I-O-II, latching, actuating angle 2x45Â°, 10:30h/12h/13:30h, Key removal I | Lista Papel 2020 SI | 0 | 0
3SU1000-5BL21-0AA0-Z | X90 | 3SU1000-5BL21-0AA0-ZX90 | 1 | UN | 1 | 5 | B | D | EAR99 | N | 85389099 | 50 |  | 0.119 | KG | 65.17 | 65.17 | CP20 | CP20 | Key-operated switch CES, 22 mm, round, plastic, lock number SSG10, with 2 keys, 3 switch positions I-O-II, latching, actuating angle 2x45Â°, 10:30h/12h/13:30h, Key removal I Z=50-unit packaging | - | 0 | 0
3SU1000-5BL21-0AA0-Z | Y01 | 3SU1000-5BL21-0AA0-ZY01 | 1 | UN | 1 | 25 | D | D | EAR99 | N | 85389099 | 1 |  | 0.119 | KG | 113.05 | 113.05 | CP20 | CP20 | Key-operated switch CES, 22 mm, round, plastic, special lock, with 2 keys, 3 switch positions I-O-II, latching, actuating angle 2x45Â°, 10:30h/12h/13:30h, Key removal I | - | 0 | 0
3SU1000-5BL21-0AA0-Z | Y01Y19 | 3SU1000-5BL21-0AA0-ZY01Y19 | 1 | UN | 1 | 30 | D | D | N | N | 85389099 | 1 |  | 0.119 | KG | 114 | 114 | CP20 | CP20 | Key-operated switch CES, 22 mm, round, plastic, special lock, with 2 keys, 3 switch positions I-O-II, latching, actuating angle 2x45Â°, 10:30h/12h/13:30h, key removal I, customer-specific selection with SIRIUS ACT configurator (CIN) |  | 0 | 0
3SU1000-5BL21-0AA0-Z | Y10 | 3SU1000-5BL21-0AA0-ZY10 | 1 | UN | 1 | 10 | C | D | EAR99 | N | 85389099 | 1 |  | 0.119 | KG | 69.92 | 69.92 | CP20 | CP20 | Key-operated switch CES, 22 mm, round, plastic, lock number SSG10, with 2 keys, 3 switch positions I-O-II, latching, actuating angle 2x45Â°, 10:30h/12h/13:30h, key removal I, with laser labeling, upper case and lower case, always upper case at beginning of line | - | 0 | 0
3SU1000-5BL21-0AA0-Z | Y11 | 3SU1000-5BL21-0AA0-ZY11 | 1 | UN | 1 | 10 | C | D | EAR99 | N | 85389099 | 1 |  | 0.119 | KG | 69.92 | 69.92 | CP20 | CP20 | Key-operated switch CES, 22 mm, round, plastic, lock number SSG10, with 2 keys, 3 switch positions I-O-II, latching, actuating angle 2x45Â°, 10:30h/12h/13:30h, key removal I, with laser labeling, upper case | - | 0 | 0
3SU1000-5BL21-0AA0-Z | Y12 | 3SU1000-5BL21-0AA0-ZY12 | 1 | UN | 1 | 10 | C | D | EAR99 | N | 85389099 | 1 |  | 0.119 | KG | 69.92 | 69.92 | CP20 | CP20 | Key-operated switch CES, 22 mm, round, plastic, lock number SSG10, with 2 keys, 3 switch positions I-O-II, latching, actuating angle 2x45Â°, 10:30h/12h/13:30h, key removal I, with laser labeling, lower case | - | 0 | 0
3SU1000-5BL21-0AA0-Z | Y15 | 3SU1000-5BL21-0AA0-ZY15 | 1 | UN | 1 | 10 | C | D | EAR99 | N | 85389099 | 1 |  | 0.119 | KG | 69.92 | 69.92 | CP20 | CP20 | Key-operated switch CES, 22 mm, round, plastic, lock number SSG10, with 2 keys, 3 switch positions I-O-II, latching, actuating angle 2x45Â°, 10:30h/12h/13:30h, key removal I, with laser labeling, upper case and lower case, always upper case at the beginning of the word | - | 0 | 0
3SU1000-5BL21-0AA0-Z | Y19 | 3SU1000-5BL21-0AA0-ZY19 | 1 | UN | 1 | 10 | C | D | EAR99 | N | 85389099 | 1 |  | 0.119 | KG | 66.12 | 66.12 | CP20 | CP20 | Key-operated switch CES, 22 mm, round, plastic, lock number SSG10, with 2 keys, 3 switch positions I-O-II, latching, actuating angle 2x45Â°, 10:30h/12h/13:30h, key removal I, with laser labeling, inscription or symbol Customer-specific selection with SIRIUS ACT configurator (CIN) | - | 0 | 0
3SU1000-5BL31-0AA0 |  | 3SU1000-5BL31-0AA0 | 1 | UN | 1 | 1 | A | D | N | N | 85389099 | 1 | 4011209950672 | 0.02 | KG | 65.17 | 55.96 | CP20 | CP20 | key-operated switch CES, 22 mm, round, plastic, lock number SSG10, with 2 keys, 3 switch positions I-O-II, latching, actuating angle 2x45Â°, 10:30h/12h/13:30h, key removal II | Lista Papel 2020 SI | 0 | 0
3SU1000-5BL31-0AA0-Z | X90 | 3SU1000-5BL31-0AA0-ZX90 | 1 | UN | 1 | 5 | B | D | EAR99 | N | 85389099 | 50 |  | 0.119 | KG | 65.17 | 65.17 | CP20 | CP20 | Key-operated switch CES, 22 mm, round, plastic, lock number SSG10, with 2 keys, 3 switch positions I-O-II, latching, actuating angle 2x45Â°, 10:30h/12h/13:30h, key removal II Z=50-unit packaging | - | 0 | 0
3SU1000-5BL31-0AA0-Z | Y01 | 3SU1000-5BL31-0AA0-ZY01 | 1 | UN | 1 | 25 | D | D | EAR99 | N | 85389099 | 1 |  | 0.119 | KG | 113.05 | 113.05 | CP20 | CP20 | Key-operated switch CES, 22 mm, round, plastic, special lock, with 2 keys, 3 switch positions I-O-II, latching, actuating angle 2x45Â°, 10:30h/12h/13:30h, key removal II | - | 0 | 0
3SU1000-5BL31-0AA0-Z | Y01Y19 | 3SU1000-5BL31-0AA0-ZY01Y19 | 1 | UN | 1 | 30 | D | D | N | N | 85389099 | 1 |  | 0.119 | KG | 114 | 114 | CP20 | CP20 | Key-operated switch CES, 22 mm, round, plastic, special lock, with 2 keys, 3 switch positions I-O-II, latching, actuating angle 2x45Â°, 10:30h/12h/13:30h, key removal II, customer-specific selection with SIRIUS ACT configurator (CIN) |  | 0 | 0
3SU1000-5BL31-0AA0-Z | Y10 | 3SU1000-5BL31-0AA0-ZY10 | 1 | UN | 1 | 10 | C | D | EAR99 | N | 85389099 | 1 |  | 0.119 | KG | 69.92 | 69.92 | CP20 | CP20 | Key-operated switch CES, 22 mm, round, plastic, lock number SSG10, with 2 keys, 3 switch positions I-O-II, latching, actuating angle 2x45Â°, 10:30h/12h/13:30h, Key removal II, with laser labeling, upper case and lower case, always upper case at beginning of line | - | 0 | 0
3SU1000-5BL31-0AA0-Z | Y11 | 3SU1000-5BL31-0AA0-ZY11 | 1 | UN | 1 | 10 | C | D | EAR99 | N | 85389099 | 1 |  | 0.119 | KG | 69.92 | 69.92 | CP20 | CP20 | Key-operated switch CES, 22 mm, round, plastic, lock number SSG10, with 2 keys, 3 switch positions I-O-II, latching, actuating angle 2x45Â°, 10:30h/12h/13:30h, Key removal II, with laser labeling, upper case | - | 0 | 0
3SU1000-5BL31-0AA0-Z | Y12 | 3SU1000-5BL31-0AA0-ZY12 | 1 | UN | 1 | 10 | C | D | EAR99 | N | 85389099 | 1 |  | 0.119 | KG | 69.92 | 69.92 | CP20 | CP20 | Key-operated switch CES, 22 mm, round, plastic, lock number SSG10, with 2 keys, 3 switch positions I-O-II, latching, actuating angle 2x45Â°, 10:30h/12h/13:30h, Key removal II, with laser labeling, lower case | - | 0 | 0
3SU1000-5BL31-0AA0-Z | Y15 | 3SU1000-5BL31-0AA0-ZY15 | 1 | UN | 1 | 10 | C | D | EAR99 | N | 85389099 | 1 |  | 0.119 | KG | 69.92 | 69.92 | CP20 | CP20 | Key-operated switch CES, 22 mm, round, plastic, lock number SSG10, with 2 keys, 3 switch positions I-O-II, latching, actuating angle 2x45Â°, 10:30h/12h/13:30h, Key removal II, with laser labeling, upper case and lower case, always upper case at the beginning of the word | - | 0 | 0
3SU1000-5BL31-0AA0-Z | Y19 | 3SU1000-5BL31-0AA0-ZY19 | 1 | UN | 1 | 10 | C | D | EAR99 | N | 85389099 | 1 |  | 0.119 | KG | 66.12 | 66.12 | CP20 | CP20 | Key-operated switch CES, 22 mm, round, plastic, lock number SSG10, with 2 keys, 3 switch positions I-O-II, latching, actuating angle 2x45Â°, 10:30h/12h/13:30h, Key removal II, with laser labeling, inscription or symbol Customer-specific selection with SIRIUS ACT configurator (CIN) | - | 0 | 0
3SU1000-5BL41-0AA0 |  | 3SU1000-5BL41-0AA0 | 1 | UN | 1 | 3 | B | D | N | N | 85389099 | 1 | 4011209950689 | 0.02 | KG | 65.17 | 55.96 | CP20 | CP20 | key-operated switch CES, 22 mm, round, plastic, lock number SSG10, with 2 keys, 3 switch positions I-O-II, latching, actuating angle 2x45Â°, 10:30h/12h/13:30h, Key removal I+II | Lista Papel 2020 SI | 0 | 0
3SU1000-5BL41-0AA0-Z | X90 | 3SU1000-5BL41-0AA0-ZX90 | 1 | UN | 1 | 5 | B | D | EAR99 | N | 85389099 | 50 |  | 0.119 | KG | 65.17 | 65.17 | CP20 | CP20 | Key-operated switch CES, 22 mm, round, plastic, lock number SSG10, with 2 keys, 3 switch positions I-O-II, latching, actuating angle 2x45Â°, 10:30h/12h/13:30h, Key removal I+II Z=50-unit packaging | - | 0 | 0
3SU1000-5BL41-0AA0-Z | Y01 | 3SU1000-5BL41-0AA0-ZY01 | 1 | UN | 1 | 25 | D | D | EAR99 | N | 85389099 | 1 |  | 0.119 | KG | 113.05 | 113.05 | CP20 | CP20 | Key-operated switch CES, 22 mm, round, plastic, special lock, with 2 keys, 3 switch positions I-O-II, latching, actuating angle 2x45Â°, 10:30h/12h/13:30h, Key removal I+II | - | 0 | 0
3SU1000-5BL41-0AA0-Z | Y01Y19 | 3SU1000-5BL41-0AA0-ZY01Y19 | 1 | UN | 1 | 30 | D | D | N | N | 85389099 | 1 |  | 0.119 | KG | 114 | 114 | CP20 | CP20 | Key-operated switch CES, 22 mm, round, plastic, special lock, with 2 keys, 3 switch positions I-O-II, latching, actuating angle 2x45Â°, 10:30h/12h/13:30h, key removal I+II, customer-specific selection with SIRIUS ACT configurator (CIN) |  | 0 | 0
3SU1000-5BL41-0AA0-Z | Y10 | 3SU1000-5BL41-0AA0-ZY10 | 1 | UN | 1 | 10 | C | D | EAR99 | N | 85389099 | 1 |  | 0.119 | KG | 69.92 | 69.92 | CP20 | CP20 | Key-operated switch CES, 22 mm, round, plastic, lock number SSG10, with 2 keys, 3 switch positions I-O-II, latching, actuating angle 2x45Â°, 10:30h/12h/13:30h, Key removal I+II, with laser labeling, upper case and lower case, always upper case at beginning of line | - | 0 | 0
3SU1000-5BL41-0AA0-Z | Y11 | 3SU1000-5BL41-0AA0-ZY11 | 1 | UN | 1 | 10 | C | D | EAR99 | N | 85389099 | 1 |  | 0.119 | KG | 69.92 | 69.92 | CP20 | CP20 | Key-operated switch CES, 22 mm, round, plastic, lock number SSG10, with 2 keys, 3 switch positions I-O-II, latching, actuating angle 2x45Â°, 10:30h/12h/13:30h, Key removal I+II, with laser labeling, upper case | - | 0 | 0
3SU1000-5BL41-0AA0-Z | Y12 | 3SU1000-5BL41-0AA0-ZY12 | 1 | UN | 1 | 10 | C | D | EAR99 | N | 85389099 | 1 |  | 0.119 | KG | 69.92 | 69.92 | CP20 | CP20 | Key-operated switch CES, 22 mm, round, plastic, lock number SSG10, with 2 keys, 3 switch positions I-O-II, latching, actuating angle 2x45Â°, 10:30h/12h/13:30h, Key removal I+II, with laser labeling, lower case | - | 0 | 0
3SU1000-5BL41-0AA0-Z | Y15 | 3SU1000-5BL41-0AA0-ZY15 | 1 | UN | 1 | 10 | C | D | EAR99 | N | 85389099 | 1 |  | 0.119 | KG | 69.92 | 69.92 | CP20 | CP20 | Key-operated switch CES, 22 mm, round, plastic, lock number SSG10, with 2 keys, 3 switch positions I-O-II, latching, actuating angle 2x45Â°, 10:30h/12h/13:30h, Key removal I+II, with laser labeling, upper case and lower case, always upper case at the beginning of the word | - | 0 | 0
3SU1000-5BL41-0AA0-Z | Y19 | 3SU1000-5BL41-0AA0-ZY19 | 1 | UN | 1 | 10 | C | D | EAR99 | N | 85389099 | 1 |  | 0.119 | KG | 66.12 | 66.12 | CP20 | CP20 | Key-operated switch CES, 22 mm, round, plastic, lock number SSG10, with 2 keys, 3 switch positions I-O-II, latching, actuating angle 2x45Â°, 10:30h/12h/13:30h, Key removal I+II, with laser labeling, inscription or symbol Customer-specific selection with SIRIUS ACT configurator (CIN) | - | 0 | 0
3SU1000-5BL51-0AA0 |  | 3SU1000-5BL51-0AA0 | 1 | UN | 1 | 3 | B | D | N | N | 85389099 | 1 | 4011209950696 | 0.02 | KG | 65.17 | 65.17 | CP20 | CP20 | key-operated switch CES, 22 mm, round, plastic, lock number SSG10, with 2 keys, 3 switch positions I-O-II, latching, actuating angle 2x45Â°, 10:30h/12h/13:30h, Key removal O+I | - | 0 | 0
3SU1000-5BL51-0AA0-Z | X90 | 3SU1000-5BL51-0AA0-ZX90 | 1 | UN | 1 | 5 | B | D | EAR99 | N | 85389099 | 50 |  | 0.119 | KG | 65.17 | 65.17 | CP20 | CP20 | Key-operated switch CES, 22 mm, round, plastic, lock number SSG10, with 2 keys, 3 switch positions I-O-II, latching, actuating angle 2x45Â°, 10:30h/12h/13:30h, Key removal O+I Z=50-unit packaging | - | 0 | 0
3SU1000-5BL51-0AA0-Z | Y01 | 3SU1000-5BL51-0AA0-ZY01 | 1 | UN | 1 | 25 | D | D | EAR99 | N | 85389099 | 1 |  | 0.119 | KG | 113.05 | 113.05 | CP20 | CP20 | Key-operated switch CES, 22 mm, round, plastic, special lock, with 2 keys, 3 switch positions I-O-II, latching, actuating angle 2x45Â°, 10:30h/12h/13:30h, Key removal O+I | - | 0 | 0
3SU1000-5BL51-0AA0-Z | Y01Y19 | 3SU1000-5BL51-0AA0-ZY01Y19 | 1 | UN | 1 | 30 | D | D | N | N | 85389099 | 1 |  | 0.119 | KG | 114 | 114 | CP20 | CP20 | Key-operated switch CES, 22 mm, round, plastic, special lock, with 2 keys, 3 switch positions I-O-II, latching, actuating angle 2x45Â°, 10:30h/12h/13:30h, key removal O+I, customer-specific selection with SIRIUS ACT configurator (CIN) |  | 0 | 0
3SU1000-5BL51-0AA0-Z | Y10 | 3SU1000-5BL51-0AA0-ZY10 | 1 | UN | 1 | 10 | C | D | EAR99 | N | 85389099 | 1 |  | 0.119 | KG | 69.92 | 69.92 | CP20 | CP20 | Key-operated switch CES, 22 mm, round, plastic, lock number SSG10, with 2 keys, 3 switch positions I-O-II, latching, actuating angle 2x45Â°, 10:30h/12h/13:30h, key removal O+I, with laser labeling, upper case and lower case, always upper case at beginning of line | - | 0 | 0
3SU1000-5BL51-0AA0-Z | Y11 | 3SU1000-5BL51-0AA0-ZY11 | 1 | UN | 1 | 10 | C | D | EAR99 | N | 85389099 | 1 |  | 0.119 | KG | 69.92 | 69.92 | CP20 | CP20 | Key-operated switch CES, 22 mm, round, plastic, lock number SSG10, with 2 keys, 3 switch positions I-O-II, latching, actuating angle 2x45Â°, 10:30h/12h/13:30h, key removal O+I, with laser labeling, upper case | - | 0 | 0
3SU1000-5BL51-0AA0-Z | Y12 | 3SU1000-5BL51-0AA0-ZY12 | 1 | UN | 1 | 10 | C | D | EAR99 | N | 85389099 | 1 |  | 0.119 | KG | 69.92 | 69.92 | CP20 | CP20 | Key-operated switch CES, 22 mm, round, plastic, lock number SSG10, with 2 keys, 3 switch positions I-O-II, latching, actuating angle 2x45Â°, 10:30h/12h/13:30h, key removal O+I, with laser labeling, lower case | - | 0 | 0
3SU1000-5BL51-0AA0-Z | Y15 | 3SU1000-5BL51-0AA0-ZY15 | 1 | UN | 1 | 10 | C | D | EAR99 | N | 85389099 | 1 |  | 0.119 | KG | 69.92 | 69.92 | CP20 | CP20 | Key-operated switch CES, 22 mm, round, plastic, lock number SSG10, with 2 keys, 3 switch positions I-O-II, latching, actuating angle 2x45Â°, 10:30h/12h/13:30h, key removal O+I, with laser labeling, upper case and lower case, always upper case at the beginning of the word | - | 0 | 0
3SU1000-5BL51-0AA0-Z | Y19 | 3SU1000-5BL51-0AA0-ZY19 | 1 | UN | 1 | 10 | C | D | EAR99 | N | 85389099 | 1 |  | 0.119 | KG | 66.12 | 66.12 | CP20 | CP20 | Key-operated switch CES, 22 mm, round, plastic, lock number SSG10, with 2 keys, 3 switch positions I-O-II, latching, actuating angle 2x45Â°, 10:30h/12h/13:30h, key removal O+I, with laser labeling, inscription or symbol Customer-specific selection with SIRIUS ACT configurator (CIN) | - | 0 | 0
3SU1000-5BM01-0AA0 |  | 3SU1000-5BM01-0AA0 | 1 | UN | 1 | 1 | A | D | N | N | 85389099 | 1 | 4011209950702 | 0.02 | KG | 65.17 | 65.17 | CP20 | CP20 | key-operated switch CES, 22 mm, round, plastic, lock number SSG10, with 2 keys, 3 switch positions I>O<II, momentary contact type, actuating angle 2x45Â°, 10:30h/12h/13:30h, Key removal O | - | 0 | 0
3SU1000-5BM01-0AA0-Z | X90 | 3SU1000-5BM01-0AA0-ZX90 | 1 | UN | 1 | 5 | B | D | EAR99 | N | 85389099 | 50 |  | 0.119 | KG | 65.17 | 65.17 | CP20 | CP20 | Key-operated switch CES, 22 mm, round, plastic, lock number SSG10, with 2 keys, 3 switch positions I>O<II, momentary contact type, actuating angle 2x45Â°, 10:30h/12h/13:30h, Key removal O Z=50-unit packaging | - | 0 | 0
3SU1000-5BM01-0AA0-Z | Y01 | 3SU1000-5BM01-0AA0-ZY01 | 1 | UN | 1 | 25 | D | D | EAR99 | N | 85389099 | 1 |  | 0.119 | KG | 113.05 | 113.05 | CP20 | CP20 | Key-operated switch CES, 22 mm, round, plastic, special lock, with 2 keys, 3 switch positions I>O<II, momentary contact type, actuating angle 2x45Â°, 10:30h/12h/13:30h, Key removal O | - | 0 | 0
3SU1000-5BM01-0AA0-Z | Y01Y19 | 3SU1000-5BM01-0AA0-ZY01Y19 | 1 | UN | 1 | 30 | D | D | N | N | 85389099 | 1 |  | 0.119 | KG | 114 | 114 | CP20 | CP20 | Key-operated switch CES, 22 mm, round, plastic, special lock, with 2 keys, 3 switch positions I>O<II, momentary contact type, actuating angle 2x45Â°, 10:30h/12h/13:30h, key removal O, customer-specific selection with SIRIUS ACT configurator (CIN) |  | 0 | 0
3SU1000-5BM01-0AA0-Z | Y10 | 3SU1000-5BM01-0AA0-ZY10 | 1 | UN | 1 | 10 | C | D | EAR99 | N | 85389099 | 1 |  | 0.119 | KG | 69.92 | 69.92 | CP20 | CP20 | Key-operated switch CES, 22 mm, round, plastic, lock number SSG10, with 2 keys, 3 switch positions I>O<II, momentary contact type, actuating angle 2x45Â°, 10:30h/12h/13:30h, key removal O, with laser labeling, upper case and lower case, always upper case at beginning of line | - | 0 | 0
3SU1000-5BM01-0AA0-Z | Y11 | 3SU1000-5BM01-0AA0-ZY11 | 1 | UN | 1 | 10 | C | D | EAR99 | N | 85389099 | 1 |  | 0.119 | KG | 69.92 | 69.92 | CP20 | CP20 | Key-operated switch CES, 22 mm, round, plastic, lock number SSG10, with 2 keys, 3 switch positions I>O<II, momentary contact type, actuating angle 2x45Â°, 10:30h/12h/13:30h, key removal O, with laser labeling, upper case | - | 0 | 0
3SU1000-5BM01-0AA0-Z | Y12 | 3SU1000-5BM01-0AA0-ZY12 | 1 | UN | 1 | 10 | C | D | EAR99 | N | 85389099 | 1 |  | 0.119 | KG | 69.92 | 69.92 | CP20 | CP20 | Key-operated switch CES, 22 mm, round, plastic, lock number SSG10, with 2 keys, 3 switch positions I>O<II, momentary contact type, actuating angle 2x45Â°, 10:30h/12h/13:30h, key removal O, with laser labeling, lower case | - | 0 | 0
3SU1000-5BM01-0AA0-Z | Y15 | 3SU1000-5BM01-0AA0-ZY15 | 1 | UN | 1 | 10 | C | D | EAR99 | N | 85389099 | 1 |  | 0.119 | KG | 69.92 | 69.92 | CP20 | CP20 | Key-operated switch CES, 22 mm, round, plastic, lock number SSG10, with 2 keys, 3 switch positions I>O<II, momentary contact type, actuating angle 2x45Â°, 10:30h/12h/13:30h, key removal O, with laser labeling, upper case and lower case, always upper case at the beginning of the word | - | 0 | 0
3SU1000-5BM01-0AA0-Z | Y19 | 3SU1000-5BM01-0AA0-ZY19 | 1 | UN | 1 | 10 | C | D | EAR99 | N | 85389099 | 1 |  | 0.119 | KG | 66.12 | 66.12 | CP20 | CP20 | Key-operated switch CES, 22 mm, round, plastic, lock number SSG10, with 2 keys, 3 switch positions I>O<II, momentary contact type, actuating angle 2x45Â°, 10:30h/12h/13:30h, key removal O, with laser labeling, inscription or symbol Customer-specific selection with SIRIUS ACT configurator (CIN) | - | 0 | 0
3SU1000-5BN01-0AA0 |  | 3SU1000-5BN01-0AA0 | 1 | UN | 1 | 3 | B | D | N | N | 85389099 | 1 | 4011209950719 | 0.02 | KG | 63.94 | 63.94 | CP20 | CP20 | key-operated switch CES, 22 mm, round, plastic, lock number SSG10, with 2 keys, 3 switch positions I-O<II, left latching, right momentary contact type, actuating angle 2x45Â°, 10:30h/12h/13:30h, Key removal O | - | 0 | 0
3SU1000-5BN01-0AA0-Z | X90 | 3SU1000-5BN01-0AA0-ZX90 | 1 | UN | 1 | 5 | B | D | EAR99 | N | 85389099 | 50 |  | 0.119 | KG | 63.94 | 63.94 | CP20 | CP20 | Key-operated switch CES, 22 mm, round, plastic, lock number SSG10, with 2 keys, 3 switch positions I-O<II, left latching, right momentary contact type, actuating angle 2x45Â°, 10:30h/12h/13:30h, Key removal O Z=50-unit packaging | - | 0 | 0
3SU1000-5BN01-0AA0-Z | Y01 | 3SU1000-5BN01-0AA0-ZY01 | 1 | UN | 1 | 25 | D | D | EAR99 | N | 85389099 | 1 |  | 0.119 | KG | 111.15 | 111.15 | CP20 | CP20 | Key-operated switch CES, 22 mm, round, plastic, special lock, with 2 keys, 3 switch positions I-O<II, left latching, right momentary contact type, actuating angle 2x45Â°, 10:30h/12h/13:30h, Key removal O | - | 0 | 0
3SU1000-5BN01-0AA0-Z | Y01Y19 | 3SU1000-5BN01-0AA0-ZY01Y19 | 1 | UN | 1 | 30 | D | D | N | N | 85389099 | 1 |  | 0.119 | KG | 112.1 | 112.1 | CP20 | CP20 | Key-operated switch CES, 22 mm, round, plastic, special lock, with 2 keys, 3 switch positions I-O<II left latching, momentary contact type on the right, actuating angle 2x45Â°, 10:30h/12h/13:30h, key removal O, customer-specific selection with SIRIUS ACT configurator (CIN) |  | 0 | 0
3SU1000-5BN01-0AA0-Z | Y10 | 3SU1000-5BN01-0AA0-ZY10 | 1 | UN | 1 | 10 | C | D | EAR99 | N | 85389099 | 1 |  | 0.119 | KG | 68.69 | 68.69 | CP20 | CP20 | Key-operated switch CES, 22 mm, round, plastic, lock number SSG10, with 2 keys, 3 switch positions I-O<II, left latching, right momentary contact type, actuating angle 2x45Â°, 10:30h/12h/13:30h, key removal O, with laser labeling, upper case and lower case, always upper case at beginning of line | - | 0 | 0
3SU1000-5BN01-0AA0-Z | Y11 | 3SU1000-5BN01-0AA0-ZY11 | 1 | UN | 1 | 10 | C | D | EAR99 | N | 85389099 | 1 |  | 0.119 | KG | 68.69 | 68.69 | CP20 | CP20 | Key-operated switch CES, 22 mm, round, plastic, lock number SSG10, with 2 keys, 3 switch positions I-O<II, left latching, right momentary contact type, actuating angle 2x45Â°, 10:30h/12h/13:30h, key removal O, with laser labeling, upper case | - | 0 | 0
3SU1000-5BN01-0AA0-Z | Y12 | 3SU1000-5BN01-0AA0-ZY12 | 1 | UN | 1 | 10 | C | D | EAR99 | N | 85389099 | 1 |  | 0.119 | KG | 68.69 | 68.69 | CP20 | CP20 | Key-operated switch CES, 22 mm, round, plastic, lock number SSG10, with 2 keys, 3 switch positions I-O<II, left latching, right momentary contact type, actuating angle 2x45Â°, 10:30h/12h/13:30h, key removal O, with laser labeling, lower case | - | 0 | 0
3SU1000-5BN01-0AA0-Z | Y15 | 3SU1000-5BN01-0AA0-ZY15 | 1 | UN | 1 | 10 | C | D | EAR99 | N | 85389099 | 1 |  | 0.119 | KG | 68.69 | 68.69 | CP20 | CP20 | Key-operated switch CES, 22 mm, round, plastic, lock number SSG10, with 2 keys, 3 switch positions I-O<II, left latching, right momentary contact type, actuating angle 2x45Â°, 10:30h/12h/13:30h, key removal O, with laser labeling, upper case and lower case, always upper case at the beginning of the word | - | 0 | 0
3SU1000-5BN01-0AA0-Z | Y19 | 3SU1000-5BN01-0AA0-ZY19 | 1 | UN | 1 | 10 | C | D | EAR99 | N | 85389099 | 1 |  | 0.119 | KG | 64.89 | 64.89 | CP20 | CP20 | Key-operated switch CES, 22 mm, round, plastic, lock number SSG10, with 2 keys, 3 switch positions I-O<II, left latching, right momentary contact type, actuating angle 2x45Â°, 10:30h/12h/13:30h, key removal O, with laser labeling, inscription or symbol Customer-specific selection with SIRIUS ACT configurator (CIN) | - | 0 | 0
3SU1000-5BN21-0AA0 |  | 3SU1000-5BN21-0AA0 | 1 | UN | 1 | 3 | B | D | N | N | 85389099 | 1 | 4011209950726 | 0.02 | KG | 63.94 | 63.94 | CP20 | CP20 | key-operated switch CES, 22 mm, round, plastic, lock number SSG10, with 2 keys, 3 switch positions I-O<II, left latching, right momentary contact type, actuating angle 2x45Â°, 10:30h/12h/13:30h, Key removal I | - | 0 | 0
3SU1000-5BN21-0AA0-Z | X90 | 3SU1000-5BN21-0AA0-ZX90 | 1 | UN | 1 | 5 | B | D | EAR99 | N | 85389099 | 50 |  | 0.119 | KG | 63.94 | 63.94 | CP20 | CP20 | Key-operated switch CES, 22 mm, round, plastic, lock number SSG10, with 2 keys, 3 switch positions I-O<II, left latching, right momentary contact type, actuating angle 2x45Â°, 10:30h/12h/13:30h, Key removal I Z=50-unit packaging | - | 0 | 0
3SU1000-5BN21-0AA0-Z | Y01 | 3SU1000-5BN21-0AA0-ZY01 | 1 | UN | 1 | 25 | D | D | EAR99 | N | 85389099 | 1 |  | 0.119 | KG | 111.15 | 111.15 | CP20 | CP20 | Key-operated switch CES, 22 mm, round, plastic, special lock, with 2 keys, 3 switch positions I-O<II, left latching, right momentary contact type, actuating angle 2x45Â°, 10:30h/12h/13:30h, Key removal I | - | 0 | 0
3SU1000-5BN21-0AA0-Z | Y01Y19 | 3SU1000-5BN21-0AA0-ZY01Y19 | 1 | UN | 1 | 30 | D | D | N | N | 85389099 | 1 |  | 0.119 | KG | 112.1 | 112.1 | CP20 | CP20 | Key-operated switch CES, 22 mm, round, plastic, special lock, with 2 keys, 3 switch positions I-O<II left latching, momentary contact type on the right, actuating angle 2x45Â°, 10:30h/12h/13:30h, key removal I, customer-specific selection with SIRIUS ACT configurator (CIN) |  | 0 | 0
3SU1000-5BN21-0AA0-Z | Y10 | 3SU1000-5BN21-0AA0-ZY10 | 1 | UN | 1 | 10 | C | D | EAR99 | N | 85389099 | 1 |  | 0.119 | KG | 68.69 | 68.69 | CP20 | CP20 | Key-operated switch CES, 22 mm, round, plastic, lock number SSG10, with 2 keys, 3 switch positions I-O<II, left latching, right momentary contact type, actuating angle 2x45Â°, 10:30h/12h/13:30h, key removal I, with laser labeling, upper case and lower case, always upper case at beginning of line | - | 0 | 0
3SU1000-5BN21-0AA0-Z | Y11 | 3SU1000-5BN21-0AA0-ZY11 | 1 | UN | 1 | 10 | C | D | EAR99 | N | 85389099 | 1 |  | 0.119 | KG | 68.69 | 68.69 | CP20 | CP20 | Key-operated switch CES, 22 mm, round, plastic, lock number SSG10, with 2 keys, 3 switch positions I-O<II, left latching, right momentary contact type, actuating angle 2x45Â°, 10:30h/12h/13:30h, key removal I, with laser labeling, upper case | - | 0 | 0
3SU1000-5BN21-0AA0-Z | Y12 | 3SU1000-5BN21-0AA0-ZY12 | 1 | UN | 1 | 10 | C | D | EAR99 | N | 85389099 | 1 |  | 0.119 | KG | 68.69 | 68.69 | CP20 | CP20 | Key-operated switch CES, 22 mm, round, plastic, lock number SSG10, with 2 keys, 3 switch positions I-O<II, left latching, right momentary contact type, actuating angle 2x45Â°, 10:30h/12h/13:30h, key removal I, with laser labeling, lower case | - | 0 | 0
3SU1000-5BN21-0AA0-Z | Y15 | 3SU1000-5BN21-0AA0-ZY15 | 1 | UN | 1 | 10 | C | D | EAR99 | N | 85389099 | 1 |  | 0.119 | KG | 68.69 | 68.69 | CP20 | CP20 | Key-operated switch CES, 22 mm, round, plastic, lock number SSG10, with 2 keys, 3 switch positions I-O<II, left latching, right momentary contact type, actuating angle 2x45Â°, 10:30h/12h/13:30h, key removal I, with laser labeling, upper case and lower case, always upper case at the beginning of the word | - | 0 | 0
3SU1000-5BN21-0AA0-Z | Y19 | 3SU1000-5BN21-0AA0-ZY19 | 1 | UN | 1 | 10 | C | D | EAR99 | N | 85389099 | 1 |  | 0.119 | KG | 64.89 | 64.89 | CP20 | CP20 | Key-operated switch CES, 22 mm, round, plastic, lock number SSG10, with 2 keys, 3 switch positions I-O<II, left latching, right momentary contact type, actuating angle 2x45Â°, 10:30h/12h/13:30h, key removal I, with laser labeling, inscription or symbol Customer-specific selection with SIRIUS ACT configurator (CIN) | - | 0 | 0
3SU1000-5BN51-0AA0 |  | 3SU1000-5BN51-0AA0 | 1 | UN | 1 | 3 | B | D | N | N | 85389099 | 1 | 4011209950733 | 0.02 | KG | 63.94 | 63.94 | CP20 | CP20 | key-operated switch CES, 22 mm, round, plastic, lock number SSG10, with 2 keys, 3 switch positions I-O<II, left latching, right momentary contact type, actuating angle 2x45Â°, 10:30h/12h/13:30h, Key removal O+I | - | 0 | 0
3SU1000-5BN51-0AA0-Z | X90 | 3SU1000-5BN51-0AA0-ZX90 | 1 | UN | 1 | 5 | B | D | EAR99 | N | 85389099 | 50 |  | 0.119 | KG | 63.94 | 63.94 | CP20 | CP20 | Key-operated switch CES, 22 mm, round, plastic, lock number SSG10, with 2 keys, 3 switch positions I-O<II, left latching, right momentary contact type, actuating angle 2x45Â°, 10:30h/12h/13:30h, Key removal O+I Z=50-unit packaging | - | 0 | 0
3SU1000-5BN51-0AA0-Z | Y01 | 3SU1000-5BN51-0AA0-ZY01 | 1 | UN | 1 | 25 | D | D | EAR99 | N | 85389099 | 1 |  | 0.119 | KG | 111.15 | 111.15 | CP20 | CP20 | Key-operated switch CES, 22 mm, round, plastic, special lock, with 2 keys, 3 switch positions I-O<II, left latching, right momentary contact type, actuating angle 2x45Â°, 10:30h/12h/13:30h, Key removal O+I | - | 0 | 0
3SU1000-5BN51-0AA0-Z | Y01Y19 | 3SU1000-5BN51-0AA0-ZY01Y19 | 1 | UN | 1 | 30 | D | D | N | N | 85389099 | 1 |  | 0.119 | KG | 112.1 | 112.1 | CP20 | CP20 | Key-operated switch CES, 22 mm, round, plastic, special lock, with 2 keys, 3 switch positions I-O<II left latching, momentary contact type on the right, actuating angle 2x45Â°, 10:30h/12h/13:30h, key removal O+I, customer-specific selection with SIRIUS ACT configurator (CIN) |  | 0 | 0
3SU1000-5BN51-0AA0-Z | Y10 | 3SU1000-5BN51-0AA0-ZY10 | 1 | UN | 1 | 10 | C | D | EAR99 | N | 85389099 | 1 |  | 0.119 | KG | 68.69 | 68.69 | CP20 | CP20 | Key-operated switch CES, 22 mm, round, plastic, lock number SSG10, with 2 keys, 3 switch positions I-O<II, left latching, right momentary contact type, actuating angle 2x45Â°, 10:30h/12h/13:30h, key removal O+I, with laser labeling, upper case and lower case, always upper case at beginning of line | - | 0 | 0
3SU1000-5BN51-0AA0-Z | Y11 | 3SU1000-5BN51-0AA0-ZY11 | 1 | UN | 1 | 10 | C | D | EAR99 | N | 85389099 | 1 |  | 0.119 | KG | 68.69 | 68.69 | CP20 | CP20 | Key-operated switch CES, 22 mm, round, plastic, lock number SSG10, with 2 keys, 3 switch positions I-O<II, left latching, right momentary contact type, actuating angle 2x45Â°, 10:30h/12h/13:30h, key removal O+I, with laser labeling, upper case | - | 0 | 0
3SU1000-5BN51-0AA0-Z | Y12 | 3SU1000-5BN51-0AA0-ZY12 | 1 | UN | 1 | 10 | C | D | EAR99 | N | 85389099 | 1 |  | 0.119 | KG | 68.69 | 68.69 | CP20 | CP20 | Key-operated switch CES, 22 mm, round, plastic, lock number SSG10, with 2 keys, 3 switch positions I-O<II, left latching, right momentary contact type, actuating angle 2x45Â°, 10:30h/12h/13:30h, key removal O+I, with laser labeling, lower case | - | 0 | 0
3SU1000-5BN51-0AA0-Z | Y15 | 3SU1000-5BN51-0AA0-ZY15 | 1 | UN | 1 | 10 | C | D | EAR99 | N | 85389099 | 1 |  | 0.119 | KG | 68.69 | 68.69 | CP20 | CP20 | Key-operated switch CES, 22 mm, round, plastic, lock number SSG10, with 2 keys, 3 switch positions I-O<II, left latching, right momentary contact type, actuating angle 2x45Â°, 10:30h/12h/13:30h, key removal O+I, with laser labeling, upper case and lower case, always upper case at the beginning of the word | - | 0 | 0
3SU1000-5BN51-0AA0-Z | Y19 | 3SU1000-5BN51-0AA0-ZY19 | 1 | UN | 1 | 10 | C | D | EAR99 | N | 85389099 | 1 |  | 0.119 | KG | 64.89 | 64.89 | CP20 | CP20 | Key-operated switch CES, 22 mm, round, plastic, lock number SSG10, with 2 keys, 3 switch positions I-O<II, left latching, right momentary contact type, actuating angle 2x45Â°, 10:30h/12h/13:30h, key removal O+I, with laser labeling, inscription or symbol Customer-specific selection with SIRIUS ACT configurator (CIN) | - | 0 | 0
3SU1000-5BP01-0AA0 |  | 3SU1000-5BP01-0AA0 | 1 | UN | 1 | 3 | B | D | N | N | 85389099 | 1 | 4011209950740 | 0.02 | KG | 63.94 | 63.94 | CP20 | CP20 | key-operated switch CES, 22 mm, round, plastic, lock number SSG10, with 2 keys, 3 switch positions I>O<II, momentary contact on the left, latching on the right, actuating angle 2x45Â°, 10:30h/12h/13:30h, Key removal O | - | 0 | 0
3SU1000-5BP01-0AA0-Z | X90 | 3SU1000-5BP01-0AA0-ZX90 | 1 | UN | 1 | 5 | B | D | N | N | 85389099 | 50 | 4047621071190 | 0.134 | KG | 63.94 | 63.94 | CP20 | CP20 | Key-operated switch CES, 22 mm, round, plastic, lock number SSG10, with 2 keys, 3 switch positions I>O<II, momentary contact on the left, latching on the right, actuating angle 2x45Â°, 10:30h/12h/13:30h, Key removal O Z=50-unit packaging | - | 0 | 0
3SU1000-5BP01-0AA0-Z | Y01 | 3SU1000-5BP01-0AA0-ZY01 | 1 | UN | 1 | 25 | D | D | EAR99 | N | 85389099 | 1 |  | 0.119 | KG | 111.15 | 111.15 | CP20 | CP20 | Key-operated switch CES, 22 mm, round, plastic, special lock, with 2 keys, 3 switch positions I>O<II, momentary contact on the left, latching on the right, actuating angle 2x45Â°, 10:30h/12h/13:30h, Key removal O | - | 0 | 0
3SU1000-5BP01-0AA0-Z | Y01Y19 | 3SU1000-5BP01-0AA0-ZY01Y19 | 1 | UN | 1 | 30 | D | D | N | N | 85389099 | 1 |  | 0.119 | KG | 112.1 | 112.1 | CP20 | CP20 | Key-operated switch CES, 22 mm, round, plastic, special lock, with 2 keys, 3 switch positions I>O-II, momentary contact on the left, latching on the right, actuating angle 2x45Â°, 10:30h/12h/13:30h, key removal O, customer-specific selection with SIRIUS ACT configurator (CIN) |  | 0 | 0
3SU1000-5BP01-0AA0-Z | Y10 | 3SU1000-5BP01-0AA0-ZY10 | 1 | UN | 1 | 10 | C | D | EAR99 | N | 85389099 | 1 |  | 0.119 | KG | 68.69 | 68.69 | CP20 | CP20 | Key-operated switch CES, 22 mm, round, plastic, lock number SSG10, with 2 keys, 3 switch positions I>O<II, momentary contact on the left, latching on the right, actuating angle 2x45Â°, 10:30h/12h/13:30h, key removal O, with laser labeling, upper case and lower case, always upper case at beginning of line | - | 0 | 0
3SU1000-5BP01-0AA0-Z | Y11 | 3SU1000-5BP01-0AA0-ZY11 | 1 | UN | 1 | 10 | C | D | EAR99 | N | 85389099 | 1 |  | 0.119 | KG | 68.69 | 68.69 | CP20 | CP20 | Key-operated switch CES, 22 mm, round, plastic, lock number SSG10, with 2 keys, 3 switch positions I>O<II, momentary contact on the left, latching on the right, actuating angle 2x45Â°, 10:30h/12h/13:30h, key removal O, with laser labeling, upper case | - | 0 | 0
3SU1000-5BP01-0AA0-Z | Y12 | 3SU1000-5BP01-0AA0-ZY12 | 1 | UN | 1 | 10 | C | D | EAR99 | N | 85389099 | 1 |  | 0.119 | KG | 68.69 | 68.69 | CP20 | CP20 | Key-operated switch CES, 22 mm, round, plastic, lock number SSG10, with 2 keys, 3 switch positions I>O<II, momentary contact on the left, latching on the right, actuating angle 2x45Â°, 10:30h/12h/13:30h, key removal O, with laser labeling, lower case | - | 0 | 0
3SU1000-5BP01-0AA0-Z | Y15 | 3SU1000-5BP01-0AA0-ZY15 | 1 | UN | 1 | 10 | C | D | EAR99 | N | 85389099 | 1 |  | 0.119 | KG | 68.69 | 68.69 | CP20 | CP20 | Key-operated switch CES, 22 mm, round, plastic, lock number SSG10, with 2 keys, 3 switch positions I>O<II, momentary contact on the left, latching on the right, actuating angle 2x45Â°, 10:30h/12h/13:30h, key removal O, with laser labeling, upper case and lower case, always upper case at the beginning of the word | - | 0 | 0
3SU1000-5BP01-0AA0-Z | Y19 | 3SU1000-5BP01-0AA0-ZY19 | 1 | UN | 1 | 10 | C | D | EAR99 | N | 85389099 | 1 |  | 0.119 | KG | 64.89 | 64.89 | CP20 | CP20 | Key-operated switch CES, 22 mm, round, plastic, lock number SSG10, with 2 keys, 3 switch positions I>O<II, momentary contact on the left, latching on the right, actuating angle 2x45Â°, 10:30h/12h/13:30h, key removal O, with laser labeling, inscription or symbol Customer-specific selection with SIRIUS ACT configurator (CIN) | - | 0 | 0
3SU1000-5BP31-0AA0 |  | 3SU1000-5BP31-0AA0 | 1 | UN | 1 | 5 | B | D | N | N | 85389099 | 1 | 4011209950757 | 0.02 | KG | 63.94 | 63.94 | CP20 | CP20 | key-operated switch CES, 22 mm, round, plastic, lock number SSG10, with 2 keys, 3 switch positions I>O<II, momentary contact on the left, latching on the right, actuating angle 2x45Â°, 10:30h/12h/13:30h, key removal II | - | 0 | 0
3SU1000-5BP31-0AA0-Z | X90 | 3SU1000-5BP31-0AA0-ZX90 | 1 | UN | 1 | 5 | B | D | EAR99 | N | 85389099 | 50 |  | 0.119 | KG | 63.94 | 63.94 | CP20 | CP20 | Key-operated switch CES, 22 mm, round, plastic, lock number SSG10, with 2 keys, 3 switch positions I>O<II, momentary contact on the left, latching on the right, actuating angle 2x45Â°, 10:30h/12h/13:30h, key removal II Z=50-unit packaging | - | 0 | 0
3SU1000-5BP31-0AA0-Z | Y01 | 3SU1000-5BP31-0AA0-ZY01 | 1 | UN | 1 | 25 | D | D | EAR99 | N | 85389099 | 1 |  | 0.119 | KG | 111.15 | 111.15 | CP20 | CP20 | Key-operated switch CES, 22 mm, round, plastic, special lock, with 2 keys, 3 switch positions I>O<II, momentary contact on the left, latching on the right, actuating angle 2x45Â°, 10:30h/12h/13:30h, key removal II | - | 0 | 0
3SU1000-5BP31-0AA0-Z | Y01Y19 | 3SU1000-5BP31-0AA0-ZY01Y19 | 1 | UN | 1 | 30 | D | D | N | N | 85389099 | 1 |  | 0.119 | KG | 112.1 | 112.1 | CP20 | CP20 | Key-operated switch CES, 22 mm, round, plastic, special lock, with 2 keys, 3 switch positions I>O-II, momentary contact on the left, latching on the right, actuating angle 2x45Â°, 10:30h/12h/13:30h, key removal II, customer-specific selection with SIRIUS ACT configurator (CIN) |  | 0 | 0
3SU1000-5BP31-0AA0-Z | Y10 | 3SU1000-5BP31-0AA0-ZY10 | 1 | UN | 1 | 10 | C | D | EAR99 | N | 85389099 | 1 |  | 0.119 | KG | 68.69 | 68.69 | CP20 | CP20 | Key-operated switch CES, 22 mm, round, plastic, lock number SSG10, with 2 keys, 3 switch positions I>O<II, momentary contact on the left, latching on the right, actuating angle 2x45Â°, 10:30h/12h/13:30h, Key removal II, with laser labeling, upper case and lower case, always upper case at beginning of line | - | 0 | 0
3SU1000-5BP31-0AA0-Z | Y11 | 3SU1000-5BP31-0AA0-ZY11 | 1 | UN | 1 | 10 | C | D | EAR99 | N | 85389099 | 1 |  | 0.119 | KG | 68.69 | 68.69 | CP20 | CP20 | Key-operated switch CES, 22 mm, round, plastic, lock number SSG10, with 2 keys, 3 switch positions I>O<II, momentary contact on the left, latching on the right, actuating angle 2x45Â°, 10:30h/12h/13:30h, Key removal II, with laser labeling, upper case | - | 0 | 0
3SU1000-5BP31-0AA0-Z | Y12 | 3SU1000-5BP31-0AA0-ZY12 | 1 | UN | 1 | 10 | C | D | EAR99 | N | 85389099 | 1 |  | 0.119 | KG | 68.69 | 68.69 | CP20 | CP20 | Key-operated switch CES, 22 mm, round, plastic, lock number SSG10, with 2 keys, 3 switch positions I>O<II, momentary contact on the left, latching on the right, actuating angle 2x45Â°, 10:30h/12h/13:30h, Key removal II, with laser labeling, lower case | - | 0 | 0
3SU1000-5BP31-0AA0-Z | Y15 | 3SU1000-5BP31-0AA0-ZY15 | 1 | UN | 1 | 10 | C | D | EAR99 | N | 85389099 | 1 |  | 0.119 | KG | 68.69 | 68.69 | CP20 | CP20 | Key-operated switch CES, 22 mm, round, plastic, lock number SSG10, with 2 keys, 3 switch positions I>O<II, momentary contact on the left, latching on the right, actuating angle 2x45Â°, 10:30h/12h/13:30h, Key removal II, with laser labeling, upper case and lower case, always upper case at the beginning of the word | - | 0 | 0
3SU1000-5BP31-0AA0-Z | Y19 | 3SU1000-5BP31-0AA0-ZY19 | 1 | UN | 1 | 10 | C | D | EAR99 | N | 85389099 | 1 |  | 0.119 | KG | 64.89 | 64.89 | CP20 | CP20 | Key-operated switch CES, 22 mm, round, plastic, lock number SSG10, with 2 keys, 3 switch positions I>O<II, momentary contact on the left, latching on the right, actuating angle 2x45Â°, 10:30h/12h/13:30h, Key removal II, with laser labeling, inscription or symbol Customer-specific selection with SIRIUS ACT configurator (CIN) | - | 0 | 0
3SU1000-5BP61-0AA0 |  | 3SU1000-5BP61-0AA0 | 1 | UN | 1 | 3 | B | D | N | N | 85389099 | 1 | 4011209950764 | 0.02 | KG | 63.94 | 63.94 | CP20 | CP20 | key-operated switch CES, 22 mm, round, plastic, lock number SSG10, with 2 keys, 3 switch positions I>O<II, momentary contact on the left, latching on the right, actuating angle 2x45Â°, 10:30h/12h/13:30h, Key removal O+II | - | 0 | 0
3SU1000-5BP61-0AA0-Z | X90 | 3SU1000-5BP61-0AA0-ZX90 | 1 | UN | 1 | 5 | B | D | EAR99 | N | 85389099 | 50 |  | 0.119 | KG | 63.94 | 63.94 | CP20 | CP20 | Key-operated switch CES, 22 mm, round, plastic, lock number SSG10, with 2 keys, 3 switch positions I>O<II, momentary contact on the left, latching on the right, actuating angle 2x45Â°, 10:30h/12h/13:30h, Key removal O+II Z=50-unit packaging | - | 0 | 0
3SU1000-5BP61-0AA0-Z | Y01 | 3SU1000-5BP61-0AA0-ZY01 | 1 | UN | 1 | 25 | D | D | EAR99 | N | 85389099 | 1 |  | 0.119 | KG | 111.15 | 111.15 | CP20 | CP20 | Key-operated switch CES, 22 mm, round, plastic, special lock, with 2 keys, 3 switch positions I>O<II, momentary contact on the left, latching on the right, actuating angle 2x45Â°, 10:30h/12h/13:30h, Key removal O+II | - | 0 | 0
3SU1000-5BP61-0AA0-Z | Y01Y19 | 3SU1000-5BP61-0AA0-ZY01Y19 | 1 | UN | 1 | 30 | D | D | N | N | 85389099 | 1 |  | 0.119 | KG | 112.1 | 112.1 | CP20 | CP20 | Key-operated switch CES, 22 mm, round, plastic, special lock, with 2 keys, 3 switch positions I>O-II, momentary contact on the left, latching on the right, actuating angle 2x45Â°, 10:30h/12h/13:30h, key removal O+II, customer-specific selection with SIRIUS ACT configurator (CIN) |  | 0 | 0
3SU1000-5BP61-0AA0-Z | Y10 | 3SU1000-5BP61-0AA0-ZY10 | 1 | UN | 1 | 10 | C | D | EAR99 | N | 85389099 | 1 |  | 0.119 | KG | 68.69 | 68.69 | CP20 | CP20 | Key-operated switch CES, 22 mm, round, plastic, lock number SSG10, with 2 keys, 3 switch positions I>O<II, momentary contact on the left, latching on the right, actuating angle 2x45Â°, 10:30h/12h/13:30h, Key removal O+II, with laser labeling, upper case and lower case, always upper case at beginning of line | - | 0 | 0
3SU1000-5BP61-0AA0-Z | Y11 | 3SU1000-5BP61-0AA0-ZY11 | 1 | UN | 1 | 10 | C | D | EAR99 | N | 85389099 | 1 |  | 0.119 | KG | 68.69 | 68.69 | CP20 | CP20 | Key-operated switch CES, 22 mm, round, plastic, lock number SSG10, with 2 keys, 3 switch positions I>O<II, momentary contact on the left, latching on the right, actuating angle 2x45Â°, 10:30h/12h/13:30h, Key removal O+II, with laser labeling, upper case | - | 0 | 0
3SU1000-5BP61-0AA0-Z | Y12 | 3SU1000-5BP61-0AA0-ZY12 | 1 | UN | 1 | 10 | C | D | EAR99 | N | 85389099 | 1 |  | 0.119 | KG | 68.69 | 68.69 | CP20 | CP20 | Key-operated switch CES, 22 mm, round, plastic, lock number SSG10, with 2 keys, 3 switch positions I>O<II, momentary contact on the left, latching on the right, actuating angle 2x45Â°, 10:30h/12h/13:30h, Key removal O+II, with laser labeling, lower case | - | 0 | 0
3SU1000-5BP61-0AA0-Z | Y15 | 3SU1000-5BP61-0AA0-ZY15 | 1 | UN | 1 | 10 | C | D | EAR99 | N | 85389099 | 1 |  | 0.119 | KG | 68.69 | 68.69 | CP20 | CP20 | Key-operated switch CES, 22 mm, round, plastic, lock number SSG10, with 2 keys, 3 switch positions I>O<II, momentary contact on the left, latching on the right, actuating angle 2x45Â°, 10:30h/12h/13:30h, Key removal O+II, with laser labeling, upper case and lower case, always upper case at the beginning of the word | - | 0 | 0
3SU1000-5BP61-0AA0-Z | Y19 | 3SU1000-5BP61-0AA0-ZY19 | 1 | UN | 1 | 10 | C | D | EAR99 | N | 85389099 | 1 |  | 0.119 | KG | 64.89 | 64.89 | CP20 | CP20 | Key-operated switch CES, 22 mm, round, plastic, lock number SSG10, with 2 keys, 3 switch positions I>O<II, momentary contact on the left, latching on the right, actuating angle 2x45Â°, 10:30h/12h/13:30h, Key removal O+II, with laser labeling, inscription or symbol Customer-specific selection with SIRIUS ACT configurator (CIN) | - | 0 | 0
3SU1000-5HC01-0AA0 |  | 3SU1000-5HC01-0AA0 | 1 | UN | 1 | 3 | B | D | N | N | 85389099 | 1 | 4011209950771 | 0.02 | KG | 63.94 | 54.72 | CP20 | CP20 | key-operated switch CES, 22 mm, round, plastic, Lock No. LSG1, with 2 keys, 2 switch positions O<I, momentary contact type, Actuating angle 45Â°, 10:30h/12h, Key removal O | Lista Papel 2020 SI | 0 | 0
3SU1000-5HC01-0AA0-Z | X90 | 3SU1000-5HC01-0AA0-ZX90 | 1 | UN | 1 | 5 | B | D | EAR99 | N | 85389099 | 50 |  | 0.119 | KG | 63.94 | 63.94 | CP20 | CP20 | Key-operated switch CES, 22 mm, round, plastic, Lock No. LSG1, with 2 keys, 2 switch positions O<I, momentary contact type, Actuating angle 45Â°, 10:30h/12h, Key removal O Z=50-unit packaging | - | 0 | 0
3SU1000-5HC01-0AA0-Z | Y10 | 3SU1000-5HC01-0AA0-ZY10 | 1 | UN | 1 | 10 | C | D | EAR99 | N | 85389099 | 1 |  | 0.119 | KG | 68.69 | 68.69 | CP20 | CP20 | Key-operated switch CES, 22 mm, round, plastic, lock No. LSG1, with 2 keys, 2 switch positions O<I, momentary contact type, Actuating angle 45Â°, 10:30h/12h, key removal O, with laser labeling, upper case and lower case, always upper case at beginning of line | - | 0 | 0
3SU1000-5HC01-0AA0-Z | Y11 | 3SU1000-5HC01-0AA0-ZY11 | 1 | UN | 1 | 10 | C | D | EAR99 | N | 85389099 | 1 |  | 0.119 | KG | 68.69 | 68.69 | CP20 | CP20 | Key-operated switch CES, 22 mm, round, plastic, lock No. LSG1, with 2 keys, 2 switch positions O<I, momentary contact type, Actuating angle 45Â°, 10:30h/12h, key removal O, with laser labeling, upper case | - | 0 | 0
3SU1000-5HC01-0AA0-Z | Y12 | 3SU1000-5HC01-0AA0-ZY12 | 1 | UN | 1 | 10 | C | D | EAR99 | N | 85389099 | 1 |  | 0.119 | KG | 68.69 | 68.69 | CP20 | CP20 | Key-operated switch CES, 22 mm, round, plastic, lock No. LSG1, with 2 keys, 2 switch positions O<I, momentary contact type, Actuating angle 45Â°, 10:30h/12h, key removal O, with laser labeling, lower case | - | 0 | 0
3SU1000-5HC01-0AA0-Z | Y15 | 3SU1000-5HC01-0AA0-ZY15 | 1 | UN | 1 | 10 | C | D | EAR99 | N | 85389099 | 1 |  | 0.119 | KG | 68.69 | 68.69 | CP20 | CP20 | Key-operated switch CES, 22 mm, round, plastic, lock No. LSG1, with 2 keys, 2 switch positions O<I, momentary contact type, Actuating angle 45Â°, 10:30h/12h, key removal O, with laser labeling, upper case and lower case, always upper case at the beginning of the word | - | 0 | 0
3SU1000-5HC01-0AA0-Z | Y19 | 3SU1000-5HC01-0AA0-ZY19 | 1 | UN | 1 | 10 | C | D | EAR99 | N | 85389099 | 1 |  | 0.119 | KG | 64.89 | 64.89 | CP20 | CP20 | Key-operated switch CES, 22 mm, round, plastic, lock No. LSG1, with 2 keys, 2 switch positions O<I, momentary contact type, Actuating angle 45Â°, 10:30h/12h, key removal O, with laser labeling, inscription or symbol Customer-specific selection with SIRIUS ACT configurator (CIN) | - | 0 | 0
3SU1000-5HF01-0AA0 |  | 3SU1000-5HF01-0AA0 | 1 | UN | 1 | 1 | A | D | N | N | 85389099 | 1 | 4011209950788 | 0.02 | KG | 63.94 | 54.72 | CP20 | CP20 | key-operated switch CES, 22 mm, round, plastic, Lock No. LSG1, with 2 keys, 2 switch positions O-I, latching, actuating angle 90Â°, 10:30h/13:30h, Key removal O | Lista Papel 2020 SI | 0 | 0
3SU1000-5HF01-0AA0-Z | X90 | 3SU1000-5HF01-0AA0-ZX90 | 1 | UN | 1 | 5 | B | D | EAR99 | N | 85389099 | 50 |  | 0.119 | KG | 63.94 | 63.94 | CP20 | CP20 | Key-operated switch CES, 22 mm, round, plastic, Lock No. LSG1, with 2 keys, 2 switch positions O-I, latching, actuating angle 90Â°, 10:30h/13:30h, Key removal O Z=50-unit packaging | - | 0 | 0
3SU1000-5HF01-0AA0-Z | Y10 | 3SU1000-5HF01-0AA0-ZY10 | 1 | UN | 1 | 10 | C | D | EAR99 | N | 85389099 | 1 |  | 0.119 | KG | 68.69 | 68.69 | CP20 | CP20 | Key-operated switch CES, 22 mm, round, plastic, lock No. LSG1, with 2 keys, 2 switch positions O-I, latching, actuating angle 90Â°, 10:30h/13:30h, key removal O, with laser labeling, upper case and lower case, always upper case at beginning of line | - | 0 | 0
3SU1000-5HF01-0AA0-Z | Y11 | 3SU1000-5HF01-0AA0-ZY11 | 1 | UN | 1 | 10 | C | D | EAR99 | N | 85389099 | 1 |  | 0.119 | KG | 68.69 | 68.69 | CP20 | CP20 | Key-operated switch CES, 22 mm, round, plastic, lock No. LSG1, with 2 keys, 2 switch positions O-I, latching, actuating angle 90Â°, 10:30h/13:30h, key removal O, with laser labeling, upper case | - | 0 | 0
3SU1000-5HF01-0AA0-Z | Y12 | 3SU1000-5HF01-0AA0-ZY12 | 1 | UN | 1 | 10 | C | D | EAR99 | N | 85389099 | 1 |  | 0.119 | KG | 68.69 | 68.69 | CP20 | CP20 | Key-operated switch CES, 22 mm, round, plastic, lock No. LSG1, with 2 keys, 2 switch positions O-I, latching, actuating angle 90Â°, 10:30h/13:30h, key removal O, with laser labeling, lower case | - | 0 | 0
3SU1000-5HF01-0AA0-Z | Y15 | 3SU1000-5HF01-0AA0-ZY15 | 1 | UN | 1 | 10 | C | D | EAR99 | N | 85389099 | 1 |  | 0.119 | KG | 68.69 | 68.69 | CP20 | CP20 | Key-operated switch CES, 22 mm, round, plastic, lock No. LSG1, with 2 keys, 2 switch positions O-I, latching, actuating angle 90Â°, 10:30h/13:30h, key removal O, with laser labeling, upper case and lower case, always upper case at the beginning of the word | - | 0 | 0
3SU1000-5HF01-0AA0-Z | Y19 | 3SU1000-5HF01-0AA0-ZY19 | 1 | UN | 1 | 10 | C | D | EAR99 | N | 85389099 | 1 |  | 0.119 | KG | 64.89 | 64.89 | CP20 | CP20 | Key-operated switch CES, 22 mm, round, plastic, lock No. LSG1, with 2 keys, 2 switch positions O-I, latching, actuating angle 90Â°, 10:30h/13:30h, key removal O, with laser labeling, inscription or symbol Customer-specific selection with SIRIUS ACT configurator (CIN) | - | 0 | 0
3SU1000-5HF11-0AA0 |  | 3SU1000-5HF11-0AA0 | 1 | UN | 1 | 1 | A | D | N | N | 85389099 | 1 | 4011209950795 | 0.02 | KG | 63.94 | 54.72 | CP20 | CP20 | key-operated switch CES, 22 mm, round, plastic, Lock No. LSG1, with 2 keys, 2 switch positions O-I, latching, actuating angle 90Â°, 10:30h/13:30h, Key removal O+I | Lista Papel 2020 SI | 0 | 0
3SU1000-5HF11-0AA0-Z | X90 | 3SU1000-5HF11-0AA0-ZX90 | 1 | UN | 1 | 5 | B | D | EAR99 | N | 85389099 | 50 |  | 0.119 | KG | 63.94 | 63.94 | CP20 | CP20 | Key-operated switch CES, 22 mm, round, plastic, Lock No. LSG1, with 2 keys, 2 switch positions O-I, latching, actuating angle 90Â°, 10:30h/13:30h, Key removal O+I Z=50-unit packaging | - | 0 | 0
3SU1000-5HF11-0AA0-Z | Y10 | 3SU1000-5HF11-0AA0-ZY10 | 1 | UN | 1 | 10 | C | D | EAR99 | N | 85389099 | 1 |  | 0.119 | KG | 68.69 | 68.69 | CP20 | CP20 | Key-operated switch CES, 22 mm, round, plastic, lock No. LSG1, with 2 keys, 2 switch positions O-I, latching, actuating angle 90Â°, 10:30h/13:30h, key removal O+I, with laser labeling, upper case and lower case, always upper case at beginning of line | - | 0 | 0
3SU1000-5HF11-0AA0-Z | Y11 | 3SU1000-5HF11-0AA0-ZY11 | 1 | UN | 1 | 10 | C | D | EAR99 | N | 85389099 | 1 |  | 0.119 | KG | 68.69 | 68.69 | CP20 | CP20 | Key-operated switch CES, 22 mm, round, plastic, lock No. LSG1, with 2 keys, 2 switch positions O-I, latching, actuating angle 90Â°, 10:30h/13:30h, key removal O+I, with laser labeling, upper case | - | 0 | 0
3SU1000-5HF11-0AA0-Z | Y12 | 3SU1000-5HF11-0AA0-ZY12 | 1 | UN | 1 | 10 | C | D | EAR99 | N | 85389099 | 1 |  | 0.119 | KG | 68.69 | 68.69 | CP20 | CP20 | Key-operated switch CES, 22 mm, round, plastic, lock No. LSG1, with 2 keys, 2 switch positions O-I, latching, actuating angle 90Â°, 10:30h/13:30h, key removal O+I, with laser labeling, lower case | - | 0 | 0
3SU1000-5HF11-0AA0-Z | Y15 | 3SU1000-5HF11-0AA0-ZY15 | 1 | UN | 1 | 10 | C | D | EAR99 | N | 85389099 | 1 |  | 0.119 | KG | 68.69 | 68.69 | CP20 | CP20 | Key-operated switch CES, 22 mm, round, plastic, lock No. LSG1, with 2 keys, 2 switch positions O-I, latching, actuating angle 90Â°, 10:30h/13:30h, key removal O+I, with laser labeling, upper case and lower case, always upper case at the beginning of the word | - | 0 | 0
3SU1000-5HF11-0AA0-Z | Y19 | 3SU1000-5HF11-0AA0-ZY19 | 1 | UN | 1 | 10 | C | D | EAR99 | N | 85389099 | 1 |  | 0.119 | KG | 64.89 | 64.89 | CP20 | CP20 | Key-operated switch CES, 22 mm, round, plastic, lock No. LSG1, with 2 keys, 2 switch positions O-I, latching, actuating angle 90Â°, 10:30h/13:30h, key removal O+I, with laser labeling, inscription or symbol Customer-specific selection with SIRIUS ACT configurator (CIN) | - | 0 | 0
3SU1000-5HJ01-0AA0 |  | 3SU1000-5HJ01-0AA0 | 1 | UN | 1 | 10 | C | D | N | N | 85389099 | 1 | 4047621065670 | 0.13 | KG | 72.3 | 72.3 | CP20 | CP20 | Key-operated switch CES, 22 mm, round, plastic, Lock No. LSG1, with 2 keys, 2 switch positions O-I, latching, actuating angle 90Â°, 12:00h/15:00h, Key removal O | - | 0 | 0
3SU1000-5JF01-0AA0 |  | 3SU1000-5JF01-0AA0 | 1 | UN | 1 | 1 | A | D | N | N | 85389099 | 1 | 4011209964747 | 0.133 | KG | 209.95 | 209.95 | CP20 | CP20 | Key-operated switch CES With key monitoring, 22 mm, round, plastic, lock number SSG10, with 2 keys, 2 switch positions O-I, latching, actuating angle 90Â°, 10:30h/13:30h, Key removal/eject in O | - | 0 | 0
3SU1000-5JF01-0AA0-Z | X90 | 3SU1000-5JF01-0AA0-ZX90 | 1 | UN | 1 | 5 | B | D | EAR99 | N | 85389099 | 50 |  | 0.119 | KG | 209.95 | 209.95 | CP20 | CP20 | CES key-operated switch with key monitoring, 22 mm, round, plastic, lock No. SSG10 with 2 keys, 2 switch positions O-I, latching, 90Â° operating angle, 10:30/1:30 o'clock, key removal/eject in O, Z=50-unit packaging | - | 0 | 0
3SU1000-5JF01-0AA0-Z | Y01 | 3SU1000-5JF01-0AA0-ZY01 | 1 | UN | 1 | 25 | D | D | EAR99 | N | 85389099 | 1 |  | 0.119 | KG | 257.45 | 257.45 | CP20 | CP20 | Key-operated switch CES with key monitoring, 22 mm, round, plastic; Special lock with 2 keys, 2 switch positions O-I, latching, actuating angle 90Â°, 10:30h/13:30h, Key removal/eject in O | - | 0 | 0
3SU1000-5JF01-0AA0-Z | Y01Y19 | 3SU1000-5JF01-0AA0-ZY01Y19 | 1 | UN | 1 | 30 | D | D | N | N | 85389099 | 1 |  | 0.119 | KG | 258.4 | 258.4 | CP20 | CP20 | Key-operated switch CES with key monitoring, 22 mm, round, plastic; Special lock with 2 keys, 2 switch positions O-I, latching, actuating angle 90Â°, 10:30h/13:30h, Key removal/eject in O, Customer-specific selection with SIRIUS ACT configurator (CIN) |  | 0 | 0
3SU1000-5JF01-0AA0-Z | Y10 | 3SU1000-5JF01-0AA0-ZY10 | 1 | UN | 1 | 10 | C | D | EAR99 | N | 85389099 | 1 |  | 0.119 | KG | 214.7 | 214.7 | CP20 | CP20 | Key-operated switch CES With key monitoring, 22 mm, round, plastic, lock number SSG10, with 2 keys, 2 switch positions O-I, latching, actuating angle 90Â°, 10:30h/13:30h, Key removal/eject in O, with laser inscription, upper case and lower case, always upper case at beginning of line | - | 0 | 0
3SU1000-5JF01-0AA0-Z | Y11 | 3SU1000-5JF01-0AA0-ZY11 | 1 | UN | 1 | 10 | C | D | EAR99 | N | 85389099 | 1 |  | 0.119 | KG | 214.7 | 214.7 | CP20 | CP20 | Key-operated switch CES With key monitoring, 22 mm, round, plastic, lock number SSG10, with 2 keys, 2 switch positions O-I, latching, actuating angle 90Â°, 10:30h/13:30h, Key removal/eject in O, with laser inscription, upper case | - | 0 | 0
3SU1000-5JF01-0AA0-Z | Y12 | 3SU1000-5JF01-0AA0-ZY12 | 1 | UN | 1 | 10 | C | D | EAR99 | N | 85389099 | 1 |  | 0.119 | KG | 214.7 | 214.7 | CP20 | CP20 | Key-operated switch CES With key monitoring, 22 mm, round, plastic, lock number SSG10, with 2 keys, 2 switch positions O-I, latching, actuating angle 90Â°, 10:30h/13:30h, Key removal/eject in O, with laser inscription, lower case | - | 0 | 0
3SU1000-5JF01-0AA0-Z | Y15 | 3SU1000-5JF01-0AA0-ZY15 | 1 | UN | 1 | 10 | C | D | EAR99 | N | 85389099 | 1 |  | 0.119 | KG | 214.7 | 214.7 | CP20 | CP20 | Key-operated switch CES With key monitoring, 22 mm, round, plastic, lock number SSG10, with 2 keys, 2 switch positions O-I, latching, actuating angle 90Â°, 10:30h/13:30h, Key removal/eject in O, with laser inscription, upper case and lower case, always upper case at the beginning of the word | - | 0 | 0
3SU1000-5JF01-0AA0-Z | Y19 | 3SU1000-5JF01-0AA0-ZY19 | 1 | UN | 1 | 10 | C | D | EAR99 | N | 85389099 | 1 |  | 0.119 | KG | 210.9 | 210.9 | CP20 | CP20 | Key-operated switch CES With key monitoring, 22 mm, round, plastic, lock number SSG10, with 2 keys, 2 switch positions O-I, latching, actuating angle 90Â°, 10:30h/13:30h, Key removal/eject in O, with laser inscription, inscription or symbol Customer-specific selection with SIRIUS ACT configurator (CIN) | - | 0 | 0
3SU1000-5JL01-0AA0 |  | 3SU1000-5JL01-0AA0 | 1 | UN | 1 | 3 | B | D | N | N | 85389099 | 1 | 4011209964754 | 0.132 | KG | 209.95 | 209.95 | CP20 | CP20 | Key-operated switch CES With key monitoring, 22 mm, round, plastic, lock number SSG10, with 2 keys, 3 switch positions I-O-II, latching, actuating angle 2x45Â°, 10:30h/12h/13:30h, Key removal/eject in O | - | 0 | 0
3SU1000-5JL01-0AA0-Z | X90 | 3SU1000-5JL01-0AA0-ZX90 | 1 | UN | 1 | 5 | B | D | EAR99 | N | 85389099 | 50 |  | 0.119 | KG | 209.95 | 209.95 | CP20 | CP20 | CES key-operated switch with key monitoring, 22 mm, round, plastic, lock No. SSG10 with 2 keys, 3 switch positions I-O-II, latching, operating angle 2x45Â°, 10:30/12/1:30 o'clock key removal/eject in O, Z=50-unit packaging | - | 0 | 0
3SU1000-5JL01-0AA0-Z | Y01 | 3SU1000-5JL01-0AA0-ZY01 | 1 | UN | 1 | 25 | D | D | EAR99 | N | 85389099 | 1 |  | 0.119 | KG | 257.45 | 257.45 | CP20 | CP20 | Key-operated switch CES with key monitoring, 22 mm, round, plastic; Special lock with 2 keys, 3 switch positions I-O-II, latching, actuating angle 2x45Â°, 10:30h/12h/13:30h, Key removal/eject in O | - | 0 | 0
3SU1000-5JL01-0AA0-Z | Y01Y19 | 3SU1000-5JL01-0AA0-ZY01Y19 | 1 | UN | 1 | 30 | D | D | N | N | 85389099 | 1 |  | 0.119 | KG | 258.4 | 258.4 | CP20 | CP20 | Key-operated switch CES with key monitoring, 22 mm, round, plastic; Special lock with 2 keys, 3 switch positions I-O-II, latching, actuating angle 2x45Â°, 10:30h/12h/13:30h, Key removal/eject in O, Customer-specific selection with SIRIUS ACT configurator (CIN) |  | 0 | 0
3SU1000-5JL01-0AA0-Z | Y10 | 3SU1000-5JL01-0AA0-ZY10 | 1 | UN | 1 | 10 | C | D | EAR99 | N | 85389099 | 1 |  | 0.119 | KG | 214.7 | 214.7 | CP20 | CP20 | Key-operated switch CES With key monitoring, 22 mm, round, plastic, lock number SSG10, with 2 keys, 3 switch positions I-O-II, latching, actuating angle 2x45Â°, 10:30h/12h/13:30h, Key removal/eject in O, with laser inscription, upper case and lower case, always upper case at beginning of line | - | 0 | 0
3SU1000-5JL01-0AA0-Z | Y11 | 3SU1000-5JL01-0AA0-ZY11 | 1 | UN | 1 | 10 | C | D | EAR99 | N | 85389099 | 1 |  | 0.119 | KG | 214.7 | 214.7 | CP20 | CP20 | Key-operated switch CES With key monitoring, 22 mm, round, plastic, lock number SSG10, with 2 keys, 3 switch positions I-O-II, latching, actuating angle 2x45Â°, 10:30h/12h/13:30h, Key removal/eject in O, with laser inscription, upper case | - | 0 | 0
3SU1000-5JL01-0AA0-Z | Y12 | 3SU1000-5JL01-0AA0-ZY12 | 1 | UN | 1 | 10 | C | D | EAR99 | N | 85389099 | 1 |  | 0.119 | KG | 214.7 | 214.7 | CP20 | CP20 | Key-operated switch CES With key monitoring, 22 mm, round, plastic, lock number SSG10, with 2 keys, 3 switch positions I-O-II, latching, actuating angle 2x45Â°, 10:30h/12h/13:30h, Key removal/eject in O, with laser inscription, lower case | - | 0 | 0
3SU1000-5JL01-0AA0-Z | Y15 | 3SU1000-5JL01-0AA0-ZY15 | 1 | UN | 1 | 10 | C | D | EAR99 | N | 85389099 | 1 |  | 0.119 | KG | 214.7 | 214.7 | CP20 | CP20 | Key-operated switch CES With key monitoring, 22 mm, round, plastic, lock number SSG10, with 2 keys, 3 switch positions I-O-II, latching, actuating angle 2x45Â°, 10:30h/12h/13:30h, Key removal/eject in O, with laser inscription, upper case and lower case, always upper case at the beginning of the word | - | 0 | 0
3SU1000-5JL01-0AA0-Z | Y19 | 3SU1000-5JL01-0AA0-ZY19 | 1 | UN | 1 | 10 | C | D | EAR99 | N | 85389099 | 1 |  | 0.119 | KG | 210.9 | 210.9 | CP20 | CP20 | Key-operated switch CES With key monitoring, 22 mm, round, plastic, lock number SSG10, with 2 keys, 3 switch positions I-O-II, latching, actuating angle 2x45Â°, 10:30h/12h/13:30h, Key removal/eject in O, with laser inscription, inscription or symbol Customer-specific selection with SIRIUS ACT configurator (CIN) | - | 0 | 0
3SU1000-5PC01-0AA0 |  | 3SU1000-5PC01-0AA0 | 1 | UN | 1 | 1 | A | D | N | N | 85389099 | 1 | 4011209950351 | 0.02 | KG | 82.46 | 72.77 | CP20 | CP20 | Key-operated switch BKS, 22 mm, round, plastic, lock number S1, with 2 keys, 2 switch positions O<I, momentary contact type, Actuating angle 45Â°, 10:30h/12h, Key removal O | Lista Papel 2020 SI | 0 | 0
3SU1000-5PC01-0AA0-Z | X90 | 3SU1000-5PC01-0AA0-ZX90 | 1 | UN | 1 | 5 | B | D | EAR99 | N | 85389099 | 50 |  | 0.119 | KG | 82.46 | 82.46 | CP20 | CP20 | Key-operated switch BKS, 22 mm, round, plastic, lock number S1, with 2 keys, 2 switch positions O<I, momentary contact type, Actuating angle 45Â°, 10:30h/12h, Key removal O Z=50-unit packaging | - | 0 | 0
3SU1000-5PC01-0AA0-Z | Y01 | 3SU1000-5PC01-0AA0-ZY01 | 1 | UN | 1 | 25 | D | D | EAR99 | N | 85389099 | 1 |  | 0.119 | KG | 130.15 | 130.15 | CP20 | CP20 | Key-operated switch BKS, 22 mm, round, plastic, special lock, with 2 keys, 2 switch positions O<I, momentary contact type, Actuating angle 45Â°, 10:30h/12h, Key removal O | - | 0 | 0
3SU1000-5PC01-0AA0-Z | Y01Y19 | 3SU1000-5PC01-0AA0-ZY01Y19 | 1 | UN | 1 | 30 | D | D | N | N | 85389099 | 1 |  | 0.119 | KG | 131.1 | 131.1 | CP20 | CP20 | Key-operated switch BKS, 22 mm, round, plastic, special lock, with 2 keys, 2 switch positions O<I, momentary contact type, actuating angle 45Â°, 10:30h/12h, key removal O, customer-specific selection with SIRIUS ACT configurator (CIN) |  | 0 | 0
3SU1000-5PC01-0AA0-Z | Y10 | 3SU1000-5PC01-0AA0-ZY10 | 1 | UN | 1 | 10 | C | D | EAR99 | N | 85389099 | 1 |  | 0.119 | KG | 87.21 | 87.21 | CP20 | CP20 | Key-operated switch BKS, 22 mm, round, plastic, lock number S1, with 2 keys, 2 switch positions O<I, momentary contact type, Actuating angle 45Â°, 10:30h/12h, key removal O, with laser labeling, upper case and lower case, always upper case at beginning of line | - | 0 | 0
3SU1000-5PC01-0AA0-Z | Y11 | 3SU1000-5PC01-0AA0-ZY11 | 1 | UN | 1 | 10 | C | D | EAR99 | N | 85389099 | 1 |  | 0.119 | KG | 87.21 | 87.21 | CP20 | CP20 | Key-operated switch BKS, 22 mm, round, plastic, lock number S1, with 2 keys, 2 switch positions O<I, momentary contact type, Actuating angle 45Â°, 10:30h/12h, key removal O, with laser labeling, upper case | - | 0 | 0
3SU1000-5PC01-0AA0-Z | Y12 | 3SU1000-5PC01-0AA0-ZY12 | 1 | UN | 1 | 10 | C | D | EAR99 | N | 85389099 | 1 |  | 0.119 | KG | 87.21 | 87.21 | CP20 | CP20 | Key-operated switch BKS, 22 mm, round, plastic, lock number S1, with 2 keys, 2 switch positions O<I, momentary contact type, Actuating angle 45Â°, 10:30h/12h, key removal O, with laser labeling, lower case | - | 0 | 0
3SU1000-5PC01-0AA0-Z | Y15 | 3SU1000-5PC01-0AA0-ZY15 | 1 | UN | 1 | 10 | C | D | EAR99 | N | 85389099 | 1 |  | 0.119 | KG | 87.21 | 87.21 | CP20 | CP20 | Key-operated switch BKS, 22 mm, round, plastic, lock number S1, with 2 keys, 2 switch positions O<I, momentary contact type, Actuating angle 45Â°, 10:30h/12h, key removal O, with laser labeling, upper case and lower case, always upper case at the beginning of the word | - | 0 | 0
3SU1000-5PC01-0AA0-Z | Y19 | 3SU1000-5PC01-0AA0-ZY19 | 1 | UN | 1 | 10 | C | D | EAR99 | N | 85389099 | 1 |  | 0.119 | KG | 83.41 | 83.41 | CP20 | CP20 | Key-operated switch BKS, 22 mm, round, plastic, lock number S1, with 2 keys, 2 switch positions O<I, momentary contact type, Actuating angle 45Â°, 10:30h/12h, key removal O, with laser labeling, inscription or symbol Customer-specific selection with SIRIUS ACT configurator (CIN) | - | 0 | 0
3SU1000-5PF01-0AA0 |  | 3SU1000-5PF01-0AA0 | 1 | UN | 1 | 1 | A | D | N | N | 85389099 | 1 | 4011209950368 | 0.02 | KG | 82.46 | 82.46 | CP20 | CP20 | Key-operated switch BKS, 22 mm, round, plastic, lock number S1, with 2 keys, 2 switch positions O-I, latching, actuating angle 90Â°, 10:30h/13:30h, Key removal O | - | 0 | 0
3SU1000-5PF01-0AA0-Z | X90 | 3SU1000-5PF01-0AA0-ZX90 | 1 | UN | 1 | 5 | B | D | N | N | 85389099 | 50 | 4047621021454 | 0.119 | KG | 82.46 | 82.46 | CP20 | CP20 | Key-operated switch BKS, 22 mm, round, plastic, lock number S1, with 2 keys, 2 switch positions O-I, latching, actuating angle 90Â°, 10:30h/13:30h, Key removal O Z=50-unit packaging | - | 0 | 0
3SU1000-5PF01-0AA0-Z | Y01 | 3SU1000-5PF01-0AA0-ZY01 | 1 | UN | 1 | 25 | D | D | EAR99 | N | 85389099 | 1 |  | 0.119 | KG | 130.15 | 130.15 | CP20 | CP20 | Key-operated switch BKS, 22 mm, round, plastic, special lock, with 2 keys, 2 switch positions O-I, latching, actuating angle 90Â°, 10:30h/13:30h, Key removal O | - | 0 | 0
3SU1000-5PF01-0AA0-Z | Y01Y19 | 3SU1000-5PF01-0AA0-ZY01Y19 | 1 | UN | 1 | 30 | D | D | N | N | 85389099 | 1 |  | 0.119 | KG | 131.1 | 131.1 | CP20 | CP20 | Key-operated switch BKS, 22 mm, round, plastic, special lock, with 2 keys, 2 switch positions O-I, latching, actuating angle 90Â°, 10:30h/13:30h, key removal O, customer-specific selection with SIRIUS ACT configurator (CIN) |  | 0 | 0
3SU1000-5PF01-0AA0-Z | Y10 | 3SU1000-5PF01-0AA0-ZY10 | 1 | UN | 1 | 10 | C | D | EAR99 | N | 85389099 | 1 |  | 0.119 | KG | 87.21 | 87.21 | CP20 | CP20 | Key-operated switch BKS, 22 mm, round, plastic, lock number S1, with 2 keys, 2 switch positions O-I, latching, actuating angle 90Â°, 10:30h/13:30h, key removal O, with laser labeling, upper case and lower case, always upper case at beginning of line | - | 0 | 0
3SU1000-5PF01-0AA0-Z | Y11 | 3SU1000-5PF01-0AA0-ZY11 | 1 | UN | 1 | 10 | C | D | EAR99 | N | 85389099 | 1 |  | 0.119 | KG | 87.21 | 87.21 | CP20 | CP20 | Key-operated switch BKS, 22 mm, round, plastic, lock number S1, with 2 keys, 2 switch positions O-I, latching, actuating angle 90Â°, 10:30h/13:30h, key removal O, with laser labeling, upper case | - | 0 | 0
3SU1000-5PF01-0AA0-Z | Y12 | 3SU1000-5PF01-0AA0-ZY12 | 1 | UN | 1 | 10 | C | D | EAR99 | N | 85389099 | 1 |  | 0.119 | KG | 87.21 | 87.21 | CP20 | CP20 | Key-operated switch BKS, 22 mm, round, plastic, lock number S1, with 2 keys, 2 switch positions O-I, latching, actuating angle 90Â°, 10:30h/13:30h, key removal O, with laser labeling, lower case | - | 0 | 0
3SU1000-5PF01-0AA0-Z | Y15 | 3SU1000-5PF01-0AA0-ZY15 | 1 | UN | 1 | 10 | C | D | EAR99 | N | 85389099 | 1 |  | 0.119 | KG | 87.21 | 87.21 | CP20 | CP20 | Key-operated switch BKS, 22 mm, round, plastic, lock number S1, with 2 keys, 2 switch positions O-I, latching, actuating angle 90Â°, 10:30h/13:30h, key removal O, with laser labeling, upper case and lower case, always upper case at the beginning of the word | - | 0 | 0
3SU1000-5PF01-0AA0-Z | Y19 | 3SU1000-5PF01-0AA0-ZY19 | 1 | UN | 1 | 10 | C | D | EAR99 | N | 85389099 | 1 |  | 0.119 | KG | 83.41 | 83.41 | CP20 | CP20 | Key-operated switch BKS, 22 mm, round, plastic, lock number S1, with 2 keys, 2 switch positions O-I, latching, actuating angle 90Â°, 10:30h/13:30h, key removal O, with laser labeling, inscription or symbol Customer-specific selection with SIRIUS ACT configurator (CIN) | - | 0 | 0
3SU1000-5PF11-0AA0 |  | 3SU1000-5PF11-0AA0 | 1 | UN | 1 | 1 | A | D | N | N | 85389099 | 1 | 4011209950375 | 0.02 | KG | 82.46 | 82.46 | CP20 | CP20 | Key-operated switch BKS, 22 mm, round, plastic, lock number S1, with 2 keys, 2 switch positions O-I, latching, actuating angle 90Â°, 10:30h/13:30h, Key removal O+I | - | 0 | 0
3SU1000-5PF11-0AA0-Z | X90 | 3SU1000-5PF11-0AA0-ZX90 | 1 | UN | 1 | 5 | B | D | EAR99 | N | 85389099 | 50 |  | 0.119 | KG | 82.46 | 82.46 | CP20 | CP20 | Key-operated switch BKS, 22 mm, round, plastic, lock number S1, with 2 keys, 2 switch positions O-I, latching, actuating angle 90Â°, 10:30h/13:30h, Key removal O+I Z=50-unit packaging | - | 0 | 0
3SU1000-5PF11-0AA0-Z | Y01 | 3SU1000-5PF11-0AA0-ZY01 | 1 | UN | 1 | 25 | D | D | EAR99 | N | 85389099 | 1 |  | 0.119 | KG | 130.15 | 130.15 | CP20 | CP20 | Key-operated switch BKS, 22 mm, round, plastic, special lock, with 2 keys, 2 switch positions O-I, latching, actuating angle 90Â°, 10:30h/13:30h, Key removal O+I | - | 0 | 0
3SU1000-5PF11-0AA0-Z | Y01Y19 | 3SU1000-5PF11-0AA0-ZY01Y19 | 1 | UN | 1 | 30 | D | D | N | N | 85389099 | 1 |  | 0.119 | KG | 131.1 | 131.1 | CP20 | CP20 | Key-operated switch BKS, 22 mm, round, plastic, special lock, with 2 keys, 2 switch positions O-I, latching, actuating angle 90Â°, 10:30h/13:30h, key removal O+I, customer-specific selection with SIRIUS ACT configurator (CIN) |  | 0 | 0
3SU1000-5PF11-0AA0-Z | Y10 | 3SU1000-5PF11-0AA0-ZY10 | 1 | UN | 1 | 10 | C | D | EAR99 | N | 85389099 | 1 |  | 0.119 | KG | 87.21 | 87.21 | CP20 | CP20 | Key-operated switch BKS, 22 mm, round, plastic, lock number S1, with 2 keys, 2 switch positions O-I, latching, actuating angle 90Â°, 10:30h/13:30h, key removal O+I, with laser labeling, upper case and lower case, always upper case at beginning of line | - | 0 | 0
3SU1000-5PF11-0AA0-Z | Y11 | 3SU1000-5PF11-0AA0-ZY11 | 1 | UN | 1 | 10 | C | D | EAR99 | N | 85389099 | 1 |  | 0.119 | KG | 87.21 | 87.21 | CP20 | CP20 | Key-operated switch BKS, 22 mm, round, plastic, lock number S1, with 2 keys, 2 switch positions O-I, latching, actuating angle 90Â°, 10:30h/13:30h, key removal O+I, with laser labeling, upper case | - | 0 | 0
3SU1000-5PF11-0AA0-Z | Y12 | 3SU1000-5PF11-0AA0-ZY12 | 1 | UN | 1 | 10 | C | D | EAR99 | N | 85389099 | 1 |  | 0.119 | KG | 87.21 | 87.21 | CP20 | CP20 | Key-operated switch BKS, 22 mm, round, plastic, lock number S1, with 2 keys, 2 switch positions O-I, latching, actuating angle 90Â°, 10:30h/13:30h, key removal O+I, with laser labeling, lower case | - | 0 | 0
3SU1000-5PF11-0AA0-Z | Y15 | 3SU1000-5PF11-0AA0-ZY15 | 1 | UN | 1 | 10 | C | D | EAR99 | N | 85389099 | 1 |  | 0.119 | KG | 87.21 | 87.21 | CP20 | CP20 | Key-operated switch BKS, 22 mm, round, plastic, lock number S1, with 2 keys, 2 switch positions O-I, latching, actuating angle 90Â°, 10:30h/13:30h, key removal O+I, with laser labeling, upper case and lower case, always upper case at the beginning of the word | - | 0 | 0
3SU1000-5PF11-0AA0-Z | Y19 | 3SU1000-5PF11-0AA0-ZY19 | 1 | UN | 1 | 10 | C | D | EAR99 | N | 85389099 | 1 |  | 0.119 | KG | 83.41 | 83.41 | CP20 | CP20 | Key-operated switch BKS, 22 mm, round, plastic, lock number S1, with 2 keys, 2 switch positions O-I, latching, actuating angle 90Â°, 10:30h/13:30h, key removal O+I, with laser labeling, inscription or symbol Customer-specific selection with SIRIUS ACT configurator (CIN) | - | 0 | 0
3SU1000-5PF21-0AA0 |  | 3SU1000-5PF21-0AA0 | 1 | UN | 1 | 3 | B | D | N | N | 85389099 | 1 | 4011209950382 | 0.02 | KG | 82.46 | 82.46 | CP20 | CP20 | Key-operated switch BKS, 22 mm, round, plastic, lock number S1, with 2 keys, 2 switch positions O-I, latching, actuating angle 90Â°, 10:30h/13:30h, Key removal I | - | 0 | 0
3SU1000-5PF21-0AA0-Z | X90 | 3SU1000-5PF21-0AA0-ZX90 | 1 | UN | 1 | 5 | B | D | EAR99 | N | 85389099 | 50 |  | 0.119 | KG | 82.46 | 82.46 | CP20 | CP20 | Key-operated switch BKS, 22 mm, round, plastic, lock number S1, with 2 keys, 2 switch positions O-I, latching, actuating angle 90Â°, 10:30h/13:30h, Key removal I Z=50-unit packaging | - | 0 | 0
3SU1000-5PF21-0AA0-Z | Y01 | 3SU1000-5PF21-0AA0-ZY01 | 1 | UN | 1 | 25 | D | D | EAR99 | N | 85389099 | 1 |  | 0.119 | KG | 130.15 | 130.15 | CP20 | CP20 | Key-operated switch BKS, 22 mm, round, plastic, special lock, with 2 keys, 2 switch positions O-I, latching, actuating angle 90Â°, 10:30h/13:30h, Key removal I | - | 0 | 0
3SU1000-5PF21-0AA0-Z | Y01Y19 | 3SU1000-5PF21-0AA0-ZY01Y19 | 1 | UN | 1 | 30 | D | D | N | N | 85389099 | 1 |  | 0.119 | KG | 131.1 | 131.1 | CP20 | CP20 | Key-operated switch BKS, 22 mm, round, plastic, special lock, with 2 keys, 2 switch positions O-I, latching, actuating angle 90Â°, 10:30h/13:30h, key removal I, customer-specific selection with SIRIUS ACT configurator (CIN) |  | 0 | 0
3SU1000-5PF21-0AA0-Z | Y10 | 3SU1000-5PF21-0AA0-ZY10 | 1 | UN | 1 | 10 | C | D | EAR99 | N | 85389099 | 1 |  | 0.119 | KG | 87.21 | 87.21 | CP20 | CP20 | Key-operated switch BKS, 22 mm, round, plastic, lock number S1, with 2 keys, 2 switch positions O-I, latching, actuating angle 90Â°, 10:30h/13:30h, key removal I, with laser labeling, upper case and lower case, always upper case at beginning of line | - | 0 | 0
3SU1000-5PF21-0AA0-Z | Y11 | 3SU1000-5PF21-0AA0-ZY11 | 1 | UN | 1 | 10 | C | D | EAR99 | N | 85389099 | 1 |  | 0.119 | KG | 87.21 | 87.21 | CP20 | CP20 | Key-operated switch BKS, 22 mm, round, plastic, lock number S1, with 2 keys, 2 switch positions O-I, latching, actuating angle 90Â°, 10:30h/13:30h, key removal I, with laser labeling, upper case | - | 0 | 0
3SU1000-5PF21-0AA0-Z | Y12 | 3SU1000-5PF21-0AA0-ZY12 | 1 | UN | 1 | 10 | C | D | EAR99 | N | 85389099 | 1 |  | 0.119 | KG | 87.21 | 87.21 | CP20 | CP20 | Key-operated switch BKS, 22 mm, round, plastic, lock number S1, with 2 keys, 2 switch positions O-I, latching, actuating angle 90Â°, 10:30h/13:30h, key removal I, with laser labeling, lower case | - | 0 | 0
3SU1000-5PF21-0AA0-Z | Y15 | 3SU1000-5PF21-0AA0-ZY15 | 1 | UN | 1 | 10 | C | D | EAR99 | N | 85389099 | 1 |  | 0.119 | KG | 87.21 | 87.21 | CP20 | CP20 | Key-operated switch BKS, 22 mm, round, plastic, lock number S1, with 2 keys, 2 switch positions O-I, latching, actuating angle 90Â°, 10:30h/13:30h, key removal I, with laser labeling, upper case and lower case, always upper case at the beginning of the word | - | 0 | 0
3SU1000-5PF21-0AA0-Z | Y19 | 3SU1000-5PF21-0AA0-ZY19 | 1 | UN | 1 | 10 | C | D | EAR99 | N | 85389099 | 1 |  | 0.119 | KG | 83.41 | 83.41 | CP20 | CP20 | Key-operated switch BKS, 22 mm, round, plastic, lock number S1, with 2 keys, 2 switch positions O-I, latching, actuating angle 90Â°, 10:30h/13:30h, key removal I, with laser labeling, inscription or symbol Customer-specific selection with SIRIUS ACT configurator (CIN) | - | 0 | 0
3SU1000-5PL01-0AA0 |  | 3SU1000-5PL01-0AA0 | 1 | UN | 1 | 3 | B | D | N | N | 85389099 | 1 | 4011209950399 | 0.02 | KG | 78.95 | 69.35 | CP20 | CP20 | Key-operated switch BKS, 22 mm, round, plastic, lock number S1, with 2 keys, 3 switch positions I-O-II, latching, actuating angle 2x45Â°, 10:30h/12h/13:30h, Key removal O | Lista Papel 2020 SI | 0 | 0
3SU1000-5PL01-0AA0-Z | X90 | 3SU1000-5PL01-0AA0-ZX90 | 1 | UN | 1 | 5 | B | D | EAR99 | N | 85389099 | 50 |  | 0.119 | KG | 78.95 | 78.95 | CP20 | CP20 | Key-operated switch BKS, 22 mm, round, plastic, lock number S1, with 2 keys, 3 switch positions I-O-II, latching, actuating angle 2x45Â°, 10:30h/12h/13:30h, Key removal O Z=50-unit packaging | - | 0 | 0
3SU1000-5PL01-0AA0-Z | Y01 | 3SU1000-5PL01-0AA0-ZY01 | 1 | UN | 1 | 25 | D | D | EAR99 | N | 85389099 | 1 |  | 0.119 | KG | 126.35 | 126.35 | CP20 | CP20 | Key-operated switch BKS, 22 mm, round, plastic, special lock, with 2 keys, 3 switch positions I-O-II, latching, actuating angle 2x45Â°, 10:30h/12h/13:30h, Key removal O | - | 0 | 0
3SU1000-5PL01-0AA0-Z | Y01Y19 | 3SU1000-5PL01-0AA0-ZY01Y19 | 1 | UN | 1 | 30 | D | D | N | N | 85389099 | 1 |  | 0.119 | KG | 127.3 | 127.3 | CP20 | CP20 | Key-operated switch BKS, 22 mm, round, plastic, special lock, with 2 keys, 3 switch positions I-O-II, latching, actuating angle 2x45Â°, 10:30h/12h/13:30h, key removal O, customer-specific selection with SIRIUS ACT configurator (CIN) |  | 0 | 0
3SU1000-5PL01-0AA0-Z | Y10 | 3SU1000-5PL01-0AA0-ZY10 | 1 | UN | 1 | 10 | C | D | EAR99 | N | 85389099 | 1 |  | 0.119 | KG | 83.7 | 83.7 | CP20 | CP20 | Key-operated switch BKS, 22 mm, round, plastic, lock number S1, with 2 keys, 3 switch positions I-O-II, latching, actuating angle 2x45Â°, 10:30h/12h/13:30h, key removal O, with laser labeling, upper case and lower case, always upper case at beginning of line | - | 0 | 0
3SU1000-5PL01-0AA0-Z | Y11 | 3SU1000-5PL01-0AA0-ZY11 | 1 | UN | 1 | 10 | C | D | EAR99 | N | 85389099 | 1 |  | 0.119 | KG | 83.7 | 83.7 | CP20 | CP20 | Key-operated switch BKS, 22 mm, round, plastic, lock number S1, with 2 keys, 3 switch positions I-O-II, latching, actuating angle 2x45Â°, 10:30h/12h/13:30h, key removal O, with laser labeling, upper case | - | 0 | 0
3SU1000-5PL01-0AA0-Z | Y12 | 3SU1000-5PL01-0AA0-ZY12 | 1 | UN | 1 | 10 | C | D | EAR99 | N | 85389099 | 1 |  | 0.119 | KG | 83.7 | 83.7 | CP20 | CP20 | Key-operated switch BKS, 22 mm, round, plastic, lock number S1, with 2 keys, 3 switch positions I-O-II, latching, actuating angle 2x45Â°, 10:30h/12h/13:30h, key removal O, with laser labeling, lower case | - | 0 | 0
3SU1000-5PL01-0AA0-Z | Y15 | 3SU1000-5PL01-0AA0-ZY15 | 1 | UN | 1 | 10 | C | D | EAR99 | N | 85389099 | 1 |  | 0.119 | KG | 83.7 | 83.7 | CP20 | CP20 | Key-operated switch BKS, 22 mm, round, plastic, lock number S1, with 2 keys, 3 switch positions I-O-II, latching, actuating angle 2x45Â°, 10:30h/12h/13:30h, key removal O, with laser labeling, upper case and lower case, always upper case at the beginning of the word | - | 0 | 0
3SU1000-5PL01-0AA0-Z | Y19 | 3SU1000-5PL01-0AA0-ZY19 | 1 | UN | 1 | 10 | C | D | EAR99 | N | 85389099 | 1 |  | 0.119 | KG | 79.9 | 79.9 | CP20 | CP20 | Key-operated switch BKS, 22 mm, round, plastic, lock number S1, with 2 keys, 3 switch positions I-O-II, latching, actuating angle 2x45Â°, 10:30h/12h/13:30h, key removal O, with laser labeling, inscription or symbol Customer-specific selection with SIRIUS ACT configurator (CIN) | - | 0 | 0
3SU1000-5PL11-0AA0 |  | 3SU1000-5PL11-0AA0 | 1 | UN | 1 | 3 | B | D | N | N | 85389099 | 1 | 4011209950405 | 0.02 | KG | 78.95 | 69.35 | CP20 | CP20 | Key-operated switch BKS, 22 mm, round, plastic, lock number S1, with 2 keys, 3 switch positions I-O-II, latching, actuating angle 2x45Â°, 10:30h/12h/13:30h, Key removal I+O+II | Lista Papel 2020 SI | 0 | 0
3SU1000-5PL11-0AA0-Z | X90 | 3SU1000-5PL11-0AA0-ZX90 | 1 | UN | 1 | 5 | B | D | EAR99 | N | 85389099 | 50 |  | 0.119 | KG | 78.95 | 78.95 | CP20 | CP20 | Key-operated switch BKS, 22 mm, round, plastic, lock number S1, with 2 keys, 3 switch positions I-O-II, latching, actuating angle 2x45Â°, 10:30h/12h/13:30h, Key removal I+O+II Z=50-unit packaging | - | 0 | 0
3SU1000-5PL11-0AA0-Z | Y01 | 3SU1000-5PL11-0AA0-ZY01 | 1 | UN | 1 | 25 | D | D | EAR99 | N | 85389099 | 1 |  | 0.119 | KG | 126.35 | 126.35 | CP20 | CP20 | Key-operated switch BKS, 22 mm, round, plastic, special lock, with 2 keys, 3 switch positions I-O-II, latching, actuating angle 2x45Â°, 10:30h/12h/13:30h, Key removal I+O+II | - | 0 | 0
3SU1000-5PL11-0AA0-Z | Y01Y19 | 3SU1000-5PL11-0AA0-ZY01Y19 | 1 | UN | 1 | 30 | D | D | N | N | 85389099 | 1 |  | 0.119 | KG | 127.3 | 127.3 | CP20 | CP20 | Key-operated switch BKS, 22 mm, round, plastic, special lock, with 2 keys, 3 switch positions I-O-II, latching, actuating angle 2x45Â°, 10:30h/12h/13:30h, key removal I+O+II, customer-specific selection with SIRIUS ACT configurator (CIN) |  | 0 | 0
3SU1000-5PL11-0AA0-Z | Y10 | 3SU1000-5PL11-0AA0-ZY10 | 1 | UN | 1 | 10 | C | D | EAR99 | N | 85389099 | 1 |  | 0.119 | KG | 83.7 | 83.7 | CP20 | CP20 | Key-operated switch BKS, 22 mm, round, plastic, lock number S1, with 2 keys, 3 switch positions I-O-II, latching, actuating angle 2x45Â°, 10:30h/12h/13:30h, Key removal I+O+II, with laser labeling, upper case and lower case, always upper case at beginning of line | - | 0 | 0
3SU1000-5PL11-0AA0-Z | Y11 | 3SU1000-5PL11-0AA0-ZY11 | 1 | UN | 1 | 10 | C | D | EAR99 | N | 85389099 | 1 |  | 0.119 | KG | 83.7 | 83.7 | CP20 | CP20 | Key-operated switch BKS, 22 mm, round, plastic, lock number S1, with 2 keys, 3 switch positions I-O-II, latching, actuating angle 2x45Â°, 10:30h/12h/13:30h, Key removal I+O+II, with laser labeling, upper case | - | 0 | 0
3SU1000-5PL11-0AA0-Z | Y12 | 3SU1000-5PL11-0AA0-ZY12 | 1 | UN | 1 | 10 | C | D | EAR99 | N | 85389099 | 1 |  | 0.119 | KG | 83.7 | 83.7 | CP20 | CP20 | Key-operated switch BKS, 22 mm, round, plastic, lock number S1, with 2 keys, 3 switch positions I-O-II, latching, actuating angle 2x45Â°, 10:30h/12h/13:30h, Key removal I+O+II, with laser labeling, lower case | - | 0 | 0
3SU1000-5PL11-0AA0-Z | Y15 | 3SU1000-5PL11-0AA0-ZY15 | 1 | UN | 1 | 10 | C | D | EAR99 | N | 85389099 | 1 |  | 0.119 | KG | 83.7 | 83.7 | CP20 | CP20 | Key-operated switch BKS, 22 mm, round, plastic, lock number S1, with 2 keys, 3 switch positions I-O-II, latching, actuating angle 2x45Â°, 10:30h/12h/13:30h, Key removal I+O+II, with laser labeling, upper case and lower case, always upper case at the beginning of the word | - | 0 | 0
3SU1000-5PL11-0AA0-Z | Y19 | 3SU1000-5PL11-0AA0-ZY19 | 1 | UN | 1 | 10 | C | D | EAR99 | N | 85389099 | 1 |  | 0.119 | KG | 79.9 | 79.9 | CP20 | CP20 | Key-operated switch BKS, 22 mm, round, plastic, lock number S1, with 2 keys, 3 switch positions I-O-II, latching, actuating angle 2x45Â°, 10:30h/12h/13:30h, Key removal I+O+II, with laser labeling, inscription or symbol Customer-specific selection with SIRIUS ACT configurator (CIN) | - | 0 | 0
3SU1000-5PL21-0AA0 |  | 3SU1000-5PL21-0AA0 | 1 | UN | 1 | 3 | B | D | N | N | 85389099 | 1 | 4011209950412 | 0.02 | KG | 78.95 | 78.95 | CP20 | CP20 | Key-operated switch BKS, 22 mm, round, plastic, lock number S1, with 2 keys, 3 switch positions I-O-II, latching, actuating angle 2x45Â°, 10:30h/12h/13:30h, Key removal I | - | 0 | 0
3SU1000-5PL21-0AA0-Z | X90 | 3SU1000-5PL21-0AA0-ZX90 | 1 | UN | 1 | 5 | B | D | EAR99 | N | 85389099 | 50 |  | 0.119 | KG | 78.95 | 78.95 | CP20 | CP20 | Key-operated switch BKS, 22 mm, round, plastic, lock number S1, with 2 keys, 3 switch positions I-O-II, latching, actuating angle 2x45Â°, 10:30h/12h/13:30h, Key removal I Z=50-unit packaging | - | 0 | 0
3SU1000-5PL21-0AA0-Z | Y01 | 3SU1000-5PL21-0AA0-ZY01 | 1 | UN | 1 | 25 | D | D | EAR99 | N | 85389099 | 1 |  | 0.119 | KG | 126.35 | 126.35 | CP20 | CP20 | Key-operated switch BKS, 22 mm, round, plastic, special lock, with 2 keys, 3 switch positions I-O-II, latching, actuating angle 2x45Â°, 10:30h/12h/13:30h, Key removal I | - | 0 | 0
3SU1000-5PL21-0AA0-Z | Y01Y19 | 3SU1000-5PL21-0AA0-ZY01Y19 | 1 | UN | 1 | 30 | D | D | N | N | 85389099 | 1 |  | 0.119 | KG | 127.3 | 127.3 | CP20 | CP20 | Key-operated switch BKS, 22 mm, round, plastic, special lock, with 2 keys, 3 switch positions I-O-II, latching, actuating angle 2x45Â°, 10:30h/12h/13:30h, key removal I, customer-specific selection with SIRIUS ACT configurator (CIN) |  | 0 | 0
3SU1000-5PL21-0AA0-Z | Y10 | 3SU1000-5PL21-0AA0-ZY10 | 1 | UN | 1 | 10 | C | D | EAR99 | N | 85389099 | 1 |  | 0.119 | KG | 83.7 | 83.7 | CP20 | CP20 | Key-operated switch BKS, 22 mm, round, plastic, lock number S1, with 2 keys, 3 switch positions I-O-II, latching, actuating angle 2x45Â°, 10:30h/12h/13:30h, key removal I, with laser labeling, upper case and lower case, always upper case at beginning of line | - | 0 | 0
3SU1000-5PL21-0AA0-Z | Y11 | 3SU1000-5PL21-0AA0-ZY11 | 1 | UN | 1 | 10 | C | D | EAR99 | N | 85389099 | 1 |  | 0.119 | KG | 83.7 | 83.7 | CP20 | CP20 | Key-operated switch BKS, 22 mm, round, plastic, lock number S1, with 2 keys, 3 switch positions I-O-II, latching, actuating angle 2x45Â°, 10:30h/12h/13:30h, key removal I, with laser labeling, upper case | - | 0 | 0
3SU1000-5PL21-0AA0-Z | Y12 | 3SU1000-5PL21-0AA0-ZY12 | 1 | UN | 1 | 10 | C | D | EAR99 | N | 85389099 | 1 |  | 0.119 | KG | 83.7 | 83.7 | CP20 | CP20 | Key-operated switch BKS, 22 mm, round, plastic, lock number S1, with 2 keys, 3 switch positions I-O-II, latching, actuating angle 2x45Â°, 10:30h/12h/13:30h, key removal I, with laser labeling, lower case | - | 0 | 0
3SU1000-5PL21-0AA0-Z | Y15 | 3SU1000-5PL21-0AA0-ZY15 | 1 | UN | 1 | 10 | C | D | EAR99 | N | 85389099 | 1 |  | 0.119 | KG | 83.7 | 83.7 | CP20 | CP20 | Key-operated switch BKS, 22 mm, round, plastic, lock number S1, with 2 keys, 3 switch positions I-O-II, latching, actuating angle 2x45Â°, 10:30h/12h/13:30h, key removal I, with laser labeling, upper case and lower case, always upper case at the beginning of the word | - | 0 | 0
3SU1000-5PL21-0AA0-Z | Y19 | 3SU1000-5PL21-0AA0-ZY19 | 1 | UN | 1 | 10 | C | D | EAR99 | N | 85389099 | 1 |  | 0.119 | KG | 79.9 | 79.9 | CP20 | CP20 | Key-operated switch BKS, 22 mm, round, plastic, lock number S1, with 2 keys, 3 switch positions I-O-II, latching, actuating angle 2x45Â°, 10:30h/12h/13:30h, key removal I, with laser labeling, inscription or symbol Customer-specific selection with SIRIUS ACT configurator (CIN) | - | 0 | 0
3SU1000-5PL31-0AA0 |  | 3SU1000-5PL31-0AA0 | 1 | UN | 1 | 3 | B | D | N | N | 85389099 | 1 | 4011209950429 | 0.02 | KG | 78.95 | 69.35 | CP20 | CP20 | Key-operated switch BKS, 22 mm, round, plastic, lock number S1, with 2 keys, 3 switch positions I-O-II, latching, actuating angle 2x45Â°, 10:30h/12h/13:30h, key removal II | Lista Papel 2020 SI | 0 | 0
3SU1000-5PL31-0AA0-Z | X90 | 3SU1000-5PL31-0AA0-ZX90 | 1 | UN | 1 | 5 | B | D | EAR99 | N | 85389099 | 50 |  | 0.119 | KG | 78.95 | 78.95 | CP20 | CP20 | Key-operated switch BKS, 22 mm, round, plastic, lock number S1, with 2 keys, 3 switch positions I-O-II, latching, actuating angle 2x45Â°, 10:30h/12h/13:30h, key removal II Z=50-unit packaging | - | 0 | 0
3SU1000-5PL31-0AA0-Z | Y01 | 3SU1000-5PL31-0AA0-ZY01 | 1 | UN | 1 | 25 | D | D | EAR99 | N | 85389099 | 1 |  | 0.119 | KG | 126.35 | 126.35 | CP20 | CP20 | Key-operated switch BKS, 22 mm, round, plastic, special lock, with 2 keys, 3 switch positions I-O-II, latching, actuating angle 2x45Â°, 10:30h/12h/13:30h, key removal II, Note: BKS locking systems E1 - E25 supplied without key | - | 0 | 0
3SU1000-5PL31-0AA0-Z | Y01Y19 | 3SU1000-5PL31-0AA0-ZY01Y19 | 1 | UN | 1 | 30 | D | D | N | N | 85389099 | 1 |  | 0.119 | KG | 127.3 | 127.3 | CP20 | CP20 | Key-operated switch BKS, 22 mm, round, plastic, special lock, with 2 keys, 3 switch positions I-O-II, latching, actuating angle 2x45Â°, 10:30h/12h/13:30h, key removal II, Note: For the BKS locking systems E1 - E25 supplied without key, customer-specific selection with SIRIUS ACT configurator (CIN) |  | 0 | 0
3SU1000-5PL31-0AA0-Z | Y10 | 3SU1000-5PL31-0AA0-ZY10 | 1 | UN | 1 | 10 | C | D | EAR99 | N | 85389099 | 1 |  | 0.119 | KG | 83.7 | 83.7 | CP20 | CP20 | Key-operated switch BKS, 22 mm, round, plastic, lock number S1, with 2 keys, 3 switch positions I-O-II, latching, actuating angle 2x45Â°, 10:30h/12h/13:30h, Key removal II, with laser labeling, upper case and lower case, always upper case at beginning of line | - | 0 | 0
3SU1000-5PL31-0AA0-Z | Y11 | 3SU1000-5PL31-0AA0-ZY11 | 1 | UN | 1 | 10 | C | D | EAR99 | N | 85389099 | 1 |  | 0.119 | KG | 83.7 | 83.7 | CP20 | CP20 | Key-operated switch BKS, 22 mm, round, plastic, lock number S1, with 2 keys, 3 switch positions I-O-II, latching, actuating angle 2x45Â°, 10:30h/12h/13:30h, Key removal II, with laser labeling, upper case | - | 0 | 0
3SU1000-5PL31-0AA0-Z | Y12 | 3SU1000-5PL31-0AA0-ZY12 | 1 | UN | 1 | 10 | C | D | EAR99 | N | 85389099 | 1 |  | 0.119 | KG | 83.7 | 83.7 | CP20 | CP20 | Key-operated switch BKS, 22 mm, round, plastic, lock number S1, with 2 keys, 3 switch positions I-O-II, latching, actuating angle 2x45Â°, 10:30h/12h/13:30h, Key removal II, with laser labeling, lower case | - | 0 | 0
3SU1000-5PL31-0AA0-Z | Y15 | 3SU1000-5PL31-0AA0-ZY15 | 1 | UN | 1 | 10 | C | D | EAR99 | N | 85389099 | 1 |  | 0.119 | KG | 83.7 | 83.7 | CP20 | CP20 | Key-operated switch BKS, 22 mm, round, plastic, lock number S1, with 2 keys, 3 switch positions I-O-II, latching, actuating angle 2x45Â°, 10:30h/12h/13:30h, Key removal II, with laser labeling, upper case and lower case, always upper case at the beginning of the word | - | 0 | 0
3SU1000-5PL31-0AA0-Z | Y19 | 3SU1000-5PL31-0AA0-ZY19 | 1 | UN | 1 | 10 | C | D | EAR99 | N | 85389099 | 1 |  | 0.119 | KG | 79.9 | 79.9 | CP20 | CP20 | Key-operated switch BKS, 22 mm, round, plastic, lock number S1, with 2 keys, 3 switch positions I-O-II, latching, actuating angle 2x45Â°, 10:30h/12h/13:30h, Key removal II, with laser labeling, inscription or symbol Customer-specific selection with SIRIUS ACT configurator (CIN) | - | 0 | 0
3SU1000-5PL41-0AA0 |  | 3SU1000-5PL41-0AA0 | 1 | UN | 1 | 3 | B | D | N | N | 85389099 | 1 | 4011209950436 | 0.02 | KG | 78.95 | 78.95 | CP20 | CP20 | Key-operated switch BKS, 22 mm, round, plastic, lock number S1, with 2 keys, 3 switch positions I-O-II, latching, actuating angle 2x45Â°, 10:30h/12h/13:30h, Key removal I+II | - | 0 | 0
3SU1000-5PL41-0AA0-Z | X90 | 3SU1000-5PL41-0AA0-ZX90 | 1 | UN | 1 | 5 | B | D | EAR99 | N | 85389099 | 50 |  | 0.119 | KG | 78.95 | 78.95 | CP20 | CP20 | Key-operated switch BKS, 22 mm, round, plastic, lock number S1, with 2 keys, 3 switch positions I-O-II, latching, actuating angle 2x45Â°, 10:30h/12h/13:30h, Key removal I+II Z=50-unit packaging | - | 0 | 0
3SU1000-5PL41-0AA0-Z | Y01 | 3SU1000-5PL41-0AA0-ZY01 | 1 | UN | 1 | 25 | D | D | EAR99 | N | 85389099 | 1 |  | 0.119 | KG | 126.35 | 126.35 | CP20 | CP20 | Key-operated switch BKS, 22 mm, round, plastic, special lock, with 2 keys, 3 switch positions I-O-II, latching, actuating angle 2x45Â°, 10:30h/12h/13:30h, key removal I+II, Note: BKS locking systems E1 - E25 supplied without key | - | 0 | 0
3SU1000-5PL41-0AA0-Z | Y01Y19 | 3SU1000-5PL41-0AA0-ZY01Y19 | 1 | UN | 1 | 30 | D | D | N | N | 85389099 | 1 |  | 0.119 | KG | 127.3 | 127.3 | CP20 | CP20 | Key-operated switch BKS, 22 mm, round, plastic, special lock, with 2 keys, 3 switch positions I-O-II, latching, actuating angle 2x45Â°, 10:30h/12h/13:30h, key removal I+II, Note: For the BKS locking systems E1 - E25 supplied without key, customer-specific selection with SIRIUS ACT configurator (CIN) |  | 0 | 0
3SU1000-5PL41-0AA0-Z | Y10 | 3SU1000-5PL41-0AA0-ZY10 | 1 | UN | 1 | 10 | C | D | EAR99 | N | 85389099 | 1 |  | 0.119 | KG | 83.7 | 83.7 | CP20 | CP20 | Key-operated switch BKS, 22 mm, round, plastic, lock number S1, with 2 keys, 3 switch positions I-O-II, latching, actuating angle 2x45Â°, 10:30h/12h/13:30h, Key removal I+II, with laser labeling, upper case and lower case, always upper case at beginning of line | - | 0 | 0
3SU1000-5PL41-0AA0-Z | Y11 | 3SU1000-5PL41-0AA0-ZY11 | 1 | UN | 1 | 10 | C | D | EAR99 | N | 85389099 | 1 |  | 0.119 | KG | 83.7 | 83.7 | CP20 | CP20 | Key-operated switch BKS, 22 mm, round, plastic, lock number S1, with 2 keys, 3 switch positions I-O-II, latching, actuating angle 2x45Â°, 10:30h/12h/13:30h, Key removal I+II, with laser labeling, upper case | - | 0 | 0
3SU1000-5PL41-0AA0-Z | Y12 | 3SU1000-5PL41-0AA0-ZY12 | 1 | UN | 1 | 10 | C | D | EAR99 | N | 85389099 | 1 |  | 0.119 | KG | 83.7 | 83.7 | CP20 | CP20 | Key-operated switch BKS, 22 mm, round, plastic, lock number S1, with 2 keys, 3 switch positions I-O-II, latching, actuating angle 2x45Â°, 10:30h/12h/13:30h, Key removal I+II, with laser labeling, lower case | - | 0 | 0
3SU1000-5PL41-0AA0-Z | Y15 | 3SU1000-5PL41-0AA0-ZY15 | 1 | UN | 1 | 10 | C | D | EAR99 | N | 85389099 | 1 |  | 0.119 | KG | 83.7 | 83.7 | CP20 | CP20 | Key-operated switch BKS, 22 mm, round, plastic, lock number S1, with 2 keys, 3 switch positions I-O-II, latching, actuating angle 2x45Â°, 10:30h/12h/13:30h, Key removal I+II, with laser labeling, upper case and lower case, always upper case at the beginning of the word | - | 0 | 0
3SU1000-5PL41-0AA0-Z | Y19 | 3SU1000-5PL41-0AA0-ZY19 | 1 | UN | 1 | 10 | C | D | EAR99 | N | 85389099 | 1 |  | 0.119 | KG | 79.9 | 79.9 | CP20 | CP20 | Key-operated switch BKS, 22 mm, round, plastic, lock number S1, with 2 keys, 3 switch positions I-O-II, latching, actuating angle 2x45Â°, 10:30h/12h/13:30h, Key removal I+II, with laser labeling, inscription or symbol Customer-specific selection with SIRIUS ACT configurator (CIN) | - | 0 | 0
3SU1000-5PM01-0AA0 |  | 3SU1000-5PM01-0AA0 | 1 | UN | 1 | 3 | B | D | N | N | 85389099 | 1 | 4011209950443 | 0.02 | KG | 78.95 | 78.95 | CP20 | CP20 | Key-operated switch BKS, 22 mm, round, plastic, lock number S1, with 2 keys, 3 switch positions I>O<II, momentary contact type, actuating angle 2x45Â°, 10:30h/12h/13:30h, Key removal O | - | 0 | 0
3SU1000-5PM01-0AA0-Z | X90 | 3SU1000-5PM01-0AA0-ZX90 | 1 | UN | 1 | 5 | B | D | EAR99 | N | 85389099 | 50 |  | 0.119 | KG | 78.95 | 78.95 | CP20 | CP20 | Key-operated switch BKS, 22 mm, round, plastic, lock number S1, with 2 keys, 3 switch positions I>O<II, momentary contact type, actuating angle 2x45Â°, 10:30h/12h/13:30h, Key removal O Z=50-unit packaging | - | 0 | 0
3SU1000-5PM01-0AA0-Z | Y01 | 3SU1000-5PM01-0AA0-ZY01 | 1 | UN | 1 | 25 | D | D | EAR99 | N | 85389099 | 1 |  | 0.119 | KG | 126.35 | 126.35 | CP20 | CP20 | Key-operated switch BKS, 22 mm, round, plastic, special lock, with 2 keys, 3 switch positions I>O<II, momentary contact type, actuating angle 2x45Â°, 10:30h/12h/13:30h, key removal O, Note: BKS locking systems E1 - E25 supplied without key | - | 0 | 0
3SU1000-5PM01-0AA0-Z | Y01Y19 | 3SU1000-5PM01-0AA0-ZY01Y19 | 1 | UN | 1 | 30 | D | D | N | N | 85389099 | 1 |  | 0.119 | KG | 127.3 | 127.3 | CP20 | CP20 | Key-operated switch BKS, 22 mm, round, plastic, special lock, with 2 keys, 3 switch positions I>O<II, momentary contact type, actuating angle 2x45Â°, 10:30h/12h/13:30h, key removal O, Note: For the BKS locking systems E1 - E25 supplied without key, customer-specific selection with SIRIUS ACT configurator (CIN) |  | 0 | 0
3SU1000-5PM01-0AA0-Z | Y10 | 3SU1000-5PM01-0AA0-ZY10 | 1 | UN | 1 | 10 | C | D | EAR99 | N | 85389099 | 1 |  | 0.119 | KG | 83.7 | 83.7 | CP20 | CP20 | Key-operated switch BKS, 22 mm, round, plastic, lock number S1, with 2 keys, 3 switch positions I>O<II, momentary contact type, actuating angle 2x45Â°, 10:30h/12h/13:30h, key removal O, with laser labeling, upper case and lower case, always upper case at beginning of line | - | 0 | 0
3SU1000-5PM01-0AA0-Z | Y11 | 3SU1000-5PM01-0AA0-ZY11 | 1 | UN | 1 | 10 | C | D | EAR99 | N | 85389099 | 1 |  | 0.119 | KG | 83.7 | 83.7 | CP20 | CP20 | Key-operated switch BKS, 22 mm, round, plastic, lock number S1, with 2 keys, 3 switch positions I>O<II, momentary contact type, actuating angle 2x45Â°, 10:30h/12h/13:30h, key removal O, with laser labeling, upper case | - | 0 | 0
3SU1000-5PM01-0AA0-Z | Y12 | 3SU1000-5PM01-0AA0-ZY12 | 1 | UN | 1 | 10 | C | D | EAR99 | N | 85389099 | 1 |  | 0.119 | KG | 83.7 | 83.7 | CP20 | CP20 | Key-operated switch BKS, 22 mm, round, plastic, lock number S1, with 2 keys, 3 switch positions I>O<II, momentary contact type, actuating angle 2x45Â°, 10:30h/12h/13:30h, key removal O, with laser labeling, lower case | - | 0 | 0
3SU1000-5PM01-0AA0-Z | Y15 | 3SU1000-5PM01-0AA0-ZY15 | 1 | UN | 1 | 10 | C | D | EAR99 | N | 85389099 | 1 |  | 0.119 | KG | 83.7 | 83.7 | CP20 | CP20 | Key-operated switch BKS, 22 mm, round, plastic, lock number S1, with 2 keys, 3 switch positions I>O<II, momentary contact type, actuating angle 2x45Â°, 10:30h/12h/13:30h, key removal O, with laser labeling, upper case and lower case, always upper case at the beginning of the word | - | 0 | 0
3SU1000-5PM01-0AA0-Z | Y19 | 3SU1000-5PM01-0AA0-ZY19 | 1 | UN | 1 | 10 | C | D | EAR99 | N | 85389099 | 1 |  | 0.119 | KG | 79.9 | 79.9 | CP20 | CP20 | Key-operated switch BKS, 22 mm, round, plastic, lock number S1, with 2 keys, 3 switch positions I>O<II, momentary contact type, actuating angle 2x45Â°, 10:30h/12h/13:30h, key removal O, with laser labeling, inscription or symbol Customer-specific selection with SIRIUS ACT configurator (CIN) | - | 0 | 0
3SU1000-5PN21-0AA0 |  | 3SU1000-5PN21-0AA0 | 1 | UN | 1 | 5 | B | D | N | N | 85389099 | 1 | 4011209950450 | 0.02 | KG | 78.95 | 78.95 | CP20 | CP20 | Key-operated switch BKS, 22 mm, round, plastic, lock number S1, with 2 keys, 3 switch positions I-O<II, left latching, right momentary contact type, actuating angle 2x45Â°, 10:30h/12h/13:30h, Key removal I | - | 0 | 0
3SU1000-5PN21-0AA0-Z | X90 | 3SU1000-5PN21-0AA0-ZX90 | 1 | UN | 1 | 5 | B | D | EAR99 | N | 85389099 | 50 |  | 0.119 | KG | 78.95 | 78.95 | CP20 | CP20 | Key-operated switch BKS, 22 mm, round, plastic, lock number S1, with 2 keys, 3 switch positions I-O<II, left latching, right momentary contact type, actuating angle 2x45Â°, 10:30h/12h/13:30h, Key removal I Z=50-unit packaging | - | 0 | 0
3SU1000-5PN21-0AA0-Z | Y01 | 3SU1000-5PN21-0AA0-ZY01 | 1 | UN | 1 | 25 | D | D | EAR99 | N | 85389099 | 1 |  | 0.119 | KG | 126.35 | 126.35 | CP20 | CP20 | Key-operated switch BKS, 22 mm, round, plastic, special lock, with 2 keys, 3 switch positions I-O<II, latching on the left, momentary contact type on the right, actuating angle 2x45Â°, 10:30h/12h/13:30h, key removal I, Note: BKS locking systems E1 - E25 supplied without key | - | 0 | 0
3SU1000-5PN21-0AA0-Z | Y01Y19 | 3SU1000-5PN21-0AA0-ZY01Y19 | 1 | UN | 1 | 30 | D | D | N | N | 85389099 | 1 |  | 0.119 | KG | 127.3 | 127.3 | CP20 | CP20 | Key-operated switch BKS, 22 mm, round, plastic, special lock, with 2 keys, 3 switch positions I-O<II left latching, momentary contact type on the right, actuating angle 2x45Â°, 10:30h/12h/13:30h, key removal I, Note: For the BKS locking systems E1 - E25 supplied without key, customer-specific selection with SIRIUS ACT configurator (CIN) |  | 0 | 0
3SU1000-5PN21-0AA0-Z | Y10 | 3SU1000-5PN21-0AA0-ZY10 | 1 | UN | 1 | 10 | C | D | EAR99 | N | 85389099 | 1 |  | 0.119 | KG | 83.7 | 83.7 | CP20 | CP20 | Key-operated switch BKS, 22 mm, round, plastic, lock number S1, with 2 keys, 3 switch positions I-O<II, left latching, right momentary contact type, actuating angle 2x45Â°, 10:30h/12h/13:30h, key removal I, with laser labeling, upper case and lower case, always upper case at beginning of line | - | 0 | 0
3SU1000-5PN21-0AA0-Z | Y11 | 3SU1000-5PN21-0AA0-ZY11 | 1 | UN | 1 | 10 | C | D | EAR99 | N | 85389099 | 1 |  | 0.119 | KG | 83.7 | 83.7 | CP20 | CP20 | Key-operated switch BKS, 22 mm, round, plastic, lock number S1, with 2 keys, 3 switch positions I-O<II, left latching, right momentary contact type, actuating angle 2x45Â°, 10:30h/12h/13:30h, key removal I, with laser labeling, upper case | - | 0 | 0
3SU1000-5PN21-0AA0-Z | Y12 | 3SU1000-5PN21-0AA0-ZY12 | 1 | UN | 1 | 10 | C | D | EAR99 | N | 85389099 | 1 |  | 0.119 | KG | 83.7 | 83.7 | CP20 | CP20 | Key-operated switch BKS, 22 mm, round, plastic, lock number S1, with 2 keys, 3 switch positions I-O<II, left latching, right momentary contact type, actuating angle 2x45Â°, 10:30h/12h/13:30h, key removal I, with laser labeling, lower case | - | 0 | 0
3SU1000-5PN21-0AA0-Z | Y15 | 3SU1000-5PN21-0AA0-ZY15 | 1 | UN | 1 | 10 | C | D | EAR99 | N | 85389099 | 1 |  | 0.119 | KG | 83.7 | 83.7 | CP20 | CP20 | Key-operated switch BKS, 22 mm, round, plastic, lock number S1, with 2 keys, 3 switch positions I-O<II, left latching, right momentary contact type, actuating angle 2x45Â°, 10:30h/12h/13:30h, key removal I, with laser labeling, upper case and lower case, always upper case at the beginning of the word | - | 0 | 0
3SU1000-5PN21-0AA0-Z | Y19 | 3SU1000-5PN21-0AA0-ZY19 | 1 | UN | 1 | 10 | C | D | EAR99 | N | 85389099 | 1 |  | 0.119 | KG | 79.9 | 79.9 | CP20 | CP20 | Key-operated switch BKS, 22 mm, round, plastic, lock number S1, with 2 keys, 3 switch positions I-O<II, left latching, right momentary contact type, actuating angle 2x45Â°, 10:30h/12h/13:30h, key removal I, with laser labeling, inscription or symbol Customer-specific selection with SIRIUS ACT configurator (CIN) | - | 0 | 0
3SU1000-5PN51-0AA0 |  | 3SU1000-5PN51-0AA0 | 1 | UN | 1 | 3 | B | D | N | N | 85389099 | 1 | 4011209950467 | 0.02 | KG | 78.95 | 78.95 | CP20 | CP20 | Key-operated switch BKS, 22 mm, round, plastic, lock number S1, with 2 keys, 3 switch positions I-O<II, left latching, right momentary contact type, actuating angle 2x45Â°, 10:30h/12h/13:30h, Key removal O+I | - | 0 | 0
3SU1000-5PN51-0AA0-Z | X90 | 3SU1000-5PN51-0AA0-ZX90 | 1 | UN | 1 | 5 | B | D | EAR99 | N | 85389099 | 50 |  | 0.119 | KG | 78.95 | 78.95 | CP20 | CP20 | Key-operated switch BKS, 22 mm, round, plastic, lock number S1, with 2 keys, 3 switch positions I-O<II, left latching, right momentary contact type, actuating angle 2x45Â°, 10:30h/12h/13:30h, Key removal O+I Z=50-unit packaging | - | 0 | 0
3SU1000-5PN51-0AA0-Z | Y01 | 3SU1000-5PN51-0AA0-ZY01 | 1 | UN | 1 | 25 | D | D | EAR99 | N | 85389099 | 1 |  | 0.119 | KG | 126.35 | 126.35 | CP20 | CP20 | Key-operated switch BKS, 22 mm, round, plastic, special lock, with 2 keys, 3 switch positions I-O<II, latching on the left, momentary contact type on the right, actuating angle 2x45Â°, 10:30h/12h/13:30h, key removal O+I, Note: BKS locking systems E1 - E25 supplied without key | - | 0 | 0
3SU1000-5PN51-0AA0-Z | Y01Y19 | 3SU1000-5PN51-0AA0-ZY01Y19 | 1 | UN | 1 | 30 | D | D | N | N | 85389099 | 1 |  | 0.119 | KG | 127.3 | 127.3 | CP20 | CP20 | Key-operated switch BKS, 22 mm, round, plastic, special lock, with 2 keys, 3 switch positions I-O<II left latching, momentary contact type on the right, actuating angle 2x45Â°, 10:30h/12h/13:30h, key removal O+I, Note: For the BKS locking systems E1 - E25 supplied without key, customer-specific selection with SIRIUS ACT configurator (CIN) |  | 0 | 0
3SU1000-5PN51-0AA0-Z | Y10 | 3SU1000-5PN51-0AA0-ZY10 | 1 | UN | 1 | 10 | C | D | EAR99 | N | 85389099 | 1 |  | 0.119 | KG | 83.7 | 83.7 | CP20 | CP20 | Key-operated switch BKS, 22 mm, round, plastic, lock number S1, with 2 keys, 3 switch positions I-O<II, left latching, right momentary contact type, actuating angle 2x45Â°, 10:30h/12h/13:30h, key removal O+I, with laser labeling, upper case and lower case, always upper case at beginning of line | - | 0 | 0
3SU1000-5PN51-0AA0-Z | Y11 | 3SU1000-5PN51-0AA0-ZY11 | 1 | UN | 1 | 10 | C | D | EAR99 | N | 85389099 | 1 |  | 0.119 | KG | 83.7 | 83.7 | CP20 | CP20 | Key-operated switch BKS, 22 mm, round, plastic, lock number S1, with 2 keys, 3 switch positions I-O<II, left latching, right momentary contact type, actuating angle 2x45Â°, 10:30h/12h/13:30h, key removal O+I, with laser labeling, upper case | - | 0 | 0
3SU1000-5PN51-0AA0-Z | Y12 | 3SU1000-5PN51-0AA0-ZY12 | 1 | UN | 1 | 10 | C | D | EAR99 | N | 85389099 | 1 |  | 0.119 | KG | 83.7 | 83.7 | CP20 | CP20 | Key-operated switch BKS, 22 mm, round, plastic, lock number S1, with 2 keys, 3 switch positions I-O<II, left latching, right momentary contact type, actuating angle 2x45Â°, 10:30h/12h/13:30h, key removal O+I, with laser labeling, lower case | - | 0 | 0
3SU1000-5PN51-0AA0-Z | Y15 | 3SU1000-5PN51-0AA0-ZY15 | 1 | UN | 1 | 10 | C | D | EAR99 | N | 85389099 | 1 |  | 0.119 | KG | 83.7 | 83.7 | CP20 | CP20 | Key-operated switch BKS, 22 mm, round, plastic, lock number S1, with 2 keys, 3 switch positions I-O<II, left latching, right momentary contact type, actuating angle 2x45Â°, 10:30h/12h/13:30h, key removal O+I, with laser labeling, upper case and lower case, always upper case at the beginning of the word | - | 0 | 0
3SU1000-5PN51-0AA0-Z | Y19 | 3SU1000-5PN51-0AA0-ZY19 | 1 | UN | 1 | 10 | C | D | EAR99 | N | 85389099 | 1 |  | 0.119 | KG | 79.9 | 79.9 | CP20 | CP20 | Key-operated switch BKS, 22 mm, round, plastic, lock number S1, with 2 keys, 3 switch positions I-O<II, left latching, right momentary contact type, actuating angle 2x45Â°, 10:30h/12h/13:30h, key removal O+I, with laser labeling, inscription or symbol Customer-specific selection with SIRIUS ACT configurator (CIN) | - | 0 | 0
3SU1000-5PP01-0AA0 |  | 3SU1000-5PP01-0AA0 | 1 | UN | 1 | 3 | B | D | N | N | 85389099 | 1 | 4011209950474 | 0.02 | KG | 78.95 | 78.95 | CP20 | CP20 | Key-operated switch BKS, 22 mm, round, plastic, lock number S1, with 2 keys, 3 switch positions I>O<II, momentary contact on the left, latching on the right, actuating angle 2x45Â°, 10:30h/12h/13:30h, Key removal O | - | 0 | 0
3SU1000-5PP01-0AA0-Z | X90 | 3SU1000-5PP01-0AA0-ZX90 | 1 | UN | 1 | 5 | B | D | N | N | 85389099 | 50 | 4047621021515 | 0.119 | KG | 78.95 | 78.95 | CP20 | CP20 | Key-operated switch BKS, 22 mm, round, plastic, lock number S1, with 2 keys, 3 switch positions I>O<II, momentary contact on the left, latching on the right, actuating angle 2x45Â°, 10:30h/12h/13:30h, Key removal O Z=50-unit packaging | - | 0 | 0
3SU1000-5PP01-0AA0-Z | Y01 | 3SU1000-5PP01-0AA0-ZY01 | 1 | UN | 1 | 25 | D | D | EAR99 | N | 85389099 | 1 |  | 0.119 | KG | 126.35 | 126.35 | CP20 | CP20 | Key-operated switch BKS, 22 mm, round, plastic, special lock, with 2 keys, 3 switch positions I>O<II, momentary contact on the left, latching on the right, actuating angle 2x45Â°, 10:30h/12h/13:30h, key removal O, Note: BKS locking systems E1 - E25 supplied without key | - | 0 | 0
3SU1000-5PP01-0AA0-Z | Y01Y19 | 3SU1000-5PP01-0AA0-ZY01Y19 | 1 | UN | 1 | 30 | D | D | N | N | 85389099 | 1 |  | 0.119 | KG | 127.3 | 127.3 | CP20 | CP20 | Key-operated switch BKS, 22 mm, round, plastic, special lock, with 2 keys, 3 switch positions I>O-II, momentary contact on the left, latching on the right, actuating angle 2x45Â°, 10:30h/12h/13:30h, key removal O, Note: For the BKS locking systems E1 - E25 supplied without key, customer-specific selection with SIRIUS ACT configurator (CIN) |  | 0 | 0
3SU1000-5PP01-0AA0-Z | Y10 | 3SU1000-5PP01-0AA0-ZY10 | 1 | UN | 1 | 10 | C | D | EAR99 | N | 85389099 | 1 |  | 0.119 | KG | 83.7 | 83.7 | CP20 | CP20 | Key-operated switch BKS, 22 mm, round, plastic, lock number S1, with 2 keys, 3 switch positions I>O<II, momentary contact on the left, latching on the right, actuating angle 2x45Â°, 10:30h/12h/13:30h, key removal O, with laser labeling, upper case and lower case, always upper case at beginning of line | - | 0 | 0
3SU1000-5PP01-0AA0-Z | Y11 | 3SU1000-5PP01-0AA0-ZY11 | 1 | UN | 1 | 10 | C | D | EAR99 | N | 85389099 | 1 |  | 0.119 | KG | 83.7 | 83.7 | CP20 | CP20 | Key-operated switch BKS, 22 mm, round, plastic, lock number S1, with 2 keys, 3 switch positions I>O<II, momentary contact on the left, latching on the right, actuating angle 2x45Â°, 10:30h/12h/13:30h, key removal O, with laser labeling, upper case | - | 0 | 0
3SU1000-5PP01-0AA0-Z | Y12 | 3SU1000-5PP01-0AA0-ZY12 | 1 | UN | 1 | 10 | C | D | EAR99 | N | 85389099 | 1 |  | 0.119 | KG | 83.7 | 83.7 | CP20 | CP20 | Key-operated switch BKS, 22 mm, round, plastic, lock number S1, with 2 keys, 3 switch positions I>O<II, momentary contact on the left, latching on the right, actuating angle 2x45Â°, 10:30h/12h/13:30h, key removal O, with laser labeling, lower case | - | 0 | 0
3SU1000-5PP01-0AA0-Z | Y15 | 3SU1000-5PP01-0AA0-ZY15 | 1 | UN | 1 | 10 | C | D | EAR99 | N | 85389099 | 1 |  | 0.119 | KG | 83.7 | 83.7 | CP20 | CP20 | Key-operated switch BKS, 22 mm, round, plastic, lock number S1, with 2 keys, 3 switch positions I>O<II, momentary contact on the left, latching on the right, actuating angle 2x45Â°, 10:30h/12h/13:30h, key removal O, with laser labeling, upper case and lower case, always upper case at the beginning of the word | - | 0 | 0
3SU1000-5PP01-0AA0-Z | Y19 | 3SU1000-5PP01-0AA0-ZY19 | 1 | UN | 1 | 10 | C | D | EAR99 | N | 85389099 | 1 |  | 0.119 | KG | 79.9 | 79.9 | CP20 | CP20 | Key-operated switch BKS, 22 mm, round, plastic, lock number S1, with 2 keys, 3 switch positions I>O<II, momentary contact on the left, latching on the right, actuating angle 2x45Â°, 10:30h/12h/13:30h, key removal O, with laser labeling, inscription or symbol Customer-specific selection with SIRIUS ACT configurator (CIN) | - | 0 | 0
3SU1000-5QF01-0AA0 |  | 3SU1000-5QF01-0AA0 | 1 | UN | 1 | 3 | B | D | N | N | 85389099 | 1 | 4011209950481 | 0.02 | KG | 82.46 | 82.46 | CP20 | CP20 | Key-operated switch BKS, 22 mm, round, plastic, Lock number E1 (VW), without key, 2 switch positions O-I, latching, actuating angle 90Â°, 10:30h/13:30h, Key removal O | - | 0 | 0
3SU1000-5QF01-0AA0-Z | X90 | 3SU1000-5QF01-0AA0-ZX90 | 1 | UN | 1 | 5 | B | D | EAR99 | N | 85389099 | 50 |  | 0.119 | KG | 82.46 | 82.46 | CP20 | CP20 | Key-operated switch BKS, 22 mm, round, plastic, Lock number E1 (VW), without key, 2 switch positions O-I, latching, actuating angle 90Â°, 10:30h/13:30h, Key removal O Z=50-unit packaging | - | 0 | 0
3SU1000-5QF01-0AA0-Z | Y10 | 3SU1000-5QF01-0AA0-ZY10 | 1 | UN | 1 | 10 | C | D | EAR99 | N | 85389099 | 1 |  | 0.119 | KG | 87.21 | 87.21 | CP20 | CP20 | Key-operated switch BKS, 22 mm, round, plastic, Lock number E1 (VW), without key, 2 switch positions O-I, latching, actuating angle 90Â°, 10:30h/13:30h, key removal O, with laser labeling, upper case and lower case, always upper case at beginning of line | - | 0 | 0
3SU1000-5QF01-0AA0-Z | Y11 | 3SU1000-5QF01-0AA0-ZY11 | 1 | UN | 1 | 10 | C | D | EAR99 | N | 85389099 | 1 |  | 0.119 | KG | 87.21 | 87.21 | CP20 | CP20 | Key-operated switch BKS, 22 mm, round, plastic, Lock number E1 (VW), without key, 2 switch positions O-I, latching, actuating angle 90Â°, 10:30h/13:30h, key removal O, with laser labeling, upper case | - | 0 | 0
3SU1000-5QF01-0AA0-Z | Y12 | 3SU1000-5QF01-0AA0-ZY12 | 1 | UN | 1 | 10 | C | D | EAR99 | N | 85389099 | 1 |  | 0.119 | KG | 87.21 | 87.21 | CP20 | CP20 | Key-operated switch BKS, 22 mm, round, plastic, Lock number E1 (VW), without key, 2 switch positions O-I, latching, actuating angle 90Â°, 10:30h/13:30h, key removal O, with laser labeling, lower case | - | 0 | 0
3SU1000-5QF01-0AA0-Z | Y15 | 3SU1000-5QF01-0AA0-ZY15 | 1 | UN | 1 | 10 | C | D | EAR99 | N | 85389099 | 1 |  | 0.119 | KG | 87.21 | 87.21 | CP20 | CP20 | Key-operated switch BKS, 22 mm, round, plastic, Lock number E1 (VW), without key, 2 switch positions O-I, latching, actuating angle 90Â°, 10:30h/13:30h, key removal O, with laser labeling, upper case and lower case, always upper case at the beginning of the word | - | 0 | 0
3SU1000-5QF01-0AA0-Z | Y19 | 3SU1000-5QF01-0AA0-ZY19 | 1 | UN | 1 | 10 | C | D | EAR99 | N | 85389099 | 1 |  | 0.119 | KG | 83.41 | 83.41 | CP20 | CP20 | Key-operated switch BKS, 22 mm, round, plastic, Lock number E1 (VW), without key, 2 switch positions O-I, latching, actuating angle 90Â°, 10:30h/13:30h, key removal O, with laser labeling, inscription or symbol Customer-specific selection with SIRIUS ACT configurator (CIN) | - | 0 | 0
3SU1000-5QF11-0AA0 |  | 3SU1000-5QF11-0AA0 | 1 | UN | 1 | 3 | B | D | N | N | 85389099 | 1 | 4011209950498 | 0.02 | KG | 82.46 | 82.46 | CP20 | CP20 | Key-operated switch BKS, 22 mm, round, plastic, Lock number E1 (VW), without key, 2 switch positions O-I, latching, actuating angle 90Â°, 10:30h/13:30h, Key removal O+I | - | 0 | 0
3SU1000-5QF11-0AA0-Z | X90 | 3SU1000-5QF11-0AA0-ZX90 | 1 | UN | 1 | 5 | B | D | EAR99 | N | 85389099 | 50 |  | 0.119 | KG | 82.46 | 82.46 | CP20 | CP20 | Key-operated switch BKS, 22 mm, round, plastic, Lock number E1 (VW), without key, 2 switch positions O-I, latching, actuating angle 90Â°, 10:30h/13:30h, Key removal O+I Z=50-unit packaging | - | 0 | 0
3SU1000-5QF11-0AA0-Z | Y10 | 3SU1000-5QF11-0AA0-ZY10 | 1 | UN | 1 | 10 | C | D | EAR99 | N | 85389099 | 1 |  | 0.119 | KG | 87.21 | 87.21 | CP20 | CP20 | Key-operated switch BKS, 22 mm, round, plastic, Lock number E1 (VW), without key, 2 switch positions O-I, latching, actuating angle 90Â°, 10:30h/13:30h, key removal O+I, with laser labeling, upper case and lower case, always upper case at beginning of line | - | 0 | 0
3SU1000-5QF11-0AA0-Z | Y11 | 3SU1000-5QF11-0AA0-ZY11 | 1 | UN | 1 | 10 | C | D | EAR99 | N | 85389099 | 1 |  | 0.119 | KG | 87.21 | 87.21 | CP20 | CP20 | Key-operated switch BKS, 22 mm, round, plastic, Lock number E1 (VW), without key, 2 switch positions O-I, latching, actuating angle 90Â°, 10:30h/13:30h, key removal O+I, with laser labeling, upper case | - | 0 | 0
3SU1000-5QF11-0AA0-Z | Y12 | 3SU1000-5QF11-0AA0-ZY12 | 1 | UN | 1 | 10 | C | D | EAR99 | N | 85389099 | 1 |  | 0.119 | KG | 87.21 | 87.21 | CP20 | CP20 | Key-operated switch BKS, 22 mm, round, plastic, Lock number E1 (VW), without key, 2 switch positions O-I, latching, actuating angle 90Â°, 10:30h/13:30h, key removal O+I, with laser labeling, lower case | - | 0 | 0
3SU1000-5QF11-0AA0-Z | Y15 | 3SU1000-5QF11-0AA0-ZY15 | 1 | UN | 1 | 10 | C | D | EAR99 | N | 85389099 | 1 |  | 0.119 | KG | 87.21 | 87.21 | CP20 | CP20 | Key-operated switch BKS, 22 mm, round, plastic, Lock number E1 (VW), without key, 2 switch positions O-I, latching, actuating angle 90Â°, 10:30h/13:30h, key removal O+I, with laser labeling, upper case and lower case, always upper case at the beginning of the word | - | 0 | 0
3SU1000-5QF11-0AA0-Z | Y19 | 3SU1000-5QF11-0AA0-ZY19 | 1 | UN | 1 | 10 | C | D | EAR99 | N | 85389099 | 1 |  | 0.119 | KG | 83.41 | 83.41 | CP20 | CP20 | Key-operated switch BKS, 22 mm, round, plastic, Lock number E1 (VW), without key, 2 switch positions O-I, latching, actuating angle 90Â°, 10:30h/13:30h, key removal O+I, with laser labeling, inscription or symbol Customer-specific selection with SIRIUS ACT configurator (CIN) | - | 0 | 0
3SU1000-5RF01-0AA0 |  | 3SU1000-5RF01-0AA0 | 1 | UN | 1 | 1 | A | D | N | N | 85389099 | 1 | 4011209950504 | 0.02 | KG | 82.46 | 82.46 | CP20 | CP20 | Key-operated switch BKS, 22 mm, round, plastic, Lock No. E2 (VW), without key, 2 switch positions O-I, latching, actuating angle 90Â°, 10:30h/13:30h, Key removal O | - | 0 | 0
3SU1000-5RF01-0AA0-Z | X90 | 3SU1000-5RF01-0AA0-ZX90 | 1 | UN | 1 | 5 | B | D | N | N | 85389099 | 50 | 4047621074054 | 0.119 | KG | 82.46 | 82.46 | CP20 | CP20 | Key-operated switch BKS, 22 mm, round, plastic, Lock No. E2 (VW), without key, 2 switch positions O-I, latching, actuating angle 90Â°, 10:30h/13:30h, Key removal O Z=50-unit packaging | - | 0 | 0
3SU1000-5RF01-0AA0-Z | Y10 | 3SU1000-5RF01-0AA0-ZY10 | 1 | UN | 1 | 10 | C | D | EAR99 | N | 85389099 | 1 |  | 0.119 | KG | 87.21 | 87.21 | CP20 | CP20 | Key-operated switch BKS, 22 mm, round, plastic, Lock No. E2 (VW), without key, 2 switch positions O-I, latching, actuating angle 90Â°, 10:30h/13:30h, key removal O, with laser labeling, upper case and lower case, always upper case at beginning of line | - | 0 | 0
3SU1000-5RF01-0AA0-Z | Y11 | 3SU1000-5RF01-0AA0-ZY11 | 1 | UN | 1 | 10 | C | D | EAR99 | N | 85389099 | 1 |  | 0.119 | KG | 87.21 | 87.21 | CP20 | CP20 | Key-operated switch BKS, 22 mm, round, plastic, Lock No. E2 (VW), without key, 2 switch positions O-I, latching, actuating angle 90Â°, 10:30h/13:30h, key removal O, with laser labeling, upper case | - | 0 | 0
3SU1000-5RF01-0AA0-Z | Y12 | 3SU1000-5RF01-0AA0-ZY12 | 1 | UN | 1 | 10 | C | D | EAR99 | N | 85389099 | 1 |  | 0.119 | KG | 87.21 | 87.21 | CP20 | CP20 | Key-operated switch BKS, 22 mm, round, plastic, Lock No. E2 (VW), without key, 2 switch positions O-I, latching, actuating angle 90Â°, 10:30h/13:30h, key removal O, with laser labeling, lower case | - | 0 | 0
3SU1000-5RF01-0AA0-Z | Y15 | 3SU1000-5RF01-0AA0-ZY15 | 1 | UN | 1 | 10 | C | D | EAR99 | N | 85389099 | 1 |  | 0.119 | KG | 87.21 | 87.21 | CP20 | CP20 | Key-operated switch BKS, 22 mm, round, plastic, Lock No. E2 (VW), without key, 2 switch positions O-I, latching, actuating angle 90Â°, 10:30h/13:30h, key removal O, with laser labeling, upper case and lower case, always upper case at the beginning of the word | - | 0 | 0
3SU1000-5RF01-0AA0-Z | Y19 | 3SU1000-5RF01-0AA0-ZY19 | 1 | UN | 1 | 10 | C | D | EAR99 | N | 85389099 | 1 |  | 0.119 | KG | 83.41 | 83.41 | CP20 | CP20 | Key-operated switch BKS, 22 mm, round, plastic, Lock No. E2 (VW), without key, 2 switch positions O-I, latching, actuating angle 90Â°, 10:30h/13:30h, key removal O, with laser labeling, inscription or symbol Customer-specific selection with SIRIUS ACT configurator (CIN) | - | 0 | 0
3SU1000-5RF11-0AA0 |  | 3SU1000-5RF11-0AA0 | 1 | UN | 1 | 3 | B | D | N | N | 85389099 | 1 | 4011209950511 | 0.02 | KG | 82.46 | 82.46 | CP20 | CP20 | Key-operated switch BKS, 22 mm, round, plastic, Lock No. E2 (VW), without key, 2 switch positions O-I, latching, actuating angle 90Â°, 10:30h/13:30h, Key removal O+I | - | 0 | 0
3SU1000-5RF11-0AA0-Z | X90 | 3SU1000-5RF11-0AA0-ZX90 | 1 | UN | 1 | 5 | B | D | N | N | 85389099 | 50 | 4047621054285 | 0.119 | KG | 82.46 | 82.46 | CP20 | CP20 | Key-operated switch BKS, 22 mm, round, plastic, Lock No. E2 (VW), without key, 2 switch positions O-I, latching, actuating angle 90Â°, 10:30h/13:30h, Key removal O+I Z=50-unit packaging | - | 0 | 0
3SU1000-5RF11-0AA0-Z | Y10 | 3SU1000-5RF11-0AA0-ZY10 | 1 | UN | 1 | 10 | C | D | N | N | 85389099 | 1 |  | 0.119 | KG | 87.21 | 87.21 | CP20 | CP20 | Key-operated switch BKS, 22 mm, round, plastic, Lock No. E2 (VW), without key, 2 switch positions O-I, latching, actuating angle 90Â°, 10:30h/13:30h, key removal O+I, with laser labeling, upper case and lower case, always upper case at beginning of line | - | 0 | 0
3SU1000-5RF11-0AA0-Z | Y11 | 3SU1000-5RF11-0AA0-ZY11 | 1 | UN | 1 | 10 | C | D | N | N | 85389099 | 1 |  | 0.119 | KG | 87.21 | 87.21 | CP20 | CP20 | Key-operated switch BKS, 22 mm, round, plastic, Lock No. E2 (VW), without key, 2 switch positions O-I, latching, actuating angle 90Â°, 10:30h/13:30h, key removal O+I, with laser labeling, upper case | - | 0 | 0
3SU1000-5RF11-0AA0-Z | Y12 | 3SU1000-5RF11-0AA0-ZY12 | 1 | UN | 1 | 10 | C | D | N | N | 85389099 | 1 |  | 0.119 | KG | 87.21 | 87.21 | CP20 | CP20 | Key-operated switch BKS, 22 mm, round, plastic, Lock No. E2 (VW), without key, 2 switch positions O-I, latching, actuating angle 90Â°, 10:30h/13:30h, key removal O+I, with laser labeling, lower case | - | 0 | 0
3SU1000-5RF11-0AA0-Z | Y15 | 3SU1000-5RF11-0AA0-ZY15 | 1 | UN | 1 | 10 | C | D | N | N | 85389099 | 1 |  | 0.119 | KG | 87.21 | 87.21 | CP20 | CP20 | Key-operated switch BKS, 22 mm, round, plastic, Lock No. E2 (VW), without key, 2 switch positions O-I, latching, actuating angle 90Â°, 10:30h/13:30h, key removal O+I, with laser labeling, upper case and lower case, always upper case at the beginning of the word | - | 0 | 0
3SU1000-5RF11-0AA0-Z | Y19 | 3SU1000-5RF11-0AA0-ZY19 | 1 | UN | 1 | 10 | C | D | N | N | 85389099 | 1 |  | 0.119 | KG | 83.41 | 83.41 | CP20 | CP20 | Key-operated switch BKS, 22 mm, round, plastic, Lock No. E2 (VW), without key, 2 switch positions O-I, latching, actuating angle 90Â°, 10:30h/13:30h, key removal O+I, with laser labeling, inscription or symbol Customer-specific selection with SIRIUS ACT configurator (CIN) | - | 0 | 0
3SU1000-5RL11-0AA0 |  | 3SU1000-5RL11-0AA0 | 1 | UN | 1 | 5 | B | D | N | N | 85389099 | 1 | 4011209950528 | 0.02 | KG | 81.99 | 81.99 | CP20 | CP20 | Key-operated switch BKS, 22 mm, round, plastic, Lock No. E2 (VW), without key, 3 switch positions I-O-II, latching, actuating angle 2x45Â°, 10:30h/12h/13:30h, Key removal I+O+II | - | 0 | 0
3SU1000-5RL11-0AA0-Z | X90 | 3SU1000-5RL11-0AA0-ZX90 | 1 | UN | 1 | 5 | B | D | EAR99 | N | 85389099 | 50 |  | 0.119 | KG | 81.99 | 81.99 | CP20 | CP20 | Key-operated switch BKS, 22 mm, round, plastic, Lock No. E2 (VW), without key, 3 switch positions I-O-II, latching, actuating angle 2x45Â°, 10:30h/12h/13:30h, Key removal I+O+II Z=50-unit packaging | - | 0 | 0
3SU1000-5RL11-0AA0-Z | Y10 | 3SU1000-5RL11-0AA0-ZY10 | 1 | UN | 1 | 10 | C | D | EAR99 | N | 85389099 | 1 |  | 0.119 | KG | 86.74 | 86.74 | CP20 | CP20 | Key-operated switch BKS, 22 mm, round, plastic, Lock No. E2 (VW), without key, 3 switch positions I-O-II, latching, actuating angle 2x45Â°, 10:30h/12h/13:30h, Key removal I+O+II, with laser labeling, upper case and lower case, always upper case at beginning of line | - | 0 | 0
3SU1000-5RL11-0AA0-Z | Y11 | 3SU1000-5RL11-0AA0-ZY11 | 1 | UN | 1 | 10 | C | D | EAR99 | N | 85389099 | 1 |  | 0.119 | KG | 86.74 | 86.74 | CP20 | CP20 | Key-operated switch BKS, 22 mm, round, plastic, Lock No. E2 (VW), without key, 3 switch positions I-O-II, latching, actuating angle 2x45Â°, 10:30h/12h/13:30h, Key removal I+O+II, with laser labeling, upper case | - | 0 | 0
3SU1000-5RL11-0AA0-Z | Y12 | 3SU1000-5RL11-0AA0-ZY12 | 1 | UN | 1 | 10 | C | D | EAR99 | N | 85389099 | 1 |  | 0.119 | KG | 86.74 | 86.74 | CP20 | CP20 | Key-operated switch BKS, 22 mm, round, plastic, Lock No. E2 (VW), without key, 3 switch positions I-O-II, latching, actuating angle 2x45Â°, 10:30h/12h/13:30h, Key removal I+O+II, with laser labeling, lower case | - | 0 | 0
3SU1000-5RL11-0AA0-Z | Y15 | 3SU1000-5RL11-0AA0-ZY15 | 1 | UN | 1 | 10 | C | D | EAR99 | N | 85389099 | 1 |  | 0.119 | KG | 86.74 | 86.74 | CP20 | CP20 | Key-operated switch BKS, 22 mm, round, plastic, Lock No. E2 (VW), without key, 3 switch positions I-O-II, latching, actuating angle 2x45Â°, 10:30h/12h/13:30h, Key removal I+O+II, with laser labeling, upper case and lower case, always upper case at the beginning of the word | - | 0 | 0
3SU1000-5RL11-0AA0-Z | Y19 | 3SU1000-5RL11-0AA0-ZY19 | 1 | UN | 1 | 10 | C | D | EAR99 | N | 85389099 | 1 |  | 0.119 | KG | 82.94 | 82.94 | CP20 | CP20 | Key-operated switch BKS, 22 mm, round, plastic, Lock No. E2 (VW), without key, 3 switch positions I-O-II, latching, actuating angle 2x45Â°, 10:30h/12h/13:30h, Key removal I+O+II, with laser labeling, inscription or symbol Customer-specific selection with SIRIUS ACT configurator (CIN) | - | 0 | 0
3SU1000-5SF01-0AA0 |  | 3SU1000-5SF01-0AA0 | 1 | UN | 1 | 1 | A | D | N | N | 85389099 | 1 | 4011209950535 | 0.02 | KG | 82.46 | 82.46 | CP20 | CP20 | Key-operated switch BKS, 22 mm, round, plastic, Lock No. E7 (VW), without key, 2 switch positions O-I, latching, actuating angle 90Â°, 10:30h/13:30h, Key removal O | - | 0 | 0
3SU1000-5SF01-0AA0-Z | X90 | 3SU1000-5SF01-0AA0-ZX90 | 1 | UN | 1 | 5 | B | D | EAR99 | N | 85389099 | 50 |  | 0.119 | KG | 82.46 | 82.46 | CP20 | CP20 | Key-operated switch BKS, 22 mm, round, plastic, Lock No. E7 (VW), without key, 2 switch positions O-I, latching, actuating angle 90Â°, 10:30h/13:30h, Key removal O Z=50-unit packaging | - | 0 | 0
3SU1000-5SF01-0AA0-Z | Y10 | 3SU1000-5SF01-0AA0-ZY10 | 1 | UN | 1 | 10 | C | D | EAR99 | N | 85389099 | 1 |  | 0.119 | KG | 87.21 | 87.21 | CP20 | CP20 | Key-operated switch BKS, 22 mm, round, plastic, Lock No. E7 (VW), without key, 2 switch positions O-I, latching, actuating angle 90Â°, 10:30h/13:30h, key removal O, with laser labeling, upper case and lower case, always upper case at beginning of line | - | 0 | 0
3SU1000-5SF01-0AA0-Z | Y11 | 3SU1000-5SF01-0AA0-ZY11 | 1 | UN | 1 | 10 | C | D | EAR99 | N | 85389099 | 1 |  | 0.119 | KG | 87.21 | 87.21 | CP20 | CP20 | Key-operated switch BKS, 22 mm, round, plastic, Lock No. E7 (VW), without key, 2 switch positions O-I, latching, actuating angle 90Â°, 10:30h/13:30h, key removal O, with laser labeling, upper case | - | 0 | 0
3SU1000-5SF01-0AA0-Z | Y12 | 3SU1000-5SF01-0AA0-ZY12 | 1 | UN | 1 | 10 | C | D | EAR99 | N | 85389099 | 1 |  | 0.119 | KG | 87.21 | 87.21 | CP20 | CP20 | Key-operated switch BKS, 22 mm, round, plastic, Lock No. E7 (VW), without key, 2 switch positions O-I, latching, actuating angle 90Â°, 10:30h/13:30h, key removal O, with laser labeling, lower case | - | 0 | 0
3SU1000-5SF01-0AA0-Z | Y15 | 3SU1000-5SF01-0AA0-ZY15 | 1 | UN | 1 | 10 | C | D | EAR99 | N | 85389099 | 1 |  | 0.119 | KG | 87.21 | 87.21 | CP20 | CP20 | Key-operated switch BKS, 22 mm, round, plastic, Lock No. E7 (VW), without key, 2 switch positions O-I, latching, actuating angle 90Â°, 10:30h/13:30h, key removal O, with laser labeling, upper case and lower case, always upper case at the beginning of the word | - | 0 | 0
3SU1000-5SF01-0AA0-Z | Y19 | 3SU1000-5SF01-0AA0-ZY19 | 1 | UN | 1 | 10 | C | D | EAR99 | N | 85389099 | 1 |  | 0.119 | KG | 83.41 | 83.41 | CP20 | CP20 | Key-operated switch BKS, 22 mm, round, plastic, Lock No. E7 (VW), without key, 2 switch positions O-I, latching, actuating angle 90Â°, 10:30h/13:30h, key removal O, with laser labeling, inscription or symbol Customer-specific selection with SIRIUS ACT configurator (CIN) | - | 0 | 0
3SU1000-5SF11-0AA0 |  | 3SU1000-5SF11-0AA0 | 1 | UN | 1 | 1 | A | D | N | N | 85389099 | 1 | 4011209950542 | 0.02 | KG | 82.46 | 82.46 | CP20 | CP20 | Key-operated switch BKS, 22 mm, round, plastic, Lock No. E7 (VW), without key, 2 switch positions O-I, latching, actuating angle 90Â°, 10:30h/13:30h, Key removal O+I | - | 0 | 0
3SU1000-5SF11-0AA0-Z | X90 | 3SU1000-5SF11-0AA0-ZX90 | 1 | UN | 1 | 5 | B | D | EAR99 | N | 85389099 | 50 |  | 0.119 | KG | 82.46 | 82.46 | CP20 | CP20 | Key-operated switch BKS, 22 mm, round, plastic, Lock No. E7 (VW), without key, 2 switch positions O-I, latching, actuating angle 90Â°, 10:30h/13:30h, Key removal O+I Z=50-unit packaging | - | 0 | 0
3SU1000-5SF11-0AA0-Z | Y10 | 3SU1000-5SF11-0AA0-ZY10 | 1 | UN | 1 | 10 | C | D | EAR99 | N | 85389099 | 1 |  | 0.119 | KG | 87.21 | 87.21 | CP20 | CP20 | Key-operated switch BKS, 22 mm, round, plastic, Lock No. E7 (VW), without key, 2 switch positions O-I, latching, actuating angle 90Â°, 10:30h/13:30h, key removal O+I, with laser labeling, upper case and lower case, always upper case at beginning of line | - | 0 | 0
3SU1000-5SF11-0AA0-Z | Y11 | 3SU1000-5SF11-0AA0-ZY11 | 1 | UN | 1 | 10 | C | D | EAR99 | N | 85389099 | 1 |  | 0.119 | KG | 87.21 | 87.21 | CP20 | CP20 | Key-operated switch BKS, 22 mm, round, plastic, Lock No. E7 (VW), without key, 2 switch positions O-I, latching, actuating angle 90Â°, 10:30h/13:30h, key removal O+I, with laser labeling, upper case | - | 0 | 0
3SU1000-5SF11-0AA0-Z | Y12 | 3SU1000-5SF11-0AA0-ZY12 | 1 | UN | 1 | 10 | C | D | EAR99 | N | 85389099 | 1 |  | 0.119 | KG | 87.21 | 87.21 | CP20 | CP20 | Key-operated switch BKS, 22 mm, round, plastic, Lock No. E7 (VW), without key, 2 switch positions O-I, latching, actuating angle 90Â°, 10:30h/13:30h, key removal O+I, with laser labeling, lower case | - | 0 | 0
3SU1000-5SF11-0AA0-Z | Y15 | 3SU1000-5SF11-0AA0-ZY15 | 1 | UN | 1 | 10 | C | D | EAR99 | N | 85389099 | 1 |  | 0.119 | KG | 87.21 | 87.21 | CP20 | CP20 | Key-operated switch BKS, 22 mm, round, plastic, Lock No. E7 (VW), without key, 2 switch positions O-I, latching, actuating angle 90Â°, 10:30h/13:30h, key removal O+I, with laser labeling, upper case and lower case, always upper case at the beginning of the word | - | 0 | 0
3SU1000-5SF11-0AA0-Z | Y19 | 3SU1000-5SF11-0AA0-ZY19 | 1 | UN | 1 | 10 | C | D | EAR99 | N | 85389099 | 1 |  | 0.119 | KG | 83.41 | 83.41 | CP20 | CP20 | Key-operated switch BKS, 22 mm, round, plastic, Lock No. E7 (VW), without key, 2 switch positions O-I, latching, actuating angle 90Â°, 10:30h/13:30h, key removal O+I, with laser labeling, inscription or symbol Customer-specific selection with SIRIUS ACT configurator (CIN) | - | 0 | 0
3SU1000-5TF01-0AA0 |  | 3SU1000-5TF01-0AA0 | 1 | UN | 1 | 1 | A | D | N | N | 85389099 | 1 | 4011209950559 | 0.02 | KG | 82.46 | 82.46 | CP20 | CP20 | Key-operated switch BKS, 22 mm, round, plastic, Lock No. E9 (VW), without key, 2 switch positions O-I, latching, actuating angle 90Â°, 10:30h/13:30h, Key removal O | - | 0 | 0
3SU1000-5TF01-0AA0-Z | X90 | 3SU1000-5TF01-0AA0-ZX90 | 1 | UN | 1 | 5 | B | D | EAR99 | N | 85389099 | 50 |  | 0.119 | KG | 82.46 | 82.46 | CP20 | CP20 | Key-operated switch BKS, 22 mm, round, plastic, Lock No. E9 (VW), without key, 2 switch positions O-I, latching, actuating angle 90Â°, 10:30h/13:30h, Key removal O Z=50-unit packaging | - | 0 | 0
3SU1000-5TF01-0AA0-Z | Y10 | 3SU1000-5TF01-0AA0-ZY10 | 1 | UN | 1 | 10 | C | D | EAR99 | N | 85389099 | 1 |  | 0.119 | KG | 87.21 | 87.21 | CP20 | CP20 | Key-operated switch BKS, 22 mm, round, plastic, lock No. E9 (VW), without key, 2 switch positions O-I, latching, actuating angle 90Â°, 10:30h/13:30h, key removal O, with laser labeling, upper case and lower case, always upper case at beginning of line | - | 0 | 0
3SU1000-5TF01-0AA0-Z | Y11 | 3SU1000-5TF01-0AA0-ZY11 | 1 | UN | 1 | 10 | C | D | EAR99 | N | 85389099 | 1 |  | 0.119 | KG | 87.21 | 87.21 | CP20 | CP20 | Key-operated switch BKS, 22 mm, round, plastic, lock No. E9 (VW), without key, 2 switch positions O-I, latching, actuating angle 90Â°, 10:30h/13:30h, key removal O, with laser labeling, upper case | - | 0 | 0
3SU1000-5TF01-0AA0-Z | Y12 | 3SU1000-5TF01-0AA0-ZY12 | 1 | UN | 1 | 10 | C | D | EAR99 | N | 85389099 | 1 |  | 0.119 | KG | 87.21 | 87.21 | CP20 | CP20 | Key-operated switch BKS, 22 mm, round, plastic, lock No. E9 (VW), without key, 2 switch positions O-I, latching, actuating angle 90Â°, 10:30h/13:30h, key removal O, with laser labeling, lower case | - | 0 | 0
3SU1000-5TF01-0AA0-Z | Y15 | 3SU1000-5TF01-0AA0-ZY15 | 1 | UN | 1 | 10 | C | D | EAR99 | N | 85389099 | 1 |  | 0.119 | KG | 87.21 | 87.21 | CP20 | CP20 | Key-operated switch BKS, 22 mm, round, plastic, lock No. E9 (VW), without key, 2 switch positions O-I, latching, actuating angle 90Â°, 10:30h/13:30h, key removal O, with laser labeling, upper case and lower case, always upper case at the beginning of the word | - | 0 | 0
3SU1000-5TF01-0AA0-Z | Y19 | 3SU1000-5TF01-0AA0-ZY19 | 1 | UN | 1 | 10 | C | D | EAR99 | N | 85389099 | 1 |  | 0.119 | KG | 83.41 | 83.41 | CP20 | CP20 | Key-operated switch BKS, 22 mm, round, plastic, lock No. E9 (VW), without key, 2 switch positions O-I, latching, actuating angle 90Â°, 10:30h/13:30h, key removal O, with laser labeling, inscription or symbol Customer-specific selection with SIRIUS ACT configurator (CIN) | - | 0 | 0
3SU1000-5TF11-0AA0 |  | 3SU1000-5TF11-0AA0 | 1 | UN | 1 | 3 | B | D | N | N | 85389099 | 1 | 4011209950566 | 0.02 | KG | 82.46 | 82.46 | CP20 | CP20 | Key-operated switch BKS, 22 mm, round, plastic, Lock No. E9 (VW), without key, 2 switch positions O-I, latching, actuating angle 90Â°, 10:30h/13:30h, Key removal O+I | - | 0 | 0
3SU1000-5TF11-0AA0-Z | X90 | 3SU1000-5TF11-0AA0-ZX90 | 1 | UN | 1 | 5 | B | D | EAR99 | N | 85389099 | 50 |  | 0.119 | KG | 82.46 | 82.46 | CP20 | CP20 | Key-operated switch BKS, 22 mm, round, plastic, Lock No. E9 (VW), without key, 2 switch positions O-I, latching, actuating angle 90Â°, 10:30h/13:30h, Key removal O+I Z=50-unit packaging | - | 0 | 0
3SU1000-5TF11-0AA0-Z | Y10 | 3SU1000-5TF11-0AA0-ZY10 | 1 | UN | 1 | 10 | C | D | EAR99 | N | 85389099 | 1 |  | 0.119 | KG | 87.21 | 87.21 | CP20 | CP20 | Key-operated switch BKS, 22 mm, round, plastic, lock No. E9 (VW), without key, 2 switch positions O-I, latching, actuating angle 90Â°, 10:30h/13:30h, key removal O+I, with laser labeling, upper case and lower case, always upper case at beginning of line | - | 0 | 0
3SU1000-5TF11-0AA0-Z | Y11 | 3SU1000-5TF11-0AA0-ZY11 | 1 | UN | 1 | 10 | C | D | EAR99 | N | 85389099 | 1 |  | 0.119 | KG | 87.21 | 87.21 | CP20 | CP20 | Key-operated switch BKS, 22 mm, round, plastic, lock No. E9 (VW), without key, 2 switch positions O-I, latching, actuating angle 90Â°, 10:30h/13:30h, key removal O+I, with laser labeling, upper case | - | 0 | 0
3SU1000-5TF11-0AA0-Z | Y12 | 3SU1000-5TF11-0AA0-ZY12 | 1 | UN | 1 | 10 | C | D | EAR99 | N | 85389099 | 1 |  | 0.119 | KG | 87.21 | 87.21 | CP20 | CP20 | Key-operated switch BKS, 22 mm, round, plastic, lock No. E9 (VW), without key, 2 switch positions O-I, latching, actuating angle 90Â°, 10:30h/13:30h, key removal O+I, with laser labeling, lower case | - | 0 | 0
3SU1000-5TF11-0AA0-Z | Y15 | 3SU1000-5TF11-0AA0-ZY15 | 1 | UN | 1 | 10 | C | D | EAR99 | N | 85389099 | 1 |  | 0.119 | KG | 87.21 | 87.21 | CP20 | CP20 | Key-operated switch BKS, 22 mm, round, plastic, lock No. E9 (VW), without key, 2 switch positions O-I, latching, actuating angle 90Â°, 10:30h/13:30h, key removal O+I, with laser labeling, upper case and lower case, always upper case at the beginning of the word | - | 0 | 0
3SU1000-5TF11-0AA0-Z | Y19 | 3SU1000-5TF11-0AA0-ZY19 | 1 | UN | 1 | 10 | C | D | EAR99 | N | 85389099 | 1 |  | 0.119 | KG | 83.41 | 83.41 | CP20 | CP20 | Key-operated switch BKS, 22 mm, round, plastic, lock No. E9 (VW), without key, 2 switch positions O-I, latching, actuating angle 90Â°, 10:30h/13:30h, key removal O+I, with laser labeling, inscription or symbol Customer-specific selection with SIRIUS ACT configurator (CIN) | - | 0 | 0
3SU1000-5TL11-0AA0 |  | 3SU1000-5TL11-0AA0 | 1 | UN | 1 | 3 | B | D | N | N | 85389099 | 1 | 4011209950573 | 0.02 | KG | 80.56 | 80.56 | CP20 | CP20 | Key-operated switch BKS, 22 mm, round, plastic, Lock No. E9 (VW), without key, 3 switch positions I-O-II, latching, actuating angle 2x45Â°, 10:30h/12h/13:30h, Key removal I+O+II | - | 0 | 0
3SU1000-5TL11-0AA0-Z | X90 | 3SU1000-5TL11-0AA0-ZX90 | 1 | UN | 1 | 5 | B | D | EAR99 | N | 85389099 | 50 |  | 0.119 | KG | 80.56 | 80.56 | CP20 | CP20 | Key-operated switch BKS, 22 mm, round, plastic, Lock No. E9 (VW), without key, 3 switch positions I-O-II, latching, actuating angle 2x45Â°, 10:30h/12h/13:30h, Key removal I+O+II Z=50-unit packaging | - | 0 | 0
3SU1000-5TL11-0AA0-Z | Y10 | 3SU1000-5TL11-0AA0-ZY10 | 1 | UN | 1 | 10 | C | D | EAR99 | N | 85389099 | 1 |  | 0.119 | KG | 85.31 | 85.31 | CP20 | CP20 | Key-operated switch BKS, 22 mm, round, plastic, Lock No. E9 (VW), without key, 3 switch positions I-O-II, latching, actuating angle 2x45Â°, 10:30h/12h/13:30h, Key removal I+O+II, with laser labeling, upper case and lower case, always upper case at beginning of line | - | 0 | 0
3SU1000-5TL11-0AA0-Z | Y11 | 3SU1000-5TL11-0AA0-ZY11 | 1 | UN | 1 | 10 | C | D | EAR99 | N | 85389099 | 1 |  | 0.119 | KG | 85.31 | 85.31 | CP20 | CP20 | Key-operated switch BKS, 22 mm, round, plastic, Lock No. E9 (VW), without key, 3 switch positions I-O-II, latching, actuating angle 2x45Â°, 10:30h/12h/13:30h, Key removal I+O+II, with laser labeling, upper case | - | 0 | 0
3SU1000-5TL11-0AA0-Z | Y12 | 3SU1000-5TL11-0AA0-ZY12 | 1 | UN | 1 | 10 | C | D | EAR99 | N | 85389099 | 1 |  | 0.119 | KG | 85.31 | 85.31 | CP20 | CP20 | Key-operated switch BKS, 22 mm, round, plastic, Lock No. E9 (VW), without key, 3 switch positions I-O-II, latching, actuating angle 2x45Â°, 10:30h/12h/13:30h, Key removal I+O+II, with laser labeling, lower case | - | 0 | 0
3SU1000-5TL11-0AA0-Z | Y15 | 3SU1000-5TL11-0AA0-ZY15 | 1 | UN | 1 | 10 | C | D | EAR99 | N | 85389099 | 1 |  | 0.119 | KG | 85.31 | 85.31 | CP20 | CP20 | Key-operated switch BKS, 22 mm, round, plastic, Lock No. E9 (VW), without key, 3 switch positions I-O-II, latching, actuating angle 2x45Â°, 10:30h/12h/13:30h, Key removal I+O+II, with laser labeling, upper case and lower case, always upper case at the beginning of the word | - | 0 | 0
3SU1000-5TL11-0AA0-Z | Y19 | 3SU1000-5TL11-0AA0-ZY19 | 1 | UN | 1 | 10 | C | D | EAR99 | N | 85389099 | 1 |  | 0.119 | KG | 81.51 | 81.51 | CP20 | CP20 | Key-operated switch BKS, 22 mm, round, plastic, Lock No. E9 (VW), without key, 3 switch positions I-O-II, latching, actuating angle 2x45Â°, 10:30h/12h/13:30h, Key removal I+O+II, with laser labeling, inscription or symbol Customer-specific selection with SIRIUS ACT configurator (CIN) | - | 0 | 0
3SU1000-5XC01-0AA0 |  | 3SU1000-5XC01-0AA0 | 1 | UN | 1 | 1 | A | D | N | N | 85389099 | 1 | 4011209950801 | 0.02 | KG | 84.65 | 82.27 | CP20 | CP20 | Key-operated switch IKON, 22 mm, round, plastic, lock number 360012K1, with 2 keys, 2 switch positions O<I, momentary contact type, Actuating angle 45Â°, 10:30h/12h, Key removal O | Lista Papel 2020 SI | 0 | 0
3SU1000-5XC01-0AA0-Z | X90 | 3SU1000-5XC01-0AA0-ZX90 | 1 | UN | 1 | 5 | B | D | EAR99 | N | 85389099 | 50 |  | 0.119 | KG | 84.65 | 84.65 | CP20 | CP20 | Key-operated switch IKON, 22 mm, round, plastic, lock number 360012K1, with 2 keys, 2 switch positions O<I, momentary contact type, Actuating angle 45Â°, 10:30h/12h, Key removal O Z=50-unit packaging | - | 0 | 0
3SU1000-5XC01-0AA0-Z | Y01 | 3SU1000-5XC01-0AA0-ZY01 | 1 | UN | 1 | 25 | D | D | EAR99 | N | 85389099 | 1 |  | 0.119 | KG | 132.05 | 132.05 | CP20 | CP20 | Key-operated switch IKON, 22 mm, round, plastic, special lock, with 2 keys, 2 switch positions O<I, momentary contact type, Actuating angle 45Â°, 10:30h/12h, Key removal O | - | 0 | 0
3SU1000-5XC01-0AA0-Z | Y01Y19 | 3SU1000-5XC01-0AA0-ZY01Y19 | 1 | UN | 1 | 30 | D | D | N | N | 85389099 | 1 |  | 0.119 | KG | 133 | 133 | CP20 | CP20 | Key-operated switch IKON, 22 mm, round, plastic, special lock, with 2 keys, 2 switch positions O<I, momentary contact type, actuating angle 45Â°, 10:30h/12h, key removal O, customer-specific selection with SIRIUS ACT configurator (CIN) |  | 0 | 0
3SU1000-5XC01-0AA0-Z | Y10 | 3SU1000-5XC01-0AA0-ZY10 | 1 | UN | 1 | 10 | C | D | EAR99 | N | 85389099 | 1 |  | 0.119 | KG | 89.4 | 89.4 | CP20 | CP20 | Key-operated switch IKON, 22 mm, round, plastic, lock number 360012K1, with 2 keys, 2 switch positions O<I, momentary contact type, Actuating angle 45Â°, 10:30h/12h, key removal O, with laser labeling, upper case and lower case, always upper case at beginning of line | - | 0 | 0
3SU1000-5XC01-0AA0-Z | Y11 | 3SU1000-5XC01-0AA0-ZY11 | 1 | UN | 1 | 10 | C | D | EAR99 | N | 85389099 | 1 |  | 0.119 | KG | 89.4 | 89.4 | CP20 | CP20 | Key-operated switch IKON, 22 mm, round, plastic, lock number 360012K1, with 2 keys, 2 switch positions O<I, momentary contact type, Actuating angle 45Â°, 10:30h/12h, key removal O, with laser labeling, upper case | - | 0 | 0
3SU1000-5XC01-0AA0-Z | Y12 | 3SU1000-5XC01-0AA0-ZY12 | 1 | UN | 1 | 10 | C | D | EAR99 | N | 85389099 | 1 |  | 0.119 | KG | 89.4 | 89.4 | CP20 | CP20 | Key-operated switch IKON, 22 mm, round, plastic, lock number 360012K1, with 2 keys, 2 switch positions O<I, momentary contact type, Actuating angle 45Â°, 10:30h/12h, key removal O, with laser labeling, lower case | - | 0 | 0
3SU1000-5XC01-0AA0-Z | Y15 | 3SU1000-5XC01-0AA0-ZY15 | 1 | UN | 1 | 10 | C | D | EAR99 | N | 85389099 | 1 |  | 0.119 | KG | 89.4 | 89.4 | CP20 | CP20 | Key-operated switch IKON, 22 mm, round, plastic, lock number 360012K1, with 2 keys, 2 switch positions O<I, momentary contact type, Actuating angle 45Â°, 10:30h/12h, key removal O, with laser labeling, upper case and lower case, always upper case at the beginning of the word | - | 0 | 0
3SU1000-5XC01-0AA0-Z | Y19 | 3SU1000-5XC01-0AA0-ZY19 | 1 | UN | 1 | 10 | C | D | EAR99 | N | 85389099 | 1 |  | 0.119 | KG | 85.6 | 85.6 | CP20 | CP20 | Key-operated switch IKON, 22 mm, round, plastic, lock number 360012K1, with 2 keys, 2 switch positions O<I, momentary contact type, Actuating angle 45Â°, 10:30h/12h, key removal O, with laser labeling, inscription or symbol Customer-specific selection with SIRIUS ACT configurator (CIN) | - | 0 | 0
3SU1000-5XF01-0AA0 |  | 3SU1000-5XF01-0AA0 | 1 | UN | 1 | 1 | A | D | N | N | 85389099 | 1 | 4011209950818 | 0.02 | KG | 84.65 | 82.27 | CP20 | CP20 | Key-operated switch IKON, 22 mm, round, plastic, lock number 360012K1, with 2 keys, 2 switch positions O-I, latching, actuating angle 90Â°, 10:30h/13:30h, Key removal O | Lista Papel 2020 SI | 0 | 0
3SU1000-5XF01-0AA0-Z | X90 | 3SU1000-5XF01-0AA0-ZX90 | 1 | UN | 1 | 5 | B | D | EAR99 | N | 85389099 | 50 |  | 0.119 | KG | 84.65 | 84.65 | CP20 | CP20 | Key-operated switch IKON, 22 mm, round, plastic, lock number 360012K1, with 2 keys, 2 switch positions O-I, latching, actuating angle 90Â°, 10:30h/13:30h, Key removal O Z=50-unit packaging | - | 0 | 0
3SU1000-5XF01-0AA0-Z | Y01 | 3SU1000-5XF01-0AA0-ZY01 | 1 | UN | 1 | 25 | D | D | EAR99 | N | 85389099 | 1 |  | 0.119 | KG | 132.05 | 132.05 | CP20 | CP20 | Key-operated switch IKON, 22 mm, round, plastic, special lock, with 2 keys, 2 switch positions O-I, latching, actuating angle 90Â°, 10:30h/13:30h, Key removal O | - | 0 | 0
3SU1000-5XF01-0AA0-Z | Y01Y19 | 3SU1000-5XF01-0AA0-ZY01Y19 | 1 | UN | 1 | 30 | D | D | N | N | 85389099 | 1 |  | 0.119 | KG | 133 | 133 | CP20 | CP20 | Key-operated switch IKON, 22 mm, round, plastic, special lock, with 2 keys, 2 switch positions O-I, latching, actuating angle 90Â°, 10:30h/13:30h, key removal O, customer-specific selection with SIRIUS ACT configurator (CIN) |  | 0 | 0
3SU1000-5XF01-0AA0-Z | Y10 | 3SU1000-5XF01-0AA0-ZY10 | 1 | UN | 1 | 10 | C | D | EAR99 | N | 85389099 | 1 |  | 0.119 | KG | 89.4 | 89.4 | CP20 | CP20 | Key-operated switch IKON, 22 mm, round, plastic, lock number 360012K1, with 2 keys, 2 switch positions O-I, latching, actuating angle 90Â°, 10:30h/13:30h, key removal O, with laser labeling, upper case and lower case, always upper case at beginning of line | - | 0 | 0
3SU1000-5XF01-0AA0-Z | Y11 | 3SU1000-5XF01-0AA0-ZY11 | 1 | UN | 1 | 10 | C | D | EAR99 | N | 85389099 | 1 |  | 0.119 | KG | 89.4 | 89.4 | CP20 | CP20 | Key-operated switch IKON, 22 mm, round, plastic, lock number 360012K1, with 2 keys, 2 switch positions O-I, latching, actuating angle 90Â°, 10:30h/13:30h, key removal O, with laser labeling, upper case | - | 0 | 0
3SU1000-5XF01-0AA0-Z | Y12 | 3SU1000-5XF01-0AA0-ZY12 | 1 | UN | 1 | 10 | C | D | EAR99 | N | 85389099 | 1 |  | 0.119 | KG | 89.4 | 89.4 | CP20 | CP20 | Key-operated switch IKON, 22 mm, round, plastic, lock number 360012K1, with 2 keys, 2 switch positions O-I, latching, actuating angle 90Â°, 10:30h/13:30h, key removal O, with laser labeling, lower case | - | 0 | 0
3SU1000-5XF01-0AA0-Z | Y15 | 3SU1000-5XF01-0AA0-ZY15 | 1 | UN | 1 | 10 | C | D | EAR99 | N | 85389099 | 1 |  | 0.119 | KG | 89.4 | 89.4 | CP20 | CP20 | Key-operated switch IKON, 22 mm, round, plastic, lock number 360012K1, with 2 keys, 2 switch positions O-I, latching, actuating angle 90Â°, 10:30h/13:30h, key removal O, with laser labeling, upper case and lower case, always upper case at the beginning of the word | - | 0 | 0
3SU1000-5XF01-0AA0-Z | Y19 | 3SU1000-5XF01-0AA0-ZY19 | 1 | UN | 1 | 10 | C | D | EAR99 | N | 85389099 | 1 |  | 0.119 | KG | 85.6 | 85.6 | CP20 | CP20 | Key-operated switch IKON, 22 mm, round, plastic, lock number 360012K1, with 2 keys, 2 switch positions O-I, latching, actuating angle 90Â°, 10:30h/13:30h, key removal O, with laser labeling, inscription or symbol Customer-specific selection with SIRIUS ACT configurator (CIN) | - | 0 | 0
3SU1000-5XF11-0AA0 |  | 3SU1000-5XF11-0AA0 | 1 | UN | 1 | 1 | A | D | N | N | 85389099 | 1 | 4011209950825 | 0.02 | KG | 84.65 | 82.27 | CP20 | CP20 | Key-operated switch IKON, 22 mm, round, plastic, lock number 360012K1, with 2 keys, 2 switch positions O-I, latching, actuating angle 90Â°, 10:30h/13:30h, Key removal O+I | Lista Papel 2020 SI | 0 | 0
3SU1000-5XF11-0AA0-Z | X90 | 3SU1000-5XF11-0AA0-ZX90 | 1 | UN | 1 | 5 | B | D | EAR99 | N | 85389099 | 50 |  | 0.119 | KG | 84.65 | 84.65 | CP20 | CP20 | Key-operated switch IKON, 22 mm, round, plastic, lock number 360012K1, with 2 keys, 2 switch positions O-I, latching, actuating angle 90Â°, 10:30h/13:30h, Key removal O+I Z=50-unit packaging | - | 0 | 0
3SU1000-5XF11-0AA0-Z | Y01 | 3SU1000-5XF11-0AA0-ZY01 | 1 | UN | 1 | 25 | D | D | EAR99 | N | 85389099 | 1 |  | 0.119 | KG | 132.05 | 132.05 | CP20 | CP20 | Key-operated switch IKON, 22 mm, round, plastic, special lock, with 2 keys, 2 switch positions O-I, latching, actuating angle 90Â°, 10:30h/13:30h, Key removal O+I | - | 0 | 0
3SU1000-5XF11-0AA0-Z | Y01Y19 | 3SU1000-5XF11-0AA0-ZY01Y19 | 1 | UN | 1 | 30 | D | D | N | N | 85389099 | 1 |  | 0.119 | KG | 133 | 133 | CP20 | CP20 | Key-operated switch IKON, 22 mm, round, plastic, special lock, with 2 keys, 2 switch positions O-I, latching, actuating angle 90Â°, 10:30h/13:30h, key removal O+I, customer-specific selection with SIRIUS ACT configurator (CIN) |  | 0 | 0
3SU1000-5XF11-0AA0-Z | Y10 | 3SU1000-5XF11-0AA0-ZY10 | 1 | UN | 1 | 10 | C | D | EAR99 | N | 85389099 | 1 |  | 0.119 | KG | 89.4 | 89.4 | CP20 | CP20 | Key-operated switch IKON, 22 mm, round, plastic, lock number 360012K1, with 2 keys, 2 switch positions O-I, latching, actuating angle 90Â°, 10:30h/13:30h, key removal O+I, with laser labeling, upper case and lower case, always upper case at beginning of line | - | 0 | 0
3SU1000-5XF11-0AA0-Z | Y11 | 3SU1000-5XF11-0AA0-ZY11 | 1 | UN | 1 | 10 | C | D | EAR99 | N | 85389099 | 1 |  | 0.119 | KG | 89.4 | 89.4 | CP20 | CP20 | Key-operated switch IKON, 22 mm, round, plastic, lock number 360012K1, with 2 keys, 2 switch positions O-I, latching, actuating angle 90Â°, 10:30h/13:30h, key removal O+I, with laser labeling, upper case | - | 0 | 0
3SU1000-5XF11-0AA0-Z | Y12 | 3SU1000-5XF11-0AA0-ZY12 | 1 | UN | 1 | 10 | C | D | EAR99 | N | 85389099 | 1 |  | 0.119 | KG | 89.4 | 89.4 | CP20 | CP20 | Key-operated switch IKON, 22 mm, round, plastic, lock number 360012K1, with 2 keys, 2 switch positions O-I, latching, actuating angle 90Â°, 10:30h/13:30h, key removal O+I, with laser labeling, lower case | - | 0 | 0
3SU1000-5XF11-0AA0-Z | Y15 | 3SU1000-5XF11-0AA0-ZY15 | 1 | UN | 1 | 10 | C | D | EAR99 | N | 85389099 | 1 |  | 0.119 | KG | 89.4 | 89.4 | CP20 | CP20 | Key-operated switch IKON, 22 mm, round, plastic, lock number 360012K1, with 2 keys, 2 switch positions O-I, latching, actuating angle 90Â°, 10:30h/13:30h, key removal O+I, with laser labeling, upper case and lower case, always upper case at the beginning of the word | - | 0 | 0
3SU1000-5XF11-0AA0-Z | Y19 | 3SU1000-5XF11-0AA0-ZY19 | 1 | UN | 1 | 10 | C | D | EAR99 | N | 85389099 | 1 |  | 0.119 | KG | 85.6 | 85.6 | CP20 | CP20 | Key-operated switch IKON, 22 mm, round, plastic, lock number 360012K1, with 2 keys, 2 switch positions O-I, latching, actuating angle 90Â°, 10:30h/13:30h, key removal O+I, with laser labeling, inscription or symbol Customer-specific selection with SIRIUS ACT configurator (CIN) | - | 0 | 0
3SU1000-5XL01-0AA0 |  | 3SU1000-5XL01-0AA0 | 1 | UN | 1 | 3 | B | D | N | N | 85389099 | 1 | 4011209950832 | 0.125 | KG | 84.65 | 84.65 | CP20 | CP20 | Key-operated switch IKON, 22 mm, round, plastic, lock number 360012K1, with 2 keys, 3 switch positions I-O-II, latching, actuating angle 2x45Â°, 10:30h/12h/13:30h, Key removal O | - | 0 | 0
3SU1000-5XL01-0AA0-Z | X90 | 3SU1000-5XL01-0AA0-ZX90 | 1 | UN | 1 | 5 | B | D | EAR99 | N | 85389099 | 50 |  | 0.119 | KG | 84.65 | 84.65 | CP20 | CP20 | Key-operated switch IKON, 22 mm, round, plastic, lock number 360012K1, with 2 keys, 3 switch positions I-O-II, latching, actuating angle 2x45Â°, 10:30h/12h/13:30h, Key removal O Z=50-unit packaging | - | 0 | 0
3SU1000-5XL01-0AA0-Z | Y01 | 3SU1000-5XL01-0AA0-ZY01 | 1 | UN | 1 | 25 | D | D | EAR99 | N | 85389099 | 1 |  | 0.119 | KG | 132.05 | 132.05 | CP20 | CP20 | Key-operated switch IKON, 22 mm, round, plastic, special lock, with 2 keys, 3 switch positions I-O-II, latching, actuating angle 2x45Â°, 10:30h/12h/13:30h, Key removal O | - | 0 | 0
3SU1000-5XL01-0AA0-Z | Y01Y19 | 3SU1000-5XL01-0AA0-ZY01Y19 | 1 | UN | 1 | 30 | D | D | N | N | 85389099 | 1 |  | 0.119 | KG | 133 | 133 | CP20 | CP20 | Key-operated switch IKON, 22 mm, round, plastic, special lock, with 2 keys, 3 switch positions I-O-II, latching, actuating angle 2x45Â°, 10:30h/12h/13:30h, key removal O, customer-specific selection with SIRIUS ACT configurator (CIN) |  | 0 | 0
3SU1000-5XL01-0AA0-Z | Y10 | 3SU1000-5XL01-0AA0-ZY10 | 1 | UN | 1 | 10 | C | D | EAR99 | N | 85389099 | 1 |  | 0.119 | KG | 89.4 | 89.4 | CP20 | CP20 | Key-operated switch IKON, 22 mm, round, plastic, lock number 360012K1, with 2 keys, 3 switch positions I-O-II, latching, actuating angle 2x45Â°, 10:30h/12h/13:30h, key removal O, with laser labeling, upper case and lower case, always upper case at beginning of line | - | 0 | 0
3SU1000-5XL01-0AA0-Z | Y11 | 3SU1000-5XL01-0AA0-ZY11 | 1 | UN | 1 | 10 | C | D | EAR99 | N | 85389099 | 1 |  | 0.119 | KG | 89.4 | 89.4 | CP20 | CP20 | Key-operated switch IKON, 22 mm, round, plastic, lock number 360012K1, with 2 keys, 3 switch positions I-O-II, latching, actuating angle 2x45Â°, 10:30h/12h/13:30h, key removal O, with laser labeling, upper case | - | 0 | 0
3SU1000-5XL01-0AA0-Z | Y12 | 3SU1000-5XL01-0AA0-ZY12 | 1 | UN | 1 | 10 | C | D | EAR99 | N | 85389099 | 1 |  | 0.119 | KG | 89.4 | 89.4 | CP20 | CP20 | Key-operated switch IKON, 22 mm, round, plastic, lock number 360012K1, with 2 keys, 3 switch positions I-O-II, latching, actuating angle 2x45Â°, 10:30h/12h/13:30h, key removal O, with laser labeling, lower case | - | 0 | 0
3SU1000-5XL01-0AA0-Z | Y15 | 3SU1000-5XL01-0AA0-ZY15 | 1 | UN | 1 | 10 | C | D | EAR99 | N | 85389099 | 1 |  | 0.119 | KG | 89.4 | 89.4 | CP20 | CP20 | Key-operated switch IKON, 22 mm, round, plastic, lock number 360012K1, with 2 keys, 3 switch positions I-O-II, latching, actuating angle 2x45Â°, 10:30h/12h/13:30h, key removal O, with laser labeling, upper case and lower case, always upper case at the beginning of the word | - | 0 | 0
3SU1000-5XL01-0AA0-Z | Y19 | 3SU1000-5XL01-0AA0-ZY19 | 1 | UN | 1 | 10 | C | D | EAR99 | N | 85389099 | 1 |  | 0.119 | KG | 85.6 | 85.6 | CP20 | CP20 | Key-operated switch IKON, 22 mm, round, plastic, lock number 360012K1, with 2 keys, 3 switch positions I-O-II, latching, actuating angle 2x45Â°, 10:30h/12h/13:30h, key removal O, with laser labeling, inscription or symbol Customer-specific selection with SIRIUS ACT configurator (CIN) | - | 0 | 0
3SU1000-5XL11-0AA0 |  | 3SU1000-5XL11-0AA0 | 1 | UN | 1 | 3 | B | D | N | N | 85389099 | 1 | 4011209950849 | 0.125 | KG | 84.65 | 82.27 | CP20 | CP20 | Key-operated switch IKON, 22 mm, round, plastic, lock number 360012K1, with 2 keys, 3 switch positions I-O-II, latching, actuating angle 2x45Â°, 10:30h/12h/13:30h, Key removal I+O+II | Lista Papel 2020 SI | 0 | 0
3SU1000-5XL11-0AA0-Z | X90 | 3SU1000-5XL11-0AA0-ZX90 | 1 | UN | 1 | 5 | B | D | EAR99 | N | 85389099 | 50 |  | 0.119 | KG | 84.65 | 84.65 | CP20 | CP20 | Key-operated switch IKON, 22 mm, round, plastic, lock number 360012K1, with 2 keys, 3 switch positions I-O-II, latching, actuating angle 2x45Â°, 10:30h/12h/13:30h, Key removal I+O+II Z=50-unit packaging | - | 0 | 0
3SU1000-5XL11-0AA0-Z | Y01 | 3SU1000-5XL11-0AA0-ZY01 | 1 | UN | 1 | 25 | D | D | EAR99 | N | 85389099 | 1 |  | 0.119 | KG | 132.05 | 132.05 | CP20 | CP20 | Key-operated switch IKON, 22 mm, round, plastic, special lock, with 2 keys, 3 switch positions I-O-II, latching, actuating angle 2x45Â°, 10:30h/12h/13:30h, Key removal I+O+II | - | 0 | 0
3SU1000-5XL11-0AA0-Z | Y01Y19 | 3SU1000-5XL11-0AA0-ZY01Y19 | 1 | UN | 1 | 30 | D | D | N | N | 85389099 | 1 |  | 0.119 | KG | 133 | 133 | CP20 | CP20 | Key-operated switch IKON, 22 mm, round, plastic, special lock, with 2 keys, 3 switch positions I-O-II, latching, actuating angle 2x45Â°, 10:30h/12h/13:30h, key removal I+O+II, customer-specific selection with SIRIUS ACT configurator (CIN) |  | 0 | 0
3SU1000-5XL11-0AA0-Z | Y10 | 3SU1000-5XL11-0AA0-ZY10 | 1 | UN | 1 | 10 | C | D | EAR99 | N | 85389099 | 1 |  | 0.119 | KG | 89.4 | 89.4 | CP20 | CP20 | Key-operated switch IKON, 22 mm, round, plastic, lock number 360012K1, with 2 keys, 3 switch positions I-O-II, latching, actuating angle 2x45Â°, 10:30h/12h/13:30h, Key removal I+O+II, with laser labeling, upper case and lower case, always upper case at beginning of line | - | 0 | 0
3SU1000-5XL11-0AA0-Z | Y11 | 3SU1000-5XL11-0AA0-ZY11 | 1 | UN | 1 | 10 | C | D | EAR99 | N | 85389099 | 1 |  | 0.119 | KG | 89.4 | 89.4 | CP20 | CP20 | Key-operated switch IKON, 22 mm, round, plastic, lock number 360012K1, with 2 keys, 3 switch positions I-O-II, latching, actuating angle 2x45Â°, 10:30h/12h/13:30h, Key removal I+O+II, with laser labeling, upper case | - | 0 | 0
3SU1000-5XL11-0AA0-Z | Y12 | 3SU1000-5XL11-0AA0-ZY12 | 1 | UN | 1 | 10 | C | D | EAR99 | N | 85389099 | 1 |  | 0.119 | KG | 89.4 | 89.4 | CP20 | CP20 | Key-operated switch IKON, 22 mm, round, plastic, lock number 360012K1, with 2 keys, 3 switch positions I-O-II, latching, actuating angle 2x45Â°, 10:30h/12h/13:30h, Key removal I+O+II, with laser labeling, lower case | - | 0 | 0
3SU1000-5XL11-0AA0-Z | Y15 | 3SU1000-5XL11-0AA0-ZY15 | 1 | UN | 1 | 10 | C | D | EAR99 | N | 85389099 | 1 |  | 0.119 | KG | 89.4 | 89.4 | CP20 | CP20 | Key-operated switch IKON, 22 mm, round, plastic, lock number 360012K1, with 2 keys, 3 switch positions I-O-II, latching, actuating angle 2x45Â°, 10:30h/12h/13:30h, Key removal I+O+II, with laser labeling, upper case and lower case, always upper case at the beginning of the word | - | 0 | 0
3SU1000-5XL11-0AA0-Z | Y19 | 3SU1000-5XL11-0AA0-ZY19 | 1 | UN | 1 | 10 | C | D | EAR99 | N | 85389099 | 1 |  | 0.119 | KG | 85.6 | 85.6 | CP20 | CP20 | Key-operated switch IKON, 22 mm, round, plastic, lock number 360012K1, with 2 keys, 3 switch positions I-O-II, latching, actuating angle 2x45Â°, 10:30h/12h/13:30h, Key removal I+O+II, with laser labeling, inscription or symbol Customer-specific selection with SIRIUS ACT configurator (CIN) | - | 0 | 0
3SU1000-5XM01-0AA0 |  | 3SU1000-5XM01-0AA0 | 1 | UN | 1 | 3 | B | D | N | N | 85389099 | 1 | 4011209950856 | 0.02 | KG | 84.65 | 84.65 | CP20 | CP20 | Key-operated switch IKON, 22 mm, round, plastic, lock number 360012K1, with 2 keys, 3 switch positions I>O<II, momentary contact type, actuating angle 2x45Â°, 10:30h/12h/13:30h, Key removal O | - | 0 | 0
3SU1000-5XM01-0AA0-Z | X90 | 3SU1000-5XM01-0AA0-ZX90 | 1 | UN | 1 | 5 | B | D | EAR99 | N | 85389099 | 50 |  | 0.119 | KG | 84.65 | 84.65 | CP20 | CP20 | Key-operated switch IKON, 22 mm, round, plastic, lock number 360012K1, with 2 keys, 3 switch positions I>O<II, momentary contact type, actuating angle 2x45Â°, 10:30h/12h/13:30h, Key removal O Z=50-unit packaging | - | 0 | 0
3SU1000-5XM01-0AA0-Z | Y01 | 3SU1000-5XM01-0AA0-ZY01 | 1 | UN | 1 | 25 | D | D | EAR99 | N | 85389099 | 1 |  | 0.119 | KG | 132.05 | 132.05 | CP20 | CP20 | Key-operated switch IKON, 22 mm, round, plastic, special lock, with 2 keys, 3 switch positions I>O<II, momentary contact type, actuating angle 2x45Â°, 10:30h/12h/13:30h, Key removal O | - | 0 | 0
3SU1000-5XM01-0AA0-Z | Y01Y19 | 3SU1000-5XM01-0AA0-ZY01Y19 | 1 | UN | 1 | 30 | D | D | N | N | 85389099 | 1 |  | 0.119 | KG | 133 | 133 | CP20 | CP20 | Key-operated switch IKON, 22 mm, round, plastic, special lock, with 2 keys, 3 switch positions I>O<II, momentary contact type, actuating angle 2x45Â°, 10:30h/12h/13:30h, key removal O, customer-specific selection with SIRIUS ACT configurator (CIN) |  | 0 | 0
3SU1000-5XM01-0AA0-Z | Y10 | 3SU1000-5XM01-0AA0-ZY10 | 1 | UN | 1 | 10 | C | D | EAR99 | N | 85389099 | 1 |  | 0.119 | KG | 89.4 | 89.4 | CP20 | CP20 | Key-operated switch IKON, 22 mm, round, plastic, lock number 360012K1, with 2 keys, 3 switch positions I>O<II, momentary contact type, actuating angle 2x45Â°, 10:30h/12h/13:30h, key removal O, with laser labeling, upper case and lower case, always upper case at beginning of line | - | 0 | 0
3SU1000-5XM01-0AA0-Z | Y11 | 3SU1000-5XM01-0AA0-ZY11 | 1 | UN | 1 | 10 | C | D | EAR99 | N | 85389099 | 1 |  | 0.119 | KG | 89.4 | 89.4 | CP20 | CP20 | Key-operated switch IKON, 22 mm, round, plastic, lock number 360012K1, with 2 keys, 3 switch positions I>O<II, momentary contact type, actuating angle 2x45Â°, 10:30h/12h/13:30h, key removal O, with laser labeling, upper case | - | 0 | 0
3SU1000-5XM01-0AA0-Z | Y12 | 3SU1000-5XM01-0AA0-ZY12 | 1 | UN | 1 | 10 | C | D | EAR99 | N | 85389099 | 1 |  | 0.119 | KG | 89.4 | 89.4 | CP20 | CP20 | Key-operated switch IKON, 22 mm, round, plastic, lock number 360012K1, with 2 keys, 3 switch positions I>O<II, momentary contact type, actuating angle 2x45Â°, 10:30h/12h/13:30h, key removal O, with laser labeling, lower case | - | 0 | 0
3SU1000-5XM01-0AA0-Z | Y15 | 3SU1000-5XM01-0AA0-ZY15 | 1 | UN | 1 | 10 | C | D | EAR99 | N | 85389099 | 1 |  | 0.119 | KG | 89.4 | 89.4 | CP20 | CP20 | Key-operated switch IKON, 22 mm, round, plastic, lock number 360012K1, with 2 keys, 3 switch positions I>O<II, momentary contact type, actuating angle 2x45Â°, 10:30h/12h/13:30h, key removal O, with laser labeling, upper case and lower case, always upper case at the beginning of the word | - | 0 | 0
3SU1000-5XM01-0AA0-Z | Y19 | 3SU1000-5XM01-0AA0-ZY19 | 1 | UN | 1 | 10 | C | D | EAR99 | N | 85389099 | 1 |  | 0.119 | KG | 85.6 | 85.6 | CP20 | CP20 | Key-operated switch IKON, 22 mm, round, plastic, lock number 360012K1, with 2 keys, 3 switch positions I>O<II, momentary contact type, actuating angle 2x45Â°, 10:30h/12h/13:30h, key removal O, with laser labeling, inscription or symbol Customer-specific selection with SIRIUS ACT configurator (CIN) | - | 0 | 0
3SU1000-5XN51-0AA0 |  | 3SU1000-5XN51-0AA0 | 1 | UN | 1 | 5 | B | D | N | N | 85389099 | 1 | 4011209950863 | 0.125 | KG | 84.65 | 84.65 | CP20 | CP20 | Key-operated switch IKON, 22 mm, round, plastic, lock number 360012K1, with 2 keys, 3 switch positions I-O<II, left latching, right momentary contact type, actuating angle 2x45Â°, 10:30h/12h/13:30h, Key removal O+I | - | 0 | 0
3SU1000-5XN51-0AA0-Z | X90 | 3SU1000-5XN51-0AA0-ZX90 | 1 | UN | 1 | 5 | B | D | EAR99 | N | 85389099 | 50 |  | 0.119 | KG | 84.65 | 84.65 | CP20 | CP20 | Key-operated switch IKON, 22 mm, round, plastic, lock number 360012K1, with 2 keys, 3 switch positions I-O<II, left latching, right momentary contact type, actuating angle 2x45Â°, 10:30h/12h/13:30h, Key removal O+I Z=50-unit packaging | - | 0 | 0
3SU1000-5XN51-0AA0-Z | Y01 | 3SU1000-5XN51-0AA0-ZY01 | 1 | UN | 1 | 25 | D | D | EAR99 | N | 85389099 | 1 |  | 0.119 | KG | 132.05 | 132.05 | CP20 | CP20 | Key-operated switch IKON, 22 mm, round, plastic, special lock, with 2 keys, 3 switch positions I-O<II, left latching, right momentary contact type, actuating angle 2x45Â°, 10:30h/12h/13:30h, Key removal O+I | - | 0 | 0
3SU1000-5XN51-0AA0-Z | Y01Y19 | 3SU1000-5XN51-0AA0-ZY01Y19 | 1 | UN | 1 | 30 | D | D | N | N | 85389099 | 1 |  | 0.119 | KG | 133 | 133 | CP20 | CP20 | Key-operated switch IKON, 22 mm, round, plastic, special lock, with 2 keys, 3 switch positions I-O<II left latching, momentary contact type on the right, actuating angle 2x45Â°, 10:30h/12h/13:30h, key removal O+I, customer-specific selection with SIRIUS ACT configurator (CIN) |  | 0 | 0
3SU1000-5XN51-0AA0-Z | Y10 | 3SU1000-5XN51-0AA0-ZY10 | 1 | UN | 1 | 10 | C | D | EAR99 | N | 85389099 | 1 |  | 0.119 | KG | 89.4 | 89.4 | CP20 | CP20 | Key-operated switch IKON, 22 mm, round, plastic, lock number 360012K1, with 2 keys, 3 switch positions I-O<II, left latching, right momentary contact type, actuating angle 2x45Â°, 10:30h/12h/13:30h, key removal O+I, with laser labeling, upper case and lower case, always upper case at beginning of line | - | 0 | 0
3SU1000-5XN51-0AA0-Z | Y11 | 3SU1000-5XN51-0AA0-ZY11 | 1 | UN | 1 | 10 | C | D | EAR99 | N | 85389099 | 1 |  | 0.119 | KG | 89.4 | 89.4 | CP20 | CP20 | Key-operated switch IKON, 22 mm, round, plastic, lock number 360012K1, with 2 keys, 3 switch positions I-O<II, left latching, right momentary contact type, actuating angle 2x45Â°, 10:30h/12h/13:30h, key removal O+I, with laser labeling, upper case | - | 0 | 0
3SU1000-5XN51-0AA0-Z | Y12 | 3SU1000-5XN51-0AA0-ZY12 | 1 | UN | 1 | 10 | C | D | EAR99 | N | 85389099 | 1 |  | 0.119 | KG | 89.4 | 89.4 | CP20 | CP20 | Key-operated switch IKON, 22 mm, round, plastic, lock number 360012K1, with 2 keys, 3 switch positions I-O<II, left latching, right momentary contact type, actuating angle 2x45Â°, 10:30h/12h/13:30h, key removal O+I, with laser labeling, lower case | - | 0 | 0
3SU1000-5XN51-0AA0-Z | Y15 | 3SU1000-5XN51-0AA0-ZY15 | 1 | UN | 1 | 10 | C | D | EAR99 | N | 85389099 | 1 |  | 0.119 | KG | 89.4 | 89.4 | CP20 | CP20 | Key-operated switch IKON, 22 mm, round, plastic, lock number 360012K1, with 2 keys, 3 switch positions I-O<II, left latching, right momentary contact type, actuating angle 2x45Â°, 10:30h/12h/13:30h, key removal O+I, with laser labeling, upper case and lower case, always upper case at the beginning of the word | - | 0 | 0
3SU1000-5XN51-0AA0-Z | Y19 | 3SU1000-5XN51-0AA0-ZY19 | 1 | UN | 1 | 10 | C | D | EAR99 | N | 85389099 | 1 |  | 0.119 | KG | 85.6 | 85.6 | CP20 | CP20 | Key-operated switch IKON, 22 mm, round, plastic, lock number 360012K1, with 2 keys, 3 switch positions I-O<II, left latching, right momentary contact type, actuating angle 2x45Â°, 10:30h/12h/13:30h, key removal O+I, with laser labeling, inscription or symbol Customer-specific selection with SIRIUS ACT configurator (CIN) | - | 0 | 0
3SU1000-7AA10-0AA0 |  | 3SU1000-7AA10-0AA0 | 1 | UN | 1 | 1 | A | D | N | N | 85389099 | 1 | 4011209954403 | 0.036 | KG | 45.22 | 45.22 | CP20 | CP20 | Coordinate switch, 22 mm, round, plastic, black, 2 switch positions, horizontal latching, without mechanical interlocking | - | 0 | 0
3SU1000-7AA10-0AA0-Z | X90 | 3SU1000-7AA10-0AA0-ZX90 | 1 | UN | 1 | 5 | B | D | EAR99 | N | 85389099 | 50 |  | 0.036 | KG | 45.22 | 45.22 | CP20 | CP20 | Coordinate switch, 22 mm, round, plastic, black, 2 switch positions, horizontal latching, without mechanical interlocking, Z=50-unit packaging | - | 0 | 0
3SU1000-7AA10-0AA0-Z | Y10 | 3SU1000-7AA10-0AA0-ZY10 | 1 | UN | 1 | 10 | C | D | EAR99 | N | 85389099 | 1 |  | 0.036 | KG | 49.97 | 49.97 | CP20 | CP20 | Coordinate switch, 22 mm, round, plastic, black, 2 switch positions, horizontal latching, without mechanical interlocking, with laser labeling, upper case and lower case, always upper case at beginning of line | - | 0 | 0
3SU1000-7AA10-0AA0-Z | Y11 | 3SU1000-7AA10-0AA0-ZY11 | 1 | UN | 1 | 10 | C | D | EAR99 | N | 85389099 | 1 |  | 0.036 | KG | 49.97 | 49.97 | CP20 | CP20 | Coordinate switch, 22 mm, round, plastic, black, 2 switch positions, horizontal latching, without mechanical interlocking, with laser labeling, upper case | - | 0 | 0
3SU1000-7AA10-0AA0-Z | Y12 | 3SU1000-7AA10-0AA0-ZY12 | 1 | UN | 1 | 10 | C | D | EAR99 | N | 85389099 | 1 |  | 0.036 | KG | 49.97 | 49.97 | CP20 | CP20 | Coordinate switch, 22 mm, round, plastic, black, 2 switch positions, horizontal latching, without mechanical interlocking, with laser labeling, lower case | - | 0 | 0
3SU1000-7AA10-0AA0-Z | Y15 | 3SU1000-7AA10-0AA0-ZY15 | 1 | UN | 1 | 10 | C | D | EAR99 | N | 85389099 | 1 |  | 0.036 | KG | 49.97 | 49.97 | CP20 | CP20 | Coordinate switch, 22 mm, round, plastic, black, 2 switch positions, horizontal latching, without mechanical interlocking, with laser labeling, upper case and lower case, always upper case at the beginning of the word | - | 0 | 0
3SU1000-7AA10-0AA0-Z | Y19 | 3SU1000-7AA10-0AA0-ZY19 | 1 | UN | 1 | 10 | C | D | EAR99 | N | 85389099 | 1 |  | 0.036 | KG | 46.17 | 46.17 | CP20 | CP20 | Coordinate switch, 22 mm, round, plastic, black, 2 switch positions, horizontal latching, without mechanical interlocking, with laser labeling, inscription or symbol, Customer-specific selection with SIRIUS ACT configurator (CIN) | - | 0 | 0
3SU1000-7AB10-0AA0 |  | 3SU1000-7AB10-0AA0 | 1 | UN | 1 | 1 | A | D | N | N | 85389099 | 1 | 4011209954441 | 0.038 | KG | 45.22 | 45.22 | CP20 | CP20 | Coordinate switch, 22 mm, round, plastic, black, 2 switch positions, vertical latching, without mechanical interlocking | - | 0 | 0
3SU1000-7AB10-0AA0-Z | X90 | 3SU1000-7AB10-0AA0-ZX90 | 1 | UN | 1 | 5 | B | D | EAR99 | N | 85389099 | 50 |  | 0.036 | KG | 45.22 | 45.22 | CP20 | CP20 | Coordinate switch, 22 mm, round, plastic, black, 2 switch positions, vertical latching, without mechanical interlocking, Z=50-unit packaging | - | 0 | 0
3SU1000-7AB10-0AA0-Z | Y10 | 3SU1000-7AB10-0AA0-ZY10 | 1 | UN | 1 | 10 | C | D | EAR99 | N | 85389099 | 1 |  | 0.036 | KG | 49.97 | 49.97 | CP20 | CP20 | Coordinate switch, 22 mm, round, plastic, black, 2 switch positions, vertical latching, without mechanical interlocking, with laser labeling, upper case and lower case, always upper case at beginning of line | - | 0 | 0
3SU1000-7AB10-0AA0-Z | Y11 | 3SU1000-7AB10-0AA0-ZY11 | 1 | UN | 1 | 10 | C | D | EAR99 | N | 85389099 | 1 |  | 0.036 | KG | 49.97 | 49.97 | CP20 | CP20 | Coordinate switch, 22 mm, round, plastic, black, 2 switch positions, vertical latching, without mechanical interlocking, with laser labeling, upper case | - | 0 | 0
3SU1000-7AB10-0AA0-Z | Y12 | 3SU1000-7AB10-0AA0-ZY12 | 1 | UN | 1 | 10 | C | D | EAR99 | N | 85389099 | 1 |  | 0.036 | KG | 49.97 | 49.97 | CP20 | CP20 | Coordinate switch, 22 mm, round, plastic, black, 2 switch positions, vertical latching, without mechanical interlocking, with laser labeling, lower case | - | 0 | 0
3SU1000-7AB10-0AA0-Z | Y15 | 3SU1000-7AB10-0AA0-ZY15 | 1 | UN | 1 | 10 | C | D | EAR99 | N | 85389099 | 1 |  | 0.036 | KG | 49.97 | 49.97 | CP20 | CP20 | Coordinate switch, 22 mm, round, plastic, black, 2 switch positions, vertical latching, without mechanical interlocking, with laser labeling, upper case and lower case, always upper case at the beginning of the word | - | 0 | 0
3SU1000-7AB10-0AA0-Z | Y19 | 3SU1000-7AB10-0AA0-ZY19 | 1 | UN | 1 | 10 | C | D | EAR99 | N | 85389099 | 1 |  | 0.036 | KG | 46.17 | 46.17 | CP20 | CP20 | Coordinate switch, 22 mm, round, plastic, black, 2 switch positions, vertical latching, without mechanical interlocking, with laser labeling, inscription or symbol, Customer-specific selection with SIRIUS ACT configurator (CIN) | - | 0 | 0
3SU1000-7AC10-0AA0 |  | 3SU1000-7AC10-0AA0 | 1 | UN | 1 | 1 | A | D | N | N | 85389099 | 1 | 4011209954380 | 0.039 | KG | 45.22 | 45.22 | CP20 | CP20 | Coordinate switch, 22 mm, round, plastic, black, 2 switch positions, horizontal, momentary contact type, without mechanical interlocking | - | 0 | 0
3SU1000-7AC10-0AA0-Z | X90 | 3SU1000-7AC10-0AA0-ZX90 | 1 | UN | 1 | 5 | B | D | EAR99 | N | 85389099 | 50 |  | 0.036 | KG | 45.22 | 45.22 | CP20 | CP20 | Coordinate switch, 22 mm, round, plastic, black, 2 switch positions, horizontal, momentary contact type, without mechanical interlocking, Z=50-unit packaging | - | 0 | 0
3SU1000-7AC10-0AA0-Z | Y10 | 3SU1000-7AC10-0AA0-ZY10 | 1 | UN | 1 | 10 | C | D | EAR99 | N | 85389099 | 1 |  | 0.036 | KG | 49.97 | 49.97 | CP20 | CP20 | Coordinate switch, 22 mm, round, plastic, black, 2 switch positions, horizontal, momentary contact type, without mechanical interlocking, with laser labeling, upper case and lower case, always upper case at beginning of line | - | 0 | 0
3SU1000-7AC10-0AA0-Z | Y11 | 3SU1000-7AC10-0AA0-ZY11 | 1 | UN | 1 | 10 | C | D | EAR99 | N | 85389099 | 1 |  | 0.036 | KG | 49.97 | 49.97 | CP20 | CP20 | Coordinate switch, 22 mm, round, plastic, black, 2 switch positions, horizontal, momentary contact type, without mechanical interlocking, with laser labeling, upper case | - | 0 | 0
3SU1000-7AC10-0AA0-Z | Y12 | 3SU1000-7AC10-0AA0-ZY12 | 1 | UN | 1 | 10 | C | D | EAR99 | N | 85389099 | 1 |  | 0.036 | KG | 49.97 | 49.97 | CP20 | CP20 | Coordinate switch, 22 mm, round, plastic, black, 2 switch positions, horizontal, momentary contact type, without mechanical interlocking, with laser labeling, lower case | - | 0 | 0
3SU1000-7AC10-0AA0-Z | Y15 | 3SU1000-7AC10-0AA0-ZY15 | 1 | UN | 1 | 10 | C | D | EAR99 | N | 85389099 | 1 |  | 0.036 | KG | 49.97 | 49.97 | CP20 | CP20 | Coordinate switch, 22 mm, round, plastic, black, 2 switch positions, horizontal, momentary contact type, without mechanical interlocking, with laser labeling, upper case and lower case, always upper case at the beginning of the word | - | 0 | 0
3SU1000-7AC10-0AA0-Z | Y19 | 3SU1000-7AC10-0AA0-ZY19 | 1 | UN | 1 | 10 | C | D | EAR99 | N | 85389099 | 1 |  | 0.036 | KG | 46.17 | 46.17 | CP20 | CP20 | Coordinate switch, 22 mm, round, plastic, black, 2 switch positions, horizontal, momentary contact type, without mechanical interlocking, with laser labeling, inscription or symbol Customer-specific selection with SIRIUS ACT configurator (CIN) | - | 0 | 0
3SU1000-7AD10-0AA0 |  | 3SU1000-7AD10-0AA0 | 1 | UN | 1 | 1 | A | D | N | N | 85389099 | 1 | 4011209954427 | 0.037 | KG | 45.22 | 45.22 | CP20 | CP20 | Coordinate switch, 22 mm, round, plastic, black, 2 switch positions, vertical, momentary contact type, without mechanical interlocking | - | 0 | 0
3SU1000-7AD10-0AA0-Z | X90 | 3SU1000-7AD10-0AA0-ZX90 | 1 | UN | 1 | 5 | B | D | EAR99 | N | 85389099 | 50 |  | 0.036 | KG | 45.22 | 45.22 | CP20 | CP20 | Coordinate switch, 22 mm, round, plastic, black, 2 switch positions, vertical, momentary contact type, without mechanical interlocking, Z=50-unit packaging | - | 0 | 0
3SU1000-7AD10-0AA0-Z | Y10 | 3SU1000-7AD10-0AA0-ZY10 | 1 | UN | 1 | 10 | C | D | EAR99 | N | 85389099 | 1 |  | 0.036 | KG | 49.97 | 49.97 | CP20 | CP20 | Coordinate switch, 22 mm, round, plastic, black, 2 switch positions, vertical, momentary contact type, without mechanical interlocking, with laser labeling, upper case and lower case, always upper case at beginning of line | - | 0 | 0
3SU1000-7AD10-0AA0-Z | Y11 | 3SU1000-7AD10-0AA0-ZY11 | 1 | UN | 1 | 10 | C | D | EAR99 | N | 85389099 | 1 |  | 0.036 | KG | 49.97 | 49.97 | CP20 | CP20 | Coordinate switch, 22 mm, round, plastic, black, 2 switch positions, vertical, momentary contact type, without mechanical interlocking, with laser labeling, upper case | - | 0 | 0
3SU1000-7AD10-0AA0-Z | Y12 | 3SU1000-7AD10-0AA0-ZY12 | 1 | UN | 1 | 10 | C | D | EAR99 | N | 85389099 | 1 |  | 0.036 | KG | 49.97 | 49.97 | CP20 | CP20 | Coordinate switch, 22 mm, round, plastic, black, 2 switch positions, vertical, momentary contact type, without mechanical interlocking, with laser labeling, lower case | - | 0 | 0
3SU1000-7AD10-0AA0-Z | Y15 | 3SU1000-7AD10-0AA0-ZY15 | 1 | UN | 1 | 10 | C | D | EAR99 | N | 85389099 | 1 |  | 0.036 | KG | 49.97 | 49.97 | CP20 | CP20 | Coordinate switch, 22 mm, round, plastic, black, 2 switch positions, vertical, momentary contact type, without mechanical interlocking, with laser labeling, upper case and lower case, always upper case at the beginning of the word | - | 0 | 0
3SU1000-7AD10-0AA0-Z | Y19 | 3SU1000-7AD10-0AA0-ZY19 | 1 | UN | 1 | 10 | C | D | EAR99 | N | 85389099 | 1 |  | 0.036 | KG | 46.17 | 46.17 | CP20 | CP20 | Coordinate switch, 22 mm, round, plastic, black, 2 switch positions, vertical, momentary contact type, without mechanical interlocking, with laser labeling, inscription or symbol Customer-specific selection with SIRIUS ACT configurator (CIN) | - | 0 | 0
3SU1000-7AE10-0AA0 |  | 3SU1000-7AE10-0AA0 | 1 | UN | 1 | 1 | A | D | N | N | 85389099 | 1 | 4011209954489 | 0.04 | KG | 57.38 | 57.38 | CP20 | CP20 | Coordinate switch, 22 mm, round, plastic, black, 4 switch positions, latching, without mechanical interlocking | - | 0 | 0
3SU1000-7AE10-0AA0-Z | X90 | 3SU1000-7AE10-0AA0-ZX90 | 1 | UN | 1 | 5 | B | D | EAR99 | N | 85389099 | 50 |  | 0.036 | KG | 57.38 | 57.38 | CP20 | CP20 | Coordinate switch, 22 mm, round, plastic, black, 4 switch positions, latching, without mechanical interlocking, Z=50-unit packaging | - | 0 | 0
3SU1000-7AE10-0AA0-Z | Y10 | 3SU1000-7AE10-0AA0-ZY10 | 1 | UN | 1 | 10 | C | D | EAR99 | N | 85389099 | 1 |  | 0.036 | KG | 62.13 | 62.13 | CP20 | CP20 | Coordinate switch, 22 mm, round, plastic, black, 4 switch positions, latching, without mechanical interlocking, with laser labeling, upper case and lower case, always upper case at beginning of line | - | 0 | 0
3SU1000-7AE10-0AA0-Z | Y11 | 3SU1000-7AE10-0AA0-ZY11 | 1 | UN | 1 | 10 | C | D | EAR99 | N | 85389099 | 1 |  | 0.036 | KG | 62.13 | 62.13 | CP20 | CP20 | Coordinate switch, 22 mm, round, plastic, black, 4 switch positions, latching, without mechanical interlocking, with laser labeling, upper case | - | 0 | 0
3SU1000-7AE10-0AA0-Z | Y12 | 3SU1000-7AE10-0AA0-ZY12 | 1 | UN | 1 | 10 | C | D | EAR99 | N | 85389099 | 1 |  | 0.036 | KG | 62.13 | 62.13 | CP20 | CP20 | Coordinate switch, 22 mm, round, plastic, black, 4 switch positions, latching, without mechanical interlocking, with laser labeling, lower case | - | 0 | 0
3SU1000-7AE10-0AA0-Z | Y15 | 3SU1000-7AE10-0AA0-ZY15 | 1 | UN | 1 | 10 | C | D | EAR99 | N | 85389099 | 1 |  | 0.036 | KG | 62.13 | 62.13 | CP20 | CP20 | Coordinate switch, 22 mm, round, plastic, black, 4 switch positions, latching, without mechanical interlocking, with laser labeling, upper case and lower case, always upper case at the beginning of the word | - | 0 | 0
3SU1000-7AE10-0AA0-Z | Y19 | 3SU1000-7AE10-0AA0-ZY19 | 1 | UN | 1 | 10 | C | D | EAR99 | N | 85389099 | 1 |  | 0.036 | KG | 58.33 | 58.33 | CP20 | CP20 | Coordinate switch, 22 mm, round, plastic, black, 4 switch positions, latching, without mechanical interlocking, with laser labeling, inscription or symbol, Customer-specific selection with SIRIUS ACT configurator (CIN) | - | 0 | 0
3SU1000-7AF10-0AA0 |  | 3SU1000-7AF10-0AA0 | 1 | UN | 1 | 1 | A | D | N | N | 85389099 | 1 | 4011209954465 | 0.04 | KG | 57.38 | 57.38 | CP20 | CP20 | Coordinate switch, 22 mm, round, plastic, black, 4 switch positions, momentary contact type, without mechanical interlocking | - | 0 | 0
3SU1000-7AF10-0AA0-Z | X90 | 3SU1000-7AF10-0AA0-ZX90 | 1 | UN | 1 | 5 | B | D | EAR99 | N | 85389099 | 50 |  | 0.036 | KG | 57.38 | 57.38 | CP20 | CP20 | Coordinate switch, 22 mm, round, plastic, black, 4 switch positions, momentary contact type, without mechanical interlocking, Z=50-unit packaging | - | 0 | 0
3SU1000-7AF10-0AA0-Z | Y10 | 3SU1000-7AF10-0AA0-ZY10 | 1 | UN | 1 | 10 | C | D | EAR99 | N | 85389099 | 1 |  | 0.036 | KG | 62.13 | 62.13 | CP20 | CP20 | Coordinate switch, 22 mm, round, plastic, black, 4 switch positions, momentary contact type, without mechanical interlocking, with laser labeling, upper case and lower case, always upper case at beginning of line | - | 0 | 0
3SU1000-7AF10-0AA0-Z | Y11 | 3SU1000-7AF10-0AA0-ZY11 | 1 | UN | 1 | 10 | C | D | EAR99 | N | 85389099 | 1 |  | 0.036 | KG | 62.13 | 62.13 | CP20 | CP20 | Coordinate switch, 22 mm, round, plastic, black, 4 switch positions, momentary contact type, without mechanical interlocking, with laser labeling, upper case | - | 0 | 0
3SU1000-7AF10-0AA0-Z | Y12 | 3SU1000-7AF10-0AA0-ZY12 | 1 | UN | 1 | 10 | C | D | EAR99 | N | 85389099 | 1 |  | 0.036 | KG | 62.13 | 62.13 | CP20 | CP20 | Coordinate switch, 22 mm, round, plastic, black, 4 switch positions, momentary contact type, without mechanical interlocking, with laser labeling, lower case | - | 0 | 0
3SU1000-7AF10-0AA0-Z | Y15 | 3SU1000-7AF10-0AA0-ZY15 | 1 | UN | 1 | 10 | C | D | EAR99 | N | 85389099 | 1 |  | 0.036 | KG | 62.13 | 62.13 | CP20 | CP20 | Coordinate switch, 22 mm, round, plastic, black, 4 switch positions, momentary contact type, without mechanical interlocking, with laser labeling, upper case and lower case, always upper case at the beginning of the word | - | 0 | 0
3SU1000-7AF10-0AA0-Z | Y19 | 3SU1000-7AF10-0AA0-ZY19 | 1 | UN | 1 | 10 | C | D | EAR99 | N | 85389099 | 1 |  | 0.036 | KG | 58.33 | 58.33 | CP20 | CP20 | Coordinate switch, 22 mm, round, plastic, black, 4 switch positions, momentary contact type, without mechanical interlocking, with laser labeling, inscription or symbol Customer-specific selection with SIRIUS ACT configurator (CIN) | - | 0 | 0
3SU1000-7BA10-0AA0 |  | 3SU1000-7BA10-0AA0 | 1 | UN | 1 | 1 | A | D | N | N | 85389099 | 1 | 4011209954410 | 0.045 | KG | 57.38 | 57.38 | CP20 | CP20 | Coordinate switch, 22 mm, round, plastic, black, 2 switch positions, horizontal latching, with mechanical interlocking | - | 0 | 0
3SU1000-7BA10-0AA0-Z | X90 | 3SU1000-7BA10-0AA0-ZX90 | 1 | UN | 1 | 5 | B | D | EAR99 | N | 85389099 | 50 |  | 0.036 | KG | 57.38 | 57.38 | CP20 | CP20 | Coordinate switch, 22 mm, round, plastic, black, 2 switch positions, horizontal latching, with mechanical interlocking, Z=50-unit packaging | - | 0 | 0
3SU1000-7BA10-0AA0-Z | Y10 | 3SU1000-7BA10-0AA0-ZY10 | 1 | UN | 1 | 10 | C | D | EAR99 | N | 85389099 | 1 |  | 0.036 | KG | 62.13 | 62.13 | CP20 | CP20 | Coordinate switch, 22 mm, round, plastic, black, 2 switch positions, horizontal latching, with mechanical interlocking, with laser labeling, upper case and lower case, always upper case at beginning of line | - | 0 | 0
3SU1000-7BA10-0AA0-Z | Y11 | 3SU1000-7BA10-0AA0-ZY11 | 1 | UN | 1 | 10 | C | D | EAR99 | N | 85389099 | 1 |  | 0.036 | KG | 62.13 | 62.13 | CP20 | CP20 | Coordinate switch, 22 mm, round, plastic, black, 2 switch positions, horizontal latching, with mechanical interlocking, with laser labeling, upper case | - | 0 | 0
3SU1000-7BA10-0AA0-Z | Y12 | 3SU1000-7BA10-0AA0-ZY12 | 1 | UN | 1 | 10 | C | D | EAR99 | N | 85389099 | 1 |  | 0.036 | KG | 62.13 | 62.13 | CP20 | CP20 | Coordinate switch, 22 mm, round, plastic, black, 2 switch positions, horizontal latching, with mechanical interlocking, with laser labeling, lower case | - | 0 | 0
3SU1000-7BA10-0AA0-Z | Y15 | 3SU1000-7BA10-0AA0-ZY15 | 1 | UN | 1 | 10 | C | D | EAR99 | N | 85389099 | 1 |  | 0.036 | KG | 62.13 | 62.13 | CP20 | CP20 | Coordinate switch, 22 mm, round, plastic, black, 2 switch positions, horizontal latching, with mechanical interlocking, with laser labeling, upper case and lower case, always upper case at the beginning of the word | - | 0 | 0
3SU1000-7BA10-0AA0-Z | Y19 | 3SU1000-7BA10-0AA0-ZY19 | 1 | UN | 1 | 10 | C | D | EAR99 | N | 85389099 | 1 |  | 0.036 | KG | 58.33 | 58.33 | CP20 | CP20 | Coordinate switch, 22 mm, round, plastic, black, 2 switch positions, horizontal latching, with mechanical interlocking, with laser labeling, inscription or symbol, Customer-specific selection with SIRIUS ACT configurator (CIN) | - | 0 | 0
3SU1000-7BB10-0AA0 |  | 3SU1000-7BB10-0AA0 | 1 | UN | 1 | 1 | A | D | N | N | 85389099 | 1 | 4011209954458 | 0.037 | KG | 57.38 | 57.38 | CP20 | CP20 | Coordinate switch, 22 mm, round, plastic, black, 2 switch positions, vertical latching, with mechanical interlocking | - | 0 | 0
3SU1000-7BB10-0AA0-Z | X90 | 3SU1000-7BB10-0AA0-ZX90 | 1 | UN | 1 | 5 | B | D | EAR99 | N | 85389099 | 50 |  | 0.036 | KG | 57.38 | 57.38 | CP20 | CP20 | Coordinate switch, 22 mm, round, plastic, black, 2 switch positions, vertical latching, with mechanical interlocking, Z=50-unit packaging | - | 0 | 0
3SU1000-7BB10-0AA0-Z | Y10 | 3SU1000-7BB10-0AA0-ZY10 | 1 | UN | 1 | 10 | C | D | EAR99 | N | 85389099 | 1 |  | 0.036 | KG | 62.13 | 62.13 | CP20 | CP20 | Coordinate switch, 22 mm, round, plastic, black, 2 switch positions, vertical latching, with mechanical interlocking, with laser labeling, upper case and lower case, always upper case at beginning of line | - | 0 | 0
3SU1000-7BB10-0AA0-Z | Y11 | 3SU1000-7BB10-0AA0-ZY11 | 1 | UN | 1 | 10 | C | D | EAR99 | N | 85389099 | 1 |  | 0.036 | KG | 62.13 | 62.13 | CP20 | CP20 | Coordinate switch, 22 mm, round, plastic, black, 2 switch positions, vertical latching, with mechanical interlocking, with laser labeling, upper case | - | 0 | 0
3SU1000-7BB10-0AA0-Z | Y12 | 3SU1000-7BB10-0AA0-ZY12 | 1 | UN | 1 | 10 | C | D | EAR99 | N | 85389099 | 1 |  | 0.036 | KG | 62.13 | 62.13 | CP20 | CP20 | Coordinate switch, 22 mm, round, plastic, black, 2 switch positions, vertical latching, with mechanical interlocking, with laser labeling, lower case | - | 0 | 0
3SU1000-7BB10-0AA0-Z | Y15 | 3SU1000-7BB10-0AA0-ZY15 | 1 | UN | 1 | 10 | C | D | EAR99 | N | 85389099 | 1 |  | 0.036 | KG | 62.13 | 62.13 | CP20 | CP20 | Coordinate switch, 22 mm, round, plastic, black, 2 switch positions, vertical latching, with mechanical interlocking, with laser labeling, upper case and lower case, always upper case at the beginning of the word | - | 0 | 0
3SU1000-7BB10-0AA0-Z | Y19 | 3SU1000-7BB10-0AA0-ZY19 | 1 | UN | 1 | 10 | C | D | EAR99 | N | 85389099 | 1 |  | 0.036 | KG | 58.33 | 58.33 | CP20 | CP20 | Coordinate switch, 22 mm, round, plastic, black, 2 switch positions, vertical latching, with mechanical interlocking, with laser labeling, inscription or symbol, Customer-specific selection with SIRIUS ACT configurator (CIN) | - | 0 | 0
3SU1000-7BC10-0AA0 |  | 3SU1000-7BC10-0AA0 | 1 | UN | 1 | 1 | A | D | N | N | 85389099 | 1 | 4011209954397 | 0.045 | KG | 57.38 | 57.38 | CP20 | CP20 | Coordinate switch, 22 mm, round, plastic, black, 2 switch positions, horizontal, momentary contact type, with mechanical interlocking | - | 0 | 0
3SU1000-7BC10-0AA0-Z | X90 | 3SU1000-7BC10-0AA0-ZX90 | 1 | UN | 1 | 5 | B | D | EAR99 | N | 85389099 | 50 |  | 0.036 | KG | 57.38 | 57.38 | CP20 | CP20 | Coordinate switch, 22 mm, round, plastic, black, 2 switch positions, horizontal, momentary contact type, with mechanical interlocking, Z=50-unit packaging | - | 0 | 0
3SU1000-7BC10-0AA0-Z | Y10 | 3SU1000-7BC10-0AA0-ZY10 | 1 | UN | 1 | 10 | C | D | EAR99 | N | 85389099 | 1 |  | 0.036 | KG | 62.13 | 62.13 | CP20 | CP20 | Coordinate switch, 22 mm, round, plastic, black, 2 switch positions, horizontal, momentary contact type, with mechanical interlocking, with laser labeling, upper case and lower case, always upper case at beginning of line | - | 0 | 0
3SU1000-7BC10-0AA0-Z | Y11 | 3SU1000-7BC10-0AA0-ZY11 | 1 | UN | 1 | 10 | C | D | EAR99 | N | 85389099 | 1 |  | 0.036 | KG | 62.13 | 62.13 | CP20 | CP20 | Coordinate switch, 22 mm, round, plastic, black, 2 switch positions, horizontal, momentary contact type, with mechanical interlocking, with laser labeling, upper case | - | 0 | 0
3SU1000-7BC10-0AA0-Z | Y12 | 3SU1000-7BC10-0AA0-ZY12 | 1 | UN | 1 | 10 | C | D | EAR99 | N | 85389099 | 1 |  | 0.036 | KG | 62.13 | 62.13 | CP20 | CP20 | Coordinate switch, 22 mm, round, plastic, black, 2 switch positions, horizontal, momentary contact type, with mechanical interlocking, with laser labeling, lower case | - | 0 | 0
3SU1000-7BC10-0AA0-Z | Y15 | 3SU1000-7BC10-0AA0-ZY15 | 1 | UN | 1 | 10 | C | D | EAR99 | N | 85389099 | 1 |  | 0.036 | KG | 62.13 | 62.13 | CP20 | CP20 | Coordinate switch, 22 mm, round, plastic, black, 2 switch positions, horizontal, momentary contact type, with mechanical interlocking, with laser labeling, upper case and lower case, always upper case at the beginning of the word | - | 0 | 0
3SU1000-7BC10-0AA0-Z | Y19 | 3SU1000-7BC10-0AA0-ZY19 | 1 | UN | 1 | 10 | C | D | EAR99 | N | 85389099 | 1 |  | 0.036 | KG | 58.33 | 58.33 | CP20 | CP20 | Coordinate switch, 22 mm, round, plastic, black, 2 switch positions, horizontal, momentary contact type, with mechanical interlocking, with laser labeling, inscription or symbol Customer-specific selection with SIRIUS ACT configurator (CIN) | - | 0 | 0
3SU1000-7BD10-0AA0 |  | 3SU1000-7BD10-0AA0 | 1 | UN | 1 | 1 | A | D | N | N | 85389099 | 1 | 4011209954434 | 0.044 | KG | 57.38 | 57.38 | CP20 | CP20 | Coordinate switch, 22 mm, round, plastic, black, 2 switch positions, vertical, momentary contact type, with mechanical interlocking | - | 0 | 0
3SU1000-7BD10-0AA0-Z | X90 | 3SU1000-7BD10-0AA0-ZX90 | 1 | UN | 1 | 5 | B | D | EAR99 | N | 85389099 | 50 |  | 0.036 | KG | 57.38 | 57.38 | CP20 | CP20 | Coordinate switch, 22 mm, round, plastic, black, 2 switch positions, vertical, momentary contact type, with mechanical interlocking, Z=50-unit packaging | - | 0 | 0
3SU1000-7BD10-0AA0-Z | Y10 | 3SU1000-7BD10-0AA0-ZY10 | 1 | UN | 1 | 10 | C | D | EAR99 | N | 85389099 | 1 |  | 0.036 | KG | 62.13 | 62.13 | CP20 | CP20 | Coordinate switch, 22 mm, round, plastic, black, 2 switch positions, vertical, momentary contact type, with mechanical interlocking, with laser labeling, upper case and lower case, always upper case at beginning of line | - | 0 | 0
3SU1000-7BD10-0AA0-Z | Y11 | 3SU1000-7BD10-0AA0-ZY11 | 1 | UN | 1 | 10 | C | D | EAR99 | N | 85389099 | 1 |  | 0.036 | KG | 62.13 | 62.13 | CP20 | CP20 | Coordinate switch, 22 mm, round, plastic, black, 2 switch positions, vertical, momentary contact type, with mechanical interlocking, with laser labeling, upper case | - | 0 | 0
3SU1000-7BD10-0AA0-Z | Y12 | 3SU1000-7BD10-0AA0-ZY12 | 1 | UN | 1 | 10 | C | D | EAR99 | N | 85389099 | 1 |  | 0.036 | KG | 62.13 | 62.13 | CP20 | CP20 | Coordinate switch, 22 mm, round, plastic, black, 2 switch positions, vertical, momentary contact type, with mechanical interlocking, with laser labeling, lower case | - | 0 | 0
3SU1000-7BD10-0AA0-Z | Y15 | 3SU1000-7BD10-0AA0-ZY15 | 1 | UN | 1 | 10 | C | D | EAR99 | N | 85389099 | 1 |  | 0.036 | KG | 62.13 | 62.13 | CP20 | CP20 | Coordinate switch, 22 mm, round, plastic, black, 2 switch positions, vertical, momentary contact type, with mechanical interlocking, with laser labeling, upper case and lower case, always upper case at the beginning of the word | - | 0 | 0
3SU1000-7BD10-0AA0-Z | Y19 | 3SU1000-7BD10-0AA0-ZY19 | 1 | UN | 1 | 10 | C | D | EAR99 | N | 85389099 | 1 |  | 0.036 | KG | 58.33 | 58.33 | CP20 | CP20 | Coordinate switch, 22 mm, round, plastic, black, 2 switch positions, vertical, momentary contact type, with mechanical interlocking, with laser labeling, inscription or symbol Customer-specific selection with SIRIUS ACT configurator (CIN) | - | 0 | 0
3SU1000-7BE10-0AA0 |  | 3SU1000-7BE10-0AA0 | 1 | UN | 1 | 1 | A | D | N | N | 85389099 | 1 | 4011209954496 | 0.045 | KG | 70.59 | 70.59 | CP20 | CP20 | Coordinate switch, 22 mm, round, plastic, black, 4 switch positions, latching, with mechanical interlocking | - | 0 | 0
3SU1000-7BE10-0AA0-Z | X90 | 3SU1000-7BE10-0AA0-ZX90 | 1 | UN | 1 | 5 | B | D | EAR99 | N | 85389099 | 50 |  | 0.036 | KG | 70.59 | 70.59 | CP20 | CP20 | Coordinate switch, 22 mm, round, plastic, black, 4 switch positions, latching, with mechanical interlocking, Z=50-unit packaging | - | 0 | 0
3SU1000-7BE10-0AA0-Z | Y10 | 3SU1000-7BE10-0AA0-ZY10 | 1 | UN | 1 | 10 | C | D | EAR99 | N | 85389099 | 1 |  | 0.036 | KG | 75.34 | 75.34 | CP20 | CP20 | Coordinate switch, 22 mm, round, plastic, black, 4 switch positions, latching, with mechanical interlocking, with laser labeling, upper case and lower case, always upper case at beginning of line | - | 0 | 0
3SU1000-7BE10-0AA0-Z | Y11 | 3SU1000-7BE10-0AA0-ZY11 | 1 | UN | 1 | 10 | C | D | EAR99 | N | 85389099 | 1 |  | 0.036 | KG | 75.34 | 75.34 | CP20 | CP20 | Coordinate switch, 22 mm, round, plastic, black, 4 switch positions, latching, with mechanical interlocking, with laser labeling, upper case | - | 0 | 0
3SU1000-7BE10-0AA0-Z | Y12 | 3SU1000-7BE10-0AA0-ZY12 | 1 | UN | 1 | 10 | C | D | EAR99 | N | 85389099 | 1 |  | 0.036 | KG | 75.34 | 75.34 | CP20 | CP20 | Coordinate switch, 22 mm, round, plastic, black, 4 switch positions, latching, with mechanical interlocking, with laser labeling, lower case | - | 0 | 0
3SU1000-7BE10-0AA0-Z | Y15 | 3SU1000-7BE10-0AA0-ZY15 | 1 | UN | 1 | 10 | C | D | EAR99 | N | 85389099 | 1 |  | 0.036 | KG | 75.34 | 75.34 | CP20 | CP20 | Coordinate switch, 22 mm, round, plastic, black, 4 switch positions, latching, with mechanical interlocking, with laser labeling, upper case and lower case, always upper case at the beginning of the word | - | 0 | 0
3SU1000-7BE10-0AA0-Z | Y19 | 3SU1000-7BE10-0AA0-ZY19 | 1 | UN | 1 | 10 | C | D | EAR99 | N | 85389099 | 1 |  | 0.036 | KG | 71.54 | 71.54 | CP20 | CP20 | Coordinate switch, 22 mm, round, plastic, black, 4 switch positions, latching, with mechanical interlocking, with laser labeling, inscription or symbol, Customer-specific selection with SIRIUS ACT configurator (CIN) | - | 0 | 0
3SU1000-7BF10-0AA0 |  | 3SU1000-7BF10-0AA0 | 1 | UN | 1 | 1 | A | D | N | N | 85389099 | 1 | 4011209954472 | 0.066 | KG | 70.59 | 70.59 | CP20 | CP20 | Coordinate switch, 22 mm, round, plastic, black, 4 switch positions, momentary contact type, with mechanical interlocking | - | 0 | 0
3SU1000-7BF10-0AA0-Z | X90 | 3SU1000-7BF10-0AA0-ZX90 | 1 | UN | 1 | 5 | B | D | EAR99 | N | 85389099 | 50 |  | 0.036 | KG | 70.59 | 70.59 | CP20 | CP20 | Coordinate switch, 22 mm, round, plastic, black, 4 switch positions, momentary contact type, with mechanical interlocking, Z=50-unit packaging | - | 0 | 0
3SU1000-7BF10-0AA0-Z | Y10 | 3SU1000-7BF10-0AA0-ZY10 | 1 | UN | 1 | 10 | C | D | EAR99 | N | 85389099 | 1 |  | 0.036 | KG | 75.34 | 75.34 | CP20 | CP20 | Coordinate switch, 22 mm, round, plastic, black, 4 switch positions, momentary contact type, with mechanical interlocking, with laser labeling, upper case and lower case, always upper case at beginning of line | - | 0 | 0
3SU1000-7BF10-0AA0-Z | Y11 | 3SU1000-7BF10-0AA0-ZY11 | 1 | UN | 1 | 10 | C | D | EAR99 | N | 85389099 | 1 |  | 0.036 | KG | 75.34 | 75.34 | CP20 | CP20 | Coordinate switch, 22 mm, round, plastic, black, 4 switch positions, momentary contact type, with mechanical interlocking, with laser labeling, upper case | - | 0 | 0
3SU1000-7BF10-0AA0-Z | Y12 | 3SU1000-7BF10-0AA0-ZY12 | 1 | UN | 1 | 10 | C | D | EAR99 | N | 85389099 | 1 |  | 0.036 | KG | 75.34 | 75.34 | CP20 | CP20 | Coordinate switch, 22 mm, round, plastic, black, 4 switch positions, momentary contact type, with mechanical interlocking, with laser labeling, lower case | - | 0 | 0
3SU1000-7BF10-0AA0-Z | Y15 | 3SU1000-7BF10-0AA0-ZY15 | 1 | UN | 1 | 10 | C | D | EAR99 | N | 85389099 | 1 |  | 0.036 | KG | 75.34 | 75.34 | CP20 | CP20 | Coordinate switch, 22 mm, round, plastic, black, 4 switch positions, momentary contact type, with mechanical interlocking, with laser labeling, upper case and lower case, always upper case at the beginning of the word | - | 0 | 0
3SU1000-7BF10-0AA0-Z | Y19 | 3SU1000-7BF10-0AA0-ZY19 | 1 | UN | 1 | 10 | C | D | EAR99 | N | 85389099 | 1 |  | 0.036 | KG | 71.54 | 71.54 | CP20 | CP20 | Coordinate switch, 22 mm, round, plastic, black, 4 switch positions, momentary contact type, with mechanical interlocking, with laser labeling, inscription or symbol Customer-specific selection with SIRIUS ACT configurator (CIN) | - | 0 | 0
3SU1001-0AA20-0AA0 |  | 3SU1001-0AA20-0AA0 | 1 | UN | 1 | 1 | A | D | N | N | 85389099 | 1 | 4011209955769 | 0.014 | KG | 11.88 | 11.88 | CP20 | CP20 | Illuminated pushbutton, 22 mm, round, plastic, red, pushbutton, flat, latching, Push-to-release mechanism | - | 0 | 0
3SU1001-0AA20-0AA0-Z | X90 | 3SU1001-0AA20-0AA0-ZX90 | 1 | UN | 1 | 5 | B | D | EAR99 | N | 85389099 | 100 |  | 0.012 | KG | 11.88 | 11.88 | CP20 | CP20 | Illuminated pushbutton, 22 mm, round, plastic, red, pushbutton, flat, latching, Push-to-release mechanism, Z=100-unit packaging | - | 0 | 0
3SU1001-0AA20-0AA0-Z | Y10 | 3SU1001-0AA20-0AA0-ZY10 | 1 | UN | 1 | 10 | C | D | N | N | 85389099 | 1 |  | 0.017 | KG | 16.63 | 16.63 | CP20 | CP20 | Illuminated pushbutton, 22 mm, round, plastic, red, pushbutton, flat, latching, Push-to-release mechanism, with laser labeling, upper case and lower case, always upper case at beginning of line | - | 0 | 0
3SU1001-0AA20-0AA0-Z | Y11 | 3SU1001-0AA20-0AA0-ZY11 | 1 | UN | 1 | 10 | C | D | N | N | 85389099 | 1 |  | 0.017 | KG | 16.63 | 16.63 | CP20 | CP20 | Illuminated pushbutton, 22 mm, round, plastic, red, pushbutton, flat, latching, Push-to-release mechanism, with laser labeling, upper case | - | 0 | 0
3SU1001-0AA20-0AA0-Z | Y12 | 3SU1001-0AA20-0AA0-ZY12 | 1 | UN | 1 | 10 | C | D | N | N | 85389099 | 1 |  | 0.017 | KG | 16.63 | 16.63 | CP20 | CP20 | Illuminated pushbutton, 22 mm, round, plastic, red, pushbutton, flat, latching, Push-to-release mechanism, with laser labeling, lower case | - | 0 | 0
3SU1001-0AA20-0AA0-Z | Y13 | 3SU1001-0AA20-0AA0-ZY13 | 1 | UN | 1 | 10 | C | D | N | N | 85389099 | 1 |  | 0.017 | KG | 16.63 | 16.63 | CP20 | CP20 | Illuminated pushbutton, 22 mm, round, plastic, red, pushbutton, flat, latching, Push-to-release mechanism, with laser labeling, symbol number according to, ISO 7000 or IEC 60417 | - | 0 | 0
3SU1001-0AA20-0AA0-Z | Y15 | 3SU1001-0AA20-0AA0-ZY15 | 1 | UN | 1 | 10 | C | D | N | N | 85389099 | 1 |  | 0.017 | KG | 16.63 | 16.63 | CP20 | CP20 | Illuminated pushbutton, 22 mm, round, plastic, red, pushbutton, flat, latching, Push-to-release mechanism, with laser labeling, upper case and lower case, Always upper case at the beginning of the word | - | 0 | 0
3SU1001-0AA20-0AA0-Z | Y19 | 3SU1001-0AA20-0AA0-ZY19 | 1 | UN | 1 | 10 | C | D | N | N | 85389099 | 1 |  | 0.025 | KG | 12.83 | 12.83 | CP20 | CP20 | Illuminated pushbutton, 22 mm, round, plastic, red, pushbutton, flat, latching, Push-to-release mechanism, with laser labeling, inscription or symbol Customer-specific selection with SIRIUS ACT configurator (CIN) | - | 0 | 0
3SU1001-0AA30-0AA0 |  | 3SU1001-0AA30-0AA0 | 1 | UN | 1 | 1 | A | D | N | N | 85389099 | 1 | 4011209955776 | 0.017 | KG | 11.88 | 11.88 | CP20 | CP20 | Illuminated pushbutton, 22 mm, round, plastic, yellow, pushbutton, flat, latching, Push-to-release mechanism | - | 0 | 0
3SU1001-0AA30-0AA0-Z | X90 | 3SU1001-0AA30-0AA0-ZX90 | 1 | UN | 1 | 5 | B | D | EAR99 | N | 85389099 | 100 |  | 0.012 | KG | 11.88 | 11.88 | CP20 | CP20 | Illuminated pushbutton, 22 mm, round, plastic, yellow, pushbutton, flat, latching, Push-to-release mechanism, Z=100-unit packaging | - | 0 | 0
3SU1001-0AA30-0AA0-Z | Y10 | 3SU1001-0AA30-0AA0-ZY10 | 1 | UN | 1 | 10 | C | D | N | N | 85389099 | 1 |  | 0.012 | KG | 16.63 | 16.63 | CP20 | CP20 | Illuminated pushbutton, 22 mm, round, plastic, yellow, pushbutton, flat, latching, Push-to-release mechanism, with laser labeling, upper case and lower case, always upper case at beginning of line | - | 0 | 0
3SU1001-0AA30-0AA0-Z | Y11 | 3SU1001-0AA30-0AA0-ZY11 | 1 | UN | 1 | 10 | C | D | N | N | 85389099 | 1 |  | 0.012 | KG | 16.63 | 16.63 | CP20 | CP20 | Illuminated pushbutton, 22 mm, round, plastic, yellow, pushbutton, flat, latching, Push-to-release mechanism, with laser labeling, upper case | - | 0 | 0
3SU1001-0AA30-0AA0-Z | Y12 | 3SU1001-0AA30-0AA0-ZY12 | 1 | UN | 1 | 10 | C | D | N | N | 85389099 | 1 |  | 0.012 | KG | 16.63 | 16.63 | CP20 | CP20 | Illuminated pushbutton, 22 mm, round, plastic, yellow, pushbutton, flat, latching, Push-to-release mechanism, with laser labeling, lower case | - | 0 | 0
3SU1001-0AA30-0AA0-Z | Y13 | 3SU1001-0AA30-0AA0-ZY13 | 1 | UN | 1 | 10 | C | D | N | N | 85389099 | 1 |  | 0.012 | KG | 16.63 | 16.63 | CP20 | CP20 | Illuminated pushbutton, 22 mm, round, plastic, yellow, pushbutton, flat, latching, Push-to-release mechanism, with laser labeling, symbol number according to, ISO 7000 or IEC 60417 | - | 0 | 0
3SU1001-0AA30-0AA0-Z | Y15 | 3SU1001-0AA30-0AA0-ZY15 | 1 | UN | 1 | 10 | C | D | N | N | 85389099 | 1 |  | 0.012 | KG | 16.63 | 16.63 | CP20 | CP20 | Illuminated pushbutton, 22 mm, round, plastic, yellow, pushbutton, flat, latching, Push-to-release mechanism, with laser labeling, upper case and lower case, Always upper case at the beginning of the word | - | 0 | 0
3SU1001-0AA30-0AA0-Z | Y19 | 3SU1001-0AA30-0AA0-ZY19 | 1 | UN | 1 | 10 | C | D | N | N | 85389099 | 1 |  | 0.03 | KG | 12.83 | 12.83 | CP20 | CP20 | Illuminated pushbutton, 22 mm, round, plastic, yellow, pushbutton, flat, latching, Push-to-release mechanism, with laser labeling, inscription or symbol Customer-specific selection with SIRIUS ACT configurator (CIN) | - | 0 | 0
3SU1001-0AA40-0AA0 |  | 3SU1001-0AA40-0AA0 | 1 | UN | 1 | 1 | A | D | N | N | 85389099 | 1 | 4011209955783 | 0.017 | KG | 11.88 | 11.88 | CP20 | CP20 | Illuminated pushbutton, 22 mm, round, plastic, green, pushbutton, flat, latching, Push-to-release mechanism | - | 0 | 0
3SU1001-0AA40-0AA0-Z | X90 | 3SU1001-0AA40-0AA0-ZX90 | 1 | UN | 1 | 5 | B | D | EAR99 | N | 85389099 | 100 |  | 0.012 | KG | 11.88 | 11.88 | CP20 | CP20 | Illuminated pushbutton, 22 mm, round, plastic, green, pushbutton, flat, latching, Push-to-release mechanism, Z=100-unit packaging | - | 0 | 0
3SU1001-0AA40-0AA0-Z | Y10 | 3SU1001-0AA40-0AA0-ZY10 | 1 | UN | 1 | 10 | C | D | N | N | 85389099 | 1 |  | 0.015 | KG | 16.63 | 16.63 | CP20 | CP20 | Illuminated pushbutton, 22 mm, round, plastic, green, pushbutton, flat, latching, Push-to-release mechanism, with laser labeling, upper case and lower case, always upper case at beginning of line | - | 0 | 0
3SU1001-0AA40-0AA0-Z | Y11 | 3SU1001-0AA40-0AA0-ZY11 | 1 | UN | 1 | 10 | C | D | N | N | 85389099 | 1 |  | 0.012 | KG | 16.63 | 16.63 | CP20 | CP20 | Illuminated pushbutton, 22 mm, round, plastic, green, pushbutton, flat, latching, Push-to-release mechanism, with laser labeling, upper case | - | 0 | 0
3SU1001-0AA40-0AA0-Z | Y12 | 3SU1001-0AA40-0AA0-ZY12 | 1 | UN | 1 | 10 | C | D | N | N | 85389099 | 1 |  | 0.012 | KG | 16.63 | 16.63 | CP20 | CP20 | Illuminated pushbutton, 22 mm, round, plastic, green, pushbutton, flat, latching, Push-to-release mechanism, with laser labeling, lower case | - | 0 | 0
3SU1001-0AA40-0AA0-Z | Y13 | 3SU1001-0AA40-0AA0-ZY13 | 1 | UN | 1 | 10 | C | D | N | N | 85389099 | 1 |  | 0.012 | KG | 16.63 | 16.63 | CP20 | CP20 | Illuminated pushbutton, 22 mm, round, plastic, green, pushbutton, flat, latching, Push-to-release mechanism, with laser labeling, symbol number according to, ISO 7000 or IEC 60417 | - | 0 | 0
3SU1001-0AA40-0AA0-Z | Y15 | 3SU1001-0AA40-0AA0-ZY15 | 1 | UN | 1 | 10 | C | D | N | N | 85389099 | 1 |  | 0.012 | KG | 16.63 | 16.63 | CP20 | CP20 | Illuminated pushbutton, 22 mm, round, plastic, green, pushbutton, flat, latching, Push-to-release mechanism, with laser labeling, upper case and lower case, Always upper case at the beginning of the word | - | 0 | 0
3SU1001-0AA40-0AA0-Z | Y19 | 3SU1001-0AA40-0AA0-ZY19 | 1 | UN | 1 | 10 | C | D | N | N | 85389099 | 1 |  | 0.02 | KG | 12.83 | 12.83 | CP20 | CP20 | Illuminated pushbutton, 22 mm, round, plastic, green, pushbutton, flat, latching, Push-to-release mechanism, with laser labeling, inscription or symbol Customer-specific selection with SIRIUS ACT configurator (CIN) | - | 0 | 0
3SU1001-0AA50-0AA0 |  | 3SU1001-0AA50-0AA0 | 1 | UN | 1 | 1 | A | D | N | N | 85389099 | 1 | 4011209955790 | 0.017 | KG | 11.88 | 11.88 | CP20 | CP20 | Illuminated pushbutton, 22 mm, round, plastic, blue, pushbutton, flat, latching, Push-to-release mechanism | - | 0 | 0
3SU1001-0AA50-0AA0-Z | X90 | 3SU1001-0AA50-0AA0-ZX90 | 1 | UN | 1 | 5 | B | D | N | N | 85389099 | 100 | 4047621057323 | 0.017 | KG | 11.88 | 11.88 | CP20 | CP20 | Illuminated pushbutton, 22 mm, round, plastic, blue, pushbutton, flat, latching, Push-to-release mechanism, Z=100-unit packaging | - | 0 | 0
3SU1001-0AA50-0AA0-Z | Y10 | 3SU1001-0AA50-0AA0-ZY10 | 1 | UN | 1 | 10 | C | D | N | N | 85389099 | 1 |  | 0.012 | KG | 16.63 | 16.63 | CP20 | CP20 | Illuminated pushbutton, 22 mm, round, plastic, blue, pushbutton, flat, latching, Push-to-release mechanism, with laser labeling, upper case and lower case, always upper case at beginning of line | - | 0 | 0
3SU1001-0AA50-0AA0-Z | Y11 | 3SU1001-0AA50-0AA0-ZY11 | 1 | UN | 1 | 10 | C | D | N | N | 85389099 | 1 |  | 0.012 | KG | 16.63 | 16.63 | CP20 | CP20 | Illuminated pushbutton, 22 mm, round, plastic, blue, pushbutton, flat, latching, Push-to-release mechanism, with laser labeling, upper case | - | 0 | 0
3SU1001-0AA50-0AA0-Z | Y12 | 3SU1001-0AA50-0AA0-ZY12 | 1 | UN | 1 | 10 | C | D | N | N | 85389099 | 1 |  | 0.012 | KG | 16.63 | 16.63 | CP20 | CP20 | Illuminated pushbutton, 22 mm, round, plastic, blue, pushbutton, flat, latching, Push-to-release mechanism, with laser labeling, lower case | - | 0 | 0
3SU1001-0AA50-0AA0-Z | Y13 | 3SU1001-0AA50-0AA0-ZY13 | 1 | UN | 1 | 10 | C | D | N | N | 85389099 | 1 |  | 0.012 | KG | 16.63 | 16.63 | CP20 | CP20 | Illuminated pushbutton, 22 mm, round, plastic, blue, pushbutton, flat, latching, Push-to-release mechanism, with laser labeling, symbol number according to, ISO 7000 or IEC 60417 | - | 0 | 0
3SU1001-0AA50-0AA0-Z | Y15 | 3SU1001-0AA50-0AA0-ZY15 | 1 | UN | 1 | 10 | C | D | N | N | 85389099 | 1 |  | 0.02 | KG | 16.63 | 16.63 | CP20 | CP20 | Illuminated pushbutton, 22 mm, round, plastic, blue, pushbutton, flat, latching, Push-to-release mechanism, with laser labeling, upper case and lower case, Always upper case at the beginning of the word | - | 0 | 0
3SU1001-0AA50-0AA0-Z | Y19 | 3SU1001-0AA50-0AA0-ZY19 | 1 | UN | 1 | 10 | C | D | N | N | 85389099 | 1 |  | 0.059 | KG | 12.83 | 12.83 | CP20 | CP20 | Illuminated pushbutton, 22 mm, round, plastic, blue, pushbutton, flat, latching, Push-to-release mechanism, with laser labeling, inscription or symbol Customer-specific selection with SIRIUS ACT configurator (CIN) | - | 0 | 0
3SU1001-0AA60-0AA0 |  | 3SU1001-0AA60-0AA0 | 1 | UN | 1 | 1 | A | D | N | N | 85389099 | 1 | 4011209955806 | 0.018 | KG | 11.88 | 11.88 | CP20 | CP20 | Illuminated pushbutton, 22 mm, round, plastic, white, pushbutton, flat, latching, Push-to-release mechanism | - | 0 | 0
3SU1001-0AA60-0AA0-Z | X90 | 3SU1001-0AA60-0AA0-ZX90 | 1 | UN | 1 | 5 | B | D | EAR99 | N | 85389099 | 100 |  | 0.012 | KG | 11.88 | 11.88 | CP20 | CP20 | Illuminated pushbutton, 22 mm, round, plastic, white, pushbutton, flat, latching, Push-to-release mechanism, Z=100-unit packaging | - | 0 | 0
3SU1001-0AA60-0AA0-Z | Y10 | 3SU1001-0AA60-0AA0-ZY10 | 1 | UN | 1 | 10 | C | D | N | N | 85389099 | 1 |  | 0.012 | KG | 16.63 | 16.63 | CP20 | CP20 | Illuminated pushbutton, 22 mm, round, plastic, white, pushbutton, flat, latching, Push-to-release mechanism, with laser labeling, upper case and lower case, always upper case at beginning of line | - | 0 | 0
3SU1001-0AA60-0AA0-Z | Y11 | 3SU1001-0AA60-0AA0-ZY11 | 1 | UN | 1 | 10 | C | D | N | N | 85389099 | 1 |  | 0.012 | KG | 16.63 | 16.63 | CP20 | CP20 | Illuminated pushbutton, 22 mm, round, plastic, white, pushbutton, flat, latching, Push-to-release mechanism, with laser labeling, upper case | - | 0 | 0
3SU1001-0AA60-0AA0-Z | Y12 | 3SU1001-0AA60-0AA0-ZY12 | 1 | UN | 1 | 10 | C | D | N | N | 85389099 | 1 |  | 0.012 | KG | 16.63 | 16.63 | CP20 | CP20 | Illuminated pushbutton, 22 mm, round, plastic, white, pushbutton, flat, latching, Push-to-release mechanism, with laser labeling, lower case | - | 0 | 0
3SU1001-0AA60-0AA0-Z | Y13 | 3SU1001-0AA60-0AA0-ZY13 | 1 | UN | 1 | 10 | C | D | N | N | 85389099 | 1 |  | 0.018 | KG | 16.63 | 16.63 | CP20 | CP20 | Illuminated pushbutton, 22 mm, round, plastic, white, pushbutton, flat, latching, Push-to-release mechanism, with laser labeling, symbol number according to, ISO 7000 or IEC 60417 | - | 0 | 0
3SU1001-0AA60-0AA0-Z | Y15 | 3SU1001-0AA60-0AA0-ZY15 | 1 | UN | 1 | 10 | C | D | N | N | 85389099 | 1 |  | 0.012 | KG | 16.63 | 16.63 | CP20 | CP20 | Illuminated pushbutton, 22 mm, round, plastic, white, pushbutton, flat, latching, Push-to-release mechanism, with laser labeling, upper case and lower case, Always upper case at the beginning of the word | - | 0 | 0
3SU1001-0AA60-0AA0-Z | Y19 | 3SU1001-0AA60-0AA0-ZY19 | 1 | UN | 1 | 10 | C | D | N | N | 85389099 | 1 |  | 0.02 | KG | 12.83 | 12.83 | CP20 | CP20 | Illuminated pushbutton, 22 mm, round, plastic, white, pushbutton, flat, latching, Push-to-release mechanism, with laser labeling, inscription or symbol Customer-specific selection with SIRIUS ACT configurator (CIN) | - | 0 | 0
3SU1001-0AA70-0AA0 |  | 3SU1001-0AA70-0AA0 | 1 | UN | 1 | 1 | A | D | N | N | 85389099 | 1 | 4011209955813 | 0.017 | KG | 11.88 | 11.88 | CP20 | CP20 | Illuminated pushbutton, 22 mm, round, plastic, clear, pushbutton, flat, latching, Push-to-release mechanism | - | 0 | 0
3SU1001-0AA70-0AA0-Z | X90 | 3SU1001-0AA70-0AA0-ZX90 | 1 | UN | 1 | 5 | B | D | EAR99 | N | 85389099 | 100 |  | 0.012 | KG | 11.88 | 11.88 | CP20 | CP20 | Illuminated pushbutton, 22 mm, round, plastic, clear, pushbutton, flat, latching, Push-to-release mechanism, Z=100-unit packaging | - | 0 | 0
3SU1001-0AA70-0AA0-Z | Y10 | 3SU1001-0AA70-0AA0-ZY10 | 1 | UN | 1 | 10 | C | D | N | N | 85389099 | 1 |  | 0.017 | KG | 16.63 | 16.63 | CP20 | CP20 | Illuminated pushbutton, 22 mm, round, plastic, clear, pushbutton, flat, latching, Push-to-release mechanism, with laser labeling, upper case and lower case, always upper case at beginning of line | - | 0 | 0
3SU1001-0AA70-0AA0-Z | Y11 | 3SU1001-0AA70-0AA0-ZY11 | 1 | UN | 1 | 10 | C | D | N | N | 85389099 | 1 |  | 0.017 | KG | 16.63 | 16.63 | CP20 | CP20 | Illuminated pushbutton, 22 mm, round, plastic, clear, pushbutton, flat, latching, Push-to-release mechanism, with laser labeling, upper case | - | 0 | 0
3SU1001-0AA70-0AA0-Z | Y12 | 3SU1001-0AA70-0AA0-ZY12 | 1 | UN | 1 | 10 | C | D | N | N | 85389099 | 1 |  | 0.017 | KG | 16.63 | 16.63 | CP20 | CP20 | Illuminated pushbutton, 22 mm, round, plastic, clear, pushbutton, flat, latching, Push-to-release mechanism, with laser labeling, lower case | - | 0 | 0
3SU1001-0AA70-0AA0-Z | Y13 | 3SU1001-0AA70-0AA0-ZY13 | 1 | UN | 1 | 10 | C | D | N | N | 85389099 | 1 |  | 0.017 | KG | 16.63 | 16.63 | CP20 | CP20 | Illuminated pushbutton, 22 mm, round, plastic, clear, pushbutton, flat, latching, Push-to-release mechanism, with laser labeling, symbol number according to, ISO 7000 or IEC 60417 | - | 0 | 0
3SU1001-0AA70-0AA0-Z | Y15 | 3SU1001-0AA70-0AA0-ZY15 | 1 | UN | 1 | 10 | C | D | N | N | 85389099 | 1 |  | 0.017 | KG | 16.63 | 16.63 | CP20 | CP20 | Illuminated pushbutton, 22 mm, round, plastic, clear, pushbutton, flat, latching, Push-to-release mechanism, with laser labeling, upper case and lower case, Always upper case at the beginning of the word | - | 0 | 0
3SU1001-0AA70-0AA0-Z | Y19 | 3SU1001-0AA70-0AA0-ZY19 | 1 | UN | 1 | 10 | C | D | N | N | 85389099 | 1 |  | 0.017 | KG | 12.83 | 12.83 | CP20 | CP20 | Illuminated pushbutton, 22 mm, round, plastic, clear, pushbutton, flat, latching, Push-to-release mechanism, with laser labeling, inscription or symbol Customer-specific selection with SIRIUS ACT configurator (CIN) | - | 0 | 0
3SU1001-0AB00-0AA0 |  | 3SU1001-0AB00-0AA0 | 1 | UN | 1 | 5 | B | D | N | N | 85389099 | 1 | 4011209955752 | 0.019 | KG | 7.01 | 7.01 | CP20 | CP20 | Illuminated pushbutton, 22 mm, round, plastic, amber, pushbutton, flat momentary contact type | - | 0 | 0
3SU1001-0AB00-0AA0-Z | X90 | 3SU1001-0AB00-0AA0-ZX90 | 1 | UN | 1 | 5 | B | D | EAR99 | N | 85389099 | 100 |  | 0.014 | KG | 7.01 | 7.01 | CP20 | CP20 | Illuminated pushbutton, 22 mm, round, plastic, amber, pushbutton, flat momentary contact type, Z=100-unit packaging | - | 0 | 0
3SU1001-0AB00-0AA0-Z | Y10 | 3SU1001-0AB00-0AA0-ZY10 | 1 | UN | 1 | 10 | C | D | N | N | 85389099 | 1 |  | 0.014 | KG | 11.78 | 11.78 | CP20 | CP20 | Illuminated pushbutton, 22 mm, round, plastic, amber, pushbutton, flat momentary contact type, with laser labeling, upper case and lower case, always upper case at beginning of line | - | 0 | 0
3SU1001-0AB00-0AA0-Z | Y11 | 3SU1001-0AB00-0AA0-ZY11 | 1 | UN | 1 | 10 | C | D | N | N | 85389099 | 1 |  | 0.014 | KG | 11.78 | 11.78 | CP20 | CP20 | Illuminated pushbutton, 22 mm, round, plastic, amber, pushbutton, flat momentary contact type, with laser labeling, upper case | - | 0 | 0
3SU1001-0AB00-0AA0-Z | Y12 | 3SU1001-0AB00-0AA0-ZY12 | 1 | UN | 1 | 10 | C | D | N | N | 85389099 | 1 |  | 0.014 | KG | 11.78 | 11.78 | CP20 | CP20 | Illuminated pushbutton, 22 mm, round, plastic, amber, pushbutton, flat momentary contact type, with laser labeling, lower case | - | 0 | 0
3SU1001-0AB00-0AA0-Z | Y13 | 3SU1001-0AB00-0AA0-ZY13 | 1 | UN | 1 | 10 | C | D | N | N | 85389099 | 1 |  | 0.014 | KG | 11.78 | 11.78 | CP20 | CP20 | Illuminated pushbutton, 22 mm, round, plastic, amber, pushbutton, flat momentary contact type, with laser labeling, symbol number according to, ISO 7000 or IEC 60417 | - | 0 | 0
3SU1001-0AB00-0AA0-Z | Y15 | 3SU1001-0AB00-0AA0-ZY15 | 1 | UN | 1 | 10 | C | D | N | N | 85389099 | 1 |  | 0.014 | KG | 11.78 | 11.78 | CP20 | CP20 | Illuminated pushbutton, 22 mm, round, plastic, amber, pushbutton, flat momentary contact type, with laser labeling, upper case and lower case, Always upper case at the beginning of the word | - | 0 | 0
3SU1001-0AB00-0AA0-Z | Y19 | 3SU1001-0AB00-0AA0-ZY19 | 1 | UN | 1 | 10 | C | D | N | N | 85389099 | 1 |  | 0.03 | KG | 7.96 | 7.96 | CP20 | CP20 | Illuminated pushbutton, 22 mm, round, plastic, amber, pushbutton, flat momentary contact type, with laser labeling, inscription or symbol Customer-specific selection with SIRIUS ACT configurator (CIN) | - | 0 | 0
3SU1001-0AB10-0AA0 |  | 3SU1001-0AB10-0AA0 | 1 | UN | 1 | 5 | B | D | N | N | 85389099 | 1 | 4011209955448 | 0.017 | KG | 8.39 | 8.39 | CP20 | CP20 | Pushbutton, with illuminated pushbutton design for replacing the pushbutton, 22 mm, round, plastic, black, pushbutton, flat, momentary contact type | - | 0 | 0
3SU1001-0AB10-0AA0-Z | X90 | 3SU1001-0AB10-0AA0-ZX90 | 1 | UN | 1 | 5 | B | D | N | N | 85389099 | 100 | 4047621030142 | 0.018 | KG | 8.39 | 8.39 | CP20 | CP20 | Pushbutton, with illuminated pushbutton design for replacing the pushbutton, 22 mm, round, plastic, black, pushbutton, flat, momentary contact type, Z=100-unit packaging | - | 0 | 0
3SU1001-0AB10-0AA0-Z | Y19 | 3SU1001-0AB10-0AA0-ZY19 | 1 | UN | 1 | 10 | C | D | N | N | 85389099 | 1 |  | 0.017 | KG | 9.34 | 9.34 | CP20 | CP20 | Pushbutton, with illuminated pushbutton design for replacing the pushbutton, 22 mm, round, plastic, black, pushbutton, flat, momentary contact type, customer-specific selection with SIRIUS ACT configurator (CIN) | - | 0 | 0
3SU1001-0AB10-0AQ0 |  | 3SU1001-0AB10-0AQ0 | 1 | UN | 1 | 5 | B | D | N | N | 85389099 | 1 | 4011209955196 | 0.015 | KG | 9.45 | 9.45 | CP20 | CP20 | Pushbutton, with illuminated pushbutton design, 22 mm, round, plastic, black, inscription: Auto, Rotated by 90Â° pushbutton, flat, momentary contact type | - | 0 | 0
3SU1001-0AB10-0AQ0-Z | X90 | 3SU1001-0AB10-0AQ0-ZX90 | 1 | UN | 1 | 10 | C | D | EAR99 | N | 85389099 | 100 |  | 0.014 | KG | 9.45 | 9.45 | CP20 | CP20 | Pushbutton, with illuminated pushbutton design, 22 mm, round, plastic, black, inscription: Auto, Rotated by 90Â° pushbutton, flat, momentary contact type, Z=100-unit packaging | - | 0 | 0
3SU1001-0AB10-0AQ0-Z | Y19 | 3SU1001-0AB10-0AQ0-ZY19 | 1 | UN | 1 | 10 | C | D | N | N | 85389099 | 1 |  | 0.015 | KG | 10.45 | 10.45 | CP20 | CP20 | Pushbutton, with illuminated pushbutton design, 22 mm, round, plastic, black, inscription: Auto, rotated by 90Â° pushbutton, flat, momentary contact type, customer-specific selection with SIRIUS ACT configurator (CIN) | - | 0 | 0
3SU1001-0AB20-0AA0 |  | 3SU1001-0AB20-0AA0 | 1 | UN | 1 | 1 | A | D | N | N | 85389099 | 1 | 4011209955707 | 0.015 | KG | 7.01 | 7.01 | CP20 | CP20 | Illuminated pushbutton, 22 mm, round, plastic, red, pushbutton, flat momentary contact type | - | 0 | 0
3SU1001-0AB20-0AA0-Z | X90 | 3SU1001-0AB20-0AA0-ZX90 | 1 | UN | 1 | 5 | B | D | N | N | 85389099 | 100 | 4047621028200 | 0.017 | KG | 7.01 | 7.01 | CP20 | CP20 | Illuminated pushbutton, 22 mm, round, plastic, red, pushbutton, flat momentary contact type, Z=100-unit packaging | - | 0 | 0
3SU1001-0AB20-0AA0-Z | Y10 | 3SU1001-0AB20-0AA0-ZY10 | 1 | UN | 1 | 10 | C | D | N | N | 85389099 | 1 |  | 0.02 | KG | 11.78 | 11.78 | CP20 | CP20 | Illuminated pushbutton, 22 mm, round, plastic, red, pushbutton, flat momentary contact type, with laser labeling, upper case and lower case, always upper case at beginning of line | - | 0 | 0
3SU1001-0AB20-0AA0-Z | Y11 | 3SU1001-0AB20-0AA0-ZY11 | 1 | UN | 1 | 10 | C | D | N | N | 85389099 | 1 |  | 0.03 | KG | 11.78 | 11.78 | CP20 | CP20 | Illuminated pushbutton, 22 mm, round, plastic, red, pushbutton, flat momentary contact type, with laser labeling, upper case | - | 0 | 0
3SU1001-0AB20-0AA0-Z | Y12 | 3SU1001-0AB20-0AA0-ZY12 | 1 | UN | 1 | 10 | C | D | N | N | 85389099 | 1 |  | 0.014 | KG | 11.78 | 11.78 | CP20 | CP20 | Illuminated pushbutton, 22 mm, round, plastic, red, pushbutton, flat momentary contact type, with laser labeling, lower case | - | 0 | 0
3SU1001-0AB20-0AA0-Z | Y13 | 3SU1001-0AB20-0AA0-ZY13 | 1 | UN | 1 | 10 | C | D | N | N | 85389099 | 1 |  | 0.014 | KG | 11.78 | 11.78 | CP20 | CP20 | Illuminated pushbutton, 22 mm, round, plastic, red, pushbutton, flat momentary contact type, with laser labeling, symbol number according to, ISO 7000 or IEC 60417 | - | 0 | 0
3SU1001-0AB20-0AA0-Z | Y15 | 3SU1001-0AB20-0AA0-ZY15 | 1 | UN | 1 | 10 | C | D | N | N | 85389099 | 1 |  | 0.014 | KG | 11.78 | 11.78 | CP20 | CP20 | Illuminated pushbutton, 22 mm, round, plastic, red, pushbutton, flat momentary contact type, with laser labeling, upper case and lower case, Always upper case at the beginning of the word | - | 0 | 0
3SU1001-0AB20-0AA0-Z | Y19 | 3SU1001-0AB20-0AA0-ZY19 | 1 | UN | 1 | 10 | C | D | N | N | 85389099 | 1 |  | 0.018 | KG | 7.96 | 7.96 | CP20 | CP20 | Illuminated pushbutton, 22 mm, round, plastic, red, pushbutton, flat momentary contact type, with laser labeling, inscription or symbol Customer-specific selection with SIRIUS ACT configurator (CIN) | - | 0 | 0
3SU1001-0AB30-0AA0 |  | 3SU1001-0AB30-0AA0 | 1 | UN | 1 | 1 | A | D | N | N | 85389099 | 1 | 4011209955714 | 0.015 | KG | 7.01 | 7.01 | CP20 | CP20 | Illuminated pushbutton, 22 mm, round, plastic, yellow, pushbutton, flat momentary contact type | - | 0 | 0
3SU1001-0AB30-0AA0-Z | X90 | 3SU1001-0AB30-0AA0-ZX90 | 1 | UN | 1 | 5 | B | D | N | N | 85389099 | 100 | 4047621028217 | 0.018 | KG | 7.01 | 7.01 | CP20 | CP20 | Illuminated pushbutton, 22 mm, round, plastic, yellow, pushbutton, flat momentary contact type, Z=100-unit packaging | - | 0 | 0
3SU1001-0AB30-0AA0-Z | Y10 | 3SU1001-0AB30-0AA0-ZY10 | 1 | UN | 1 | 10 | C | D | N | N | 85389099 | 1 |  | 0.014 | KG | 11.78 | 11.78 | CP20 | CP20 | Illuminated pushbutton, 22 mm, round, plastic, yellow, pushbutton, flat momentary contact type, with laser labeling, upper case and lower case, always upper case at beginning of line | - | 0 | 0
3SU1001-0AB30-0AA0-Z | Y11 | 3SU1001-0AB30-0AA0-ZY11 | 1 | UN | 1 | 10 | C | D | N | N | 85389099 | 1 |  | 0.016 | KG | 11.78 | 11.78 | CP20 | CP20 | Illuminated pushbutton, 22 mm, round, plastic, yellow, pushbutton, flat momentary contact type, with laser labeling, upper case | - | 0 | 0
3SU1001-0AB30-0AA0-Z | Y12 | 3SU1001-0AB30-0AA0-ZY12 | 1 | UN | 1 | 10 | C | D | N | N | 85389099 | 1 |  | 0.014 | KG | 11.78 | 11.78 | CP20 | CP20 | Illuminated pushbutton, 22 mm, round, plastic, yellow, pushbutton, flat momentary contact type, with laser labeling, lower case | - | 0 | 0
3SU1001-0AB30-0AA0-Z | Y13 | 3SU1001-0AB30-0AA0-ZY13 | 1 | UN | 1 | 10 | C | D | N | N | 85389099 | 1 |  | 0.014 | KG | 11.78 | 11.78 | CP20 | CP20 | Illuminated pushbutton, 22 mm, round, plastic, yellow, pushbutton, flat momentary contact type, with laser labeling, symbol number according to, ISO 7000 or IEC 60417 | - | 0 | 0
3SU1001-0AB30-0AA0-Z | Y15 | 3SU1001-0AB30-0AA0-ZY15 | 1 | UN | 1 | 10 | C | D | N | N | 85389099 | 1 |  | 0.027 | KG | 11.78 | 11.78 | CP20 | CP20 | Illuminated pushbutton, 22 mm, round, plastic, yellow, pushbutton, flat momentary contact type, with laser labeling, upper case and lower case, Always upper case at the beginning of the word | - | 0 | 0
3SU1001-0AB30-0AA0-Z | Y19 | 3SU1001-0AB30-0AA0-ZY19 | 1 | UN | 1 | 10 | C | D | N | N | 85389099 | 1 |  | 0.02 | KG | 7.96 | 7.96 | CP20 | CP20 | Illuminated pushbutton, 22 mm, round, plastic, yellow, pushbutton, flat momentary contact type, with laser labeling, inscription or symbol Customer-specific selection with SIRIUS ACT configurator (CIN) | - | 0 | 0
3SU1001-0AB40-0AA0 |  | 3SU1001-0AB40-0AA0 | 1 | UN | 1 | 1 | A | D | N | N | 85389099 | 1 | 4011209955721 | 0.015 | KG | 7.01 | 7.01 | CP20 | CP20 | Illuminated pushbutton, 22 mm, round, plastic, green, pushbutton, flat momentary contact type | - | 0 | 0
3SU1001-0AB40-0AA0-Z | X90 | 3SU1001-0AB40-0AA0-ZX90 | 1 | UN | 1 | 5 | B | D | N | N | 85389099 | 100 | 4047621028224 | 0.017 | KG | 7.01 | 7.01 | CP20 | CP20 | Illuminated pushbutton, 22 mm, round, plastic, green, pushbutton, flat momentary contact type, Z=100-unit packaging | - | 0 | 0
3SU1001-0AB40-0AA0-Z | Y10 | 3SU1001-0AB40-0AA0-ZY10 | 1 | UN | 1 | 10 | C | D | N | N | 85389099 | 1 |  | 0.018 | KG | 11.78 | 11.78 | CP20 | CP20 | Illuminated pushbutton, 22 mm, round, plastic, green, pushbutton, flat momentary contact type, with laser labeling, upper case and lower case, always upper case at beginning of line | - | 0 | 0
3SU1001-0AB40-0AA0-Z | Y11 | 3SU1001-0AB40-0AA0-ZY11 | 1 | UN | 1 | 10 | C | D | N | N | 85389099 | 1 |  | 0.018 | KG | 11.78 | 11.78 | CP20 | CP20 | Illuminated pushbutton, 22 mm, round, plastic, green, pushbutton, flat momentary contact type, with laser labeling, upper case | - | 0 | 0
3SU1001-0AB40-0AA0-Z | Y12 | 3SU1001-0AB40-0AA0-ZY12 | 1 | UN | 1 | 10 | C | D | N | N | 85389099 | 1 |  | 0.014 | KG | 11.78 | 11.78 | CP20 | CP20 | Illuminated pushbutton, 22 mm, round, plastic, green, pushbutton, flat momentary contact type, with laser labeling, lower case | - | 0 | 0
3SU1001-0AB40-0AA0-Z | Y13 | 3SU1001-0AB40-0AA0-ZY13 | 1 | UN | 1 | 10 | C | D | N | N | 85389099 | 1 |  | 0.018 | KG | 11.78 | 11.78 | CP20 | CP20 | Illuminated pushbutton, 22 mm, round, plastic, green, pushbutton, flat momentary contact type, with laser labeling, symbol number according to, ISO 7000 or IEC 60417 | - | 0 | 0
3SU1001-0AB40-0AA0-Z | Y15 | 3SU1001-0AB40-0AA0-ZY15 | 1 | UN | 1 | 10 | C | D | N | N | 85389099 | 1 |  | 0.027 | KG | 11.78 | 11.78 | CP20 | CP20 | Illuminated pushbutton, 22 mm, round, plastic, green, pushbutton, flat momentary contact type, with laser labeling, upper case and lower case, Always upper case at the beginning of the word | - | 0 | 0
3SU1001-0AB40-0AA0-Z | Y19 | 3SU1001-0AB40-0AA0-ZY19 | 1 | UN | 1 | 10 | C | D | N | N | 85389099 | 1 |  | 0.018 | KG | 7.96 | 7.96 | CP20 | CP20 | Illuminated pushbutton, 22 mm, round, plastic, green, pushbutton, flat momentary contact type, with laser labeling, inscription or symbol Customer-specific selection with SIRIUS ACT configurator (CIN) | - | 0 | 0
3SU1001-0AB50-0AA0 |  | 3SU1001-0AB50-0AA0 | 1 | UN | 1 | 1 | A | D | N | N | 85389099 | 1 | 4011209947139 | 0.015 | KG | 7.01 | 7.01 | CP20 | CP20 | Illuminated pushbutton, 22 mm, round, plastic, blue, pushbutton, flat momentary contact type | - | 0 | 0
3SU1001-0AB50-0AA0-Z | X90 | 3SU1001-0AB50-0AA0-ZX90 | 1 | UN | 1 | 5 | B | D | N | N | 85389099 | 100 | 4047621028231 | 0.018 | KG | 7.01 | 7.01 | CP20 | CP20 | Illuminated pushbutton, 22 mm, round, plastic, blue, pushbutton, flat momentary contact type, Z=100-unit packaging | - | 0 | 0
3SU1001-0AB50-0AA0-Z | Y10 | 3SU1001-0AB50-0AA0-ZY10 | 1 | UN | 1 | 10 | C | D | N | N | 85389099 | 1 |  | 0.014 | KG | 11.78 | 11.78 | CP20 | CP20 | Illuminated pushbutton, 22 mm, round, plastic, blue, pushbutton, flat momentary contact type, with laser labeling, upper case and lower case, always upper case at beginning of line | - | 0 | 0
3SU1001-0AB50-0AA0-Z | Y11 | 3SU1001-0AB50-0AA0-ZY11 | 1 | UN | 1 | 10 | C | D | N | N | 85389099 | 1 |  | 0.014 | KG | 11.78 | 11.78 | CP20 | CP20 | Illuminated pushbutton, 22 mm, round, plastic, blue, pushbutton, flat momentary contact type, with laser labeling, upper case | - | 0 | 0
3SU1001-0AB50-0AA0-Z | Y12 | 3SU1001-0AB50-0AA0-ZY12 | 1 | UN | 1 | 10 | C | D | N | N | 85389099 | 1 |  | 0.014 | KG | 11.78 | 11.78 | CP20 | CP20 | Illuminated pushbutton, 22 mm, round, plastic, blue, pushbutton, flat momentary contact type, with laser labeling, lower case | - | 0 | 0
3SU1001-0AB50-0AA0-Z | Y13 | 3SU1001-0AB50-0AA0-ZY13 | 1 | UN | 1 | 10 | C | D | N | N | 85389099 | 1 |  | 0.016 | KG | 11.78 | 11.78 | CP20 | CP20 | Illuminated pushbutton, 22 mm, round, plastic, blue, pushbutton, flat momentary contact type, with laser labeling, symbol number according to, ISO 7000 or IEC 60417 | - | 0 | 0
3SU1001-0AB50-0AA0-Z | Y15 | 3SU1001-0AB50-0AA0-ZY15 | 1 | UN | 1 | 10 | C | D | N | N | 85389099 | 1 |  | 0.014 | KG | 11.78 | 11.78 | CP20 | CP20 | Illuminated pushbutton, 22 mm, round, plastic, blue, pushbutton, flat momentary contact type, with laser labeling, upper case and lower case, Always upper case at the beginning of the word | - | 0 | 0
3SU1001-0AB50-0AA0-Z | Y19 | 3SU1001-0AB50-0AA0-ZY19 | 1 | UN | 1 | 10 | C | D | N | N | 85389099 | 1 |  | 0.017 | KG | 7.96 | 7.96 | CP20 | CP20 | Illuminated pushbutton, 22 mm, round, plastic, blue, pushbutton, flat momentary contact type, with laser labeling, inscription or symbol Customer-specific selection with SIRIUS ACT configurator (CIN) | - | 0 | 0
3SU1001-0AB60-0AA0 |  | 3SU1001-0AB60-0AA0 | 1 | UN | 1 | 1 | A | D | N | N | 85389099 | 1 | 4011209955738 | 0.015 | KG | 7.01 | 7.01 | CP20 | CP20 | Illuminated pushbutton, 22 mm, round, plastic, white, pushbutton, flat momentary contact type | - | 0 | 0
3SU1001-0AB60-0AA0-Z | X90 | 3SU1001-0AB60-0AA0-ZX90 | 1 | UN | 1 | 5 | B | D | N | N | 85389099 | 100 | 4047621028248 | 0.018 | KG | 7.01 | 7.01 | CP20 | CP20 | Illuminated pushbutton, 22 mm, round, plastic, white, pushbutton, flat momentary contact type, Z=100-unit packaging | - | 0 | 0
3SU1001-0AB60-0AA0-Z | Y10 | 3SU1001-0AB60-0AA0-ZY10 | 1 | UN | 1 | 10 | C | D | N | N | 85389099 | 1 |  | 0.019 | KG | 11.78 | 11.78 | CP20 | CP20 | Illuminated pushbutton, 22 mm, round, plastic, white, pushbutton, flat momentary contact type, with laser labeling, upper case and lower case, always upper case at beginning of line | - | 0 | 0
3SU1001-0AB60-0AA0-Z | Y11 | 3SU1001-0AB60-0AA0-ZY11 | 1 | UN | 1 | 10 | C | D | N | N | 85389099 | 1 |  | 0.017 | KG | 11.78 | 11.78 | CP20 | CP20 | Illuminated pushbutton, 22 mm, round, plastic, white, pushbutton, flat momentary contact type, with laser labeling, upper case | - | 0 | 0
3SU1001-0AB60-0AA0-Z | Y12 | 3SU1001-0AB60-0AA0-ZY12 | 1 | UN | 1 | 10 | C | D | N | N | 85389099 | 1 |  | 0.014 | KG | 11.78 | 11.78 | CP20 | CP20 | Illuminated pushbutton, 22 mm, round, plastic, white, pushbutton, flat momentary contact type, with laser labeling, lower case | - | 0 | 0
3SU1001-0AB60-0AA0-Z | Y13 | 3SU1001-0AB60-0AA0-ZY13 | 1 | UN | 1 | 10 | C | D | N | N | 85389099 | 1 |  | 0.017 | KG | 11.78 | 11.78 | CP20 | CP20 | Illuminated pushbutton, 22 mm, round, plastic, white, pushbutton, flat momentary contact type, with laser labeling, symbol number according to, ISO 7000 or IEC 60417 | - | 0 | 0
3SU1001-0AB60-0AA0-Z | Y15 | 3SU1001-0AB60-0AA0-ZY15 | 1 | UN | 1 | 10 | C | D | N | N | 85389099 | 1 |  | 0.025 | KG | 11.78 | 11.78 | CP20 | CP20 | Illuminated pushbutton, 22 mm, round, plastic, white, pushbutton, flat momentary contact type, with laser labeling, upper case and lower case, Always upper case at the beginning of the word | - | 0 | 0
3SU1001-0AB60-0AA0-Z | Y19 | 3SU1001-0AB60-0AA0-ZY19 | 1 | UN | 1 | 10 | C | D | N | N | 85389099 | 1 |  | 0.017 | KG | 7.96 | 7.96 | CP20 | CP20 | Illuminated pushbutton, 22 mm, round, plastic, white, pushbutton, flat momentary contact type, with laser labeling, inscription or symbol Customer-specific selection with SIRIUS ACT configurator (CIN) | - | 0 | 0
3SU1001-0AB61-0AS0 |  | 3SU1001-0AB61-0AS0 | 1 | UN | 1 | 5 | B | D | N | N | 85389099 | 1 | 4047621052076 | 0.045 | KG | 8.07 | 8.07 | CP20 | CP20 | Illuminated pushbutton, 22 mm, round, plastic, white, pushbutton, flat momentary contact type, with customer-specific symbol, customer material number 38.0467 on packaging | - | 0 | 7
3SU1001-0AB62-0AS0 |  | 3SU1001-0AB62-0AS0 | 1 | UN | 1 | 5 | B | D | N | N | 85389099 | 1 | 4047621052083 | 0.045 | KG | 8.07 | 8.07 | CP20 | CP20 | Illuminated pushbutton, 22 mm, round, plastic, white, pushbutton, flat momentary contact type, with customer-specific symbol, customer material number 38.0466 on packaging | - | 0 | 7
3SU1001-0AB63-0AS0 |  | 3SU1001-0AB63-0AS0 | 1 | UN | 1 | 5 | B | D | N | N | 85389099 | 1 | 4047621052090 | 0.045 | KG | 8.07 | 8.07 | CP20 | CP20 | Illuminated pushbutton, 22 mm, round, plastic, white, pushbutton, flat momentary contact type, with customer-specific symbol, customer material number 38.0465 on packaging | - | 0 | 7
3SU1001-0AB64-0AS0 |  | 3SU1001-0AB64-0AS0 | 1 | UN | 1 | 5 | B | D | N | N | 85389099 | 1 | 4047621052106 | 0.045 | KG | 8.07 | 8.07 | CP20 | CP20 | Illuminated pushbutton, 22 mm, round, plastic, white, pushbutton, flat momentary contact type, with customer-specific symbol, customer material number 38.0464 on packaging | - | 0 | 7
3SU1001-0AB70-0AA0 |  | 3SU1001-0AB70-0AA0 | 1 | UN | 1 | 1 | A | D | N | N | 85389099 | 1 | 4011209955745 | 0.015 | KG | 7.01 | 7.01 | CP20 | CP20 | Illuminated pushbutton, 22 mm, round, plastic, clear, pushbutton, flat momentary contact type | - | 0 | 0
3SU1001-0AB70-0AA0-Z | X90 | 3SU1001-0AB70-0AA0-ZX90 | 1 | UN | 1 | 5 | B | D | N | N | 85389099 | 100 | 4047621028255 | 0.018 | KG | 7.01 | 7.01 | CP20 | CP20 | Illuminated pushbutton, 22 mm, round, plastic, clear, pushbutton, flat momentary contact type, Z=100-unit packaging | - | 0 | 0
3SU1001-0AB70-0AA0-Z | Y10 | 3SU1001-0AB70-0AA0-ZY10 | 1 | UN | 1 | 10 | C | D | N | N | 85389099 | 1 |  | 0.014 | KG | 11.78 | 11.78 | CP20 | CP20 | Illuminated pushbutton, 22 mm, round, plastic, clear, pushbutton, flat momentary contact type, with laser labeling, upper case and lower case, always upper case at beginning of line | - | 0 | 0
3SU1001-0AB70-0AA0-Z | Y11 | 3SU1001-0AB70-0AA0-ZY11 | 1 | UN | 1 | 10 | C | D | N | N | 85389099 | 1 |  | 0.014 | KG | 11.78 | 11.78 | CP20 | CP20 | Illuminated pushbutton, 22 mm, round, plastic, clear, pushbutton, flat momentary contact type, with laser labeling, upper case | - | 0 | 0
3SU1001-0AB70-0AA0-Z | Y12 | 3SU1001-0AB70-0AA0-ZY12 | 1 | UN | 1 | 10 | C | D | N | N | 85389099 | 1 |  | 0.014 | KG | 11.78 | 11.78 | CP20 | CP20 | Illuminated pushbutton, 22 mm, round, plastic, clear, pushbutton, flat momentary contact type, with laser labeling, lower case | - | 0 | 0
3SU1001-0AB70-0AA0-Z | Y13 | 3SU1001-0AB70-0AA0-ZY13 | 1 | UN | 1 | 10 | C | D | N | N | 85389099 | 1 |  | 0.014 | KG | 11.78 | 11.78 | CP20 | CP20 | Illuminated pushbutton, 22 mm, round, plastic, clear, pushbutton, flat momentary contact type, with laser labeling, symbol number according to, ISO 7000 or IEC 60417 | - | 0 | 0
3SU1001-0AB70-0AA0-Z | Y15 | 3SU1001-0AB70-0AA0-ZY15 | 1 | UN | 1 | 10 | C | D | N | N | 85389099 | 1 |  | 0.014 | KG | 11.78 | 11.78 | CP20 | CP20 | Illuminated pushbutton, 22 mm, round, plastic, clear, pushbutton, flat momentary contact type, with laser labeling, upper case and lower case, Always upper case at the beginning of the word | - | 0 | 0
3SU1001-0AB70-0AA0-Z | Y19 | 3SU1001-0AB70-0AA0-ZY19 | 1 | UN | 1 | 10 | C | D | N | N | 85389099 | 1 |  | 0.018 | KG | 7.96 | 7.96 | CP20 | CP20 | Illuminated pushbutton, 22 mm, round, plastic, clear, pushbutton, flat momentary contact type, with laser labeling, inscription or symbol Customer-specific selection with SIRIUS ACT configurator (CIN) | - | 0 | 0
3SU1001-0AD20-0AA0 |  | 3SU1001-0AD20-0AA0 | 1 | UN | 1 | 3 | B | D | N | N | 85389099 | 1 | 4011209955882 | 0.016 | KG | 7 | 7 | CP20 | CP20 | Indicator light in illuminated pushbutton design, 22 mm, round, plastic, red | - | 0 | 0
3SU1001-0AD20-0AA0-Z | X90 | 3SU1001-0AD20-0AA0-ZX90 | 1 | UN | 1 | 5 | B | D | EAR99 | N | 85389099 | 100 |  | 0.012 | KG | 7 | 7 | CP20 | CP20 | Indicator light in illuminated pushbutton design, 22 mm, round, plastic, red, Z=100-unit packaging | - | 0 | 0
3SU1001-0AD20-0AA0-Z | Y10 | 3SU1001-0AD20-0AA0-ZY10 | 1 | UN | 1 | 10 | C | D | N | N | 85389099 | 1 |  | 0.017 | KG | 11.78 | 11.78 | CP20 | CP20 | Indicator light in illuminated pushbutton design, 22 mm, round, plastic, red, with laser labeling, upper case and lower case, always upper case at beginning of line | - | 0 | 0
3SU1001-0AD20-0AA0-Z | Y11 | 3SU1001-0AD20-0AA0-ZY11 | 1 | UN | 1 | 10 | C | D | N | N | 85389099 | 1 |  | 0.017 | KG | 11.78 | 11.78 | CP20 | CP20 | Indicator light in illuminated pushbutton design, 22 mm, round, plastic, red, with laser labeling, upper case | - | 0 | 0
3SU1001-0AD20-0AA0-Z | Y12 | 3SU1001-0AD20-0AA0-ZY12 | 1 | UN | 1 | 10 | C | D | N | N | 85389099 | 1 |  | 0.017 | KG | 11.78 | 11.78 | CP20 | CP20 | Indicator light in illuminated pushbutton design, 22 mm, round, plastic, red, with laser labeling, lower case | - | 0 | 0
3SU1001-0AD20-0AA0-Z | Y13 | 3SU1001-0AD20-0AA0-ZY13 | 1 | UN | 1 | 10 | C | D | N | N | 85389099 | 1 |  | 0.017 | KG | 11.78 | 11.78 | CP20 | CP20 | Indicator light in illuminated pushbutton design, 22 mm, round, plastic, red, with laser labeling, symbol number according to, ISO 7000 or IEC 60417 | - | 0 | 0
3SU1001-0AD20-0AA0-Z | Y15 | 3SU1001-0AD20-0AA0-ZY15 | 1 | UN | 1 | 10 | C | D | N | N | 85389099 | 1 |  | 0.017 | KG | 11.78 | 11.78 | CP20 | CP20 | Indicator light in illuminated pushbutton design, 22 mm, round, plastic, red, with laser labeling, upper case and lower case, always upper case at the beginning of the word | - | 0 | 0
3SU1001-0AD20-0AA0-Z | Y19 | 3SU1001-0AD20-0AA0-ZY19 | 1 | UN | 1 | 10 | C | D | N | N | 85389099 | 1 |  | 0.015 | KG | 7.95 | 7.95 | CP20 | CP20 | Indicator light in illuminated pushbutton design, 22 mm, round, plastic, red, with laser labeling, inscription or symbol Customer-specific selection with SIRIUS ACT configurator (CIN) SIRIUS ACT configurator (CIN) | - | 0 | 0
3SU1001-0AD30-0AA0 |  | 3SU1001-0AD30-0AA0 | 1 | UN | 1 | 3 | B | D | N | N | 85389099 | 1 | 4011209955899 | 0.017 | KG | 7 | 7 | CP20 | CP20 | Indicator light in illuminated pushbutton design, 22 mm, round, plastic, yellow, | - | 0 | 0
3SU1001-0AD30-0AA0-Z | X90 | 3SU1001-0AD30-0AA0-ZX90 | 1 | UN | 1 | 5 | B | D | EAR99 | N | 85389099 | 100 |  | 0.012 | KG | 7 | 7 | CP20 | CP20 | Indicator light in illuminated pushbutton design, 22 mm, round, plastic, yellow, Z=100-unit packaging | - | 0 | 0
3SU1001-0AD30-0AA0-Z | Y10 | 3SU1001-0AD30-0AA0-ZY10 | 1 | UN | 1 | 10 | C | D | N | N | 85389099 | 1 |  | 0.017 | KG | 11.78 | 11.78 | CP20 | CP20 | Indicator light in illuminated pushbutton design, 22 mm, round, plastic, yellow, with laser labeling, upper case and lower case, always upper case at beginning of line | - | 0 | 0
3SU1001-0AD30-0AA0-Z | Y11 | 3SU1001-0AD30-0AA0-ZY11 | 1 | UN | 1 | 10 | C | D | N | N | 85389099 | 1 |  | 0.017 | KG | 11.78 | 11.78 | CP20 | CP20 | Indicator light in illuminated pushbutton design, 22 mm, round, plastic, yellow, with laser labeling, upper case | - | 0 | 0
3SU1001-0AD30-0AA0-Z | Y12 | 3SU1001-0AD30-0AA0-ZY12 | 1 | UN | 1 | 10 | C | D | N | N | 85389099 | 1 |  | 0.017 | KG | 11.78 | 11.78 | CP20 | CP20 | Indicator light in illuminated pushbutton design, 22 mm, round, plastic, yellow, with laser labeling, lower case | - | 0 | 0
3SU1001-0AD30-0AA0-Z | Y13 | 3SU1001-0AD30-0AA0-ZY13 | 1 | UN | 1 | 10 | C | D | N | N | 85389099 | 1 |  | 0.017 | KG | 11.78 | 11.78 | CP20 | CP20 | Indicator light in illuminated pushbutton design, 22 mm, round, plastic, yellow, with laser labeling, symbol number according to, ISO 7000 or IEC 60417 | - | 0 | 0
3SU1001-0AD30-0AA0-Z | Y15 | 3SU1001-0AD30-0AA0-ZY15 | 1 | UN | 1 | 10 | C | D | N | N | 85389099 | 1 |  | 0.017 | KG | 11.78 | 11.78 | CP20 | CP20 | Indicator light in illuminated pushbutton design, 22 mm, round, plastic, yellow, with laser labeling, upper case and lower case, always upper case at the beginning of the word | - | 0 | 0
3SU1001-0AD30-0AA0-Z | Y19 | 3SU1001-0AD30-0AA0-ZY19 | 1 | UN | 1 | 10 | C | D | N | N | 85389099 | 1 |  | 0.022 | KG | 7.95 | 7.95 | CP20 | CP20 | Indicator light in illuminated pushbutton design, 22 mm, round, plastic, yellow, with laser labeling, inscription or symbol Customer-specific selection with SIRIUS ACT configurator (CIN) SIRIUS ACT configurator (CIN) | - | 0 | 0
3SU1001-0AD40-0AA0 |  | 3SU1001-0AD40-0AA0 | 1 | UN | 1 | 3 | B | D | N | N | 85389099 | 1 | 4011209955905 | 0.018 | KG | 7 | 7 | CP20 | CP20 | Indicator light in illuminated pushbutton design, 22 mm, round, plastic, green, | - | 0 | 0
3SU1001-0AD40-0AA0-Z | X90 | 3SU1001-0AD40-0AA0-ZX90 | 1 | UN | 1 | 5 | B | D | EAR99 | N | 85389099 | 100 |  | 0.012 | KG | 7 | 7 | CP20 | CP20 | Indicator light in illuminated pushbutton design, 22 mm, round, plastic, green, Z=100-unit packaging | - | 0 | 0
3SU1001-0AD40-0AA0-Z | Y10 | 3SU1001-0AD40-0AA0-ZY10 | 1 | UN | 1 | 10 | C | D | N | N | 85389099 | 1 |  | 0.017 | KG | 11.78 | 11.78 | CP20 | CP20 | Indicator light in illuminated pushbutton design, 22 mm, round, plastic, green, with laser labeling, upper case and lower case, always upper case at beginning of line | - | 0 | 0
3SU1001-0AD40-0AA0-Z | Y11 | 3SU1001-0AD40-0AA0-ZY11 | 1 | UN | 1 | 10 | C | D | N | N | 85389099 | 1 |  | 0.017 | KG | 11.78 | 11.78 | CP20 | CP20 | Indicator light in illuminated pushbutton design, 22 mm, round, plastic, green, with laser labeling, upper case | - | 0 | 0
3SU1001-0AD40-0AA0-Z | Y12 | 3SU1001-0AD40-0AA0-ZY12 | 1 | UN | 1 | 10 | C | D | N | N | 85389099 | 1 |  | 0.017 | KG | 11.78 | 11.78 | CP20 | CP20 | Indicator light in illuminated pushbutton design, 22 mm, round, plastic, green, with laser labeling, lower case | - | 0 | 0
3SU1001-0AD40-0AA0-Z | Y13 | 3SU1001-0AD40-0AA0-ZY13 | 1 | UN | 1 | 10 | C | D | N | N | 85389099 | 1 |  | 0.017 | KG | 11.78 | 11.78 | CP20 | CP20 | Indicator light in illuminated pushbutton design, 22 mm, round, plastic, green, with laser labeling, symbol number according to, ISO 7000 or IEC 60417 | - | 0 | 0
3SU1001-0AD40-0AA0-Z | Y15 | 3SU1001-0AD40-0AA0-ZY15 | 1 | UN | 1 | 10 | C | D | N | N | 85389099 | 1 |  | 0.017 | KG | 11.78 | 11.78 | CP20 | CP20 | Indicator light in illuminated pushbutton design, 22 mm, round, plastic, green, with laser labeling, upper case and lower case, always upper case at the beginning of the word | - | 0 | 0
3SU1001-0AD40-0AA0-Z | Y19 | 3SU1001-0AD40-0AA0-ZY19 | 1 | UN | 1 | 10 | C | D | N | N | 85389099 | 1 |  | 0.017 | KG | 7.95 | 7.95 | CP20 | CP20 | Indicator light in illuminated pushbutton design, 22 mm, round, plastic, green, with laser labeling, inscription or symbol Customer-specific selection with SIRIUS ACT configurator (CIN) SIRIUS ACT configurator (CIN) | - | 0 | 0
3SU1001-0AD50-0AA0 |  | 3SU1001-0AD50-0AA0 | 1 | UN | 1 | 3 | B | D | N | N | 85389099 | 1 | 4011209955912 | 0.018 | KG | 7 | 7 | CP20 | CP20 | Indicator light in illuminated pushbutton design, 22 mm, round, plastic, blue, | - | 0 | 0
3SU1001-0AD50-0AA0-Z | X90 | 3SU1001-0AD50-0AA0-ZX90 | 1 | UN | 1 | 5 | B | D | EAR99 | N | 85389099 | 100 |  | 0.012 | KG | 7 | 7 | CP20 | CP20 | Indicator light in illuminated pushbutton design, 22 mm, round, plastic, blue, Z=100-unit packaging | - | 0 | 0
3SU1001-0AD50-0AA0-Z | Y10 | 3SU1001-0AD50-0AA0-ZY10 | 1 | UN | 1 | 10 | C | D | EAR99 | N | 85389099 | 1 |  | 0.012 | KG | 11.78 | 11.78 | CP20 | CP20 | Indicator light in illuminated pushbutton design, 22 mm, round, plastic, blue, with laser labeling, upper case and lower case, always upper case at beginning of line | - | 0 | 0
3SU1001-0AD50-0AA0-Z | Y11 | 3SU1001-0AD50-0AA0-ZY11 | 1 | UN | 1 | 10 | C | D | EAR99 | N | 85389099 | 1 |  | 0.012 | KG | 11.78 | 11.78 | CP20 | CP20 | Indicator light in illuminated pushbutton design, 22 mm, round, plastic, blue, with laser labeling, upper case | - | 0 | 0
3SU1001-0AD50-0AA0-Z | Y12 | 3SU1001-0AD50-0AA0-ZY12 | 1 | UN | 1 | 10 | C | D | EAR99 | N | 85389099 | 1 |  | 0.012 | KG | 11.78 | 11.78 | CP20 | CP20 | Indicator light in illuminated pushbutton design, 22 mm, round, plastic, blue, with laser labeling, lower case | - | 0 | 0
3SU1001-0AD50-0AA0-Z | Y13 | 3SU1001-0AD50-0AA0-ZY13 | 1 | UN | 1 | 10 | C | D | EAR99 | N | 85389099 | 1 |  | 0.012 | KG | 11.78 | 11.78 | CP20 | CP20 | Indicator light in illuminated pushbutton design, 22 mm, round, plastic, blue, with laser labeling, symbol number according to, ISO 7000 or IEC 60417 | - | 0 | 0
3SU1001-0AD50-0AA0-Z | Y15 | 3SU1001-0AD50-0AA0-ZY15 | 1 | UN | 1 | 10 | C | D | EAR99 | N | 85389099 | 1 |  | 0.012 | KG | 11.78 | 11.78 | CP20 | CP20 | Indicator light in illuminated pushbutton design, 22 mm, round, plastic, blue, with laser labeling, upper case and lower case, always upper case at the beginning of the word | - | 0 | 0
3SU1001-0AD50-0AA0-Z | Y19 | 3SU1001-0AD50-0AA0-ZY19 | 1 | UN | 1 | 10 | C | D | N | N | 85389099 | 1 |  | 0.012 | KG | 7.95 | 7.95 | CP20 | CP20 | Indicator light in illuminated pushbutton design, 22 mm, round, plastic, blue, with laser labeling, inscription or symbol Customer-specific selection with SIRIUS ACT configurator (CIN) SIRIUS ACT configurator (CIN) | - | 0 | 0
3SU1001-0AD70-0AA0 |  | 3SU1001-0AD70-0AA0 | 1 | UN | 1 | 1 | A | D | N | N | 85389099 | 1 | 4011209955929 | 0.016 | KG | 7 | 7 | CP20 | CP20 | Indicator light in illuminated pushbutton design, 22 mm, round, plastic, clear, | - | 0 | 0
3SU1001-0AD70-0AA0-Z | X90 | 3SU1001-0AD70-0AA0-ZX90 | 1 | UN | 1 | 5 | B | D | EAR99 | N | 85389099 | 100 |  | 0.012 | KG | 7 | 7 | CP20 | CP20 | Indicator light in illuminated pushbutton design, 22 mm, round, plastic, clear, Z=100-unit packaging | - | 0 | 0
3SU1001-0AD70-0AA0-Z | Y10 | 3SU1001-0AD70-0AA0-ZY10 | 1 | UN | 1 | 10 | C | D | N | N | 85389099 | 1 |  | 0.017 | KG | 11.78 | 11.78 | CP20 | CP20 | Indicator light in illuminated pushbutton design, 22 mm, round, plastic, clear, with laser labeling, upper case and lower case, always upper case at beginning of line | - | 0 | 0
3SU1001-0AD70-0AA0-Z | Y11 | 3SU1001-0AD70-0AA0-ZY11 | 1 | UN | 1 | 10 | C | D | N | N | 85389099 | 1 |  | 0.017 | KG | 11.78 | 11.78 | CP20 | CP20 | Indicator light in illuminated pushbutton design, 22 mm, round, plastic, clear, with laser labeling, upper case | - | 0 | 0
3SU1001-0AD70-0AA0-Z | Y12 | 3SU1001-0AD70-0AA0-ZY12 | 1 | UN | 1 | 10 | C | D | N | N | 85389099 | 1 |  | 0.017 | KG | 11.78 | 11.78 | CP20 | CP20 | Indicator light in illuminated pushbutton design, 22 mm, round, plastic, clear, with laser labeling, lower case | - | 0 | 0
3SU1001-0AD70-0AA0-Z | Y13 | 3SU1001-0AD70-0AA0-ZY13 | 1 | UN | 1 | 10 | C | D | N | N | 85389099 | 1 |  | 0.017 | KG | 11.78 | 11.78 | CP20 | CP20 | Indicator light in illuminated pushbutton design, 22 mm, round, plastic, clear, with laser labeling, symbol number according to, ISO 7000 or IEC 60417 | - | 0 | 0
3SU1001-0AD70-0AA0-Z | Y15 | 3SU1001-0AD70-0AA0-ZY15 | 1 | UN | 1 | 10 | C | D | N | N | 85389099 | 1 |  | 0.017 | KG | 11.78 | 11.78 | CP20 | CP20 | Indicator light in illuminated pushbutton design, 22 mm, round, plastic, clear, with laser labeling, upper case and lower case, always upper case at the beginning of the word | - | 0 | 0
3SU1001-0AD70-0AA0-Z | Y19 | 3SU1001-0AD70-0AA0-ZY19 | 1 | UN | 1 | 10 | C | D | N | N | 85389099 | 1 |  | 0.017 | KG | 7.95 | 7.95 | CP20 | CP20 | Indicator light in illuminated pushbutton design, 22 mm, round, plastic, clear, with laser labeling, inscription or symbol Customer-specific selection with SIRIUS ACT configurator (CIN) SIRIUS ACT configurator (CIN) | - | 0 | 0
3SU1001-0BB20-0AA0 |  | 3SU1001-0BB20-0AA0 | 1 | UN | 1 | 1 | A | D | N | N | 85389099 | 1 | 4011209955820 | 0.016 | KG | 7.7 | 7.7 | CP20 | CP20 | Illuminated pushbutton, 22 mm, round, plastic, red, pushbutton, raised momentary contact type | - | 0 | 0
3SU1001-0BB20-0AA0-Z | X90 | 3SU1001-0BB20-0AA0-ZX90 | 1 | UN | 1 | 5 | B | D | EAR99 | N | 85389099 | 100 |  | 0.015 | KG | 7.7 | 7.7 | CP20 | CP20 | Illuminated pushbutton, 22 mm, round, plastic, red, pushbutton, raised momentary contact type, Z=100-unit packaging | - | 0 | 0
3SU1001-0BB20-0AA0-Z | Y10 | 3SU1001-0BB20-0AA0-ZY10 | 1 | UN | 1 | 10 | C | D | N | N | 85389099 | 1 |  | 0.015 | KG | 12.45 | 12.45 | CP20 | CP20 | Illuminated pushbutton, 22 mm, round, plastic, red, pushbutton, raised momentary contact type, with laser labeling, upper case and lower case, always upper case at beginning of line | - | 0 | 0
3SU1001-0BB20-0AA0-Z | Y11 | 3SU1001-0BB20-0AA0-ZY11 | 1 | UN | 1 | 10 | C | D | N | N | 85389099 | 1 |  | 0.015 | KG | 12.45 | 12.45 | CP20 | CP20 | Illuminated pushbutton, 22 mm, round, plastic, red, pushbutton, raised momentary contact type, with laser labeling, upper case | - | 0 | 0
3SU1001-0BB20-0AA0-Z | Y12 | 3SU1001-0BB20-0AA0-ZY12 | 1 | UN | 1 | 10 | C | D | N | N | 85389099 | 1 |  | 0.015 | KG | 12.45 | 12.45 | CP20 | CP20 | Illuminated pushbutton, 22 mm, round, plastic, red, pushbutton, raised momentary contact type, with laser labeling, lower case | - | 0 | 0
3SU1001-0BB20-0AA0-Z | Y13 | 3SU1001-0BB20-0AA0-ZY13 | 1 | UN | 1 | 10 | C | D | EAR99 | N | 85389099 | 1 |  | 0.015 | KG | 12.45 | 12.45 | CP20 | CP20 | Illuminated pushbutton, 22 mm, round, plastic, red, pushbutton, raised momentary contact type, with laser labeling, symbol number according to, ISO 7000 or IEC 60417 | - | 0 | 0
3SU1001-0BB20-0AA0-Z | Y15 | 3SU1001-0BB20-0AA0-ZY15 | 1 | UN | 1 | 10 | C | D | N | N | 85389099 | 1 |  | 0.015 | KG | 12.45 | 12.45 | CP20 | CP20 | Illuminated pushbutton, 22 mm, round, plastic, red, pushbutton, raised momentary contact type, with laser labeling, upper case and lower case, Always upper case at the beginning of the word | - | 0 | 0
3SU1001-0BB20-0AA0-Z | Y19 | 3SU1001-0BB20-0AA0-ZY19 | 1 | UN | 1 | 10 | C | D | N | N | 85389099 | 1 |  | 0.023 | KG | 8.65 | 8.65 | CP20 | CP20 | Illuminated pushbutton, 22 mm, round, plastic, red, pushbutton, raised momentary contact type, with laser labeling, inscription or symbol Customer-specific selection with SIRIUS ACT configurator (CIN) | - | 0 | 0
3SU1001-0BB30-0AA0 |  | 3SU1001-0BB30-0AA0 | 1 | UN | 1 | 1 | A | D | N | N | 85389099 | 1 | 4011209955837 | 0.019 | KG | 7.7 | 7.7 | CP20 | CP20 | Illuminated pushbutton, 22 mm, round, plastic, yellow, pushbutton, raised momentary contact type | - | 0 | 0
3SU1001-0BB30-0AA0-Z | X90 | 3SU1001-0BB30-0AA0-ZX90 | 1 | UN | 1 | 5 | B | D | N | N | 85389099 | 100 | 4047621059730 | 0.019 | KG | 7.7 | 7.7 | CP20 | CP20 | Illuminated pushbutton, 22 mm, round, plastic, yellow, pushbutton, raised momentary contact type, Z=100-unit packaging | - | 0 | 0
3SU1001-0BB30-0AA0-Z | Y10 | 3SU1001-0BB30-0AA0-ZY10 | 1 | UN | 1 | 10 | C | D | N | N | 85389099 | 1 |  | 0.015 | KG | 12.45 | 12.45 | CP20 | CP20 | Illuminated pushbutton, 22 mm, round, plastic, yellow, pushbutton, raised momentary contact type, with laser labeling, upper case and lower case, always upper case at beginning of line | - | 0 | 0
3SU1001-0BB30-0AA0-Z | Y11 | 3SU1001-0BB30-0AA0-ZY11 | 1 | UN | 1 | 10 | C | D | N | N | 85389099 | 1 |  | 0.015 | KG | 12.45 | 12.45 | CP20 | CP20 | Illuminated pushbutton, 22 mm, round, plastic, yellow, pushbutton, raised momentary contact type, with laser labeling, upper case | - | 0 | 0
3SU1001-0BB30-0AA0-Z | Y12 | 3SU1001-0BB30-0AA0-ZY12 | 1 | UN | 1 | 10 | C | D | N | N | 85389099 | 1 |  | 0.015 | KG | 12.45 | 12.45 | CP20 | CP20 | Illuminated pushbutton, 22 mm, round, plastic, yellow, pushbutton, raised momentary contact type, with laser labeling, lower case | - | 0 | 0
3SU1001-0BB30-0AA0-Z | Y13 | 3SU1001-0BB30-0AA0-ZY13 | 1 | UN | 1 | 10 | C | D | N | N | 85389099 | 1 |  | 0.015 | KG | 12.45 | 12.45 | CP20 | CP20 | Illuminated pushbutton, 22 mm, round, plastic, yellow, pushbutton, raised momentary contact type, with laser labeling, symbol number according to, ISO 7000 or IEC 60417 | - | 0 | 0
3SU1001-0BB30-0AA0-Z | Y15 | 3SU1001-0BB30-0AA0-ZY15 | 1 | UN | 1 | 10 | C | D | N | N | 85389099 | 1 |  | 0.015 | KG | 12.45 | 12.45 | CP20 | CP20 | Illuminated pushbutton, 22 mm, round, plastic, yellow, pushbutton, raised momentary contact type, with laser labeling, upper case and lower case, Always upper case at the beginning of the word | - | 0 | 0
3SU1001-0BB30-0AA0-Z | Y19 | 3SU1001-0BB30-0AA0-ZY19 | 1 | UN | 1 | 10 | C | D | N | N | 85389099 | 1 |  | 0.015 | KG | 8.65 | 8.65 | CP20 | CP20 | Illuminated pushbutton, 22 mm, round, plastic, yellow, pushbutton, raised momentary contact type, with laser labeling, inscription or symbol Customer-specific selection with SIRIUS ACT configurator (CIN) | - | 0 | 0
3SU1001-0BB40-0AA0 |  | 3SU1001-0BB40-0AA0 | 1 | UN | 1 | 1 | A | D | N | N | 85389099 | 1 | 4011209955844 | 0.019 | KG | 7.7 | 7.7 | CP20 | CP20 | Illuminated pushbutton, 22 mm, round, plastic, green, pushbutton, raised momentary contact type | - | 0 | 0
3SU1001-0BB40-0AA0-Z | X90 | 3SU1001-0BB40-0AA0-ZX90 | 1 | UN | 1 | 5 | B | D | EAR99 | N | 85389099 | 100 |  | 0.015 | KG | 7.7 | 7.7 | CP20 | CP20 | Illuminated pushbutton, 22 mm, round, plastic, green, pushbutton, raised momentary contact type, Z=100-unit packaging | - | 0 | 0
3SU1001-0BB40-0AA0-Z | Y10 | 3SU1001-0BB40-0AA0-ZY10 | 1 | UN | 1 | 10 | C | D | N | N | 85389099 | 1 |  | 0.015 | KG | 12.45 | 12.45 | CP20 | CP20 | Illuminated pushbutton, 22 mm, round, plastic, green, pushbutton, raised momentary contact type, with laser labeling, upper case and lower case, always upper case at beginning of line | - | 0 | 0
3SU1001-0BB40-0AA0-Z | Y11 | 3SU1001-0BB40-0AA0-ZY11 | 1 | UN | 1 | 10 | C | D | EAR99 | N | 85389099 | 1 |  | 0.015 | KG | 12.45 | 12.45 | CP20 | CP20 | Illuminated pushbutton, 22 mm, round, plastic, green, pushbutton, raised momentary contact type, with laser labeling, upper case | - | 0 | 0
3SU1001-0BB40-0AA0-Z | Y12 | 3SU1001-0BB40-0AA0-ZY12 | 1 | UN | 1 | 10 | C | D | N | N | 85389099 | 1 |  | 0.015 | KG | 12.45 | 12.45 | CP20 | CP20 | Illuminated pushbutton, 22 mm, round, plastic, green, pushbutton, raised momentary contact type, with laser labeling, lower case | - | 0 | 0
3SU1001-0BB40-0AA0-Z | Y13 | 3SU1001-0BB40-0AA0-ZY13 | 1 | UN | 1 | 10 | C | D | N | N | 85389099 | 1 |  | 0.015 | KG | 12.45 | 12.45 | CP20 | CP20 | Illuminated pushbutton, 22 mm, round, plastic, green, pushbutton, raised momentary contact type, with laser labeling, symbol number according to, ISO 7000 or IEC 60417 | - | 0 | 0
3SU1001-0BB40-0AA0-Z | Y15 | 3SU1001-0BB40-0AA0-ZY15 | 1 | UN | 1 | 10 | C | D | N | N | 85389099 | 1 |  | 0.015 | KG | 12.45 | 12.45 | CP20 | CP20 | Illuminated pushbutton, 22 mm, round, plastic, green, pushbutton, raised momentary contact type, with laser labeling, upper case and lower case, Always upper case at the beginning of the word | - | 0 | 0
3SU1001-0BB40-0AA0-Z | Y19 | 3SU1001-0BB40-0AA0-ZY19 | 1 | UN | 1 | 10 | C | D | N | N | 85389099 | 1 |  | 0.022 | KG | 8.65 | 8.65 | CP20 | CP20 | Illuminated pushbutton, 22 mm, round, plastic, green, pushbutton, raised momentary contact type, with laser labeling, inscription or symbol Customer-specific selection with SIRIUS ACT configurator (CIN) | - | 0 | 0
3SU1001-0BB50-0AA0 |  | 3SU1001-0BB50-0AA0 | 1 | UN | 1 | 1 | A | D | N | N | 85389099 | 1 | 4011209955851 | 0.018 | KG | 7.7 | 7.7 | CP20 | CP20 | Illuminated pushbutton, 22 mm, round, plastic, blue, pushbutton, raised momentary contact type | - | 0 | 0
3SU1001-0BB50-0AA0-Z | X90 | 3SU1001-0BB50-0AA0-ZX90 | 1 | UN | 1 | 5 | B | D | EAR99 | N | 85389099 | 100 |  | 0.015 | KG | 7.7 | 7.7 | CP20 | CP20 | Illuminated pushbutton, 22 mm, round, plastic, blue, pushbutton, raised momentary contact type, Z=100-unit packaging | - | 0 | 0
3SU1001-0BB50-0AA0-Z | Y10 | 3SU1001-0BB50-0AA0-ZY10 | 1 | UN | 1 | 10 | C | D | N | N | 85389099 | 1 |  | 0.015 | KG | 12.45 | 12.45 | CP20 | CP20 | Illuminated pushbutton, 22 mm, round, plastic, blue, pushbutton, raised momentary contact type, with laser labeling, upper case and lower case, always upper case at beginning of line | - | 0 | 0
3SU1001-0BB50-0AA0-Z | Y11 | 3SU1001-0BB50-0AA0-ZY11 | 1 | UN | 1 | 10 | C | D | N | N | 85389099 | 1 |  | 0.015 | KG | 12.45 | 12.45 | CP20 | CP20 | Illuminated pushbutton, 22 mm, round, plastic, blue, pushbutton, raised momentary contact type, with laser labeling, upper case | - | 0 | 0
3SU1001-0BB50-0AA0-Z | Y12 | 3SU1001-0BB50-0AA0-ZY12 | 1 | UN | 1 | 10 | C | D | N | N | 85389099 | 1 |  | 0.015 | KG | 12.45 | 12.45 | CP20 | CP20 | Illuminated pushbutton, 22 mm, round, plastic, blue, pushbutton, raised momentary contact type, with laser labeling, lower case | - | 0 | 0
3SU1001-0BB50-0AA0-Z | Y13 | 3SU1001-0BB50-0AA0-ZY13 | 1 | UN | 1 | 10 | C | D | N | N | 85389099 | 1 |  | 0.015 | KG | 12.45 | 12.45 | CP20 | CP20 | Illuminated pushbutton, 22 mm, round, plastic, blue, pushbutton, raised momentary contact type, with laser labeling, symbol number according to, ISO 7000 or IEC 60417 | - | 0 | 0
3SU1001-0BB50-0AA0-Z | Y15 | 3SU1001-0BB50-0AA0-ZY15 | 1 | UN | 1 | 10 | C | D | N | N | 85389099 | 1 |  | 0.015 | KG | 12.45 | 12.45 | CP20 | CP20 | Illuminated pushbutton, 22 mm, round, plastic, blue, pushbutton, raised momentary contact type, with laser labeling, upper case and lower case, Always upper case at the beginning of the word | - | 0 | 0
3SU1001-0BB50-0AA0-Z | Y19 | 3SU1001-0BB50-0AA0-ZY19 | 1 | UN | 1 | 10 | C | D | N | N | 85389099 | 1 |  | 0.015 | KG | 8.65 | 8.65 | CP20 | CP20 | Illuminated pushbutton, 22 mm, round, plastic, blue, pushbutton, raised momentary contact type, with laser labeling, inscription or symbol Customer-specific selection with SIRIUS ACT configurator (CIN) | - | 0 | 0
3SU1001-0BB70-0AA0 |  | 3SU1001-0BB70-0AA0 | 1 | UN | 1 | 3 | B | D | N | N | 85389099 | 1 | 4011209955868 | 0.016 | KG | 7.7 | 7.7 | CP20 | CP20 | Illuminated pushbutton, 22 mm, round, plastic, clear, pushbutton, raised momentary contact type | - | 0 | 0
3SU1001-0BB70-0AA0-Z | X90 | 3SU1001-0BB70-0AA0-ZX90 | 1 | UN | 1 | 5 | B | D | EAR99 | N | 85389099 | 100 |  | 0.015 | KG | 7.7 | 7.7 | CP20 | CP20 | Illuminated pushbutton, 22 mm, round, plastic, clear, pushbutton, raised momentary contact type, Z=100-unit packaging | - | 0 | 0
3SU1001-0BB70-0AA0-Z | Y10 | 3SU1001-0BB70-0AA0-ZY10 | 1 | UN | 1 | 10 | C | D | N | N | 85389099 | 1 |  | 0.015 | KG | 12.45 | 12.45 | CP20 | CP20 | Illuminated pushbutton, 22 mm, round, plastic, clear, pushbutton, raised momentary contact type, with laser labeling, upper case and lower case, always upper case at beginning of line | - | 0 | 0
3SU1001-0BB70-0AA0-Z | Y11 | 3SU1001-0BB70-0AA0-ZY11 | 1 | UN | 1 | 10 | C | D | N | N | 85389099 | 1 |  | 0.015 | KG | 12.45 | 12.45 | CP20 | CP20 | Illuminated pushbutton, 22 mm, round, plastic, clear, pushbutton, raised momentary contact type, with laser labeling, upper case | - | 0 | 0
3SU1001-0BB70-0AA0-Z | Y12 | 3SU1001-0BB70-0AA0-ZY12 | 1 | UN | 1 | 10 | C | D | N | N | 85389099 | 1 |  | 0.015 | KG | 12.45 | 12.45 | CP20 | CP20 | Illuminated pushbutton, 22 mm, round, plastic, clear, pushbutton, raised momentary contact type, with laser labeling, lower case | - | 0 | 0
3SU1001-0BB70-0AA0-Z | Y13 | 3SU1001-0BB70-0AA0-ZY13 | 1 | UN | 1 | 10 | C | D | N | N | 85389099 | 1 |  | 0.015 | KG | 12.45 | 12.45 | CP20 | CP20 | Illuminated pushbutton, 22 mm, round, plastic, clear, pushbutton, raised momentary contact type, with laser labeling, symbol number according to, ISO 7000 or IEC 60417 | - | 0 | 0
3SU1001-0BB70-0AA0-Z | Y15 | 3SU1001-0BB70-0AA0-ZY15 | 1 | UN | 1 | 10 | C | D | N | N | 85389099 | 1 |  | 0.015 | KG | 12.45 | 12.45 | CP20 | CP20 | Illuminated pushbutton, 22 mm, round, plastic, clear, pushbutton, raised momentary contact type, with laser labeling, upper case and lower case, Always upper case at the beginning of the word | - | 0 | 0
3SU1001-0BB70-0AA0-Z | Y19 | 3SU1001-0BB70-0AA0-ZY19 | 1 | UN | 1 | 10 | C | D | N | N | 85389099 | 1 |  | 0.02 | KG | 8.65 | 8.65 | CP20 | CP20 | Illuminated pushbutton, 22 mm, round, plastic, clear, pushbutton, raised momentary contact type, with laser labeling, inscription or symbol Customer-specific selection with SIRIUS ACT configurator (CIN) | - | 0 | 0
3SU1001-0DB50-0AA0 |  | 3SU1001-0DB50-0AA0 | 1 | UN | 1 | 5 | B | D | N | N | 85389099 | 1 | 4011209955875 | 0.021 | KG | 19.29 | 19.29 | CP20 | CP20 | Illuminated pushbutton, 22 mm, round, plastic, blue, Front ring, raised, castellated, momentary contact type | - | 0 | 0
3SU1001-0DB50-0AA0-Z | X90 | 3SU1001-0DB50-0AA0-ZX90 | 1 | UN | 1 | 5 | B | D | EAR99 | N | 85389099 | 100 |  | 0.016 | KG | 19.29 | 19.29 | CP20 | CP20 | Illuminated pushbutton, 22 mm, round, plastic, blue, Front ring, high, castellated, momentary contact type, Z=100-unit packaging | - | 0 | 0
3SU1001-0DB50-0AA0-Z | Y10 | 3SU1001-0DB50-0AA0-ZY10 | 1 | UN | 1 | 10 | C | D | EAR99 | N | 85389099 | 1 |  | 0.016 | KG | 24.04 | 24.04 | CP20 | CP20 | Illuminated pushbutton, 22 mm, round, plastic, blue, Front ring, raised, castellated, momentary contact type, with laser labeling, upper case and lower case, always upper case at beginning of line | - | 0 | 0
3SU1001-0DB50-0AA0-Z | Y11 | 3SU1001-0DB50-0AA0-ZY11 | 1 | UN | 1 | 10 | C | D | EAR99 | N | 85389099 | 1 |  | 0.016 | KG | 24.04 | 24.04 | CP20 | CP20 | Illuminated pushbutton, 22 mm, round, plastic, blue, Front ring, raised, castellated, momentary contact type, with laser labeling, upper case | - | 0 | 0
3SU1001-0DB50-0AA0-Z | Y12 | 3SU1001-0DB50-0AA0-ZY12 | 1 | UN | 1 | 10 | C | D | EAR99 | N | 85389099 | 1 |  | 0.016 | KG | 24.04 | 24.04 | CP20 | CP20 | Illuminated pushbutton, 22 mm, round, plastic, blue, Front ring, raised, castellated, momentary contact type, with laser labeling, lower case | - | 0 | 0
3SU1001-0DB50-0AA0-Z | Y13 | 3SU1001-0DB50-0AA0-ZY13 | 1 | UN | 1 | 10 | C | D | EAR99 | N | 85389099 | 1 |  | 0.016 | KG | 24.04 | 24.04 | CP20 | CP20 | Illuminated pushbutton, 22 mm, round, plastic, blue, Front ring, raised, castellated, momentary contact type, with laser labeling, symbol number according to, ISO 7000 or IEC 60417 | - | 0 | 0
3SU1001-0DB50-0AA0-Z | Y15 | 3SU1001-0DB50-0AA0-ZY15 | 1 | UN | 1 | 10 | C | D | EAR99 | N | 85389099 | 1 |  | 0.016 | KG | 24.04 | 24.04 | CP20 | CP20 | Illuminated pushbutton, 22 mm, round, plastic, blue, Front ring, raised, castellated, momentary contact type, with laser labeling, upper case and lower case, Always upper case at the beginning of the word | - | 0 | 0
3SU1001-0DB50-0AA0-Z | Y19 | 3SU1001-0DB50-0AA0-ZY19 | 1 | UN | 1 | 10 | C | D | EAR99 | N | 85389099 | 1 |  | 0.016 | KG | 20.24 | 20.24 | CP20 | CP20 | Illuminated pushbutton, 22 mm, round, plastic, blue, Front ring, raised, castellated, momentary contact type, with laser labeling, inscription or symbol Customer-specific selection with SIRIUS ACT configurator (CIN) | - | 0 | 0
3SU1001-1AA20-0AA0 |  | 3SU1001-1AA20-0AA0 | 1 | UN | 1 | 1 | A | D | N | N | 85389099 | 1 | 4011209955301 | 0.023 | KG | 21.47 | 21.47 | CP20 | CP20 | Illuminated mushroom pushbutton, 22 mm, round, plastic, red, 30 mm, latching, Pull-to-unlatch mechanism | - | 0 | 0
3SU1001-1AA20-0AA0-Z | X90 | 3SU1001-1AA20-0AA0-ZX90 | 1 | UN | 1 | 5 | B | D | N | N | 85389099 | 50 | 4047621055855 | 0.029 | KG | 21.47 | 21.47 | CP20 | CP20 | Illuminated mushroom pushbutton, 22 mm, round, plastic, red, 30 mm, latching, pull-to-unlatch mechanism, Z=50-unit packaging | - | 0 | 0
3SU1001-1AA20-0AA0-Z | Y10 | 3SU1001-1AA20-0AA0-ZY10 | 1 | UN | 1 | 10 | C | D | EAR99 | N | 85389099 | 1 |  | 0.021 | KG | 26.22 | 26.22 | CP20 | CP20 | Illuminated mushroom pushbutton, 22 mm, round, plastic, red, 30 mm, latching, pull-to-unlatch mechanism, with laser labeling, upper case and lower case, always upper case at beginning of line | - | 0 | 0
3SU1001-1AA20-0AA0-Z | Y11 | 3SU1001-1AA20-0AA0-ZY11 | 1 | UN | 1 | 10 | C | D | EAR99 | N | 85389099 | 1 |  | 0.021 | KG | 26.22 | 26.22 | CP20 | CP20 | Illuminated mushroom pushbutton, 22 mm, round, plastic, red, 30 mm, latching, pull-to-unlatch mechanism, with laser labeling, upper case | - | 0 | 0
3SU1001-1AA20-0AA0-Z | Y12 | 3SU1001-1AA20-0AA0-ZY12 | 1 | UN | 1 | 10 | C | D | EAR99 | N | 85389099 | 1 |  | 0.021 | KG | 26.22 | 26.22 | CP20 | CP20 | Illuminated mushroom pushbutton, 22 mm, round, plastic, red, 30 mm, latching, pull-to-unlatch mechanism, with laser labeling, lower case | - | 0 | 0
3SU1001-1AA20-0AA0-Z | Y13 | 3SU1001-1AA20-0AA0-ZY13 | 1 | UN | 1 | 10 | C | D | EAR99 | N | 85389099 | 1 |  | 0.021 | KG | 26.22 | 26.22 | CP20 | CP20 | Illuminated mushroom pushbutton, 22 mm, round, plastic, red, 30 mm, latching, pull-to-unlatch mechanism, with laser labeling, symbol number according to, ISO 7000 or IEC 60417 | - | 0 | 0
3SU1001-1AA20-0AA0-Z | Y15 | 3SU1001-1AA20-0AA0-ZY15 | 1 | UN | 1 | 10 | C | D | EAR99 | N | 85389099 | 1 |  | 0.021 | KG | 26.22 | 26.22 | CP20 | CP20 | Illuminated mushroom pushbutton, 22 mm, round, plastic, red, 30 mm, latching, pull-to-unlatch mechanism, with laser labeling, upper case and lower case, always upper case at the beginning of the word | - | 0 | 0
3SU1001-1AA20-0AA0-Z | Y19 | 3SU1001-1AA20-0AA0-ZY19 | 1 | UN | 1 | 10 | C | D | EAR99 | N | 85389099 | 1 |  | 0.021 | KG | 22.42 | 22.42 | CP20 | CP20 | Illuminated mushroom pushbutton, 22 mm, round, plastic, red, 30 mm, latching, pull-to-unlatch mechanism, with laser labeling, inscription or symbol Customer-specific selection with SIRIUS ACT configurator (CIN) | - | 0 | 0
3SU1001-1AA30-0AA0 |  | 3SU1001-1AA30-0AA0 | 1 | UN | 1 | 3 | B | D | N | N | 85389099 | 1 | 4011209955318 | 0.027 | KG | 21.47 | 21.47 | CP20 | CP20 | Illuminated mushroom pushbutton, 22 mm, round, plastic, yellow, 30 mm, latching, Pull-to-unlatch mechanism | - | 0 | 0
3SU1001-1AA30-0AA0-Z | X90 | 3SU1001-1AA30-0AA0-ZX90 | 1 | UN | 1 | 5 | B | D | EAR99 | N | 85389099 | 50 |  | 0.021 | KG | 21.47 | 21.47 | CP20 | CP20 | Illuminated mushroom pushbutton, 22 mm, round, plastic, yellow, 30 mm, latching, pull-to-unlatch mechanism, Z=50-unit packaging | - | 0 | 0
3SU1001-1AA30-0AA0-Z | Y10 | 3SU1001-1AA30-0AA0-ZY10 | 1 | UN | 1 | 10 | C | D | EAR99 | N | 85389099 | 1 |  | 0.021 | KG | 26.22 | 26.22 | CP20 | CP20 | Illuminated mushroom pushbutton, 22 mm, round, plastic, yellow, 30 mm, latching, pull-to-unlatch mechanism, with laser labeling, upper case and lower case, always upper case at beginning of line | - | 0 | 0
3SU1001-1AA30-0AA0-Z | Y11 | 3SU1001-1AA30-0AA0-ZY11 | 1 | UN | 1 | 10 | C | D | EAR99 | N | 85389099 | 1 |  | 0.021 | KG | 26.22 | 26.22 | CP20 | CP20 | Illuminated mushroom pushbutton, 22 mm, round, plastic, yellow, 30 mm, latching, pull-to-unlatch mechanism, with laser labeling, upper case | - | 0 | 0
3SU1001-1AA30-0AA0-Z | Y12 | 3SU1001-1AA30-0AA0-ZY12 | 1 | UN | 1 | 10 | C | D | EAR99 | N | 85389099 | 1 |  | 0.021 | KG | 26.22 | 26.22 | CP20 | CP20 | Illuminated mushroom pushbutton, 22 mm, round, plastic, yellow, 30 mm, latching, pull-to-unlatch mechanism, with laser labeling, lower case | - | 0 | 0
3SU1001-1AA30-0AA0-Z | Y13 | 3SU1001-1AA30-0AA0-ZY13 | 1 | UN | 1 | 10 | C | D | EAR99 | N | 85389099 | 1 |  | 0.021 | KG | 26.22 | 26.22 | CP20 | CP20 | Illuminated mushroom pushbutton, 22 mm, round, plastic, yellow, 30 mm, latching, pull-to-unlatch mechanism, with laser labeling, symbol number according to, ISO 7000 or IEC 60417 | - | 0 | 0
3SU1001-1AA30-0AA0-Z | Y15 | 3SU1001-1AA30-0AA0-ZY15 | 1 | UN | 1 | 10 | C | D | EAR99 | N | 85389099 | 1 |  | 0.021 | KG | 26.22 | 26.22 | CP20 | CP20 | Illuminated mushroom pushbutton, 22 mm, round, plastic, yellow, 30 mm, latching, pull-to-unlatch mechanism, with laser labeling, upper case and lower case, always upper case at the beginning of the word | - | 0 | 0
3SU1001-1AA30-0AA0-Z | Y19 | 3SU1001-1AA30-0AA0-ZY19 | 1 | UN | 1 | 10 | C | D | EAR99 | N | 85389099 | 1 |  | 0.021 | KG | 22.42 | 22.42 | CP20 | CP20 | Illuminated mushroom pushbutton, 22 mm, round, plastic, yellow, 30 mm, latching, pull-to-unlatch mechanism, with laser labeling, inscription or symbol Customer-specific selection with SIRIUS ACT configurator (CIN) | - | 0 | 0
3SU1001-1AA40-0AA0 |  | 3SU1001-1AA40-0AA0 | 1 | UN | 1 | 5 | B | D | N | N | 85389099 | 1 | 4011209955325 | 0.026 | KG | 21.47 | 21.47 | CP20 | CP20 | Illuminated mushroom pushbutton, 22 mm, round, plastic, green, 30 mm, latching, Pull-to-unlatch mechanism | - | 0 | 0
3SU1001-1AA40-0AA0-Z | X90 | 3SU1001-1AA40-0AA0-ZX90 | 1 | UN | 1 | 5 | B | D | EAR99 | N | 85389099 | 50 |  | 0.021 | KG | 21.47 | 21.47 | CP20 | CP20 | Illuminated mushroom pushbutton, 22 mm, round, plastic, green, 30 mm, latching, pull-to-unlatch mechanism, Z=50-unit packaging | - | 0 | 0
3SU1001-1AA40-0AA0-Z | Y10 | 3SU1001-1AA40-0AA0-ZY10 | 1 | UN | 1 | 10 | C | D | EAR99 | N | 85389099 | 1 |  | 0.021 | KG | 26.22 | 26.22 | CP20 | CP20 | Illuminated mushroom pushbutton, 22 mm, round, plastic, green, 30 mm, latching, pull-to-unlatch mechanism, with laser labeling, upper case and lower case, always upper case at beginning of line | - | 0 | 0
3SU1001-1AA40-0AA0-Z | Y11 | 3SU1001-1AA40-0AA0-ZY11 | 1 | UN | 1 | 10 | C | D | EAR99 | N | 85389099 | 1 |  | 0.021 | KG | 26.22 | 26.22 | CP20 | CP20 | Illuminated mushroom pushbutton, 22 mm, round, plastic, green, 30 mm, latching, pull-to-unlatch mechanism, with laser labeling, upper case | - | 0 | 0
3SU1001-1AA40-0AA0-Z | Y12 | 3SU1001-1AA40-0AA0-ZY12 | 1 | UN | 1 | 10 | C | D | EAR99 | N | 85389099 | 1 |  | 0.021 | KG | 26.22 | 26.22 | CP20 | CP20 | Illuminated mushroom pushbutton, 22 mm, round, plastic, green, 30 mm, latching, pull-to-unlatch mechanism, with laser labeling, lower case | - | 0 | 0
3SU1001-1AA40-0AA0-Z | Y13 | 3SU1001-1AA40-0AA0-ZY13 | 1 | UN | 1 | 10 | C | D | EAR99 | N | 85389099 | 1 |  | 0.021 | KG | 26.22 | 26.22 | CP20 | CP20 | Illuminated mushroom pushbutton, 22 mm, round, plastic, green, 30 mm, latching, pull-to-unlatch mechanism, with laser labeling, symbol number according to, ISO 7000 or IEC 60417 | - | 0 | 0
3SU1001-1AA40-0AA0-Z | Y15 | 3SU1001-1AA40-0AA0-ZY15 | 1 | UN | 1 | 10 | C | D | EAR99 | N | 85389099 | 1 |  | 0.021 | KG | 26.22 | 26.22 | CP20 | CP20 | Illuminated mushroom pushbutton, 22 mm, round, plastic, green, 30 mm, latching, pull-to-unlatch mechanism, with laser labeling, upper case and lower case, always upper case at the beginning of the word | - | 0 | 0
3SU1001-1AA40-0AA0-Z | Y19 | 3SU1001-1AA40-0AA0-ZY19 | 1 | UN | 1 | 10 | C | D | EAR99 | N | 85389099 | 1 |  | 0.021 | KG | 22.42 | 22.42 | CP20 | CP20 | Illuminated mushroom pushbutton, 22 mm, round, plastic, green, 30 mm, latching, pull-to-unlatch mechanism, with laser labeling, inscription or symbol Customer-specific selection with SIRIUS ACT configurator (CIN) | - | 0 | 0
3SU1001-1AA50-0AA0 |  | 3SU1001-1AA50-0AA0 | 1 | UN | 1 | 3 | B | D | N | N | 85389099 | 1 | 4011209955943 | 0.025 | KG | 21.47 | 21.47 | CP20 | CP20 | Illuminated mushroom pushbutton, 22 mm, round, plastic, blue, 30 mm, latching, Pull-to-unlatch mechanism | - | 0 | 0
3SU1001-1AA50-0AA0-Z | X90 | 3SU1001-1AA50-0AA0-ZX90 | 1 | UN | 1 | 5 | B | D | EAR99 | N | 85389099 | 50 |  | 0.021 | KG | 21.47 | 21.47 | CP20 | CP20 | Illuminated mushroom pushbutton, 22 mm, round, plastic, blue, 30 mm, latching, pull-to-unlatch mechanism, Z=50-unit packaging | - | 0 | 0
3SU1001-1AA50-0AA0-Z | Y10 | 3SU1001-1AA50-0AA0-ZY10 | 1 | UN | 1 | 10 | C | D | EAR99 | N | 85389099 | 1 |  | 0.021 | KG | 26.22 | 26.22 | CP20 | CP20 | Illuminated mushroom pushbutton, 22 mm, round, plastic, blue, 30 mm, latching, pull-to-unlatch mechanism, with laser labeling, upper case and lower case, always upper case at beginning of line | - | 0 | 0
3SU1001-1AA50-0AA0-Z | Y11 | 3SU1001-1AA50-0AA0-ZY11 | 1 | UN | 1 | 10 | C | D | EAR99 | N | 85389099 | 1 |  | 0.021 | KG | 26.22 | 26.22 | CP20 | CP20 | Illuminated mushroom pushbutton, 22 mm, round, plastic, blue, 30 mm, latching, pull-to-unlatch mechanism, with laser labeling, upper case | - | 0 | 0
3SU1001-1AA50-0AA0-Z | Y12 | 3SU1001-1AA50-0AA0-ZY12 | 1 | UN | 1 | 10 | C | D | EAR99 | N | 85389099 | 1 |  | 0.021 | KG | 26.22 | 26.22 | CP20 | CP20 | Illuminated mushroom pushbutton, 22 mm, round, plastic, blue, 30 mm, latching, pull-to-unlatch mechanism, with laser labeling, lower case | - | 0 | 0
3SU1001-1AA50-0AA0-Z | Y13 | 3SU1001-1AA50-0AA0-ZY13 | 1 | UN | 1 | 10 | C | D | EAR99 | N | 85389099 | 1 |  | 0.021 | KG | 26.22 | 26.22 | CP20 | CP20 | Illuminated mushroom pushbutton, 22 mm, round, plastic, blue, 30 mm, latching, pull-to-unlatch mechanism, with laser labeling, symbol number according to, ISO 7000 or IEC 60417 | - | 0 | 0
3SU1001-1AA50-0AA0-Z | Y15 | 3SU1001-1AA50-0AA0-ZY15 | 1 | UN | 1 | 10 | C | D | EAR99 | N | 85389099 | 1 |  | 0.021 | KG | 26.22 | 26.22 | CP20 | CP20 | Illuminated mushroom pushbutton, 22 mm, round, plastic, blue, 30 mm, latching, pull-to-unlatch mechanism, with laser labeling, upper case and lower case, always upper case at the beginning of the word | - | 0 | 0
3SU1001-1AA50-0AA0-Z | Y19 | 3SU1001-1AA50-0AA0-ZY19 | 1 | UN | 1 | 10 | C | D | EAR99 | N | 85389099 | 1 |  | 0.021 | KG | 22.42 | 22.42 | CP20 | CP20 | Illuminated mushroom pushbutton, 22 mm, round, plastic, blue, 30 mm, latching, pull-to-unlatch mechanism, with laser labeling, inscription or symbol Customer-specific selection with SIRIUS ACT configurator (CIN) | - | 0 | 0
3SU1001-1AA70-0AA0 |  | 3SU1001-1AA70-0AA0 | 1 | UN | 1 | 5 | B | D | N | N | 85389099 | 1 | 4011209955950 | 0.025 | KG | 21.47 | 21.47 | CP20 | CP20 | Illuminated mushroom pushbutton, 22 mm, round, plastic, clear, 30 mm, latching, Pull-to-unlatch mechanism | - | 0 | 0
3SU1001-1AA70-0AA0-Z | X90 | 3SU1001-1AA70-0AA0-ZX90 | 1 | UN | 1 | 5 | B | D | EAR99 | N | 85389099 | 50 |  | 0.021 | KG | 21.47 | 21.47 | CP20 | CP20 | Illuminated mushroom pushbutton, 22 mm, round, plastic, clear, 30 mm, latching, pull-to-unlatch mechanism, Z=50-unit packaging | - | 0 | 0
3SU1001-1AA70-0AA0-Z | Y10 | 3SU1001-1AA70-0AA0-ZY10 | 1 | UN | 1 | 10 | C | D | EAR99 | N | 85389099 | 1 |  | 0.021 | KG | 26.22 | 26.22 | CP20 | CP20 | Illuminated mushroom pushbutton, 22 mm, round, plastic, clear, 30 mm, latching, pull-to-unlatch mechanism, with laser labeling, upper case and lower case, always upper case at beginning of line | - | 0 | 0
3SU1001-1AA70-0AA0-Z | Y11 | 3SU1001-1AA70-0AA0-ZY11 | 1 | UN | 1 | 10 | C | D | EAR99 | N | 85389099 | 1 |  | 0.021 | KG | 26.22 | 26.22 | CP20 | CP20 | Illuminated mushroom pushbutton, 22 mm, round, plastic, clear, 30 mm, latching, pull-to-unlatch mechanism, with laser labeling, upper case | - | 0 | 0
3SU1001-1AA70-0AA0-Z | Y12 | 3SU1001-1AA70-0AA0-ZY12 | 1 | UN | 1 | 10 | C | D | EAR99 | N | 85389099 | 1 |  | 0.021 | KG | 26.22 | 26.22 | CP20 | CP20 | Illuminated mushroom pushbutton, 22 mm, round, plastic, clear, 30 mm, latching, pull-to-unlatch mechanism, with laser labeling, lower case | - | 0 | 0
3SU1001-1AA70-0AA0-Z | Y13 | 3SU1001-1AA70-0AA0-ZY13 | 1 | UN | 1 | 10 | C | D | EAR99 | N | 85389099 | 1 |  | 0.021 | KG | 26.22 | 26.22 | CP20 | CP20 | Illuminated mushroom pushbutton, 22 mm, round, plastic, clear, 30 mm, latching, pull-to-unlatch mechanism, with laser labeling, symbol number according to, ISO 7000 or IEC 60417 | - | 0 | 0
3SU1001-1AA70-0AA0-Z | Y15 | 3SU1001-1AA70-0AA0-ZY15 | 1 | UN | 1 | 10 | C | D | EAR99 | N | 85389099 | 1 |  | 0.021 | KG | 26.22 | 26.22 | CP20 | CP20 | Illuminated mushroom pushbutton, 22 mm, round, plastic, clear, 30 mm, latching, pull-to-unlatch mechanism, with laser labeling, upper case and lower case, always upper case at the beginning of the word | - | 0 | 0
3SU1001-1AA70-0AA0-Z | Y19 | 3SU1001-1AA70-0AA0-ZY19 | 1 | UN | 1 | 10 | C | D | EAR99 | N | 85389099 | 1 |  | 0.021 | KG | 22.42 | 22.42 | CP20 | CP20 | Illuminated mushroom pushbutton, 22 mm, round, plastic, clear, 30 mm, latching, pull-to-unlatch mechanism, with laser labeling, inscription or symbol Customer-specific selection with SIRIUS ACT configurator (CIN) | - | 0 | 0
3SU1001-1AD20-0AA0 |  | 3SU1001-1AD20-0AA0 | 1 | UN | 1 | 5 | B | D | N | N | 85389099 | 1 | 4011209956384 | 0.024 | KG | 11.69 | 11.69 | CP20 | CP20 | Illuminated mushroom pushbutton, 22 mm, round, plastic, red, 30 mm, momentary contact type | - | 0 | 0
3SU1001-1AD20-0AA0-Z | X90 | 3SU1001-1AD20-0AA0-ZX90 | 1 | UN | 1 | 5 | B | D | EAR99 | N | 85389099 | 50 |  | 0.018 | KG | 11.69 | 11.69 | CP20 | CP20 | Illuminated mushroom pushbutton, 22 mm, round, plastic, red, 30 mm, momentary contact type, Z=50-unit packaging | - | 0 | 0
3SU1001-1AD20-0AA0-Z | Y10 | 3SU1001-1AD20-0AA0-ZY10 | 1 | UN | 1 | 10 | C | D | N | N | 85389099 | 1 |  | 0.017 | KG | 16.44 | 16.44 | CP20 | CP20 | Illuminated mushroom pushbutton, 22 mm, round, plastic, red, 30 mm, momentary contact type, with laser labeling, upper case and lower case, always upper case at beginning of line | - | 0 | 0
3SU1001-1AD20-0AA0-Z | Y11 | 3SU1001-1AD20-0AA0-ZY11 | 1 | UN | 1 | 10 | C | D | N | N | 85389099 | 1 |  | 0.036 | KG | 16.44 | 16.44 | CP20 | CP20 | Illuminated mushroom pushbutton, 22 mm, round, plastic, red, 30 mm, momentary contact type, with laser labeling, upper case | - | 0 | 0
3SU1001-1AD20-0AA0-Z | Y12 | 3SU1001-1AD20-0AA0-ZY12 | 1 | UN | 1 | 10 | C | D | N | N | 85389099 | 1 |  | 0.017 | KG | 16.44 | 16.44 | CP20 | CP20 | Illuminated mushroom pushbutton, 22 mm, round, plastic, red, 30 mm, momentary contact type, with laser labeling, lower case | - | 0 | 0
3SU1001-1AD20-0AA0-Z | Y13 | 3SU1001-1AD20-0AA0-ZY13 | 1 | UN | 1 | 10 | C | D | N | N | 85389099 | 1 |  | 0.017 | KG | 16.44 | 16.44 | CP20 | CP20 | Illuminated mushroom pushbutton, 22 mm, round, plastic, red, 30 mm, momentary contact type, with laser labeling, symbol number according to, ISO 7000 or IEC 60417 | - | 0 | 0
3SU1001-1AD20-0AA0-Z | Y15 | 3SU1001-1AD20-0AA0-ZY15 | 1 | UN | 1 | 10 | C | D | N | N | 85389099 | 1 |  | 0.017 | KG | 16.44 | 16.44 | CP20 | CP20 | Illuminated mushroom pushbutton, 22 mm, round, plastic, red, 30 mm, momentary contact type, with laser labeling, upper case and lower case, always upper case at the beginning of the word | - | 0 | 0
3SU1001-1AD20-0AA0-Z | Y19 | 3SU1001-1AD20-0AA0-ZY19 | 1 | UN | 1 | 10 | C | D | N | N | 85389099 | 1 |  | 0.017 | KG | 12.64 | 12.64 | CP20 | CP20 | Illuminated mushroom pushbutton, 22 mm, round, plastic, red, 30 mm, momentary contact type, with laser labeling, inscription or symbol Customer-specific selection with SIRIUS ACT configurator (CIN) | - | 0 | 0
3SU1001-1AD30-0AA0 |  | 3SU1001-1AD30-0AA0 | 1 | UN | 1 | 3 | B | D | N | N | 85389099 | 1 | 4011209955257 | 0.025 | KG | 11.69 | 11.4 | CP20 | CP20 | Illuminated mushroom pushbutton, 22 mm, round, plastic, yellow, 30 mm, momentary contact type | Lista Papel 2020 SI | 0 | 0
3SU1001-1AD30-0AA0-Z | X90 | 3SU1001-1AD30-0AA0-ZX90 | 1 | UN | 1 | 5 | B | D | EAR99 | N | 85389099 | 50 |  | 0.018 | KG | 11.69 | 11.69 | CP20 | CP20 | Illuminated mushroom pushbutton, 22 mm, round, plastic, yellow, 30 mm, momentary contact type, Z=50-unit packaging | - | 0 | 0
3SU1001-1AD30-0AA0-Z | Y10 | 3SU1001-1AD30-0AA0-ZY10 | 1 | UN | 1 | 10 | C | D | EAR99 | N | 85389099 | 1 |  | 0.018 | KG | 16.44 | 16.44 | CP20 | CP20 | Illuminated mushroom pushbutton, 22 mm, round, plastic, yellow, 30 mm, momentary contact type, with laser labeling, upper case and lower case, always upper case at beginning of line | - | 0 | 0
3SU1001-1AD30-0AA0-Z | Y11 | 3SU1001-1AD30-0AA0-ZY11 | 1 | UN | 1 | 10 | C | D | EAR99 | N | 85389099 | 1 |  | 0.018 | KG | 16.44 | 16.44 | CP20 | CP20 | Illuminated mushroom pushbutton, 22 mm, round, plastic, yellow, 30 mm, momentary contact type, with laser labeling, upper case | - | 0 | 0
3SU1001-1AD30-0AA0-Z | Y12 | 3SU1001-1AD30-0AA0-ZY12 | 1 | UN | 1 | 10 | C | D | EAR99 | N | 85389099 | 1 |  | 0.018 | KG | 16.44 | 16.44 | CP20 | CP20 | Illuminated mushroom pushbutton, 22 mm, round, plastic, yellow, 30 mm, momentary contact type, with laser labeling, lower case | - | 0 | 0
3SU1001-1AD30-0AA0-Z | Y13 | 3SU1001-1AD30-0AA0-ZY13 | 1 | UN | 1 | 10 | C | D | EAR99 | N | 85389099 | 1 |  | 0.018 | KG | 16.44 | 16.44 | CP20 | CP20 | Illuminated mushroom pushbutton, 22 mm, round, plastic, yellow, 30 mm, momentary contact type, with laser labeling, symbol number according to, ISO 7000 or IEC 60417 | - | 0 | 0
3SU1001-1AD30-0AA0-Z | Y15 | 3SU1001-1AD30-0AA0-ZY15 | 1 | UN | 1 | 10 | C | D | EAR99 | N | 85389099 | 1 |  | 0.018 | KG | 16.44 | 16.44 | CP20 | CP20 | Illuminated mushroom pushbutton, 22 mm, round, plastic, yellow, 30 mm, momentary contact type, with laser labeling, upper case and lower case, always upper case at the beginning of the word | - | 0 | 0
3SU1001-1AD30-0AA0-Z | Y19 | 3SU1001-1AD30-0AA0-ZY19 | 1 | UN | 1 | 10 | C | D | EAR99 | N | 85389099 | 1 |  | 0.018 | KG | 12.64 | 12.64 | CP20 | CP20 | Illuminated mushroom pushbutton, 22 mm, round, plastic, yellow, 30 mm, momentary contact type, with laser labeling, inscription or symbol Customer-specific selection with SIRIUS ACT configurator (CIN) | - | 0 | 0
3SU1001-1AD40-0AA0 |  | 3SU1001-1AD40-0AA0 | 1 | UN | 1 | 3 | B | D | N | N | 85389099 | 1 | 4011209955264 | 0.025 | KG | 11.69 | 11.4 | CP20 | CP20 | Illuminated mushroom pushbutton, 22 mm, round, plastic, green, 30 mm, momentary contact type | Lista Papel 2020 SI | 0 | 0
3SU1001-1AD40-0AA0-Z | X90 | 3SU1001-1AD40-0AA0-ZX90 | 1 | UN | 1 | 5 | B | D | EAR99 | N | 85389099 | 50 |  | 0.018 | KG | 11.69 | 11.69 | CP20 | CP20 | Illuminated mushroom pushbutton, 22 mm, round, plastic, green, 30 mm, momentary contact type, Z=50-unit packaging | - | 0 | 0
3SU1001-1AD40-0AA0-Z | Y10 | 3SU1001-1AD40-0AA0-ZY10 | 1 | UN | 1 | 10 | C | D | N | N | 85389099 | 1 |  | 0.018 | KG | 16.44 | 16.44 | CP20 | CP20 | Illuminated mushroom pushbutton, 22 mm, round, plastic, green, 30 mm, momentary contact type, with laser labeling, upper case and lower case, always upper case at beginning of line | - | 0 | 0
3SU1001-1AD40-0AA0-Z | Y11 | 3SU1001-1AD40-0AA0-ZY11 | 1 | UN | 1 | 10 | C | D | N | N | 85389099 | 1 |  | 0.018 | KG | 16.44 | 16.44 | CP20 | CP20 | Illuminated mushroom pushbutton, 22 mm, round, plastic, green, 30 mm, momentary contact type, with laser labeling, upper case | - | 0 | 0
3SU1001-1AD40-0AA0-Z | Y12 | 3SU1001-1AD40-0AA0-ZY12 | 1 | UN | 1 | 10 | C | D | N | N | 85389099 | 1 |  | 0.018 | KG | 16.44 | 16.44 | CP20 | CP20 | Illuminated mushroom pushbutton, 22 mm, round, plastic, green, 30 mm, momentary contact type, with laser labeling, lower case | - | 0 | 0
3SU1001-1AD40-0AA0-Z | Y13 | 3SU1001-1AD40-0AA0-ZY13 | 1 | UN | 1 | 10 | C | D | N | N | 85389099 | 1 |  | 0.018 | KG | 16.44 | 16.44 | CP20 | CP20 | Illuminated mushroom pushbutton, 22 mm, round, plastic, green, 30 mm, momentary contact type, with laser labeling, symbol number according to, ISO 7000 or IEC 60417 | - | 0 | 0
3SU1001-1AD40-0AA0-Z | Y15 | 3SU1001-1AD40-0AA0-ZY15 | 1 | UN | 1 | 10 | C | D | N | N | 85389099 | 1 |  | 0.018 | KG | 16.44 | 16.44 | CP20 | CP20 | Illuminated mushroom pushbutton, 22 mm, round, plastic, green, 30 mm, momentary contact type, with laser labeling, upper case and lower case, always upper case at the beginning of the word | - | 0 | 0
3SU1001-1AD40-0AA0-Z | Y19 | 3SU1001-1AD40-0AA0-ZY19 | 1 | UN | 1 | 10 | C | D | N | N | 85389099 | 1 |  | 0.02 | KG | 12.64 | 12.64 | CP20 | CP20 | Illuminated mushroom pushbutton, 22 mm, round, plastic, green, 30 mm, momentary contact type, with laser labeling, inscription or symbol Customer-specific selection with SIRIUS ACT configurator (CIN) | - | 0 | 0
3SU1001-1AD50-0AA0 |  | 3SU1001-1AD50-0AA0 | 1 | UN | 1 | 5 | B | D | N | N | 85389099 | 1 | 4011209955271 | 0.024 | KG | 11.69 | 11.69 | CP20 | CP20 | Illuminated mushroom pushbutton, 22 mm, round, plastic, blue, 30 mm, momentary contact type | - | 0 | 0
3SU1001-1AD50-0AA0-Z | X90 | 3SU1001-1AD50-0AA0-ZX90 | 1 | UN | 1 | 5 | B | D | EAR99 | N | 85389099 | 50 |  | 0.018 | KG | 11.69 | 11.69 | CP20 | CP20 | Illuminated mushroom pushbutton, 22 mm, round, plastic, blue, 30 mm, momentary contact type, Z=50-unit packaging | - | 0 | 0
3SU1001-1AD50-0AA0-Z | Y10 | 3SU1001-1AD50-0AA0-ZY10 | 1 | UN | 1 | 10 | C | D | N | N | 85389099 | 1 |  | 0.017 | KG | 16.44 | 16.44 | CP20 | CP20 | Illuminated mushroom pushbutton, 22 mm, round, plastic, blue, 30 mm, momentary contact type, with laser labeling, upper case and lower case, always upper case at beginning of line | - | 0 | 0
3SU1001-1AD50-0AA0-Z | Y11 | 3SU1001-1AD50-0AA0-ZY11 | 1 | UN | 1 | 10 | C | D | N | N | 85389099 | 1 |  | 0.017 | KG | 16.44 | 16.44 | CP20 | CP20 | Illuminated mushroom pushbutton, 22 mm, round, plastic, blue, 30 mm, momentary contact type, with laser labeling, upper case | - | 0 | 0
3SU1001-1AD50-0AA0-Z | Y12 | 3SU1001-1AD50-0AA0-ZY12 | 1 | UN | 1 | 10 | C | D | N | N | 85389099 | 1 |  | 0.017 | KG | 16.44 | 16.44 | CP20 | CP20 | Illuminated mushroom pushbutton, 22 mm, round, plastic, blue, 30 mm, momentary contact type, with laser labeling, lower case | - | 0 | 0
3SU1001-1AD50-0AA0-Z | Y13 | 3SU1001-1AD50-0AA0-ZY13 | 1 | UN | 1 | 10 | C | D | N | N | 85389099 | 1 |  | 0.017 | KG | 16.44 | 16.44 | CP20 | CP20 | Illuminated mushroom pushbutton, 22 mm, round, plastic, blue, 30 mm, momentary contact type, with laser labeling, symbol number according to, ISO 7000 or IEC 60417 | - | 0 | 0
3SU1001-1AD50-0AA0-Z | Y15 | 3SU1001-1AD50-0AA0-ZY15 | 1 | UN | 1 | 10 | C | D | N | N | 85389099 | 1 |  | 0.017 | KG | 16.44 | 16.44 | CP20 | CP20 | Illuminated mushroom pushbutton, 22 mm, round, plastic, blue, 30 mm, momentary contact type, with laser labeling, upper case and lower case, always upper case at the beginning of the word | - | 0 | 0
3SU1001-1AD50-0AA0-Z | Y19 | 3SU1001-1AD50-0AA0-ZY19 | 1 | UN | 1 | 10 | C | D | N | N | 85389099 | 1 |  | 0.025 | KG | 12.64 | 12.64 | CP20 | CP20 | Illuminated mushroom pushbutton, 22 mm, round, plastic, blue, 30 mm, momentary contact type, with laser labeling, inscription or symbol Customer-specific selection with SIRIUS ACT configurator (CIN) | - | 0 | 0
3SU1001-1AD60-0AA0 |  | 3SU1001-1AD60-0AA0 | 1 | UN | 1 | 3 | B | D | N | N | 85389099 | 1 | 4011209955288 | 0.024 | KG | 11.69 | 11.4 | CP20 | CP20 | Illuminated mushroom pushbutton, 22 mm, round, plastic, white, 30 mm, momentary contact type | Lista Papel 2020 SI | 0 | 0
3SU1001-1AD60-0AA0-Z | X90 | 3SU1001-1AD60-0AA0-ZX90 | 1 | UN | 1 | 5 | B | D | EAR99 | N | 85389099 | 50 |  | 0.018 | KG | 11.69 | 11.69 | CP20 | CP20 | Illuminated mushroom pushbutton, 22 mm, round, plastic, white, 30 mm, momentary contact type, Z=50-unit packaging | - | 0 | 0
3SU1001-1AD60-0AA0-Z | Y10 | 3SU1001-1AD60-0AA0-ZY10 | 1 | UN | 1 | 10 | C | D | N | N | 85389099 | 1 |  | 0.018 | KG | 16.44 | 16.44 | CP20 | CP20 | Illuminated mushroom pushbutton, 22 mm, round, plastic, white, 30 mm, momentary contact type, with laser labeling, upper case and lower case, always upper case at beginning of line | - | 0 | 0
3SU1001-1AD60-0AA0-Z | Y11 | 3SU1001-1AD60-0AA0-ZY11 | 1 | UN | 1 | 10 | C | D | N | N | 85389099 | 1 |  | 0.018 | KG | 16.44 | 16.44 | CP20 | CP20 | Illuminated mushroom pushbutton, 22 mm, round, plastic, white, 30 mm, momentary contact type, with laser labeling, upper case | - | 0 | 0
3SU1001-1AD60-0AA0-Z | Y12 | 3SU1001-1AD60-0AA0-ZY12 | 1 | UN | 1 | 10 | C | D | N | N | 85389099 | 1 |  | 0.018 | KG | 16.44 | 16.44 | CP20 | CP20 | Illuminated mushroom pushbutton, 22 mm, round, plastic, white, 30 mm, momentary contact type, with laser labeling, lower case | - | 0 | 0
3SU1001-1AD60-0AA0-Z | Y13 | 3SU1001-1AD60-0AA0-ZY13 | 1 | UN | 1 | 10 | C | D | N | N | 85389099 | 1 |  | 0.018 | KG | 16.44 | 16.44 | CP20 | CP20 | Illuminated mushroom pushbutton, 22 mm, round, plastic, white, 30 mm, momentary contact type, with laser labeling, symbol number according to, ISO 7000 or IEC 60417 | - | 0 | 0
3SU1001-1AD60-0AA0-Z | Y15 | 3SU1001-1AD60-0AA0-ZY15 | 1 | UN | 1 | 10 | C | D | N | N | 85389099 | 1 |  | 0.018 | KG | 16.44 | 16.44 | CP20 | CP20 | Illuminated mushroom pushbutton, 22 mm, round, plastic, white, 30 mm, momentary contact type, with laser labeling, upper case and lower case, always upper case at the beginning of the word | - | 0 | 0
3SU1001-1AD60-0AA0-Z | Y19 | 3SU1001-1AD60-0AA0-ZY19 | 1 | UN | 1 | 10 | C | D | N | N | 85389099 | 1 |  | 0.03 | KG | 12.64 | 12.64 | CP20 | CP20 | Illuminated mushroom pushbutton, 22 mm, round, plastic, white, 30 mm, momentary contact type, with laser labeling, inscription or symbol Customer-specific selection with SIRIUS ACT configurator (CIN) | - | 0 | 0
3SU1001-1AD70-0AA0 |  | 3SU1001-1AD70-0AA0 | 1 | UN | 1 | 5 | B | D | N | N | 85389099 | 1 | 4011209955295 | 0.025 | KG | 11.69 | 11.69 | CP20 | CP20 | Illuminated mushroom pushbutton, 22 mm, round, plastic, clear, 30 mm, momentary contact type | - | 0 | 0
3SU1001-1AD70-0AA0-Z | X90 | 3SU1001-1AD70-0AA0-ZX90 | 1 | UN | 1 | 5 | B | D | EAR99 | N | 85389099 | 50 |  | 0.018 | KG | 11.69 | 11.69 | CP20 | CP20 | Illuminated mushroom pushbutton, 22 mm, round, plastic, clear, 30 mm, momentary contact type, Z=50-unit packaging | - | 0 | 0
3SU1001-1AD70-0AA0-Z | Y10 | 3SU1001-1AD70-0AA0-ZY10 | 1 | UN | 1 | 10 | C | D | N | N | 85389099 | 1 |  | 0.018 | KG | 16.44 | 16.44 | CP20 | CP20 | Illuminated mushroom pushbutton, 22 mm, round, plastic, clear, 30 mm, momentary contact type, with laser labeling, upper case and lower case, always upper case at beginning of line | - | 0 | 0
3SU1001-1AD70-0AA0-Z | Y11 | 3SU1001-1AD70-0AA0-ZY11 | 1 | UN | 1 | 10 | C | D | N | N | 85389099 | 1 |  | 0.018 | KG | 16.44 | 16.44 | CP20 | CP20 | Illuminated mushroom pushbutton, 22 mm, round, plastic, clear, 30 mm, momentary contact type, with laser labeling, upper case | - | 0 | 0
3SU1001-1AD70-0AA0-Z | Y12 | 3SU1001-1AD70-0AA0-ZY12 | 1 | UN | 1 | 10 | C | D | N | N | 85389099 | 1 |  | 0.018 | KG | 16.44 | 16.44 | CP20 | CP20 | Illuminated mushroom pushbutton, 22 mm, round, plastic, clear, 30 mm, momentary contact type, with laser labeling, lower case | - | 0 | 0
3SU1001-1AD70-0AA0-Z | Y13 | 3SU1001-1AD70-0AA0-ZY13 | 1 | UN | 1 | 10 | C | D | N | N | 85389099 | 1 |  | 0.018 | KG | 16.44 | 16.44 | CP20 | CP20 | Illuminated mushroom pushbutton, 22 mm, round, plastic, clear, 30 mm, momentary contact type, with laser labeling, symbol number according to, ISO 7000 or IEC 60417 | - | 0 | 0
3SU1001-1AD70-0AA0-Z | Y15 | 3SU1001-1AD70-0AA0-ZY15 | 1 | UN | 1 | 10 | C | D | N | N | 85389099 | 1 |  | 0.018 | KG | 16.44 | 16.44 | CP20 | CP20 | Illuminated mushroom pushbutton, 22 mm, round, plastic, clear, 30 mm, momentary contact type, with laser labeling, upper case and lower case, always upper case at the beginning of the word | - | 0 | 0
3SU1001-1AD70-0AA0-Z | Y19 | 3SU1001-1AD70-0AA0-ZY19 | 1 | UN | 1 | 10 | C | D | N | N | 85389099 | 1 |  | 0.028 | KG | 12.64 | 12.64 | CP20 | CP20 | Illuminated mushroom pushbutton, 22 mm, round, plastic, clear, 30 mm, momentary contact type, with laser labeling, inscription or symbol Customer-specific selection with SIRIUS ACT configurator (CIN) | - | 0 | 0
3SU1001-1BA20-0AA0 |  | 3SU1001-1BA20-0AA0 | 1 | UN | 1 | 1 | A | D | N | N | 85389099 | 1 | 4011209956001 | 0.028 | KG | 21.47 | 21.47 | CP20 | CP20 | Illuminated mushroom pushbutton, 22 mm, round, plastic, red, 40 mm, latching, Pull-to-unlatch mechanism | - | 0 | 0
3SU1001-1BA20-0AA0-Z | X90 | 3SU1001-1BA20-0AA0-ZX90 | 1 | UN | 1 | 5 | B | D | EAR99 | N | 85389099 | 50 |  | 0.022 | KG | 21.47 | 21.47 | CP20 | CP20 | Illuminated mushroom pushbutton, 22 mm, round, plastic, red, 40mm, latching, pull-to-unlatch mechanism, Z=50-unit packaging | - | 0 | 0
3SU1001-1BA20-0AA0-Z | Y10 | 3SU1001-1BA20-0AA0-ZY10 | 1 | UN | 1 | 10 | C | D | N | N | 85389099 | 1 |  | 0.026 | KG | 26.22 | 26.22 | CP20 | CP20 | Illuminated mushroom pushbutton, 22 mm, round, plastic, red, 40mm, latching, pull-to-unlatch mechanism, with laser labeling, upper case and lower case, always upper case at beginning of line | - | 0 | 0
3SU1001-1BA20-0AA0-Z | Y11 | 3SU1001-1BA20-0AA0-ZY11 | 1 | UN | 1 | 10 | C | D | N | N | 85389099 | 1 |  | 0.03 | KG | 26.22 | 26.22 | CP20 | CP20 | Illuminated mushroom pushbutton, 22 mm, round, plastic, red, 40mm, latching, pull-to-unlatch mechanism, with laser labeling, upper case | - | 0 | 0
3SU1001-1BA20-0AA0-Z | Y12 | 3SU1001-1BA20-0AA0-ZY12 | 1 | UN | 1 | 10 | C | D | N | N | 85389099 | 1 |  | 0.022 | KG | 26.22 | 26.22 | CP20 | CP20 | Illuminated mushroom pushbutton, 22 mm, round, plastic, red, 40mm, latching, pull-to-unlatch mechanism, with laser labeling, lower case | - | 0 | 0
3SU1001-1BA20-0AA0-Z | Y13 | 3SU1001-1BA20-0AA0-ZY13 | 1 | UN | 1 | 10 | C | D | N | N | 85389099 | 1 |  | 0.022 | KG | 26.22 | 26.22 | CP20 | CP20 | Illuminated mushroom pushbutton, 22 mm, round, plastic, red, 40mm, latching, pull-to-unlatch mechanism, with laser labeling, symbol number according to, ISO 7000 or IEC 60417 | - | 0 | 0
3SU1001-1BA20-0AA0-Z | Y15 | 3SU1001-1BA20-0AA0-ZY15 | 1 | UN | 1 | 10 | C | D | N | N | 85389099 | 1 |  | 0.022 | KG | 26.22 | 26.22 | CP20 | CP20 | Illuminated mushroom pushbutton, 22 mm, round, plastic, red, 40mm, latching, pull-to-unlatch mechanism, with laser labeling, upper case and lower case, always upper case at the beginning of the word | - | 0 | 0
3SU1001-1BA20-0AA0-Z | Y19 | 3SU1001-1BA20-0AA0-ZY19 | 1 | UN | 1 | 10 | C | D | N | N | 85389099 | 1 |  | 0.022 | KG | 22.42 | 22.42 | CP20 | CP20 | Illuminated mushroom pushbutton, 22 mm, round, plastic, red, 40mm, latching, pull-to-unlatch mechanism, with laser labeling, inscription or symbol Customer-specific selection with SIRIUS ACT configurator (CIN) | - | 0 | 0
3SU1001-1BA30-0AA0 |  | 3SU1001-1BA30-0AA0 | 1 | UN | 1 | 3 | B | D | N | N | 85389099 | 1 | 4011209956018 | 0.028 | KG | 21.47 | 21.47 | CP20 | CP20 | Illuminated mushroom pushbutton, 22 mm, round, plastic, yellow, 40 mm, latching, Pull-to-unlatch mechanism | - | 0 | 0
3SU1001-1BA30-0AA0-Z | X90 | 3SU1001-1BA30-0AA0-ZX90 | 1 | UN | 1 | 5 | B | D | EAR99 | N | 85389099 | 50 |  | 0.022 | KG | 21.47 | 21.47 | CP20 | CP20 | Illuminated mushroom pushbutton, 22 mm, round, plastic, yellow, 40 mm, latching, pull-to-unlatch mechanism, Z=50-unit packaging | - | 0 | 0
3SU1001-1BA30-0AA0-Z | Y10 | 3SU1001-1BA30-0AA0-ZY10 | 1 | UN | 1 | 10 | C | D | N | N | 85389099 | 1 |  | 0.017 | KG | 26.22 | 26.22 | CP20 | CP20 | Illuminated mushroom pushbutton, 22 mm, round, plastic, yellow, 40mm, latching, pull-to-unlatch mechanism, with laser labeling, upper case and lower case, always upper case at beginning of line | - | 0 | 0
3SU1001-1BA30-0AA0-Z | Y11 | 3SU1001-1BA30-0AA0-ZY11 | 1 | UN | 1 | 10 | C | D | N | N | 85389099 | 1 |  | 0.017 | KG | 26.22 | 26.22 | CP20 | CP20 | Illuminated mushroom pushbutton, 22 mm, round, plastic, yellow, 40mm, latching, pull-to-unlatch mechanism, with laser labeling, upper case | - | 0 | 0
3SU1001-1BA30-0AA0-Z | Y12 | 3SU1001-1BA30-0AA0-ZY12 | 1 | UN | 1 | 10 | C | D | N | N | 85389099 | 1 |  | 0.017 | KG | 26.22 | 26.22 | CP20 | CP20 | Illuminated mushroom pushbutton, 22 mm, round, plastic, yellow, 40mm, latching, pull-to-unlatch mechanism, with laser labeling, lower case | - | 0 | 0
3SU1001-1BA30-0AA0-Z | Y13 | 3SU1001-1BA30-0AA0-ZY13 | 1 | UN | 1 | 10 | C | D | N | N | 85389099 | 1 |  | 0.017 | KG | 26.22 | 26.22 | CP20 | CP20 | Illuminated mushroom pushbutton, 22 mm, round, plastic, yellow, 40mm, latching, pull-to-unlatch mechanism, with laser labeling, symbol number according to, ISO 7000 or IEC 60417 | - | 0 | 0
3SU1001-1BA30-0AA0-Z | Y15 | 3SU1001-1BA30-0AA0-ZY15 | 1 | UN | 1 | 10 | C | D | N | N | 85389099 | 1 |  | 0.017 | KG | 26.22 | 26.22 | CP20 | CP20 | Illuminated mushroom pushbutton, 22 mm, round, plastic, yellow, 40mm, latching, pull-to-unlatch mechanism, with laser labeling, upper case and lower case, always upper case at the beginning of the word | - | 0 | 0
3SU1001-1BA30-0AA0-Z | Y19 | 3SU1001-1BA30-0AA0-ZY19 | 1 | UN | 1 | 10 | C | D | N | N | 85389099 | 1 |  | 0.03 | KG | 22.42 | 22.42 | CP20 | CP20 | Illuminated mushroom pushbutton, 22 mm, round, plastic, yellow, 40mm, latching, pull-to-unlatch mechanism, with laser labeling, inscription or symbol Customer-specific selection with SIRIUS ACT configurator (CIN) | - | 0 | 0
3SU1001-1BA40-0AA0 |  | 3SU1001-1BA40-0AA0 | 1 | UN | 1 | 5 | B | D | N | N | 85389099 | 1 | 4011209956025 | 0.028 | KG | 21.47 | 21.47 | CP20 | CP20 | Illuminated mushroom pushbutton, 22 mm, round, plastic, green, 40 mm, latching, Pull-to-unlatch mechanism | - | 0 | 0
3SU1001-1BA40-0AA0-Z | X90 | 3SU1001-1BA40-0AA0-ZX90 | 1 | UN | 1 | 5 | B | D | N | N | 85389099 | 50 |  | 0.03 | KG | 21.47 | 21.47 | CP20 | CP20 | Illuminated mushroom pushbutton, 22 mm, round, plastic, green, 40 mm, latching, pull-to-unlatch mechanism, Z=50-unit packaging | - | 0 | 0
3SU1001-1BA40-0AA0-Z | Y10 | 3SU1001-1BA40-0AA0-ZY10 | 1 | UN | 1 | 10 | C | D | EAR99 | N | 85389099 | 1 |  | 0.022 | KG | 26.22 | 26.22 | CP20 | CP20 | Illuminated mushroom pushbutton, 22 mm, round, plastic, green, 40mm, latching, pull-to-unlatch mechanism, with laser labeling, upper case and lower case, always upper case at beginning of line | - | 0 | 0
3SU1001-1BA40-0AA0-Z | Y11 | 3SU1001-1BA40-0AA0-ZY11 | 1 | UN | 1 | 10 | C | D | EAR99 | N | 85389099 | 1 |  | 0.022 | KG | 26.22 | 26.22 | CP20 | CP20 | Illuminated mushroom pushbutton, 22 mm, round, plastic, green, 40mm, latching, pull-to-unlatch mechanism, with laser labeling, upper case | - | 0 | 0
3SU1001-1BA40-0AA0-Z | Y12 | 3SU1001-1BA40-0AA0-ZY12 | 1 | UN | 1 | 10 | C | D | EAR99 | N | 85389099 | 1 |  | 0.022 | KG | 26.22 | 26.22 | CP20 | CP20 | Illuminated mushroom pushbutton, 22 mm, round, plastic, green, 40mm, latching, pull-to-unlatch mechanism, with laser labeling, lower case | - | 0 | 0
3SU1001-1BA40-0AA0-Z | Y13 | 3SU1001-1BA40-0AA0-ZY13 | 1 | UN | 1 | 10 | C | D | EAR99 | N | 85389099 | 1 |  | 0.022 | KG | 26.22 | 26.22 | CP20 | CP20 | Illuminated mushroom pushbutton, 22 mm, round, plastic, green, 40mm, latching, pull-to-unlatch mechanism, with laser labeling, symbol number according to, ISO 7000 or IEC 60417 | - | 0 | 0
3SU1001-1BA40-0AA0-Z | Y15 | 3SU1001-1BA40-0AA0-ZY15 | 1 | UN | 1 | 10 | C | D | EAR99 | N | 85389099 | 1 |  | 0.022 | KG | 26.22 | 26.22 | CP20 | CP20 | Illuminated mushroom pushbutton, 22 mm, round, plastic, green, 40mm, latching, pull-to-unlatch mechanism, with laser labeling, upper case and lower case, always upper case at the beginning of the word | - | 0 | 0
3SU1001-1BA40-0AA0-Z | Y19 | 3SU1001-1BA40-0AA0-ZY19 | 1 | UN | 1 | 10 | C | D | EAR99 | N | 85389099 | 1 |  | 0.022 | KG | 22.42 | 22.42 | CP20 | CP20 | Illuminated mushroom pushbutton, 22 mm, round, plastic, green, 40mm, latching, pull-to-unlatch mechanism, with laser labeling, inscription or symbol Customer-specific selection with SIRIUS ACT configurator (CIN) | - | 0 | 0
3SU1001-1BA50-0AA0 |  | 3SU1001-1BA50-0AA0 | 1 | UN | 1 | 3 | B | D | N | N | 85389099 | 1 | 4011209956032 | 0.028 | KG | 21.47 | 21.47 | CP20 | CP20 | Illuminated mushroom pushbutton, 22 mm, round, plastic, blue, 40 mm, latching, Pull-to-unlatch mechanism | - | 0 | 0
3SU1001-1BA50-0AA0-Z | X90 | 3SU1001-1BA50-0AA0-ZX90 | 1 | UN | 1 | 5 | B | D | EAR99 | N | 85389099 | 50 |  | 0.022 | KG | 21.47 | 21.47 | CP20 | CP20 | Illuminated mushroom pushbutton, 22 mm, round, plastic, blue, 40 mm, latching, pull-to-unlatch mechanism, Z=50-unit packaging | - | 0 | 0
3SU1001-1BA50-0AA0-Z | Y10 | 3SU1001-1BA50-0AA0-ZY10 | 1 | UN | 1 | 10 | C | D | EAR99 | N | 85389099 | 1 |  | 0.022 | KG | 26.22 | 26.22 | CP20 | CP20 | Illuminated mushroom pushbutton, 22 mm, round, plastic, blue, 40mm, latching, pull-to-unlatch mechanism, with laser labeling, upper case and lower case, always upper case at beginning of line | - | 0 | 0
3SU1001-1BA50-0AA0-Z | Y11 | 3SU1001-1BA50-0AA0-ZY11 | 1 | UN | 1 | 10 | C | D | EAR99 | N | 85389099 | 1 |  | 0.022 | KG | 26.22 | 26.22 | CP20 | CP20 | Illuminated mushroom pushbutton, 22 mm, round, plastic, blue, 40mm, latching, pull-to-unlatch mechanism, with laser labeling, upper case | - | 0 | 0
3SU1001-1BA50-0AA0-Z | Y12 | 3SU1001-1BA50-0AA0-ZY12 | 1 | UN | 1 | 10 | C | D | EAR99 | N | 85389099 | 1 |  | 0.022 | KG | 26.22 | 26.22 | CP20 | CP20 | Illuminated mushroom pushbutton, 22 mm, round, plastic, blue, 40mm, latching, pull-to-unlatch mechanism, with laser labeling, lower case | - | 0 | 0
3SU1001-1BA50-0AA0-Z | Y13 | 3SU1001-1BA50-0AA0-ZY13 | 1 | UN | 1 | 10 | C | D | EAR99 | N | 85389099 | 1 |  | 0.022 | KG | 26.22 | 26.22 | CP20 | CP20 | Illuminated mushroom pushbutton, 22 mm, round, plastic, blue, 40mm, latching, pull-to-unlatch mechanism, with laser labeling, symbol number according to, ISO 7000 or IEC 60417 | - | 0 | 0
3SU1001-1BA50-0AA0-Z | Y15 | 3SU1001-1BA50-0AA0-ZY15 | 1 | UN | 1 | 10 | C | D | EAR99 | N | 85389099 | 1 |  | 0.022 | KG | 26.22 | 26.22 | CP20 | CP20 | Illuminated mushroom pushbutton, 22 mm, round, plastic, blue, 40mm, latching, pull-to-unlatch mechanism, with laser labeling, upper case and lower case, always upper case at the beginning of the word | - | 0 | 0
3SU1001-1BA50-0AA0-Z | Y19 | 3SU1001-1BA50-0AA0-ZY19 | 1 | UN | 1 | 10 | C | D | EAR99 | N | 85389099 | 1 |  | 0.022 | KG | 22.42 | 22.42 | CP20 | CP20 | Illuminated mushroom pushbutton, 22 mm, round, plastic, blue, 40mm, latching, pull-to-unlatch mechanism, with laser labeling, inscription or symbol Customer-specific selection with SIRIUS ACT configurator (CIN) | - | 0 | 0
3SU1001-1BA70-0AA0 |  | 3SU1001-1BA70-0AA0 | 1 | UN | 1 | 5 | B | D | N | N | 85389099 | 1 | 4011209956049 | 0.028 | KG | 21.47 | 21.47 | CP20 | CP20 | Illuminated mushroom pushbutton, 22 mm, round, plastic, clear, 40 mm, latching, Pull-to-unlatch mechanism | - | 0 | 0
3SU1001-1BA70-0AA0-Z | X90 | 3SU1001-1BA70-0AA0-ZX90 | 1 | UN | 1 | 5 | B | D | EAR99 | N | 85389099 | 50 |  | 0.022 | KG | 21.47 | 21.47 | CP20 | CP20 | Illuminated mushroom pushbutton, 22 mm, round, plastic, clear, 40 mm, latching, pull-to-unlatch mechanism, Z=50-unit packaging | - | 0 | 0