3WL1112-2EG36-4AP2-Z | A61U01 | 3WL1112-2EG36-4AP2-ZA61U01 | 1 | UN | 1 | 5 | B | D | EAR99 | N | 85362090 | 1 |  | 76 | KG | 11684.8 | 11684.8 | LP25 | LP25 | withdrawable circuit breaker with guide frame 3-pole, size i, IEC In=1250A to 690V, AC50/60Hz Icu=55kA at 500V rear connection horizontal Overcurrent release ETU 45 LSING protection adjustable 0.4-1 in with cubicle bus and Ground fault protection Opt.: Comm./measuring func./ZSS Motorized/manual operating mechanism with spring charging motor AC 50/60 Hz 208-240 V or 220-250 V DC Activation AC 50/60 Hz 230 V, 220 V DC without 1st auxiliary release With 2nd auxiliary release "R", F3 Undervoltage, instant. 50/60 Hz 380-415 V AC 2NO+2NC A61= Special packaging for increased transport requirements, for foam packaging carton packaging with wax coating (moisture protection) U01= with label for export to USA | - | 0 | 0
3WL1112-2EG36-4GP2-Z | A61U01 | 3WL1112-2EG36-4GP2-ZA61U01 | 1 | UN | 1 | 5 | B | D | EAR99 | N | 85362090 | 1 |  | 76 | KG | 12014.74 | 12014.74 | LP25 | LP25 | withdrawable circuit breaker with guide frame 3-pole, size i, IEC In=1250A to 690V, AC50/60Hz Icu=55kA at 500V rear connection horizontal Overcurrent release ETU 45 LSING protection adjustable 0.4-1 in with cubicle bus and Ground fault protection Opt.: Comm./measuring func./ZSS Motorized/manual operating mechanism with spring charging motor AC 50/60 Hz 208-240 V or 220-250 V DC Activation AC 50/60 Hz 230 V, 220 V DC With 1st auxiliary release Shunt release "F", F1 50/60 Hz 230 V AC/220 V DC, 100% on-load factor With 2nd auxiliary release "R", F3 Undervoltage, instant. 50/60 Hz 380-415 V AC 2NO+2NC A61= Special packaging for increased transport requirements, for foam packaging carton packaging with wax coating (moisture protection) U01= with label for export to USA | - | 0 | 0
3WL1112-2EG36-6BJ4-Z | K07 | 3WL1112-2EG36-6BJ4-ZK07 | 1 | UN | 1 | 5 | B | D | EAR99 | N | 85362090 | 1 |  | 76 | KG | 12290.15 | 12290.15 | LP25 | LP25 | withdrawable circuit breaker with guide frame 3-pole, size i, IEC In=1250A to 690V, AC50/60Hz Icu=55kA at 500V rear connection horizontal Overcurrent release ETU 45 LSING protection adjustable 0.4-1 in with cubicle bus and Ground fault protection Opt.: Comm./measuring func./ZSS Motorized/manual operating mechanism with spring charging motor 24-30 V DC Activation 24 V DC With 1st auxiliary release Shunt release "F", F1 24 V DC; 100% ON period With 2nd auxiliary release "R", F3 Undervoltage, instant. 24 V DC 4NO+4NC K07= Tripped signaling contact, 1 CO not possible with option F02 | - | 0 | 0
3WL1112-2NB38-6BJ4-Z | A61U01 | 3WL1112-2NB38-6BJ4-ZA61U01 | 1 | UN | 1 | 5 | B | D | EAR99 | N | 85362090 | 1 |  | 70 | KG | 13770.91 | 13770.91 | LP25 | LP25 | withdrawable circuit breaker with guide frame 3-pole, size I, IEC In=1250A to 690V, AC50/60Hz Icu=55kA at 500V w. connection flange Overcurrent release ETU 76 LSI protection adjustable 0.4-1 in with graphic display U cubicle bus Communication/ground fault/ ZSS option Motorized/manual operating mechanism with spring charging motor 24-30 V DC Activation 24 V DC With 1st auxiliary release Shunt release "F", F1 24 V DC; 100% ON period With 2nd auxiliary release "R", F3 Undervoltage, instant. 24 V DC 4NO+4NC A61= Special packaging for increased transport requirements, for foam packaging carton packaging with wax coating (moisture protection) U01= with label for export to USA | - | 0 | 0
3WL1112-3CB33-1AJ2-Z | U01 | 3WL1112-3CB33-1AJ2-ZU01 | 1 | UN | 1 | 5 | B | D | EAR99 | N | 85362090 | 1 |  | 43 | KG | 7877.03 | 7877.03 | LP25 | LP25 | fixed-mounted circuit breaker 3-pole, size I, IEC In=1250A to 690V, AC50/60Hz Icu=66kA at 500V frnt.conn. top/bot. single-hole Overcurrent release ETU 25 LSI protection adjustable 0.4-1 in With manual operating mechanism with storage with mechanical request without 1st auxiliary release With 2nd auxiliary release "R", F3 Undervoltage, instant. 24 V DC 2NO+2NC U01= with label for export to USA | - | 0 | 0
3WL1112-3CB36-4FM4-Z | A61C20C22K07R15R21U01 | 3WL1112-3CB36-4FM4-ZA61C20C22K07R15R21U01 | 1 | UN | 1 | 5 | B | D | EAR99 | N | 85362090 | 1 |  | 77 | KG | 12859.95 | 12859.95 | LP25 | LP25 | withdrawable circuit breaker with guide frame 3-pole, size i, IEC In=1250A to 690V, AC50/60Hz Icu=66kA at 500V rear connection horizontal Overcurrent release ETU 25 LSI protection adjustable 0.4-1 in Motorized/manual operating mechanism with spring charging motor AC 50/60 Hz 208-240 V or 220-250 V DC Activation AC 50/60 Hz 230 V, 220 V DC With 1st auxiliary release Shunt release "F", F1 50/60 Hz 110 V AC/110 V DC, 100% on-load factor With 2nd auxiliary release "R", F3 Undervoltage, instant. 110-127 V AC, 110-125 V DC 4NO+4NC A61= Special packaging for increased transport requirements, for foam packaging carton packaging with wax coating (moisture protection) C20= Spring charge status indicator not possible with option F02 C22= Ready indicator K07= Tripped signaling contact, 1 CO not possible with option F02 R15= Position signaling switch, withdrawable part 3 changeover contacts R21= Shutter 2-part can be locked with padlock U01= with label for export to USA | - | 0 | 0
3WL1112-3CB36-5FM4-Z | A61C20C22K07R15R21U01 | 3WL1112-3CB36-5FM4-ZA61C20C22K07R15R21U01 | 1 | UN | 1 | 5 | B | D | EAR99 | N | 85362090 | 1 |  | 77 | KG | 12859.95 | 12859.95 | LP25 | LP25 | withdrawable circuit breaker with guide frame 3-pole, size i, IEC In=1250A to 690V, AC50/60Hz Icu=66kA at 500V rear connection horizontal Overcurrent release ETU 25 LSI protection adjustable 0.4-1 in Motorized/manual operating mechanism with spring charging motor AC 50/60 Hz 110-127 V AC or 110-125 V DC Activation 50/60 Hz 110 V AC, 110 V DC With 1st auxiliary release Shunt release "F", F1 50/60 Hz 110 V AC/110 V DC, 100% on-load factor With 2nd auxiliary release "R", F3 Undervoltage, instant. 110-127 V AC, 110-125 V DC 4NO+4NC A61= Special packaging for increased transport requirements, for foam packaging carton packaging with wax coating (moisture protection) C20= Spring charge status indicator not possible with option F02 C22= Ready indicator K07= Tripped signaling contact, 1 CO not possible with option F02 R15= Position signaling switch, withdrawable part 3 changeover contacts R21= Shutter 2-part can be locked with padlock U01= with label for export to USA | - | 0 | 0
3WL1112-3EB36-1AA4-Z | A61U01 | 3WL1112-3EB36-1AA4-ZA61U01 | 1 | UN | 1 | 5 | B | D | EAR99 | N | 85362090 | 1 |  | 77 | KG | 9632.62 | 9632.62 | LP25 | LP25 | withdrawable circuit breaker with guide frame 3-pole, size i, IEC In=1250A to 690V, AC50/60Hz Icu=66kA at 500V rear connection horizontal Overcurrent release ETU 45 LSIN protection adjustable 0.4-1 in with cubicle bus Opt.: Comm. /measuring func./ground fault/ ZSS With manual operating mechanism with storage with mechanical request without 1st auxiliary release without 2nd auxiliary release 4NO+4NC A61= Special packaging for increased transport requirements, for foam packaging carton packaging with wax coating (moisture protection) U01= with label for export to USA | - | 0 | 0
3WL1112-3EB36-6BJ4-Z | A61C22K07U01 | 3WL1112-3EB36-6BJ4-ZA61C22K07U01 | 1 | UN | 1 | 5 | B | D | EAR99 | N | 85362090 | 1 |  | 77 | KG | 12503.1 | 12503.1 | LP25 | LP25 | withdrawable circuit breaker with guide frame 3-pole, size i, IEC In=1250A to 690V, AC50/60Hz Icu=66kA at 500V rear connection horizontal Overcurrent release ETU 45 LSIN protection adjustable 0.4-1 in with cubicle bus Opt.: Comm. /measuring func./ground fault/ ZSS Motorized/manual operating mechanism with spring charging motor 24-30 V DC Activation 24 V DC With 1st auxiliary release Shunt release "F", F1 24 V DC; 100% ON period With 2nd auxiliary release "R", F3 Undervoltage, instant. 24 V DC 4NO+4NC A61= Special packaging for increased transport requirements, for foam packaging carton packaging with wax coating (moisture protection) C22= Ready indicator K07= Tripped signaling contact, 1 CO not possible with option F02 U01= with label for export to USA | - | 0 | 0
3WL1112-3EB37-6BJ4-Z | A61B10T40U01 | 3WL1112-3EB37-6BJ4-ZA61B10T40U01 | 1 | UN | 1 | 5 | B | D | EAR99 | N | 85362090 | 1 |  | 70 | KG | 12907.45 | 12907.45 | LP25 | LP25 | withdrawable circuit breaker with guide frame 3-pole, size I, IEC In=1250A to 690V, AC50/60Hz Icu=66kA at 500V rear connection vertical Overcurrent release ETU 45 LSIN protection adjustable 0.4-1 in with cubicle bus Opt.: Comm. /measuring func./ground fault/ ZSS Motorized/manual operating mechanism with spring charging motor 24-30 V DC Activation 24 V DC With 1st auxiliary release Shunt release "F", F1 24 V DC; 100% ON period With 2nd auxiliary release "R", F3 Undervoltage, instant. 24 V DC 4NO+4NC A61= Special packaging for increased transport requirements, for foam packaging carton packaging with wax coating (moisture protection) B10= Rated current reference module 1000 A for ETU25, 27, 45, 55, 75, 76 for setting rated current in T40= Door sealing frame U01= with label for export to USA | - | 0 | 0
3WL1112-3EB37-6BJ4-Z | A61K07U01 | 3WL1112-3EB37-6BJ4-ZA61K07U01 | 1 | UN | 1 | 5 | B | D | EAR99 | N | 85362090 | 1 |  | 70 | KG | 12738.27 | 12738.27 | LP25 | LP25 | withdrawable circuit breaker with guide frame 3-pole, size I, IEC In=1250A to 690V, AC50/60Hz Icu=66kA at 500V rear connection vertical Overcurrent release ETU 45 LSIN protection adjustable 0.4-1 in with cubicle bus Opt.: Comm. /measuring func./ground fault/ ZSS Motorized/manual operating mechanism with spring charging motor 24-30 V DC Activation 24 V DC With 1st auxiliary release Shunt release "F", F1 24 V DC; 100% ON period With 2nd auxiliary release "R", F3 Undervoltage, instant. 24 V DC 4NO+4NC A61= Special packaging for increased transport requirements, for foam packaging carton packaging with wax coating (moisture protection) K07= Tripped signaling contact, 1 CO not possible with option F02 U01= with label for export to USA | - | 0 | 0
3WL1112-3EG32-4GA2-Z | A61U01 | 3WL1112-3EG32-4GA2-ZA61U01 | 1 | UN | 1 | 5 | B | D | EAR99 | N | 85362090 | 1 |  | 43 | KG | 10804.96 | 10804.96 | LP25 | LP25 | fixed-mounted circuit breaker 3-pole, size I, IEC In=1250A to 690V, AC50/60Hz Icu=66kA at 500V rear connection horizontal Overcurrent release ETU 45 LSING protection adjustable 0.4-1 in with cubicle bus and Ground fault protection Opt.: Comm./measuring func./ZSS Motorized/manual operating mechanism with spring charging motor AC 50/60 Hz 208-240 V or 220-250 V DC Activation AC 50/60 Hz 230 V, 220 V DC With 1st auxiliary release Shunt release "F", F1 50/60 Hz 230 V AC/220 V DC, 100% on-load factor without 2nd auxiliary release 2NO+2NC A61= Special packaging for increased transport requirements, for foam packaging carton packaging with wax coating (moisture protection) U01= with label for export to USA | - | 0 | 0
3WL1112-3FB35-4GA4-Z | A61C22K07U01 | 3WL1112-3FB35-4GA4-ZA61C22K07U01 | 1 | UN | 1 | 5 | B | D | EAR99 | N | 85362090 | 1 |  | 45 | KG | 11093.25 | 11093.25 | LP25 | LP25 | withdrawable circuit breaker without guide frame 3-pole, size I, IEC In=1250A to 690V, AC50/60Hz Icu=66kA at 500V rear connection horizontal Overcurrent release ETU45 LSIN protection adjustable 0.4-1 in with display and cubicle bus Opt.: Comm. /measuring func./ground fault/ ZSS Motorized/manual operating mechanism with spring charging motor AC 50/60 Hz 208-240 V or 220-250 V DC Activation AC 50/60 Hz 230 V, 220 V DC With 1st auxiliary release Shunt release "F", F1 50/60 Hz 230 V AC/220 V DC, 100% on-load factor without 2nd auxiliary release 4NO+4NC A61= Special packaging for increased transport requirements, for foam packaging carton packaging with wax coating (moisture protection) C22= Ready indicator K07= Tripped signaling contact, 1 CO not possible with option F02 U01= with label for export to USA | - | 0 | 0
3WL1112-4CB32-4AN2-Z | A05A61S07T40U01 | 3WL1112-4CB32-4AN2-ZA05A61S07T40U01 | 1 | UN | 1 | 5 | B | D | EAR99 | N | 85362090 | 1 |  | 43 | KG | 11671.93 | 11671.93 | LP25 | LP25 | fixed-mounted circuit breaker 3-pole, size I, IEC In=1250A to 690V, AC50/60Hz Icu=85kA at 500V rear connection horizontal Overcurrent release ETU 25 LSI protection adjustable 0.4-1 in Motorized/manual operating mechanism with spring charging motor AC 50/60 Hz 208-240 V or 220-250 V DC Activation AC 50/60 Hz 230 V, 220 V DC without 1st auxiliary release With 2nd auxiliary release "R", F3 Undervoltage, instant. 208-240 V AC, 220-250 V DC 2NO+2NC A05= Version for 1000 V A61= Special packaging for increased transport requirements, for foam packaging carton packaging with wax coating (moisture protection) S07= Locking device in OFF position w. 4 bracket locks (safe OFF/disconnector functionality) Disconnector condition IEC 60947-2 T40= Door sealing frame U01= with label for export to USA | - | 0 | 0
3WL1112-4EB32-1AA4-Z | A61U01 | 3WL1112-4EB32-1AA4-ZA61U01 | 1 | UN | 1 | 5 | B | D | EAR99 | N | 85362090 | 1 |  | 43 | KG | 8216.92 | 8216.92 | LP25 | LP25 | fixed-mounted circuit breaker 3-pole, size I, IEC In=1250A to 690V, AC50/60Hz Icu=85kA at 500V rear connection horizontal Overcurrent release ETU 45 LSIN protection adjustable 0.4-1 in with cubicle bus Opt.: Comm. /measuring func./ground fault/ ZSS With manual operating mechanism with storage with mechanical request without 1st auxiliary release without 2nd auxiliary release 4NO+4NC A61= Special packaging for increased transport requirements, for foam packaging carton packaging with wax coating (moisture protection) U01= with label for export to USA | - | 0 | 0
3WL1116-2BB32-1AA2-Z | A61U01 | 3WL1116-2BB32-1AA2-ZA61U01 | 1 | UN | 1 | 5 | B | D | EAR99 | N | 85362090 | 1 |  | 52 | KG | 9620.92 | 9620.92 | LP25 | LP25 | fixed-mounted circuit breaker 3-pole, size I, IEC In=1600A to 690V, AC50/60Hz Icu=55kA at 500V rear connection horizontal Overcurrent release ETU 15 LI protection adjustable 0.5-1 in With manual operating mechanism with storage with mechanical request without 1st auxiliary release without 2nd auxiliary release 2NO+2NC A61= Special packaging for increased transport requirements, for foam packaging carton packaging with wax coating (moisture protection) U01= with label for export to USA | - | 0 | 0
3WL1116-2BB34-4AN2-Z | A61U01 | 3WL1116-2BB34-4AN2-ZA61U01 | 1 | UN | 1 | 5 | B | D | EAR99 | N | 85362090 | 1 |  | 43 | KG | 12270.97 | 12270.97 | LP25 | LP25 | fixed-mounted circuit breaker 3-pole, size I, IEC In=1600A to 690V, AC50/60Hz Icu=55kA at 500V frnt.conn. top/bot. dual-hole Overcurrent release ETU 15 LI protection adjustable 0.5-1 in Motorized/manual operating mechanism with spring charging motor AC 50/60 Hz 208-240 V or 220-250 V DC Activation AC 50/60 Hz 230 V, 220 V DC without 1st auxiliary release With 2nd auxiliary release "R", F3 Undervoltage, instant. 208-240 V AC, 220-250 V DC 2NO+2NC A61= Special packaging for increased transport requirements, for foam packaging carton packaging with wax coating (moisture protection) U01= with label for export to USA | - | 0 | 0
3WL1116-2BB34-4AN2-Z | C22U01 | 3WL1116-2BB34-4AN2-ZC22U01 | 1 | UN | 1 | 5 | B | D | EAR99 | N | 85362090 | 1 |  | 43 | KG | 12415.46 | 12415.46 | LP25 | LP25 | fixed-mounted circuit breaker 3-pole, size I, IEC In=1600A to 690V, AC50/60Hz Icu=55kA at 500V frnt.conn. top/bot. dual-hole Overcurrent release ETU 15 LI protection adjustable 0.5-1 in Motorized/manual operating mechanism with spring charging motor AC 50/60 Hz 208-240 V or 220-250 V DC Activation AC 50/60 Hz 230 V, 220 V DC without 1st auxiliary release With 2nd auxiliary release "R", F3 Undervoltage, instant. 208-240 V AC, 220-250 V DC 2NO+2NC C22= Ready indicator U01= with label for export to USA | - | 0 | 0
3WL1116-2BB36-4GA2-Z | A61U01 | 3WL1116-2BB36-4GA2-ZA61U01 | 1 | UN | 1 | 5 | B | D | EAR99 | N | 85362090 | 1 |  | 70 | KG | 14291.56 | 14291.56 | LP25 | LP25 | withdrawable circuit breaker with guide frame 3-pole, size I, IEC In=1600A to 690V, AC50/60Hz Icu=55kA at 500V rear connection horizontal Overcurrent release ETU 15 LI protection adjustable 0.5-1 in Motorized/manual operating mechanism with spring charging motor AC 50/60 Hz 208-240 V or 220-250 V DC Activation AC 50/60 Hz 230 V, 220 V DC With 1st auxiliary release Shunt release "F", F1 50/60 Hz 230 V AC/220 V DC, 100% on-load factor without 2nd auxiliary release 2NO+2NC A61= Special packaging for increased transport requirements, for foam packaging carton packaging with wax coating (moisture protection) U01= with label for export to USA | - | 0 | 0
3WL1116-2CB34-1AA2-Z | A61B12S33T40U01 | 3WL1116-2CB34-1AA2-ZA61B12S33T40U01 | 1 | UN | 1 | 5 | B | D | EAR99 | N | 85362090 | 1 |  | 43 | KG | 10738.27 | 10738.27 | LP25 | LP25 | fixed-mounted circuit breaker 3-pole, size I, IEC In=1600A to 690V, AC50/60Hz Icu=55kA at 500V frnt.conn. top/bot. dual-hole Overcurrent release ETU 25 LSI protection adjustable 0.4-1 in With manual operating mechanism with storage with mechanical request without 1st auxiliary release without 2nd auxiliary release 2NO+2NC A61= Special packaging for increased transport requirements, for foam packaging carton packaging with wax coating (moisture protection) B12= Rated current reference module 1250 A for ETU25, 27, 45, 55, 75, 76 for setting rated current in S33= Locking device Tension lever T40= Door sealing frame U01= with label for export to USA | - | 0 | 0
3WL1116-2CB34-4GS4-Z | A61U01 | 3WL1116-2CB34-4GS4-ZA61U01 | 1 | UN | 1 | 5 | B | D | EAR99 | N | 85362090 | 1 |  | 43 | KG | 13703.05 | 13703.05 | LP25 | LP25 | fixed-mounted circuit breaker 3-pole, size I, IEC In=1600A to 690V, AC50/60Hz Icu=55kA at 500V frnt.conn. top/bot. dual-hole Overcurrent release ETU 25 LSI protection adjustable 0.4-1 in Motorized/manual operating mechanism with spring charging motor AC 50/60 Hz 208-240 V or 220-250 V DC Activation AC 50/60 Hz 230 V, 220 V DC With 1st auxiliary release Shunt release "F", F1 50/60 Hz 230 V AC/220 V DC, 100% on-load factor With 2nd auxiliary release "RC", F4 Undervoltage, Delay 0.2-3.2s 208-240 V AC, 220-250 V DC, 100% ED 4NO+4NC A61= Special packaging for increased transport requirements, for foam packaging carton packaging with wax coating (moisture protection) U01= with label for export to USA | - | 0 | 0
3WL1116-2CB36-4GJ4-Z | A61C22K07R16U01 | 3WL1116-2CB36-4GJ4-ZA61C22K07R16U01 | 1 | UN | 1 | 5 | B | D | EAR99 | N | 85362090 | 1 |  | 70 | KG | 15959.28 | 15959.28 | LP25 | LP25 | withdrawable circuit breaker with guide frame 3-pole, size I, IEC In=1600A to 690V, AC50/60Hz Icu=55kA at 500V rear connection horizontal Overcurrent release ETU 25 LSI protection adjustable 0.4-1 in Motorized/manual operating mechanism with spring charging motor AC 50/60 Hz 208-240 V or 220-250 V DC Activation AC 50/60 Hz 230 V, 220 V DC With 1st auxiliary release Shunt release "F", F1 50/60 Hz 230 V AC/220 V DC, 100% on-load factor With 2nd auxiliary release "R", F3 Undervoltage, instant. 24 V DC 4NO+4NC A61= Special packaging for increased transport requirements, for foam packaging carton packaging with wax coating (moisture protection) C22= Ready indicator K07= Tripped signaling contact, 1 CO not possible with option F02 R16= Position signaling switch, withdrawable part 6 changeover contacts U01= with label for export to USA | - | 0 | 0
3WL1116-2CB36-4GJ4-Z | A61C22K07U01 | 3WL1116-2CB36-4GJ4-ZA61C22K07U01 | 1 | UN | 1 | 5 | B | D | EAR99 | N | 85362090 | 1 |  | 70 | KG | 15521.7 | 15521.7 | LP25 | LP25 | withdrawable circuit breaker with guide frame 3-pole, size I, IEC In=1600A to 690V, AC50/60Hz Icu=55kA at 500V rear connection horizontal Overcurrent release ETU 25 LSI protection adjustable 0.4-1 in Motorized/manual operating mechanism with spring charging motor AC 50/60 Hz 208-240 V or 220-250 V DC Activation AC 50/60 Hz 230 V, 220 V DC With 1st auxiliary release Shunt release "F", F1 50/60 Hz 230 V AC/220 V DC, 100% on-load factor With 2nd auxiliary release "R", F3 Undervoltage, instant. 24 V DC 4NO+4NC A61= Special packaging for increased transport requirements, for foam packaging carton packaging with wax coating (moisture protection) C22= Ready indicator K07= Tripped signaling contact, 1 CO not possible with option F02 U01= with label for export to USA | - | 0 | 0
3WL1116-2CB36-5FA2-Z | A61U01 | 3WL1116-2CB36-5FA2-ZA61U01 | 1 | UN | 1 | 5 | B | D | EAR99 | N | 85362090 | 1 |  | 70 | KG | 14490.46 | 14490.46 | LP25 | LP25 | withdrawable circuit breaker with guide frame 3-pole, size I, IEC In=1600A to 690V, AC50/60Hz Icu=55kA at 500V rear connection horizontal Overcurrent release ETU 25 LSI protection adjustable 0.4-1 in Motorized/manual operating mechanism with spring charging motor AC 50/60 Hz 110-127 V AC or 110-125 V DC Activation 50/60 Hz 110 V AC, 110 V DC With 1st auxiliary release Shunt release "F", F1 50/60 Hz 110 V AC/110 V DC, 100% on-load factor without 2nd auxiliary release 2NO+2NC A61= Special packaging for increased transport requirements, for foam packaging carton packaging with wax coating (moisture protection) U01= with label for export to USA | - | 0 | 0
3WL1116-2CB36-5FM4-Z | A61C22K07R16U01 | 3WL1116-2CB36-5FM4-ZA61C22K07R16U01 | 1 | UN | 1 | 5 | B | D | EAR99 | N | 85362090 | 1 |  | 70 | KG | 15959.28 | 15959.28 | LP25 | LP25 | withdrawable circuit breaker with guide frame 3-pole, size I, IEC In=1600A to 690V, AC50/60Hz Icu=55kA at 500V rear connection horizontal Overcurrent release ETU 25 LSI protection adjustable 0.4-1 in Motorized/manual operating mechanism with spring charging motor AC 50/60 Hz 110-127 V AC or 110-125 V DC Activation 50/60 Hz 110 V AC, 110 V DC With 1st auxiliary release Shunt release "F", F1 50/60 Hz 110 V AC/110 V DC, 100% on-load factor With 2nd auxiliary release "R", F3 Undervoltage, instant. 110-127 V AC, 110-125 V DC 4NO+4NC A61= Special packaging for increased transport requirements, for foam packaging carton packaging with wax coating (moisture protection) C22= Ready indicator K07= Tripped signaling contact, 1 CO not possible with option F02 R16= Position signaling switch, withdrawable part 6 changeover contacts U01= with label for export to USA | - | 0 | 0
3WL1116-2EB36-5BM4-Z | A61C22K07R16U01 | 3WL1116-2EB36-5BM4-ZA61C22K07R16U01 | 1 | UN | 1 | 5 | B | D | EAR99 | N | 85362090 | 1 |  | 70 | KG | 16380.48 | 16380.48 | LP25 | LP25 | withdrawable circuit breaker with guide frame 3-pole, size I, IEC In=1600A to 690V, AC50/60Hz Icu=55kA at 500V rear connection horizontal Overcurrent release ETU 45 LSIN protection adjustable 0.4-1 in with cubicle bus Opt.: Comm. /measuring func./ground fault/ ZSS Motorized/manual operating mechanism with spring charging motor AC 50/60 Hz 110-127 V AC or 110-125 V DC Activation 50/60 Hz 110 V AC, 110 V DC With 1st auxiliary release Shunt release "F", F1 24 V DC; 100% ON period With 2nd auxiliary release "R", F3 Undervoltage, instant. 110-127 V AC, 110-125 V DC 4NO+4NC A61= Special packaging for increased transport requirements, for foam packaging carton packaging with wax coating (moisture protection) C22= Ready indicator K07= Tripped signaling contact, 1 CO not possible with option F02 R16= Position signaling switch, withdrawable part 6 changeover contacts U01= with label for export to USA | - | 0 | 0
3WL1116-2EB36-5BM4-Z | A61K07R15T40U01 | 3WL1116-2EB36-5BM4-ZA61K07R15T40U01 | 1 | UN | 1 | 5 | B | D | EAR99 | N | 85362090 | 1 |  | 70 | KG | 16290.39 | 16290.39 | LP25 | LP25 | withdrawable circuit breaker with guide frame 3-pole, size I, IEC In=1600A to 690V, AC50/60Hz Icu=55kA at 500V rear connection horizontal Overcurrent release ETU 45 LSIN protection adjustable 0.4-1 in with cubicle bus Opt.: Comm. /measuring func./ground fault/ ZSS Motorized/manual operating mechanism with spring charging motor AC 50/60 Hz 110-127 V AC or 110-125 V DC Activation 50/60 Hz 110 V AC, 110 V DC With 1st auxiliary release Shunt release "F", F1 24 V DC; 100% ON period With 2nd auxiliary release "R", F3 Undervoltage, instant. 110-127 V AC, 110-125 V DC 4NO+4NC A61= Special packaging for increased transport requirements, for foam packaging carton packaging with wax coating (moisture protection) K07= Tripped signaling contact, 1 CO not possible with option F02 R15= Position signaling switch, withdrawable part 3 changeover contacts T40= Door sealing frame U01= with label for export to USA | - | 0 | 0
3WL1116-2EB36-5BM4-Z | A61K07U01 | 3WL1116-2EB36-5BM4-ZA61K07U01 | 1 | UN | 1 | 5 | B | D | EAR99 | N | 85362090 | 1 |  | 70 | KG | 15756.87 | 15756.87 | LP25 | LP25 | withdrawable circuit breaker with guide frame 3-pole, size I, IEC In=1600A to 690V, AC50/60Hz Icu=55kA at 500V rear connection horizontal Overcurrent release ETU 45 LSIN protection adjustable 0.4-1 in with cubicle bus Opt.: Comm. /measuring func./ground fault/ ZSS Motorized/manual operating mechanism with spring charging motor AC 50/60 Hz 110-127 V AC or 110-125 V DC Activation 50/60 Hz 110 V AC, 110 V DC With 1st auxiliary release Shunt release "F", F1 24 V DC; 100% ON period With 2nd auxiliary release "R", F3 Undervoltage, instant. 110-127 V AC, 110-125 V DC 4NO+4NC A61= Special packaging for increased transport requirements, for foam packaging carton packaging with wax coating (moisture protection) K07= Tripped signaling contact, 1 CO not possible with option F02 U01= with label for export to USA | - | 0 | 0
3WL1116-2EG36-1AA4-Z | K07 | 3WL1116-2EG36-1AA4-ZK07 | 1 | UN | 1 | 5 | B | D | EAR99 | N | 85362090 | 1 |  | 70 | KG | 14153.96 | 14153.96 | LP25 | LP25 | withdrawable circuit breaker with guide frame 3-pole, size I, IEC In=1600A to 690V, AC50/60Hz Icu=55kA at 500V rear connection horizontal Overcurrent release ETU 45 LSING protection adjustable 0.4-1 in with cubicle bus and Ground fault protection Opt.: Comm./measuring func./ZSS With manual operating mechanism with storage with mechanical request without 1st auxiliary release without 2nd auxiliary release 4NO+4NC K07= Tripped signaling contact, 1 CO not possible with option F02 | - | 0 | 0
3WL1116-2EG36-5AR2-Z | A61F02F05R15R21T40U01 | 3WL1116-2EG36-5AR2-ZA61F02F05R15R21T40U01 | 1 | UN | 1 | 5 | B | D | EAR99 | N | 85362090 | 1 |  | 70 | KG | 20792.08 | 20792.08 | LP25 | LP25 | withdrawable circuit breaker with guide frame 3-pole, size I, IEC In=1600A to 690V, AC50/60Hz Icu=55kA at 500V rear connection horizontal Overcurrent release ETU 45 LSING protection adjustable 0.4-1 in with cubicle bus and Ground fault protection Opt.: Comm./measuring func./ZSS Motorized/manual operating mechanism with spring charging motor AC 50/60 Hz 110-127 V AC or 110-125 V DC Activation 50/60 Hz 110 V AC, 110 V DC without 1st auxiliary release With 2nd auxiliary release "RC", F4 Undervoltage, Delay 0.2-3.2s 110-127 V AC, 110-125 V DC, 100% ED 2NO+2NC A61= Special packaging for increased transport requirements, for foam packaging carton packaging with wax coating (moisture protection) F02= COM15 PROFIBUS module with breaker status sensor F05= Measuring function plus for U, I, P, W Harmonics and total harmonic distortion R15= Position signaling switch, withdrawable part 3 changeover contacts R21= Shutter 2-part can be locked with padlock T40= Door sealing frame U01= with label for export to USA | - | 0 | 0
3WL1116-2FB37-5FM4-Z | A61C22F05F12R16S07U01 | 3WL1116-2FB37-5FM4-ZA61C22F05F12R16S07U01 | 1 | UN | 1 | 5 | B | D | EAR99 | N | 85362090 | 1 |  | 70 | KG | 20438.74 | 20438.74 | LP25 | LP25 | withdrawable circuit breaker with guide frame 3-pole, size I, IEC In=1600A to 690V, AC50/60Hz Icu=55kA at 500V rear connection vertical Overcurrent release ETU45 LSIN protection adjustable 0.4-1 in with display and cubicle bus Opt.: Comm. /measuring func./ground fault/ ZSS Motorized/manual operating mechanism with spring charging motor AC 50/60 Hz 110-127 V AC or 110-125 V DC Activation 50/60 Hz 110 V AC, 110 V DC With 1st auxiliary release Shunt release "F", F1 50/60 Hz 110 V AC/110 V DC, 100% on-load factor With 2nd auxiliary release "R", F3 Undervoltage, instant. 110-127 V AC, 110-125 V DC 4NO+4NC A61= Special packaging for increased transport requirements, for foam packaging carton packaging with wax coating (moisture protection) C22= Ready indicator F05= Measuring function plus for U, I, P, W Harmonics and total harmonic distortion F12= COM16 Modbus module with breaker status sensor R16= Position signaling switch, withdrawable part 6 changeover contacts S07= Locking device in OFF position w. 4 bracket locks (Safe Off/disconnector function) Disconnector condition in compliance with IEC 60947-2 U01= with label for export to USA | - | 0 | 0
3WL1116-2FB37-5FM4-Z | A61C22F05F12S07U01 | 3WL1116-2FB37-5FM4-ZA61C22F05F12S07U01 | 1 | UN | 1 | 5 | B | D | EAR99 | N | 85362090 | 1 |  | 70 | KG | 20001.16 | 20001.16 | LP25 | LP25 | withdrawable circuit breaker with guide frame 3-pole, size I, IEC In=1600A to 690V, AC50/60Hz Icu=55kA at 500V rear connection vertical Overcurrent release ETU45 LSIN protection adjustable 0.4-1 in with display and cubicle bus Opt.: Comm. /measuring func./ground fault/ ZSS Motorized/manual operating mechanism with spring charging motor AC 50/60 Hz 110-127 V AC or 110-125 V DC Activation 50/60 Hz 110 V AC, 110 V DC With 1st auxiliary release Shunt release "F", F1 50/60 Hz 110 V AC/110 V DC, 100% on-load factor With 2nd auxiliary release "R", F3 Undervoltage, instant. 110-127 V AC, 110-125 V DC 4NO+4NC A61= Special packaging for increased transport requirements, for foam packaging carton packaging with wax coating (moisture protection) C22= Ready indicator F05= Measuring function plus for U, I, P, W Harmonics and total harmonic distortion F12= COM16 Modbus module with breaker status sensor S07= Locking device in OFF position w. 4 bracket locks (Safe Off/disconnector function) Disconnector condition in compliance with IEC 60947-2 U01= with label for export to USA | - | 0 | 0
3WL1116-3AA35-4AN4-Z | A61U01 | 3WL1116-3AA35-4AN4-ZA61U01 | 1 | UN | 1 | 5 | B | D | EAR99 | N | 85362090 | 1 |  | 45 | KG | 12235.87 | 12235.87 | LP25 | LP25 | withdraw. non-aut. circuit-b. without guide frame 3-pole, size I, IEC In=1600A to 690V, AC50/60Hz Icu=66kA at 500V rear connection horizontal without overcurrent release Motorized/manual operating mechanism with spring charging motor AC 50/60 Hz 208-240 V or 220-250 V DC Activation AC 50/60 Hz 230 V, 220 V DC without 1st auxiliary release With 2nd auxiliary release "R", F3 Undervoltage, instant. 208-240 V AC, 220-250 V DC 4NO+4NC A61= Special packaging for increased transport requirements, for foam packaging carton packaging with wax coating (moisture protection) U01= with label for export to USA | - | 0 | 0
3WL1116-3AA36-4AN4-Z | A61U01 | 3WL1116-3AA36-4AN4-ZA61U01 | 1 | UN | 1 | 5 | B | D | EAR99 | N | 85362090 | 1 |  | 70 | KG | 13511.17 | 13511.17 | LP25 | LP25 | withdraw. non-aut. circuit-b. with guide frame 3-pole, size I, IEC In=1600A to 690V, AC50/60Hz Icu=66kA at 500V rear connection horizontal without overcurrent release Motorized/manual operating mechanism with spring charging motor AC 50/60 Hz 208-240 V or 220-250 V DC Activation AC 50/60 Hz 230 V, 220 V DC without 1st auxiliary release With 2nd auxiliary release "R", F3 Undervoltage, instant. 208-240 V AC, 220-250 V DC 4NO+4NC A61= Special packaging for increased transport requirements, for foam packaging carton packaging with wax coating (moisture protection) U01= with label for export to USA | - | 0 | 0
3WL1116-3CB32-5FA2-Z | A61U01 | 3WL1116-3CB32-5FA2-ZA61U01 | 1 | UN | 1 | 5 | B | D | EAR99 | N | 85362090 | 1 |  | 43 | KG | 12688.66 | 12688.66 | LP25 | LP25 | fixed-mounted circuit breaker 3-pole, size I, IEC In=1600A to 690V, AC50/60Hz Icu=66kA at 500V rear connection horizontal Overcurrent release ETU 25 LSI protection adjustable 0.4-1 in Motorized/manual operating mechanism with spring charging motor AC 50/60 Hz 110-127 V AC or 110-125 V DC Activation 50/60 Hz 110 V AC, 110 V DC With 1st auxiliary release Shunt release "F", F1 50/60 Hz 110 V AC/110 V DC, 100% on-load factor without 2nd auxiliary release 2NO+2NC A61= Special packaging for increased transport requirements, for foam packaging carton packaging with wax coating (moisture protection) U01= with label for export to USA | - | 0 | 0
3WL1116-3CB34-4AN4-Z | A61U01 | 3WL1116-3CB34-4AN4-ZA61U01 | 1 | UN | 1 | 5 | B | D | EAR99 | N | 85362090 | 1 |  | 43 | KG | 13511.17 | 13511.17 | LP25 | LP25 | fixed-mounted circuit breaker 3-pole, size I, IEC In=1600A to 690V, AC50/60Hz Icu=66kA at 500V frnt.conn. top/bot. dual-hole Overcurrent release ETU 25 LSI protection adjustable 0.4-1 in Motorized/manual operating mechanism with spring charging motor AC 50/60 Hz 208-240 V or 220-250 V DC Activation AC 50/60 Hz 230 V, 220 V DC without 1st auxiliary release With 2nd auxiliary release "R", F3 Undervoltage, instant. 208-240 V AC, 220-250 V DC 4NO+4NC A61= Special packaging for increased transport requirements, for foam packaging carton packaging with wax coating (moisture protection) U01= with label for export to USA | - | 0 | 0
3WL1116-3CB37-5FA4-Z | A61B16R10S07U01 | 3WL1116-3CB37-5FA4-ZA61B16R10S07U01 | 1 | UN | 1 | 5 | B | D | EAR99 | N | 85362090 | 1 |  | 70 | KG | 16289.92 | 16289.92 | LP25 | LP25 | withdrawable circuit breaker with guide frame 3-pole, size I, IEC In=1600A to 690V, AC50/60Hz Icu=66kA at 500V rear connection vertical Overcurrent release ETU 25 LSI protection adjustable 0.4-1 in Motorized/manual operating mechanism with spring charging motor AC 50/60 Hz 110-127 V AC or 110-125 V DC Activation 50/60 Hz 110 V AC, 110 V DC With 1st auxiliary release Shunt release "F", F1 50/60 Hz 110 V AC/110 V DC, 100% on-load factor without 2nd auxiliary release 4NO+4NC A61= Special packaging for increased transport requirements, for foam packaging carton packaging with wax coating (moisture protection) B16= Rated current reference module 1600 A for ETU25, 27, 45, 55, 75, 76 for setting rated current in R10= Arc chute cover withdrawable part not possible with option A05 Rated voltage 1000 V S07= Locking device in OFF position w. 4 bracket locks (Safe Off/disconnector function) Disconnector condition in compliance with IEC 60947-2 U01= with label for export to USA | - | 0 | 0
3WL1116-3DG32-5FJ4-Z | A61K07T40U01 | 3WL1116-3DG32-5FJ4-ZA61K07T40U01 | 1 | UN | 1 | 5 | B | D | EAR99 | N | 85362090 | 1 |  | 43 | KG | 14764.71 | 14764.71 | LP25 | LP25 | fixed-mounted circuit breaker 3-pole, size I, IEC In=1600A to 690V, AC50/60Hz Icu=66kA at 500V rear connection horizontal Overcurrent release ETU 27 LSING protection adjustable 0.4-1 in Ground fault/N protection integrated Motorized/manual operating mechanism with spring charging motor AC 50/60 Hz 110-127 V AC or 110-125 V DC Activation 50/60 Hz 110 V AC, 110 V DC With 1st auxiliary release Shunt release "F", F1 50/60 Hz 110 V AC/110 V DC, 100% on-load factor With 2nd auxiliary release "R", F3 Undervoltage, instant. 24 V DC 4NO+4NC A61= Special packaging for increased transport requirements, for foam packaging carton packaging with wax coating (moisture protection) K07= Tripped signaling contact, 1 CO not possible with option F02 T40= Door sealing frame U01= with label for export to USA | - | 0 | 0
3WL1116-3EB36-5FR4-Z | A61F02U01 | 3WL1116-3EB36-5FR4-ZA61F02U01 | 1 | UN | 1 | 5 | B | D | EAR99 | N | 85362090 | 1 |  | 70 | KG | 18383.05 | 18383.05 | LP25 | LP25 | withdrawable circuit breaker with guide frame 3-pole, size I, IEC In=1600A to 690V, AC50/60Hz Icu=66kA at 500V rear connection horizontal Overcurrent release ETU 45 LSIN protection adjustable 0.4-1 in with cubicle bus Opt.: Comm. /measuring func./ground fault/ ZSS Motorized/manual operating mechanism with spring charging motor AC 50/60 Hz 110-127 V AC or 110-125 V DC Activation 50/60 Hz 110 V AC, 110 V DC With 1st auxiliary release Shunt release "F", F1 50/60 Hz 110 V AC/110 V DC, 100% on-load factor With 2nd auxiliary release "RC", F4 Undervoltage, Delay 0.2-3.2s 110-127 V AC, 110-125 V DC, 100% ED 4NO+4NC A61= Special packaging for increased transport requirements, for foam packaging carton packaging with wax coating (moisture protection) F02= COM15 PROFIBUS module with breaker status sensor U01= with label for export to USA | - | 0 | 0
3WL1116-3EB36-6BJ4-Z | A61C22K07U01 | 3WL1116-3EB36-6BJ4-ZA61C22K07U01 | 1 | UN | 1 | 5 | B | D | EAR99 | N | 85362090 | 1 |  | 70 | KG | 16481.1 | 16481.1 | LP25 | LP25 | withdrawable circuit breaker with guide frame 3-pole, size I, IEC In=1600A to 690V, AC50/60Hz Icu=66kA at 500V rear connection horizontal Overcurrent release ETU 45 LSIN protection adjustable 0.4-1 in with cubicle bus Opt.: Comm. /measuring func./ground fault/ ZSS Motorized/manual operating mechanism with spring charging motor 24-30 V DC Activation 24 V DC With 1st auxiliary release Shunt release "F", F1 24 V DC; 100% ON period With 2nd auxiliary release "R", F3 Undervoltage, instant. 24 V DC 4NO+4NC A61= Special packaging for increased transport requirements, for foam packaging carton packaging with wax coating (moisture protection) C22= Ready indicator K07= Tripped signaling contact, 1 CO not possible with option F02 U01= with label for export to USA | - | 0 | 0
3WL1116-3EB36-6BJ4-Z | A61U01 | 3WL1116-3EB36-6BJ4-ZA61U01 | 1 | UN | 1 | 5 | B | D | EAR99 | N | 85362090 | 1 |  | 70 | KG | 16181.11 | 16181.11 | LP25 | LP25 | withdrawable circuit breaker with guide frame 3-pole, size I, IEC In=1600A to 690V, AC50/60Hz Icu=66kA at 500V rear connection horizontal Overcurrent release ETU 45 LSIN protection adjustable 0.4-1 in with cubicle bus Opt.: Comm. /measuring func./ground fault/ ZSS Motorized/manual operating mechanism with spring charging motor 24-30 V DC Activation 24 V DC With 1st auxiliary release Shunt release "F", F1 24 V DC; 100% ON period With 2nd auxiliary release "R", F3 Undervoltage, instant. 24 V DC 4NO+4NC A61= Special packaging for increased transport requirements, for foam packaging carton packaging with wax coating (moisture protection) U01= with label for export to USA | - | 0 | 0
3WL1116-3EB37-6BA4-Z | A61K07U01 | 3WL1116-3EB37-6BA4-ZA61K07U01 | 1 | UN | 1 | 5 | B | D | EAR99 | N | 85362090 | 1 |  | 70 | KG | 16359.42 | 16359.42 | LP25 | LP25 | withdrawable circuit breaker with guide frame 3-pole, size I, IEC In=1600A to 690V, AC50/60Hz Icu=66kA at 500V rear connection vertical Overcurrent release ETU 45 LSIN protection adjustable 0.4-1 in with cubicle bus Opt.: Comm. /measuring func./ground fault/ ZSS Motorized/manual operating mechanism with spring charging motor 24-30 V DC Activation 24 V DC With 1st auxiliary release Shunt release "F", F1 24 V DC; 100% ON period without 2nd auxiliary release 4NO+4NC A61= Special packaging for increased transport requirements, for foam packaging carton packaging with wax coating (moisture protection) K07= Tripped signaling contact, 1 CO not possible with option F02 U01= with label for export to USA | - | 0 | 0
3WL1116-3EB37-6BA4-Z | U01 | 3WL1116-3EB37-6BA4-ZU01 | 1 | UN | 1 | 5 | B | D | EAR99 | N | 85362090 | 1 |  | 70 | KG | 16203.92 | 16203.92 | LP25 | LP25 | withdrawable circuit breaker with guide frame 3-pole, size I, IEC In=1600A to 690V, AC50/60Hz Icu=66kA at 500V rear connection vertical Overcurrent release ETU 45 LSIN protection adjustable 0.4-1 in with cubicle bus Opt.: Comm. /measuring func./ground fault/ ZSS Motorized/manual operating mechanism with spring charging motor 24-30 V DC Activation 24 V DC With 1st auxiliary release Shunt release "F", F1 24 V DC; 100% ON period without 2nd auxiliary release 4NO+4NC U01= with label for export to USA | - | 0 | 0
3WL1116-3EB37-6BJ4-Z | A61T40U01 | 3WL1116-3EB37-6BJ4-ZA61T40U01 | 1 | UN | 1 | 5 | B | D | EAR99 | N | 85362090 | 1 |  | 70 | KG | 16920.55 | 16920.55 | LP25 | LP25 | withdrawable circuit breaker with guide frame 3-pole, size I, IEC In=1600A to 690V, AC50/60Hz Icu=66kA at 500V rear connection vertical Overcurrent release ETU 45 LSIN protection adjustable 0.4-1 in with cubicle bus Opt.: Comm. /measuring func./ground fault/ ZSS Motorized/manual operating mechanism with spring charging motor 24-30 V DC Activation 24 V DC With 1st auxiliary release Shunt release "F", F1 24 V DC; 100% ON period With 2nd auxiliary release "R", F3 Undervoltage, instant. 24 V DC 4NO+4NC A61= Special packaging for increased transport requirements, for foam packaging carton packaging with wax coating (moisture protection) T40= Door sealing frame U01= with label for export to USA | - | 0 | 0
3WL1116-3EG32-4GA2-Z | A61C22F40K07 | 3WL1116-3EG32-4GA2-ZA61C22F40K07 | 1 | UN | 1 | 5 | B | D | EAR99 | N | 85362090 | 1 |  | 43 | KG | 14481.33 | 14481.33 | LP25 | LP25 | fixed-mounted circuit breaker 3-pole, size I, IEC In=1600A to 690V, AC50/60Hz Icu=66kA at 500V rear connection horizontal Overcurrent release ETU 45 LSING protection adjustable 0.4-1 in with cubicle bus and Ground fault protection Opt.: Comm./measuring func./ZSS Motorized/manual operating mechanism with spring charging motor AC 50/60 Hz 208-240 V or 220-250 V DC Activation AC 50/60 Hz 230 V, 220 V DC With 1st auxiliary release Shunt release "F", F1 50/60 Hz 230 V AC/220 V DC, 100% on-load factor without 2nd auxiliary release 2NO+2NC A61= Special packaging for increased transport requirements, for foam packaging carton packaging with wax coating (moisture protection) C22= Ready indicator F40= Sealing disc for ETU25-76 for protection against unauthorized operation K07= Tripped signaling contact, 1 CO not possible with option F02 | - | 0 | 0
3WL1120-2AA34-4GA2-Z | A61U01 | 3WL1120-2AA34-4GA2-ZA61U01 | 1 | UN | 1 | 5 | B | D | EAR99 | N | 85362090 | 1 |  | 43 | KG | 11530.36 | 11530.36 | LP25 | LP25 | fixed-mount non-aut. circuit-b. 3-pole, size I, IEC In=2000A to 690V, AC50/60Hz Icu=55kA at 500V frnt.conn. top/bot. dual-hole without overcurrent release Motorized/manual operating mechanism with spring charging motor AC 50/60 Hz 208-240 V or 220-250 V DC Activation AC 50/60 Hz 230 V, 220 V DC With 1st auxiliary release Shunt release "F", F1 50/60 Hz 230 V AC/220 V DC, 100% on-load factor without 2nd auxiliary release 2NO+2NC A61= Special packaging for increased transport requirements, for foam packaging carton packaging with wax coating (moisture protection) U01= with label for export to USA | - | 0 | 0
3WL1120-2CB34-1AA2-Z | A61B12S33T40U01 | 3WL1120-2CB34-1AA2-ZA61B12S33T40U01 | 1 | UN | 1 | 5 | B | D | EAR99 | N | 85362090 | 1 |  | 43 | KG | 11779.57 | 11779.57 | LP25 | LP25 | fixed-mounted circuit breaker 3-pole, size I, IEC In=2000A to 690V, AC50/60Hz Icu=55kA at 500V frnt.conn. top/bot. dual-hole Overcurrent release ETU 25 LSI protection adjustable 0.4-1 in With manual operating mechanism with storage with mechanical request without 1st auxiliary release without 2nd auxiliary release 2NO+2NC A61= Special packaging for increased transport requirements, for foam packaging carton packaging with wax coating (moisture protection) B12= Rated current reference module 1250 A for ETU25, 27, 45, 55, 75, 76 for setting rated current in S33= Locking device Tension lever T40= Door sealing frame U01= with label for export to USA | - | 0 | 0
3WL1120-2CB36-5FM4-Z | A61C22K07R16U01 | 3WL1120-2CB36-5FM4-ZA61C22K07R16U01 | 1 | UN | 1 | 5 | B | D | EAR99 | N | 85362090 | 1 |  | 70 | KG | 17281.38 | 17281.38 | LP25 | LP25 | withdrawable circuit breaker with guide frame 3-pole, size I, IEC In=2000A to 690V, AC50/60Hz Icu=55kA at 500V rear connection horizontal Overcurrent release ETU 25 LSI protection adjustable 0.4-1 in Motorized/manual operating mechanism with spring charging motor AC 50/60 Hz 110-127 V AC or 110-125 V DC Activation 50/60 Hz 110 V AC, 110 V DC With 1st auxiliary release Shunt release "F", F1 50/60 Hz 110 V AC/110 V DC, 100% on-load factor With 2nd auxiliary release "R", F3 Undervoltage, instant. 110-127 V AC, 110-125 V DC 4NO+4NC A61= Special packaging for increased transport requirements, for foam packaging carton packaging with wax coating (moisture protection) C22= Ready indicator K07= Tripped signaling contact, 1 CO not possible with option F02 R16= Position signaling switch, withdrawable part 6 changeover contacts U01= with label for export to USA | - | 0 | 0
3WL1120-2EB34-4GA2-Z | A61C22K07U01 | 3WL1120-2EB34-4GA2-ZA61C22K07U01 | 1 | UN | 1 | 5 | B | D | EAR99 | N | 85362090 | 1 |  | 43 | KG | 14170.35 | 14170.35 | LP25 | LP25 | fixed-mounted circuit breaker 3-pole, size I, IEC In=2000A to 690V, AC50/60Hz Icu=55kA at 500V frnt.conn. top/bot. dual-hole Overcurrent release ETU 45 LSIN protection adjustable 0.4-1 in with cubicle bus Opt.: Comm. /measuring func./ground fault/ ZSS Motorized/manual operating mechanism with spring charging motor AC 50/60 Hz 208-240 V or 220-250 V DC Activation AC 50/60 Hz 230 V, 220 V DC With 1st auxiliary release Shunt release "F", F1 50/60 Hz 230 V AC/220 V DC, 100% on-load factor without 2nd auxiliary release 2NO+2NC A61= Special packaging for increased transport requirements, for foam packaging carton packaging with wax coating (moisture protection) C22= Ready indicator K07= Tripped signaling contact, 1 CO not possible with option F02 U01= with label for export to USA | - | 0 | 0
3WL1120-3EB37-6BA4-Z | A61K07U01 | 3WL1120-3EB37-6BA4-ZA61K07U01 | 1 | UN | 1 | 5 | B | D | EAR99 | N | 85362090 | 1 |  | 70 | KG | 17857.02 | 17857.02 | LP25 | LP25 | withdrawable circuit breaker with guide frame 3-pole, size I, IEC In=2000A to 690V, AC50/60Hz Icu=66kA at 500V rear connection vertical Overcurrent release ETU 45 LSIN protection adjustable 0.4-1 in with cubicle bus Opt.: Comm. /measuring func./ground fault/ ZSS Motorized/manual operating mechanism with spring charging motor 24-30 V DC Activation 24 V DC With 1st auxiliary release Shunt release "F", F1 24 V DC; 100% ON period without 2nd auxiliary release 4NO+4NC A61= Special packaging for increased transport requirements, for foam packaging carton packaging with wax coating (moisture protection) K07= Tripped signaling contact, 1 CO not possible with option F02 U01= with label for export to USA | - | 0 | 0
3WL1120-3EB37-6BJ4-Z | A61K07U01 | 3WL1120-3EB37-6BJ4-ZA61K07U01 | 1 | UN | 1 | 5 | B | D | EAR99 | N | 85362090 | 1 |  | 70 | KG | 18248.97 | 18248.97 | LP25 | LP25 | withdrawable circuit breaker with guide frame 3-pole, size I, IEC In=2000A to 690V, AC50/60Hz Icu=66kA at 500V rear connection vertical Overcurrent release ETU 45 LSIN protection adjustable 0.4-1 in with cubicle bus Opt.: Comm. /measuring func./ground fault/ ZSS Motorized/manual operating mechanism with spring charging motor 24-30 V DC Activation 24 V DC With 1st auxiliary release Shunt release "F", F1 24 V DC; 100% ON period With 2nd auxiliary release "R", F3 Undervoltage, instant. 24 V DC 4NO+4NC A61= Special packaging for increased transport requirements, for foam packaging carton packaging with wax coating (moisture protection) K07= Tripped signaling contact, 1 CO not possible with option F02 U01= with label for export to USA | - | 0 | 0
3WL1120-4EB32-6AJ4-Z | A61U01 | 3WL1120-4EB32-6AJ4-ZA61U01 | 1 | UN | 1 | 5 | B | D | EAR99 | N | 85362090 | 1 |  | 43 | KG | 15184.27 | 15184.27 | LP25 | LP25 | fixed-mounted circuit breaker 3-pole, size I, IEC In=2000A to 690V, AC50/60Hz Icu=85kA at 500V rear connection horizontal Overcurrent release ETU 45 LSIN protection adjustable 0.4-1 in with cubicle bus Opt.: Comm. /measuring func./ground fault/ ZSS Motorized/manual operating mechanism with spring charging motor 24-30 V DC Activation 24 V DC without 1st auxiliary release With 2nd auxiliary release "R", F3 Undervoltage, instant. 24 V DC 4NO+4NC A61= Special packaging for increased transport requirements, for foam packaging carton packaging with wax coating (moisture protection) U01= with label for export to USA | - | 0 | 0
3WL1120-4EB37-6BA4-Z | A61K07T40U01 | 3WL1120-4EB37-6BA4-ZA61K07T40U01 | 1 | UN | 1 | 5 | B | D | EAR99 | N | 85362090 | 1 |  | 70 | KG | 18959.16 | 18959.16 | LP25 | LP25 | withdrawable circuit breaker with guide frame 3-pole, size I, IEC In=2000A to 690V, AC50/60Hz Icu=85kA at 500V rear connection vertical Overcurrent release ETU 45 LSIN protection adjustable 0.4-1 in with cubicle bus Opt.: Comm. /measuring func./ground fault/ ZSS Motorized/manual operating mechanism with spring charging motor 24-30 V DC Activation 24 V DC With 1st auxiliary release Shunt release "F", F1 24 V DC; 100% ON period without 2nd auxiliary release 4NO+4NC A61= Special packaging for increased transport requirements, for foam packaging carton packaging with wax coating (moisture protection) K07= Tripped signaling contact, 1 CO not possible with option F02 T40= Door sealing frame U01= with label for export to USA | - | 0 | 0
3WL1120-4EB38-5FA4-Z | A61K07R21U01 | 3WL1120-4EB38-5FA4-ZA61K07R21U01 | 1 | UN | 1 | 5 | B | D | EAR99 | N | 85362090 | 1 |  | 70 | KG | 18599.97 | 18599.97 | LP25 | LP25 | withdrawable circuit breaker with guide frame 3-pole, size I, IEC In=2000A to 690V, AC50/60Hz Icu=85kA at 500V w. connection flange Overcurrent release ETU 45 LSIN protection adjustable 0.4-1 in with cubicle bus Opt.: Comm. /measuring func./ground fault/ ZSS Motorized/manual operating mechanism with spring charging motor AC 50/60 Hz 110-127 V AC or 110-125 V DC Activation 50/60 Hz 110 V AC, 110 V DC With 1st auxiliary release Shunt release "F", F1 50/60 Hz 110 V AC/110 V DC, 100% on-load factor without 2nd auxiliary release 4NO+4NC A61= Special packaging for increased transport requirements, for foam packaging carton packaging with wax coating (moisture protection) K07= Tripped signaling contact, 1 CO not possible with option F02 R21= Shutter 2-part can be locked with padlock U01= with label for export to USA | - | 0 | 0
3WL1208-2AA37-5BM4-Z | A61R10R21S07T40U01 | 3WL1208-2AA37-5BM4-ZA61R10R21S07T40U01 | 1 | UN | 1 | 5 | B | D | EAR99 | N | 85362090 | 1 |  | 91 | KG | 11164.15 | 11164.15 | LP25 | LP25 | withdraw. non-aut. circuit-b. with guide frame 3-pole, size II, IEC In=800A to 690V, AC50/60Hz Icu=66kA at 500V rear connection vertical without overcurrent release Motorized/manual operating mechanism with spring charging motor AC 50/60 Hz 110-127 V AC or 110-125 V DC Activation 50/60 Hz 110 V AC, 110 V DC With 1st auxiliary release Shunt release "F", F1 24 V DC; 100% ON period With 2nd auxiliary release "R", F3 Undervoltage, instant. 110-127 V AC, 110-125 V DC 4NO+4NC A61= Special packaging for increased transport requirements, for foam packaging carton packaging with wax coating (moisture protection) R10= Arc chute cover withdrawable part not possible with option A05 Rated voltage 1000 V R21= Shutter 2-part can be locked with padlock S07= Castell/Fortress in Off position with 4 padlock (Safe Off/disconnector function) Disconnector condition in compliance with IEC 60947-2 T40= Door sealing frame U01= with label for export to USA | - | 0 | 0
3WL1208-2CB36-5BA4-Z | A61B05K07P23R10R21S07T40U01 | 3WL1208-2CB36-5BA4-ZA61B05K07P23R10R21S07T40U01 | 1 | UN | 1 | 5 | B | D | EAR99 | N | 85362090 | 1 |  | 91 | KG | 12632.97 | 12632.97 | LP25 | LP25 | withdrawable circuit breaker with guide frame 3-pole, size II, IEC In=800A to 690V, AC50/60Hz Icu=66kA at 500V rear connection horizontal Overcurrent release ETU 25 LSI protection adjustable 0.4-1 in Motorized/manual operating mechanism with spring charging motor AC 50/60 Hz 110-127 V AC or 110-125 V DC Activation 50/60 Hz 110 V AC, 110 V DC With 1st auxiliary release Shunt release "F", F1 24 V DC; 100% ON period without 2nd auxiliary release 4NO+4NC A61= Special packaging for increased transport requirements, for foam packaging carton packaging with wax coating (moisture protection) B05= Rated current reference module 500 A for ETU25, 27, 45, 55, 75, 76 for setting rated current in K07= Tripped signaling contact, 1 CO not possible with option F02 P23= Retrofitted to Connection: Top horizontal, bottom vertical R10= Arc chute cover withdrawable part not possible with option A05 Rated voltage 1000 V R21= Shutter 2-part can be locked with padlock S07= Castell/Fortress in Off position with 4 padlock (Safe Off/disconnector function) Disconnector condition in compliance with IEC 60947-2 T40= Door sealing frame U01= with label for export to USA | - | 0 | 0
3WL1208-2CB36-5BA4-Z | B05K07P23R10R21S07T40U01 | 3WL1208-2CB36-5BA4-ZB05K07P23R10R21S07T40U01 | 1 | UN | 1 | 5 | B | D | EAR99 | N | 85362090 | 1 |  | 91 | KG | 12591.43 | 12591.43 | LP25 | LP25 | withdrawable circuit breaker with guide frame 3-pole, size II, IEC In=800A to 690V, AC50/60Hz Icu=66kA at 500V rear connection horizontal Overcurrent release ETU 25 LSI protection adjustable 0.4-1 in Motorized/manual operating mechanism with spring charging motor AC 50/60 Hz 110-127 V AC or 110-125 V DC Activation 50/60 Hz 110 V AC, 110 V DC With 1st auxiliary release Shunt release "F", F1 24 V DC; 100% ON period without 2nd auxiliary release 4NO+4NC B05= Rated current reference module 500 A for ETU25, 27, 45, 55, 75, 76 for setting rated current in K07= Tripped signaling contact, 1 CO not possible with option F02 P23= Retrofitted to Connection: Top horizontal, bottom vertical R10= Arc chute cover withdrawable part not possible with option A05 Rated voltage 1000 V R21= Shutter 2-part can be locked with padlock S07= Castell/Fortress in Off position with 4 padlock (Safe Off/disconnector function) Disconnector condition in compliance with IEC 60947-2 T40= Door sealing frame U01= with label for export to USA | - | 0 | 0
3WL1208-2CB36-5BM4-Z | A61B05K07P23R10R21S07T40U01 | 3WL1208-2CB36-5BM4-ZA61B05K07P23R10R21S07T40U01 | 1 | UN | 1 | 5 | B | D | EAR99 | N | 85362090 | 1 |  | 91 | KG | 13024.92 | 13024.92 | LP25 | LP25 | withdrawable circuit breaker with guide frame 3-pole, size II, IEC In=800A to 690V, AC50/60Hz Icu=66kA at 500V rear connection horizontal Overcurrent release ETU 25 LSI protection adjustable 0.4-1 in Motorized/manual operating mechanism with spring charging motor AC 50/60 Hz 110-127 V AC or 110-125 V DC Activation 50/60 Hz 110 V AC, 110 V DC With 1st auxiliary release Shunt release "F", F1 24 V DC; 100% ON period With 2nd auxiliary release "R", F3 Undervoltage, instant. 110-127 V AC, 110-125 V DC 4NO+4NC A61= Special packaging for increased transport requirements, for foam packaging carton packaging with wax coating (moisture protection) B05= Rated current reference module 500 A for ETU25, 27, 45, 55, 75, 76 for setting rated current in K07= Tripped signaling contact, 1 CO not possible with option F02 P23= Retrofitted to Connection: Top horizontal, bottom vertical R10= Arc chute cover withdrawable part not possible with option A05 Rated voltage 1000 V R21= Shutter 2-part can be locked with padlock S07= Castell/Fortress in Off position with 4 padlock (Safe Off/disconnector function) Disconnector condition in compliance with IEC 60947-2 T40= Door sealing frame U01= with label for export to USA | - | 0 | 0
3WL1208-2CB36-5BM4-Z | B05K07P23R10R21S07T40U01 | 3WL1208-2CB36-5BM4-ZB05K07P23R10R21S07T40U01 | 1 | UN | 1 | 5 | B | D | EAR99 | N | 85362090 | 1 |  | 91 | KG | 12983.38 | 12983.38 | LP25 | LP25 | withdrawable circuit breaker with guide frame 3-pole, size II, IEC In=800A to 690V, AC50/60Hz Icu=66kA at 500V rear connection horizontal Overcurrent release ETU 25 LSI protection adjustable 0.4-1 in Motorized/manual operating mechanism with spring charging motor AC 50/60 Hz 110-127 V AC or 110-125 V DC Activation 50/60 Hz 110 V AC, 110 V DC With 1st auxiliary release Shunt release "F", F1 24 V DC; 100% ON period With 2nd auxiliary release "R", F3 Undervoltage, instant. 110-127 V AC, 110-125 V DC 4NO+4NC B05= Rated current reference module 500 A for ETU25, 27, 45, 55, 75, 76 for setting rated current in K07= Tripped signaling contact, 1 CO not possible with option F02 P23= Retrofitted to Connection: Top horizontal, bottom vertical R10= Arc chute cover withdrawable part not possible with option A05 Rated voltage 1000 V R21= Shutter 2-part can be locked with padlock S07= Castell/Fortress in Off position with 4 padlock (Safe Off/disconnector function) Disconnector condition in compliance with IEC 60947-2 T40= Door sealing frame U01= with label for export to USA | - | 0 | 0
3WL1208-2CB37-5BM4-Z | A61B08R10R21S07U01 | 3WL1208-2CB37-5BM4-ZA61B08R10R21S07U01 | 1 | UN | 1 | 5 | B | D | EAR99 | N | 85362090 | 1 |  | 91 | KG | 12799.81 | 12799.81 | LP25 | LP25 | withdrawable circuit breaker with guide frame 3-pole, size II, IEC In=800A to 690V, AC50/60Hz Icu=66kA at 500V rear connection vertical Overcurrent release ETU 25 LSI protection adjustable 0.4-1 in Motorized/manual operating mechanism with spring charging motor AC 50/60 Hz 110-127 V AC or 110-125 V DC Activation 50/60 Hz 110 V AC, 110 V DC With 1st auxiliary release Shunt release "F", F1 24 V DC; 100% ON period With 2nd auxiliary release "R", F3 Undervoltage, instant. 110-127 V AC, 110-125 V DC 4NO+4NC A61= Special packaging for increased transport requirements, for foam packaging carton packaging with wax coating (moisture protection) B08= Rated current reference module 800 A for ETU25, 27, 45, 55, 75, 76 for setting rated current in R10= Arc chute cover withdrawable part not possible with option A05 Rated voltage 1000 V R21= Shutter 2-part can be locked with padlock S07= Castell/Fortress in Off position with 4 padlock (Safe Off/disconnector function) Disconnector condition in compliance with IEC 60947-2 U01= with label for export to USA | - | 0 | 0
3WL1208-2CB37-5BM4-Z | A61R10R15R21S07T40U01 | 3WL1208-2CB37-5BM4-ZA61R10R15R21S07T40U01 | 1 | UN | 1 | 5 | B | D | EAR99 | N | 85362090 | 1 |  | 91 | KG | 13333.33 | 13333.33 | LP25 | LP25 | withdrawable circuit breaker with guide frame 3-pole, size II, IEC In=800A to 690V, AC50/60Hz Icu=66kA at 500V rear connection vertical Overcurrent release ETU 25 LSI protection adjustable 0.4-1 in Motorized/manual operating mechanism with spring charging motor AC 50/60 Hz 110-127 V AC or 110-125 V DC Activation 50/60 Hz 110 V AC, 110 V DC With 1st auxiliary release Shunt release "F", F1 24 V DC; 100% ON period With 2nd auxiliary release "R", F3 Undervoltage, instant. 110-127 V AC, 110-125 V DC 4NO+4NC A61= Special packaging for increased transport requirements, for foam packaging carton packaging with wax coating (moisture protection) R10= Arc chute cover withdrawable part not possible with option A05 Rated voltage 1000 V R15= Position signaling switch, withdrawable part 3 changeover contacts R21= Shutter 2-part can be locked with padlock S07= Castell/Fortress in Off position with 4 padlock (Safe Off/disconnector function) Disconnector condition in compliance with IEC 60947-2 T40= Door sealing frame U01= with label for export to USA | - | 0 | 0
3WL1208-2EB36-1AA2-Z | A61B05K07P23R10R21S07T40U01 | 3WL1208-2EB36-1AA2-ZA61B05K07P23R10R21S07T40U01 | 1 | UN | 1 | 5 | B | D | EAR99 | N | 85362090 | 1 |  | 91 | KG | 10536.33 | 10536.33 | LP25 | LP25 | withdrawable circuit breaker with guide frame 3-pole, size II, IEC In=800A to 690V, AC50/60Hz Icu=66kA at 500V rear connection horizontal Overcurrent release ETU 45 LSIN protection adjustable 0.4-1 in with cubicle bus Opt.: Comm. /measuring func./ground fault/ ZSS With manual operating mechanism with storage with mechanical request without 1st auxiliary release without 2nd auxiliary release 2NO+2NC A61= Special packaging for increased transport requirements, for foam packaging carton packaging with wax coating (moisture protection) B05= Rated current reference module 500 A for ETU25, 27, 45, 55, 75, 76 for setting rated current in K07= Tripped signaling contact, 1 CO not possible with option F02 P23= Retrofitted to Connection: Top horizontal, bottom vertical R10= Arc chute cover withdrawable part not possible with option A05 Rated voltage 1000 V R21= Shutter 2-part can be locked with padlock S07= Castell/Fortress in Off position with 4 padlock (Safe Off/disconnector function) Disconnector condition in compliance with IEC 60947-2 T40= Door sealing frame U01= with label for export to USA | - | 0 | 0
3WL1208-2EB36-5BA4-Z | A61K07R10R21S07T40U01 | 3WL1208-2EB36-5BA4-ZA61K07R10R21S07T40U01 | 1 | UN | 1 | 5 | B | D | EAR99 | N | 85362090 | 1 |  | 91 | KG | 12769.86 | 12769.86 | LP25 | LP25 | withdrawable circuit breaker with guide frame 3-pole, size II, IEC In=800A to 690V, AC50/60Hz Icu=66kA at 500V rear connection horizontal Overcurrent release ETU 45 LSIN protection adjustable 0.4-1 in with cubicle bus Opt.: Comm. /measuring func./ground fault/ ZSS Motorized/manual operating mechanism with spring charging motor AC 50/60 Hz 110-127 V AC or 110-125 V DC Activation 50/60 Hz 110 V AC, 110 V DC With 1st auxiliary release Shunt release "F", F1 24 V DC; 100% ON period without 2nd auxiliary release 4NO+4NC A61= Special packaging for increased transport requirements, for foam packaging carton packaging with wax coating (moisture protection) K07= Tripped signaling contact, 1 CO not possible with option F02 R10= Arc chute cover withdrawable part not possible with option A05 Rated voltage 1000 V R21= Shutter 2-part can be locked with padlock S07= Castell/Fortress in Off position with 4 padlock (Safe Off/disconnector function) Disconnector condition in compliance with IEC 60947-2 T40= Door sealing frame U01= with label for export to USA | - | 0 | 0
3WL1208-2EB36-5BM4-Z | A61B04K07P23R10R21S07T40U01 | 3WL1208-2EB36-5BM4-ZA61B04K07P23R10R21S07T40U01 | 1 | UN | 1 | 5 | B | D | EAR99 | N | 85362090 | 1 |  | 91 | KG | 13446.12 | 13446.12 | LP25 | LP25 | withdrawable circuit breaker with guide frame 3-pole, size II, IEC In=800A to 690V, AC50/60Hz Icu=66kA at 500V rear connection horizontal Overcurrent release ETU 45 LSIN protection adjustable 0.4-1 in with cubicle bus Opt.: Comm. /measuring func./ground fault/ ZSS Motorized/manual operating mechanism with spring charging motor AC 50/60 Hz 110-127 V AC or 110-125 V DC Activation 50/60 Hz 110 V AC, 110 V DC With 1st auxiliary release Shunt release "F", F1 24 V DC; 100% ON period With 2nd auxiliary release "R", F3 Undervoltage, instant. 110-127 V AC, 110-125 V DC 4NO+4NC A61= Special packaging for increased transport requirements, for foam packaging carton packaging with wax coating (moisture protection) B04= Rated current reference module 400 A for ETU25, 27, 45, 55, 75, 76 for setting rated current in K07= Tripped signaling contact, 1 CO not possible with option F02 P23= Retrofitted to Connection: Top horizontal, bottom vertical R10= Arc chute cover withdrawable part not possible with option A05 Rated voltage 1000 V R21= Shutter 2-part can be locked with padlock S07= Castell/Fortress in Off position with 4 padlock (Safe Off/disconnector function) Disconnector condition in compliance with IEC 60947-2 T40= Door sealing frame U01= with label for export to USA | - | 0 | 0
3WL1208-2EB36-5BM4-Z | A61B05K07P23R10R21S07T40U01 | 3WL1208-2EB36-5BM4-ZA61B05K07P23R10R21S07T40U01 | 1 | UN | 1 | 5 | B | D | EAR99 | N | 85362090 | 1 |  | 91 | KG | 13446.12 | 13446.12 | LP25 | LP25 | withdrawable circuit breaker with guide frame 3-pole, size II, IEC In=800A to 690V, AC50/60Hz Icu=66kA at 500V rear connection horizontal Overcurrent release ETU 45 LSIN protection adjustable 0.4-1 in with cubicle bus Opt.: Comm. /measuring func./ground fault/ ZSS Motorized/manual operating mechanism with spring charging motor AC 50/60 Hz 110-127 V AC or 110-125 V DC Activation 50/60 Hz 110 V AC, 110 V DC With 1st auxiliary release Shunt release "F", F1 24 V DC; 100% ON period With 2nd auxiliary release "R", F3 Undervoltage, instant. 110-127 V AC, 110-125 V DC 4NO+4NC A61= Special packaging for increased transport requirements, for foam packaging carton packaging with wax coating (moisture protection) B05= Rated current reference module 500 A for ETU25, 27, 45, 55, 75, 76 for setting rated current in K07= Tripped signaling contact, 1 CO not possible with option F02 P23= Retrofitted to Connection: Top horizontal, bottom vertical R10= Arc chute cover withdrawable part not possible with option A05 Rated voltage 1000 V R21= Shutter 2-part can be locked with padlock S07= Castell/Fortress in Off position with 4 padlock (Safe Off/disconnector function) Disconnector condition in compliance with IEC 60947-2 T40= Door sealing frame U01= with label for export to USA | - | 0 | 0
3WL1208-2EB36-5BM4-Z | A61B06K07P23R10R21S07T40U01 | 3WL1208-2EB36-5BM4-ZA61B06K07P23R10R21S07T40U01 | 1 | UN | 1 | 5 | B | D | EAR99 | N | 85362090 | 1 |  | 91 | KG | 13446.12 | 13446.12 | LP25 | LP25 | withdrawable circuit breaker with guide frame 3-pole, size II, IEC In=800A to 690V, AC50/60Hz Icu=66kA at 500V rear connection horizontal Overcurrent release ETU 45 LSIN protection adjustable 0.4-1 in with cubicle bus Opt.: Comm. /measuring func./ground fault/ ZSS Motorized/manual operating mechanism with spring charging motor AC 50/60 Hz 110-127 V AC or 110-125 V DC Activation 50/60 Hz 110 V AC, 110 V DC With 1st auxiliary release Shunt release "F", F1 24 V DC; 100% ON period With 2nd auxiliary release "R", F3 Undervoltage, instant. 110-127 V AC, 110-125 V DC 4NO+4NC A61= Special packaging for increased transport requirements, for foam packaging carton packaging with wax coating (moisture protection) B06= Rated current reference module 630 A for ETU25, 27, 45, 55, 75, 76 for setting rated current in K07= Tripped signaling contact, 1 CO not possible with option F02 P23= Retrofitted to Connection: Top horizontal, bottom vertical R10= Arc chute cover withdrawable part not possible with option A05 Rated voltage 1000 V R21= Shutter 2-part can be locked with padlock S07= Castell/Fortress in Off position with 4 padlock (Safe Off/disconnector function) Disconnector condition in compliance with IEC 60947-2 T40= Door sealing frame U01= with label for export to USA | - | 0 | 0
3WL1208-2EB36-5BM4-Z | A61C22K07P23R10R21S07T40 | 3WL1208-2EB36-5BM4-ZA61C22K07P23R10R21S07T40 | 1 | UN | 1 | 5 | B | D | EAR99 | N | 85362090 | 1 |  | 91 | KG | 13541.47 | 13541.47 | LP25 | LP25 | withdrawable circuit breaker with guide frame 3-pole, size II, IEC In=800A to 690V, AC50/60Hz Icu=66kA at 500V rear connection horizontal Overcurrent release ETU 45 LSIN protection adjustable 0.4-1 in with cubicle bus Opt.: Comm. /measuring func./ground fault/ ZSS Motorized/manual operating mechanism with spring charging motor AC 50/60 Hz 110-127 V AC or 110-125 V DC Activation 50/60 Hz 110 V AC, 110 V DC With 1st auxiliary release Shunt release "F", F1 24 V DC; 100% ON period With 2nd auxiliary release "R", F3 Undervoltage, instant. 110-127 V AC, 110-125 V DC 4NO+4NC A61= Special packaging for increased transport requirements, for foam packaging carton packaging with wax coating (moisture protection) C22= Ready indicator K07= Tripped signaling contact, 1 CO not possible with option F02 P23= Retrofitted to Connection: Top horizontal, bottom vertical R10= Arc chute cover withdrawable part not possible with option A05 Rated voltage 1000 V R21= Shutter 2-part can be locked with padlock S07= Castell/Fortress in Off position with 4 padlock (Safe Off/disconnector function) Disconnector condition in compliance with IEC 60947-2 T40= Door sealing frame | - | 0 | 0
3WL1208-2EB36-5BM4-Z | A61K07P23R10R21S07T40U01 | 3WL1208-2EB36-5BM4-ZA61K07P23R10R21S07T40U01 | 1 | UN | 1 | 5 | B | D | EAR99 | N | 85362090 | 1 |  | 91 | KG | 13446.12 | 13446.12 | LP25 | LP25 | withdrawable circuit breaker with guide frame 3-pole, size II, IEC In=800A to 690V, AC50/60Hz Icu=66kA at 500V rear connection horizontal Overcurrent release ETU 45 LSIN protection adjustable 0.4-1 in with cubicle bus Opt.: Comm. /measuring func./ground fault/ ZSS Motorized/manual operating mechanism with spring charging motor AC 50/60 Hz 110-127 V AC or 110-125 V DC Activation 50/60 Hz 110 V AC, 110 V DC With 1st auxiliary release Shunt release "F", F1 24 V DC; 100% ON period With 2nd auxiliary release "R", F3 Undervoltage, instant. 110-127 V AC, 110-125 V DC 4NO+4NC A61= Special packaging for increased transport requirements, for foam packaging carton packaging with wax coating (moisture protection) K07= Tripped signaling contact, 1 CO not possible with option F02 P23= Retrofitted to Connection: Top horizontal, bottom vertical R10= Arc chute cover withdrawable part not possible with option A05 Rated voltage 1000 V R21= Shutter 2-part can be locked with padlock S07= Castell/Fortress in Off position with 4 padlock (Safe Off/disconnector function) Disconnector condition in compliance with IEC 60947-2 T40= Door sealing frame U01= with label for export to USA | - | 0 | 0
3WL1208-2EB36-5BM4-Z | A61K07P23R10S07T40U01 | 3WL1208-2EB36-5BM4-ZA61K07P23R10S07T40U01 | 1 | UN | 1 | 5 | B | D | EAR99 | N | 85362090 | 1 |  | 91 | KG | 13002.69 | 13002.69 | LP25 | LP25 | withdrawable circuit breaker with guide frame 3-pole, size II, IEC In=800A to 690V, AC50/60Hz Icu=66kA at 500V rear connection horizontal Overcurrent release ETU 45 LSIN protection adjustable 0.4-1 in with cubicle bus Opt.: Comm. /measuring func./ground fault/ ZSS Motorized/manual operating mechanism with spring charging motor AC 50/60 Hz 110-127 V AC or 110-125 V DC Activation 50/60 Hz 110 V AC, 110 V DC With 1st auxiliary release Shunt release "F", F1 24 V DC; 100% ON period With 2nd auxiliary release "R", F3 Undervoltage, instant. 110-127 V AC, 110-125 V DC 4NO+4NC A61= Special packaging for increased transport requirements, for foam packaging carton packaging with wax coating (moisture protection) K07= Tripped signaling contact, 1 CO not possible with option F02 P23= Retrofitted to Connection: Top horizontal, bottom vertical R10= Arc chute cover withdrawable part not possible with option A05 Rated voltage 1000 V S07= Castell/Fortress in Off position with 4 padlock (Safe Off/disconnector function) Disconnector condition in compliance with IEC 60947-2 T40= Door sealing frame U01= with label for export to USA | - | 0 | 0
3WL1208-2EB36-5BM4-Z | C22K07P23R10R21S07T40U01 | 3WL1208-2EB36-5BM4-ZC22K07P23R10R21S07T40U01 | 1 | UN | 1 | 5 | B | D | EAR99 | N | 85362090 | 1 |  | 91 | KG | 13590.61 | 13590.61 | LP25 | LP25 | withdrawable circuit breaker with guide frame 3-pole, size II, IEC In=800A to 690V, AC50/60Hz Icu=66kA at 500V rear connection horizontal Overcurrent release ETU 45 LSIN protection adjustable 0.4-1 in with cubicle bus Opt.: Comm. /measuring func./ground fault/ ZSS Motorized/manual operating mechanism with spring charging motor AC 50/60 Hz 110-127 V AC or 110-125 V DC Activation 50/60 Hz 110 V AC, 110 V DC With 1st auxiliary release Shunt release "F", F1 24 V DC; 100% ON period With 2nd auxiliary release "R", F3 Undervoltage, instant. 110-127 V AC, 110-125 V DC 4NO+4NC C22= Ready indicator K07= Tripped signaling contact, 1 CO not possible with option F02 P23= Retrofitted to Connection: Top horizontal, bottom vertical R10= Arc chute cover withdrawable part not possible with option A05 Rated voltage 1000 V R21= Shutter 2-part can be locked with padlock S07= Castell/Fortress in Off position with 4 padlock (Safe Off/disconnector function) Disconnector condition in compliance with IEC 60947-2 T40= Door sealing frame U01= with label for export to USA | - | 0 | 0
3WL1208-2EB36-5BM4-Z | C22K07R10R21S07T40U01 | 3WL1208-2EB36-5BM4-ZC22K07R10R21S07T40U01 | 1 | UN | 1 | 5 | B | D | EAR99 | N | 85362090 | 1 |  | 91 | KG | 13306.3 | 13306.3 | LP25 | LP25 | withdrawable circuit breaker with guide frame 3-pole, size II, IEC In=800A to 690V, AC50/60Hz Icu=66kA at 500V rear connection horizontal Overcurrent release ETU 45 LSIN protection adjustable 0.4-1 in with cubicle bus Opt.: Comm. /measuring func./ground fault/ ZSS Motorized/manual operating mechanism with spring charging motor AC 50/60 Hz 110-127 V AC or 110-125 V DC Activation 50/60 Hz 110 V AC, 110 V DC With 1st auxiliary release Shunt release "F", F1 24 V DC; 100% ON period With 2nd auxiliary release "R", F3 Undervoltage, instant. 110-127 V AC, 110-125 V DC 4NO+4NC C22= Ready indicator K07= Tripped signaling contact, 1 CO not possible with option F02 R10= Arc chute cover withdrawable part not possible with option A05 Rated voltage 1000 V R21= Shutter 2-part can be locked with padlock S07= Castell/Fortress in Off position with 4 padlock (Safe Off/disconnector function) Disconnector condition in compliance with IEC 60947-2 T40= Door sealing frame U01= with label for export to USA | - | 0 | 0
3WL1208-2EB36-5BM4-Z | P23R10S07T40U01 | 3WL1208-2EB36-5BM4-ZP23R10S07T40U01 | 1 | UN | 1 | 5 | B | D | EAR99 | N | 85362090 | 1 |  | 91 | KG | 12847.19 | 12847.19 | LP25 | LP25 | withdrawable circuit breaker with guide frame 3-pole, size II, IEC In=800A to 690V, AC50/60Hz Icu=66kA at 500V rear connection horizontal Overcurrent release ETU 45 LSIN protection adjustable 0.4-1 in with cubicle bus Opt.: Comm. /measuring func./ground fault/ ZSS Motorized/manual operating mechanism with spring charging motor AC 50/60 Hz 110-127 V AC or 110-125 V DC Activation 50/60 Hz 110 V AC, 110 V DC With 1st auxiliary release Shunt release "F", F1 24 V DC; 100% ON period With 2nd auxiliary release "R", F3 Undervoltage, instant. 110-127 V AC, 110-125 V DC 4NO+4NC P23= Retrofitted to Connection: Top horizontal, bottom vertical R10= Arc chute cover withdrawable part not possible with option A05 Rated voltage 1000 V S07= Castell/Fortress in Off position with 4 padlock (Safe Off/disconnector function) Disconnector condition in compliance with IEC 60947-2 T40= Door sealing frame U01= with label for export to USA | - | 0 | 0
3WL1208-2EB37-1AA2-Z | A61B02K07R10R21S07T40U01 | 3WL1208-2EB37-1AA2-ZA61B02K07R10R21S07T40U01 | 1 | UN | 1 | 5 | B | D | EAR99 | N | 85362090 | 1 |  | 91 | KG | 10708.32 | 10708.32 | LP25 | LP25 | withdrawable circuit breaker with guide frame 3-pole, size II, IEC In=800A to 690V, AC50/60Hz Icu=66kA at 500V rear connection vertical Overcurrent release ETU 45 LSIN protection adjustable 0.4-1 in with cubicle bus Opt.: Comm. /measuring func./ground fault/ ZSS With manual operating mechanism with storage with mechanical request without 1st auxiliary release without 2nd auxiliary release 2NO+2NC A61= Special packaging for increased transport requirements, for foam packaging carton packaging with wax coating (moisture protection) B02= Rated current ID module 250 A for ETU25, 27, 45, 55, 75, 76 for setting rated current in K07= Tripped signaling contact, 1 CO not possible with option F02 R10= Arc chute cover withdrawable part not possible with option A05 Rated voltage 1000 V R21= Shutter 2-part can be locked with padlock S07= Castell/Fortress in Off position with 4 padlock (Safe Off/disconnector function) Disconnector condition in compliance with IEC 60947-2 T40= Door sealing frame U01= with label for export to USA | - | 0 | 0
3WL1208-2EB37-1AA2-Z | A61B05K07R10R21S07T40U01 | 3WL1208-2EB37-1AA2-ZA61B05K07R10R21S07T40U01 | 1 | UN | 1 | 5 | B | D | EAR99 | N | 85362090 | 1 |  | 91 | KG | 10708.32 | 10708.32 | LP25 | LP25 | withdrawable circuit breaker with guide frame 3-pole, size II, IEC In=800A to 690V, AC50/60Hz Icu=66kA at 500V rear connection vertical Overcurrent release ETU 45 LSIN protection adjustable 0.4-1 in with cubicle bus Opt.: Comm. /measuring func./ground fault/ ZSS With manual operating mechanism with storage with mechanical request without 1st auxiliary release without 2nd auxiliary release 2NO+2NC A61= Special packaging for increased transport requirements, for foam packaging carton packaging with wax coating (moisture protection) B05= Rated current reference module 500 A for ETU25, 27, 45, 55, 75, 76 for setting rated current in K07= Tripped signaling contact, 1 CO not possible with option F02 R10= Arc chute cover withdrawable part not possible with option A05 Rated voltage 1000 V R21= Shutter 2-part can be locked with padlock S07= Castell/Fortress in Off position with 4 padlock (Safe Off/disconnector function) Disconnector condition in compliance with IEC 60947-2 T40= Door sealing frame U01= with label for export to USA | - | 0 | 0
3WL1208-2EB37-5BM4-Z | A61B06K07R10R21S07T40U01 | 3WL1208-2EB37-5BM4-ZA61B06K07R10R21S07T40U01 | 1 | UN | 1 | 5 | B | D | EAR99 | N | 85362090 | 1 |  | 91 | KG | 13618.11 | 13618.11 | LP25 | LP25 | withdrawable circuit breaker with guide frame 3-pole, size II, IEC In=800A to 690V, AC50/60Hz Icu=66kA at 500V rear connection vertical Overcurrent release ETU 45 LSIN protection adjustable 0.4-1 in with cubicle bus Opt.: Comm. /measuring func./ground fault/ ZSS Motorized/manual operating mechanism with spring charging motor AC 50/60 Hz 110-127 V AC or 110-125 V DC Activation 50/60 Hz 110 V AC, 110 V DC With 1st auxiliary release Shunt release "F", F1 24 V DC; 100% ON period With 2nd auxiliary release "R", F3 Undervoltage, instant. 110-127 V AC, 110-125 V DC 4NO+4NC A61= Special packaging for increased transport requirements, for foam packaging carton packaging with wax coating (moisture protection) B06= Rated current reference module 630 A for ETU25, 27, 45, 55, 75, 76 for setting rated current in K07= Tripped signaling contact, 1 CO not possible with option F02 R10= Arc chute cover withdrawable part not possible with option A05 Rated voltage 1000 V R21= Shutter 2-part can be locked with padlock S07= Castell/Fortress in Off position with 4 padlock (Safe Off/disconnector function) Disconnector condition in compliance with IEC 60947-2 T40= Door sealing frame U01= with label for export to USA | - | 0 | 0
3WL1208-2EB37-5BM4-Z | A61K07R10R21S07T40U01 | 3WL1208-2EB37-5BM4-ZA61K07R10R21S07T40U01 | 1 | UN | 1 | 5 | B | D | EAR99 | N | 85362090 | 1 |  | 91 | KG | 13618.11 | 13618.11 | LP25 | LP25 | withdrawable circuit breaker with guide frame 3-pole, size II, IEC In=800A to 690V, AC50/60Hz Icu=66kA at 500V rear connection vertical Overcurrent release ETU 45 LSIN protection adjustable 0.4-1 in with cubicle bus Opt.: Comm. /measuring func./ground fault/ ZSS Motorized/manual operating mechanism with spring charging motor AC 50/60 Hz 110-127 V AC or 110-125 V DC Activation 50/60 Hz 110 V AC, 110 V DC With 1st auxiliary release Shunt release "F", F1 24 V DC; 100% ON period With 2nd auxiliary release "R", F3 Undervoltage, instant. 110-127 V AC, 110-125 V DC 4NO+4NC A61= Special packaging for increased transport requirements, for foam packaging carton packaging with wax coating (moisture protection) K07= Tripped signaling contact, 1 CO not possible with option F02 R10= Arc chute cover withdrawable part not possible with option A05 Rated voltage 1000 V R21= Shutter 2-part can be locked with padlock S07= Castell/Fortress in Off position with 4 padlock (Safe Off/disconnector function) Disconnector condition in compliance with IEC 60947-2 T40= Door sealing frame U01= with label for export to USA | - | 0 | 0
3WL1208-2EB37-5BM4-Z | A61K07R10S07T40U01 | 3WL1208-2EB37-5BM4-ZA61K07R10S07T40U01 | 1 | UN | 1 | 5 | B | D | EAR99 | N | 85362090 | 1 |  | 91 | KG | 13174.68 | 13174.68 | LP25 | LP25 | withdrawable circuit breaker with guide frame 3-pole, size II, IEC In=800A to 690V, AC50/60Hz Icu=66kA at 500V rear connection vertical Overcurrent release ETU 45 LSIN protection adjustable 0.4-1 in with cubicle bus Opt.: Comm. /measuring func./ground fault/ ZSS Motorized/manual operating mechanism with spring charging motor AC 50/60 Hz 110-127 V AC or 110-125 V DC Activation 50/60 Hz 110 V AC, 110 V DC With 1st auxiliary release Shunt release "F", F1 24 V DC; 100% ON period With 2nd auxiliary release "R", F3 Undervoltage, instant. 110-127 V AC, 110-125 V DC 4NO+4NC A61= Special packaging for increased transport requirements, for foam packaging carton packaging with wax coating (moisture protection) K07= Tripped signaling contact, 1 CO not possible with option F02 R10= Arc chute cover withdrawable part not possible with option A05 Rated voltage 1000 V S07= Castell/Fortress in Off position with 4 padlock (Safe Off/disconnector function) Disconnector condition in compliance with IEC 60947-2 T40= Door sealing frame U01= with label for export to USA | - | 0 | 0
3WL1208-2EB37-5BM4-Z | C22K07R10R21S07T40U01 | 3WL1208-2EB37-5BM4-ZC22K07R10R21S07T40U01 | 1 | UN | 1 | 5 | B | D | EAR99 | N | 85362090 | 1 |  | 91 | KG | 13762.6 | 13762.6 | LP25 | LP25 | withdrawable circuit breaker with guide frame 3-pole, size II, IEC In=800A to 690V, AC50/60Hz Icu=66kA at 500V rear connection vertical Overcurrent release ETU 45 LSIN protection adjustable 0.4-1 in with cubicle bus Opt.: Comm. /measuring func./ground fault/ ZSS Motorized/manual operating mechanism with spring charging motor AC 50/60 Hz 110-127 V AC or 110-125 V DC Activation 50/60 Hz 110 V AC, 110 V DC With 1st auxiliary release Shunt release "F", F1 24 V DC; 100% ON period With 2nd auxiliary release "R", F3 Undervoltage, instant. 110-127 V AC, 110-125 V DC 4NO+4NC C22= Ready indicator K07= Tripped signaling contact, 1 CO not possible with option F02 R10= Arc chute cover withdrawable part not possible with option A05 Rated voltage 1000 V R21= Shutter 2-part can be locked with padlock S07= Castell/Fortress in Off position with 4 padlock (Safe Off/disconnector function) Disconnector condition in compliance with IEC 60947-2 T40= Door sealing frame U01= with label for export to USA | - | 0 | 0
3WL1208-3CB36-1GA2-Z | A61R21U01 | 3WL1208-3CB36-1GA2-ZA61R21U01 | 1 | UN | 1 | 5 | B | D | EAR99 | N | 85362090 | 1 |  | 91 | KG | 9715.69 | 9715.69 | LP25 | LP25 | withdrawable circuit breaker with guide frame 3-pole, size II, IEC In=800A to 690V, AC50/60Hz Icu=80kA at 500V rear connection horizontal Overcurrent release ETU 25 LSI protection adjustable 0.4-1 in With manual operating mechanism with storage with mechanical request With 1st auxiliary release Shunt release "F", F1 50/60 Hz 230 V AC/220 V DC, 100% on-load factor without 2nd auxiliary release 2NO+2NC A61= Special packaging for increased transport requirements, for foam packaging carton packaging with wax coating (moisture protection) R21= Shutter 2-part can be locked with padlock U01= with label for export to USA | - | 0 | 0
3WL1208-3CB36-4GN4-Z | A61C22K07R16R21U01 | 3WL1208-3CB36-4GN4-ZA61C22K07R16R21U01 | 1 | UN | 1 | 5 | B | D | EAR99 | N | 85362090 | 1 |  | 91 | KG | 13033.11 | 13033.11 | LP25 | LP25 | withdrawable circuit breaker with guide frame 3-pole, size II, IEC In=800A to 690V, AC50/60Hz Icu=80kA at 500V rear connection horizontal Overcurrent release ETU 25 LSI protection adjustable 0.4-1 in Motorized/manual operating mechanism with spring charging motor AC 50/60 Hz 208-240 V or 220-250 V DC Activation AC 50/60 Hz 230 V, 220 V DC With 1st auxiliary release Shunt release "F", F1 50/60 Hz 230 V AC/220 V DC, 100% on-load factor With 2nd auxiliary release "R", F3 Undervoltage, instant. 208-240 V AC, 220-250 V DC 4NO+4NC A61= Special packaging for increased transport requirements, for foam packaging carton packaging with wax coating (moisture protection) C22= Ready indicator K07= Tripped signaling contact, 1 CO not possible with option F02 R16= Position signaling switch, withdrawable part 6 changeover contacts R21= Shutter 2-part can be locked with padlock U01= with label for export to USA | - | 0 | 0
3WL1208-3CB37-1AA4-Z | A61K07R10R15R21S07T40U01 | 3WL1208-3CB37-1AA4-ZA61K07R10R15R21S07T40U01 | 1 | UN | 1 | 5 | B | D | EAR99 | N | 85362090 | 1 |  | 91 | KG | 11344.8 | 11344.8 | LP25 | LP25 | withdrawable circuit breaker with guide frame 3-pole, size II, IEC In=800A to 690V, AC50/60Hz Icu=80kA at 500V rear connection vertical Overcurrent release ETU 25 LSI protection adjustable 0.4-1 in With manual operating mechanism with storage with mechanical request without 1st auxiliary release without 2nd auxiliary release 4NO+4NC A61= Special packaging for increased transport requirements, for foam packaging carton packaging with wax coating (moisture protection) K07= Tripped signaling contact, 1 CO not possible with option F02 R10= Arc chute cover withdrawable part not possible with option A05 Rated voltage 1000 V R15= Position signaling switch, withdrawable part 3 changeover contacts R21= Shutter 2-part can be locked with padlock S07= Castell/Fortress in Off position with 4 padlock (Safe Off/disconnector function) Disconnector condition in compliance with IEC 60947-2 T40= Door sealing frame U01= with label for export to USA | - | 0 | 0
3WL1208-3CB37-5BM4-Z | A61K07R10R15R21S07T40U01 | 3WL1208-3CB37-5BM4-ZA61K07R10R15R21S07T40U01 | 1 | UN | 1 | 5 | B | D | EAR99 | N | 85362090 | 1 |  | 91 | KG | 13915.29 | 13915.29 | LP25 | LP25 | withdrawable circuit breaker with guide frame 3-pole, size II, IEC In=800A to 690V, AC50/60Hz Icu=80kA at 500V rear connection vertical Overcurrent release ETU 25 LSI protection adjustable 0.4-1 in Motorized/manual operating mechanism with spring charging motor AC 50/60 Hz 110-127 V AC or 110-125 V DC Activation 50/60 Hz 110 V AC, 110 V DC With 1st auxiliary release Shunt release "F", F1 24 V DC; 100% ON period With 2nd auxiliary release "R", F3 Undervoltage, instant. 110-127 V AC, 110-125 V DC 4NO+4NC A61= Special packaging for increased transport requirements, for foam packaging carton packaging with wax coating (moisture protection) K07= Tripped signaling contact, 1 CO not possible with option F02 R10= Arc chute cover withdrawable part not possible with option A05 Rated voltage 1000 V R15= Position signaling switch, withdrawable part 3 changeover contacts R21= Shutter 2-part can be locked with padlock S07= Castell/Fortress in Off position with 4 padlock (Safe Off/disconnector function) Disconnector condition in compliance with IEC 60947-2 T40= Door sealing frame U01= with label for export to USA | - | 0 | 0
3WL1208-3EB37-1AA2-Z | A61K07R10R21S07T40U01 | 3WL1208-3EB37-1AA2-ZA61K07R10R21S07T40U01 | 1 | UN | 1 | 5 | B | D | EAR99 | N | 85362090 | 1 |  | 91 | KG | 11176.32 | 11176.32 | LP25 | LP25 | withdrawable circuit breaker with guide frame 3-pole, size II, IEC In=800A to 690V, AC50/60Hz Icu=80kA at 500V rear connection vertical Overcurrent release ETU 45 LSIN protection adjustable 0.4-1 in with cubicle bus Opt.: Comm. /measuring func./ground fault/ ZSS With manual operating mechanism with storage with mechanical request without 1st auxiliary release without 2nd auxiliary release 2NO+2NC A61= Special packaging for increased transport requirements, for foam packaging carton packaging with wax coating (moisture protection) K07= Tripped signaling contact, 1 CO not possible with option F02 R10= Arc chute cover withdrawable part not possible with option A05 Rated voltage 1000 V R21= Shutter 2-part can be locked with padlock S07= Castell/Fortress in Off position with 4 padlock (Safe Off/disconnector function) Disconnector condition in compliance with IEC 60947-2 T40= Door sealing frame U01= with label for export to USA | - | 0 | 0
3WL1208-3EB37-5BA4-Z | A61K07R10R21S07T40U01 | 3WL1208-3EB37-5BA4-ZA61K07R10R21S07T40U01 | 1 | UN | 1 | 5 | B | D | EAR99 | N | 85362090 | 1 |  | 91 | KG | 13694.16 | 13694.16 | LP25 | LP25 | withdrawable circuit breaker with guide frame 3-pole, size II, IEC In=800A to 690V, AC50/60Hz Icu=80kA at 500V rear connection vertical Overcurrent release ETU 45 LSIN protection adjustable 0.4-1 in with cubicle bus Opt.: Comm. /measuring func./ground fault/ ZSS Motorized/manual operating mechanism with spring charging motor AC 50/60 Hz 110-127 V AC or 110-125 V DC Activation 50/60 Hz 110 V AC, 110 V DC With 1st auxiliary release Shunt release "F", F1 24 V DC; 100% ON period without 2nd auxiliary release 4NO+4NC A61= Special packaging for increased transport requirements, for foam packaging carton packaging with wax coating (moisture protection) K07= Tripped signaling contact, 1 CO not possible with option F02 R10= Arc chute cover withdrawable part not possible with option A05 Rated voltage 1000 V R21= Shutter 2-part can be locked with padlock S07= Castell/Fortress in Off position with 4 padlock (Safe Off/disconnector function) Disconnector condition in compliance with IEC 60947-2 T40= Door sealing frame U01= with label for export to USA | - | 0 | 0
3WL1208-3EG36-3GA4-Z | A61U01 | 3WL1208-3EG36-3GA4-ZA61U01 | 1 | UN | 1 | 5 | B | D | EAR99 | N | 85362090 | 1 |  | 91 | KG | 11462.5 | 11462.5 | LP25 | LP25 | withdrawable circuit breaker with guide frame 3-pole, size II, IEC In=800A to 690V, AC50/60Hz Icu=80kA at 500V rear connection horizontal Overcurrent release ETU 45 LSING protection adjustable 0.4-1 in with cubicle bus and Ground fault protection Opt.: Comm./measuring func./ZSS With manual operating mechanism with storage with electrical + mechanical request 50/60 Hz 230 V AC, 220 V DC With 1st auxiliary release Shunt release "F", F1 50/60 Hz 230 V AC/220 V DC, 100% on-load factor without 2nd auxiliary release 4NO+4NC A61= Special packaging for increased transport requirements, for foam packaging carton packaging with wax coating (moisture protection) U01= with label for export to USA | - | 0 | 0
3WL1208-3EG37-5FM4-Z | A61R10R21S07T40U01 | 3WL1208-3EG37-5FM4-ZA61R10R21S07T40U01 | 1 | UN | 1 | 5 | B | D | EAR99 | N | 85362090 | 1 |  | 91 | KG | 15071.95 | 15071.95 | LP25 | LP25 | withdrawable circuit breaker with guide frame 3-pole, size II, IEC In=800A to 690V, AC50/60Hz Icu=80kA at 500V rear connection vertical Overcurrent release ETU 45 LSING protection adjustable 0.4-1 in with cubicle bus and Ground fault protection Opt.: Comm./measuring func./ZSS Motorized/manual operating mechanism with spring charging motor AC 50/60 Hz 110-127 V AC or 110-125 V DC Activation 50/60 Hz 110 V AC, 110 V DC With 1st auxiliary release Shunt release "F", F1 50/60 Hz 110 V AC/110 V DC, 100% on-load factor With 2nd auxiliary release "R", F3 Undervoltage, instant. 110-127 V AC, 110-125 V DC 4NO+4NC A61= Special packaging for increased transport requirements, for foam packaging carton packaging with wax coating (moisture protection) R10= Arc chute cover withdrawable part not possible with option A05 Rated voltage 1000 V R21= Shutter 2-part can be locked with padlock S07= Castell/Fortress in Off position with 4 padlock (Safe Off/disconnector function) Disconnector condition in compliance with IEC 60947-2 T40= Door sealing frame U01= with label for export to USA | - | 0 | 0
3WL1208-4CB36-5FR4-Z | A61K07U01 | 3WL1208-4CB36-5FR4-ZA61K07U01 | 1 | UN | 1 | 5 | B | D | EAR99 | N | 85362090 | 1 |  | 91 | KG | 12951.21 | 12951.21 | LP25 | LP25 | withdrawable circuit breaker with guide frame 3-pole, size II, IEC In=800A to 690V, AC50/60Hz Icu=100kA at 500V rear connection horizontal Overcurrent release ETU 25 LSI protection adjustable 0.4-1 in Motorized/manual operating mechanism with spring charging motor AC 50/60 Hz 110-127 V AC or 110-125 V DC Activation 50/60 Hz 110 V AC, 110 V DC With 1st auxiliary release Shunt release "F", F1 50/60 Hz 110 V AC/110 V DC, 100% on-load factor With 2nd auxiliary release "RC", F4 Undervoltage, Delay 0.2-3.2s 110-127 V AC, 110-125 V DC, 100% ED 4NO+4NC A61= Special packaging for increased transport requirements, for foam packaging carton packaging with wax coating (moisture protection) K07= Tripped signaling contact, 1 CO not possible with option F02 U01= with label for export to USA | - | 0 | 0
3WL1208-4EB32-1AA4-Z | A61B04S07U01 | 3WL1208-4EB32-1AA4-ZA61B04S07U01 | 1 | UN | 1 | 5 | B | D | EAR99 | N | 85362090 | 1 |  | 56 | KG | 7650.64 | 7650.64 | LP25 | LP25 | fixed-mounted circuit breaker 3-pole, size II, IEC In=800A to 690V, AC50/60Hz Icu=100kA at 500V rear connection horizontal Overcurrent release ETU 45 LSIN protection adjustable 0.4-1 in with cubicle bus Opt.: Comm. /measuring func./ground fault/ ZSS With manual operating mechanism with storage with mechanical request without 1st auxiliary release without 2nd auxiliary release 4NO+4NC A61= Special packaging for increased transport requirements, for foam packaging carton packaging with wax coating (moisture protection) B04= Rated current reference module 400 A for ETU25, 27, 45, 55, 75, 76 for setting rated current in S07= Castell/Fortress in Off position with 4 padlocks (Safe Off/disconnector function) Disconnector condition in compliance with IEC 60947-2 U01= with label for export to USA | - | 0 | 0
3WL1208-4EB32-1AA4-Z | A61B06S07U01 | 3WL1208-4EB32-1AA4-ZA61B06S07U01 | 1 | UN | 1 | 5 | B | D | EAR99 | N | 85362090 | 1 |  | 56 | KG | 7650.64 | 7650.64 | LP25 | LP25 | fixed-mounted circuit breaker 3-pole, size II, IEC In=800A to 690V, AC50/60Hz Icu=100kA at 500V rear connection horizontal Overcurrent release ETU 45 LSIN protection adjustable 0.4-1 in with cubicle bus Opt.: Comm. /measuring func./ground fault/ ZSS With manual operating mechanism with storage with mechanical request without 1st auxiliary release without 2nd auxiliary release 4NO+4NC A61= Special packaging for increased transport requirements, for foam packaging carton packaging with wax coating (moisture protection) B06= Rated current reference module 630 A for ETU25, 27, 45, 55, 75, 76 for setting rated current in S07= Castell/Fortress in Off position with 4 padlocks (Safe Off/disconnector function) Disconnector condition in compliance with IEC 60947-2 U01= with label for export to USA | - | 0 | 0
3WL1208-4EB36-1AA2-Z | A61B08U01 | 3WL1208-4EB36-1AA2-ZA61B08U01 | 1 | UN | 1 | 5 | B | D | EAR99 | N | 85362090 | 1 |  | 91 | KG | 9784.72 | 9784.72 | LP25 | LP25 | withdrawable circuit breaker with guide frame 3-pole, size II, IEC In=800A to 690V, AC50/60Hz Icu=100kA at 500V rear connection horizontal Overcurrent release ETU 45 LSIN protection adjustable 0.4-1 in with cubicle bus Opt.: Comm. /measuring func./ground fault/ ZSS With manual operating mechanism with storage with mechanical request without 1st auxiliary release without 2nd auxiliary release 2NO+2NC A61= Special packaging for increased transport requirements, for foam packaging carton packaging with wax coating (moisture protection) B08= Rated current reference module 800 A for ETU25, 27, 45, 55, 75, 76 for setting rated current in U01= with label for export to USA | - | 0 | 0
3WL1208-4EB36-1AA2-Z | A61U01 | 3WL1208-4EB36-1AA2-ZA61U01 | 1 | UN | 1 | 5 | B | D | EAR99 | N | 85362090 | 1 |  | 91 | KG | 9784.72 | 9784.72 | LP25 | LP25 | withdrawable circuit breaker with guide frame 3-pole, size II, IEC In=800A to 690V, AC50/60Hz Icu=100kA at 500V rear connection horizontal Overcurrent release ETU 45 LSIN protection adjustable 0.4-1 in with cubicle bus Opt.: Comm. /measuring func./ground fault/ ZSS With manual operating mechanism with storage with mechanical request without 1st auxiliary release without 2nd auxiliary release 2NO+2NC A61= Special packaging for increased transport requirements, for foam packaging carton packaging with wax coating (moisture protection) U01= with label for export to USA | - | 0 | 0
3WL1208-4EB36-1AA2-Z | B08U01 | 3WL1208-4EB36-1AA2-ZB08U01 | 1 | UN | 1 | 5 | B | D | EAR99 | N | 85362090 | 1 |  | 91 | KG | 9743.18 | 9743.18 | LP25 | LP25 | withdrawable circuit breaker with guide frame 3-pole, size II, IEC In=800A to 690V, AC50/60Hz Icu=100kA at 500V rear connection horizontal Overcurrent release ETU 45 LSIN protection adjustable 0.4-1 in with cubicle bus Opt.: Comm. /measuring func./ground fault/ ZSS With manual operating mechanism with storage with mechanical request without 1st auxiliary release without 2nd auxiliary release 2NO+2NC B08= Rated current reference module 800 A for ETU25, 27, 45, 55, 75, 76 for setting rated current in U01= with label for export to USA | - | 0 | 0
3WL1208-4EB36-4GA2-Z | A15A61B03C22K07R15R21T40U01 | 3WL1208-4EB36-4GA2-ZA15A61B03C22K07R15R21T40U01 | 1 | UN | 1 | 5 | B | D | EAR99 | N | 85362090 | 1 |  | 91 | KG | 16223.7 | 16223.7 | LP25 | LP25 | withdrawable circuit breaker with guide frame 3-pole, size II, IEC In=800A to 690V, AC50/60Hz Icu=100kA at 500V rear connection horizontal Overcurrent release ETU 45 LSIN protection adjustable 0.4-1 in with cubicle bus Opt.: Comm. /measuring func./ground fault/ ZSS Motorized/manual operating mechanism with spring charging motor AC 50/60 Hz 208-240 V or 220-250 V DC Activation AC 50/60 Hz 230 V, 220 V DC With 1st auxiliary release Shunt release "F", F1 50/60 Hz 230 V AC/220 V DC, 100% on-load factor without 2nd auxiliary release 2NO+2NC A15= Version for 1150 V A61= Special packaging for increased transport requirements, for foam packaging carton packaging with wax coating (moisture protection) B03= Rated current reference module 315 A for ETU25, 27, 45, 55, 75, 76 for setting rated current in C22= Ready indicator K07= Tripped signaling contact, 1 CO not possible with option F02 R15= Position signaling switch, withdrawable part 3 changeover contacts R21= Shutter 2-part can be locked with padlock T40= Door sealing frame U01= with label for export to USA | - | 0 | 0
3WL1208-4EB37-1AA2-Z | A61B02T40U01 | 3WL1208-4EB37-1AA2-ZA61B02T40U01 | 1 | UN | 1 | 5 | B | D | EAR99 | N | 85362090 | 1 |  | 91 | KG | 10489.06 | 10489.06 | LP25 | LP25 | withdrawable circuit breaker with guide frame 3-pole, size II, IEC In=800A to 690V, AC50/60Hz Icu=100kA at 500V rear connection vertical Overcurrent release ETU 45 LSIN protection adjustable 0.4-1 in with cubicle bus Opt.: Comm. /measuring func./ground fault/ ZSS With manual operating mechanism with storage with mechanical request without 1st auxiliary release without 2nd auxiliary release 2NO+2NC A61= Special packaging for increased transport requirements, for foam packaging carton packaging with wax coating (moisture protection) B02= Rated current ID module 250 A for ETU25, 27, 45, 55, 75, 76 for setting rated current in T40= Door sealing frame U01= with label for export to USA | - | 0 | 0
3WL1208-4EB37-1AA2-Z | A61B05T40U01 | 3WL1208-4EB37-1AA2-ZA61B05T40U01 | 1 | UN | 1 | 5 | B | D | EAR99 | N | 85362090 | 1 |  | 91 | KG | 10489.06 | 10489.06 | LP25 | LP25 | withdrawable circuit breaker with guide frame 3-pole, size II, IEC In=800A to 690V, AC50/60Hz Icu=100kA at 500V rear connection vertical Overcurrent release ETU 45 LSIN protection adjustable 0.4-1 in with cubicle bus Opt.: Comm. /measuring func./ground fault/ ZSS With manual operating mechanism with storage with mechanical request without 1st auxiliary release without 2nd auxiliary release 2NO+2NC A61= Special packaging for increased transport requirements, for foam packaging carton packaging with wax coating (moisture protection) B05= Rated current reference module 500 A for ETU25, 27, 45, 55, 75, 76 for setting rated current in T40= Door sealing frame U01= with label for export to USA | - | 0 | 0
3WL1208-4EB37-1AA4-Z | A61K07T40U01 | 3WL1208-4EB37-1AA4-ZA61K07T40U01 | 1 | UN | 1 | 5 | B | D | EAR99 | N | 85362090 | 1 |  | 91 | KG | 10942.32 | 10942.32 | LP25 | LP25 | withdrawable circuit breaker with guide frame 3-pole, size II, IEC In=800A to 690V, AC50/60Hz Icu=100kA at 500V rear connection vertical Overcurrent release ETU 45 LSIN protection adjustable 0.4-1 in with cubicle bus Opt.: Comm. /measuring func./ground fault/ ZSS With manual operating mechanism with storage with mechanical request without 1st auxiliary release without 2nd auxiliary release 4NO+4NC A61= Special packaging for increased transport requirements, for foam packaging carton packaging with wax coating (moisture protection) K07= Tripped signaling contact, 1 CO not possible with option F02 T40= Door sealing frame U01= with label for export to USA | - | 0 | 0
3WL1208-4EB37-1BJ2-Z | A61B02K07T40U01 | 3WL1208-4EB37-1BJ2-ZA61B02K07T40U01 | 1 | UN | 1 | 5 | B | D | EAR99 | N | 85362090 | 1 |  | 91 | KG | 11324.91 | 11324.91 | LP25 | LP25 | withdrawable circuit breaker with guide frame 3-pole, size II, IEC In=800A to 690V, AC50/60Hz Icu=100kA at 500V rear connection vertical Overcurrent release ETU 45 LSIN protection adjustable 0.4-1 in with cubicle bus Opt.: Comm. /measuring func./ground fault/ ZSS With manual operating mechanism with storage with mechanical request With 1st auxiliary release Shunt release "F", F1 24 V DC; 100% ON period With 2nd auxiliary release "R", F3 Undervoltage, instant. 24 V DC 2NO+2NC A61= Special packaging for increased transport requirements, for foam packaging carton packaging with wax coating (moisture protection) B02= Rated current ID module 250 A for ETU25, 27, 45, 55, 75, 76 for setting rated current in K07= Tripped signaling contact, 1 CO not possible with option F02 T40= Door sealing frame U01= with label for export to USA | - | 0 | 0
3WL1208-4EB37-1BJ2-Z | A61B05K07T40U01 | 3WL1208-4EB37-1BJ2-ZA61B05K07T40U01 | 1 | UN | 1 | 5 | B | D | EAR99 | N | 85362090 | 1 |  | 91 | KG | 11324.91 | 11324.91 | LP25 | LP25 | withdrawable circuit breaker with guide frame 3-pole, size II, IEC In=800A to 690V, AC50/60Hz Icu=100kA at 500V rear connection vertical Overcurrent release ETU 45 LSIN protection adjustable 0.4-1 in with cubicle bus Opt.: Comm. /measuring func./ground fault/ ZSS With manual operating mechanism with storage with mechanical request With 1st auxiliary release Shunt release "F", F1 24 V DC; 100% ON period With 2nd auxiliary release "R", F3 Undervoltage, instant. 24 V DC 2NO+2NC A61= Special packaging for increased transport requirements, for foam packaging carton packaging with wax coating (moisture protection) B05= Rated current reference module 500 A for ETU25, 27, 45, 55, 75, 76 for setting rated current in K07= Tripped signaling contact, 1 CO not possible with option F02 T40= Door sealing frame U01= with label for export to USA | - | 0 | 0
3WL1208-4EB37-1BJ2-Z | A61K07T40U01 | 3WL1208-4EB37-1BJ2-ZA61K07T40U01 | 1 | UN | 1 | 5 | B | D | EAR99 | N | 85362090 | 1 |  | 91 | KG | 11324.91 | 11324.91 | LP25 | LP25 | withdrawable circuit breaker with guide frame 3-pole, size II, IEC In=800A to 690V, AC50/60Hz Icu=100kA at 500V rear connection vertical Overcurrent release ETU 45 LSIN protection adjustable 0.4-1 in with cubicle bus Opt.: Comm. /measuring func./ground fault/ ZSS With manual operating mechanism with storage with mechanical request With 1st auxiliary release Shunt release "F", F1 24 V DC; 100% ON period With 2nd auxiliary release "R", F3 Undervoltage, instant. 24 V DC 2NO+2NC A61= Special packaging for increased transport requirements, for foam packaging carton packaging with wax coating (moisture protection) K07= Tripped signaling contact, 1 CO not possible with option F02 T40= Door sealing frame U01= with label for export to USA | - | 0 | 0
3WL1208-4EB37-6AJ2-Z | A61K07T40U01 | 3WL1208-4EB37-6AJ2-ZA61K07T40U01 | 1 | UN | 1 | 5 | B | D | EAR99 | N | 85362090 | 1 |  | 91 | KG | 12843.57 | 12843.57 | LP25 | LP25 | withdrawable circuit breaker with guide frame 3-pole, size II, IEC In=800A to 690V, AC50/60Hz Icu=100kA at 500V rear connection vertical Overcurrent release ETU 45 LSIN protection adjustable 0.4-1 in with cubicle bus Opt.: Comm. /measuring func./ground fault/ ZSS Motorized/manual operating mechanism with spring charging motor 24-30 V DC Activation 24 V DC without 1st auxiliary release With 2nd auxiliary release "R", F3 Undervoltage, instant. 24 V DC 2NO+2NC A61= Special packaging for increased transport requirements, for foam packaging carton packaging with wax coating (moisture protection) K07= Tripped signaling contact, 1 CO not possible with option F02 T40= Door sealing frame U01= with label for export to USA | - | 0 | 0
3WL1208-4EB37-6BJ4-Z | A61K07T40U01 | 3WL1208-4EB37-6BJ4-ZA61K07T40U01 | 1 | UN | 1 | 5 | B | D | EAR99 | N | 85362090 | 1 |  | 91 | KG | 13512.81 | 13512.81 | LP25 | LP25 | withdrawable circuit breaker with guide frame 3-pole, size II, IEC In=800A to 690V, AC50/60Hz Icu=100kA at 500V rear connection vertical Overcurrent release ETU 45 LSIN protection adjustable 0.4-1 in with cubicle bus Opt.: Comm. /measuring func./ground fault/ ZSS Motorized/manual operating mechanism with spring charging motor 24-30 V DC Activation 24 V DC With 1st auxiliary release Shunt release "F", F1 24 V DC; 100% ON period With 2nd auxiliary release "R", F3 Undervoltage, instant. 24 V DC 4NO+4NC A61= Special packaging for increased transport requirements, for foam packaging carton packaging with wax coating (moisture protection) K07= Tripped signaling contact, 1 CO not possible with option F02 T40= Door sealing frame U01= with label for export to USA | - | 0 | 0
3WL1208-4EB38-1AA4-Z | A61B04S07U01 | 3WL1208-4EB38-1AA4-ZA61B04S07U01 | 1 | UN | 1 | 5 | B | D | EAR99 | N | 85362090 | 1 |  | 91 | KG | 10259.74 | 10259.74 | LP25 | LP25 | withdrawable circuit breaker with guide frame 3-pole, size II, IEC In=800A to 690V, AC50/60Hz Icu=100kA at 500V w. connection flange Overcurrent release ETU 45 LSIN protection adjustable 0.4-1 in with cubicle bus Opt.: Comm. /measuring func./ground fault/ ZSS With manual operating mechanism with storage with mechanical request without 1st auxiliary release without 2nd auxiliary release 4NO+4NC A61= Special packaging for increased transport requirements, for foam packaging carton packaging with wax coating (moisture protection) B04= Rated current reference module 400 A for ETU25, 27, 45, 55, 75, 76 for setting rated current in S07= Castell/Fortress in Off position with 4 padlock (Safe Off/disconnector function) Disconnector condition in compliance with IEC 60947-2 U01= with label for export to USA | - | 0 | 0
3WL1208-4EB38-1AA4-Z | A61B06S07U01 | 3WL1208-4EB38-1AA4-ZA61B06S07U01 | 1 | UN | 1 | 5 | B | D | EAR99 | N | 85362090 | 1 |  | 91 | KG | 10259.74 | 10259.74 | LP25 | LP25 | withdrawable circuit breaker with guide frame 3-pole, size II, IEC In=800A to 690V, AC50/60Hz Icu=100kA at 500V w. connection flange Overcurrent release ETU 45 LSIN protection adjustable 0.4-1 in with cubicle bus Opt.: Comm. /measuring func./ground fault/ ZSS With manual operating mechanism with storage with mechanical request without 1st auxiliary release without 2nd auxiliary release 4NO+4NC A61= Special packaging for increased transport requirements, for foam packaging carton packaging with wax coating (moisture protection) B06= Rated current reference module 630 A for ETU25, 27, 45, 55, 75, 76 for setting rated current in S07= Castell/Fortress in Off position with 4 padlock (Safe Off/disconnector function) Disconnector condition in compliance with IEC 60947-2 U01= with label for export to USA | - | 0 | 0
3WL1208-4FB36-4GA4-Z | A61K07R21R30S07T40U01 | 3WL1208-4FB36-4GA4-ZA61K07R21R30S07T40U01 | 1 | UN | 1 | 5 | B | D | EAR99 | N | 85362090 | 1 |  | 91 | KG | 13903.59 | 13903.59 | LP25 | LP25 | withdrawable circuit breaker with guide frame 3-pole, size II, IEC In=800A to 690V, AC50/60Hz Icu=100kA at 500V rear connection horizontal Overcurrent release ETU45 LSIN protection adjustable 0.4-1 in with display and cubicle bus Opt.: Comm. /measuring func./ground fault/ ZSS Motorized/manual operating mechanism with spring charging motor AC 50/60 Hz 208-240 V or 220-250 V DC Activation AC 50/60 Hz 230 V, 220 V DC With 1st auxiliary release Shunt release "F", F1 50/60 Hz 230 V AC/220 V DC, 100% on-load factor without 2nd auxiliary release 4NO+4NC A61= Special packaging for increased transport requirements, for foam packaging carton packaging with wax coating (moisture protection) K07= Tripped signaling contact, 1 CO not possible with option F02 R21= Shutter 2-part can be locked with padlock R30= Locking device against opening of the control cabinet door S07= Castell/Fortress in Off position with 4 padlock (Safe Off/disconnector function) Disconnector condition in compliance with IEC 60947-2 T40= Door sealing frame U01= with label for export to USA | - | 0 | 0
3WL1208-4FB37-5FM4-Z | A61B04C22F05F12S07U01 | 3WL1208-4FB37-5FM4-ZA61B04C22F05F12S07U01 | 1 | UN | 1 | 5 | B | D | EAR99 | N | 85362090 | 1 |  | 91 | KG | 17041.06 | 17041.06 | LP25 | LP25 | withdrawable circuit breaker with guide frame 3-pole, size II, IEC In=800A to 690V, AC50/60Hz Icu=100kA at 500V rear connection vertical Overcurrent release ETU45 LSIN protection adjustable 0.4-1 in with display and cubicle bus Opt.: Comm. /measuring func./ground fault/ ZSS Motorized/manual operating mechanism with spring charging motor AC 50/60 Hz 110-127 V AC or 110-125 V DC Activation 50/60 Hz 110 V AC, 110 V DC With 1st auxiliary release Shunt release "F", F1 50/60 Hz 110 V AC/110 V DC, 100% on-load factor With 2nd auxiliary release "R", F3 Undervoltage, instant. 110-127 V AC, 110-125 V DC 4NO+4NC A61= Special packaging for increased transport requirements, for foam packaging carton packaging with wax coating (moisture protection) B04= Rated current reference module 400 A for ETU25, 27, 45, 55, 75, 76 for setting rated current in C22= Ready indicator F05= Measuring function plus for U, I, P, W Harmonics and total harmonic distortion F12= COM16 Modbus module with breaker status sensor S07= Castell/Fortress in Off position with 4 padlock (Safe Off/disconnector function) Disconnector condition in compliance with IEC 60947-2 U01= with label for export to USA | - | 0 | 0
3WL1208-4FB37-5FM4-Z | A61C22F05F12S07U01 | 3WL1208-4FB37-5FM4-ZA61C22F05F12S07U01 | 1 | UN | 1 | 5 | B | D | EAR99 | N | 85362090 | 1 |  | 91 | KG | 17041.06 | 17041.06 | LP25 | LP25 | withdrawable circuit breaker with guide frame 3-pole, size II, IEC In=800A to 690V, AC50/60Hz Icu=100kA at 500V rear connection vertical Overcurrent release ETU45 LSIN protection adjustable 0.4-1 in with display and cubicle bus Opt.: Comm. /measuring func./ground fault/ ZSS Motorized/manual operating mechanism with spring charging motor AC 50/60 Hz 110-127 V AC or 110-125 V DC Activation 50/60 Hz 110 V AC, 110 V DC With 1st auxiliary release Shunt release "F", F1 50/60 Hz 110 V AC/110 V DC, 100% on-load factor With 2nd auxiliary release "R", F3 Undervoltage, instant. 110-127 V AC, 110-125 V DC 4NO+4NC A61= Special packaging for increased transport requirements, for foam packaging carton packaging with wax coating (moisture protection) C22= Ready indicator F05= Measuring function plus for U, I, P, W Harmonics and total harmonic distortion F12= COM16 Modbus module with breaker status sensor S07= Castell/Fortress in Off position with 4 padlock (Safe Off/disconnector function) Disconnector condition in compliance with IEC 60947-2 U01= with label for export to USA | - | 0 | 0
3WL1210-2AA37-5BM4-Z | A61R10R21S07T40U01 | 3WL1210-2AA37-5BM4-ZA61R10R21S07T40U01 | 1 | UN | 1 | 5 | B | D | EAR99 | N | 85362090 | 1 |  | 91 | KG | 11363.05 | 11363.05 | LP25 | LP25 | withdraw. non-aut. circuit-b. with guide frame 3-pole, size II, IEC In=1000A to 690V, AC50/60Hz Icu=66kA at 500V rear connection vertical without overcurrent release Motorized/manual operating mechanism with spring charging motor AC 50/60 Hz 110-127 V AC or 110-125 V DC Activation 50/60 Hz 110 V AC, 110 V DC With 1st auxiliary release Shunt release "F", F1 24 V DC; 100% ON period With 2nd auxiliary release "R", F3 Undervoltage, instant. 110-127 V AC, 110-125 V DC 4NO+4NC A61= Special packaging for increased transport requirements, for foam packaging carton packaging with wax coating (moisture protection) R10= Arc chute cover withdrawable part not possible with option A05 Rated voltage 1000 V R21= Shutter 2-part can be locked with padlock S07= Castell/Fortress in Off position with 4 padlock (Safe Off/disconnector function) Disconnector condition in compliance with IEC 60947-2 T40= Door sealing frame U01= with label for export to USA | - | 0 | 0
3WL1210-2CB36-5BM4-Z | A61B08K07P23R10R21S07T40U01 | 3WL1210-2CB36-5BM4-ZA61B08K07P23R10R21S07T40U01 | 1 | UN | 1 | 5 | B | D | EAR99 | N | 85362090 | 1 |  | 91 | KG | 13247.22 | 13247.22 | LP25 | LP25 | withdrawable circuit breaker with guide frame 3-pole, size II, IEC In=1000A to 690V, AC50/60Hz Icu=66kA at 500V rear connection horizontal Overcurrent release ETU 25 LSI protection adjustable 0.4-1 in Motorized/manual operating mechanism with spring charging motor AC 50/60 Hz 110-127 V AC or 110-125 V DC Activation 50/60 Hz 110 V AC, 110 V DC With 1st auxiliary release Shunt release "F", F1 24 V DC; 100% ON period With 2nd auxiliary release "R", F3 Undervoltage, instant. 110-127 V AC, 110-125 V DC 4NO+4NC A61= Special packaging for increased transport requirements, for foam packaging carton packaging with wax coating (moisture protection) B08= Rated current reference module 800 A for ETU25, 27, 45, 55, 75, 76 for setting rated current in K07= Tripped signaling contact, 1 CO not possible with option F02 P23= Retrofitted to Connection: Top horizontal, bottom vertical R10= Arc chute cover withdrawable part not possible with option A05 Rated voltage 1000 V R21= Shutter 2-part can be locked with padlock S07= Castell/Fortress in Off position with 4 padlock (Safe Off/disconnector function) Disconnector condition in compliance with IEC 60947-2 T40= Door sealing frame U01= with label for export to USA | - | 0 | 0
3WL1210-2CB36-5BM4-Z | B08K07P23R10R21S07T40U01 | 3WL1210-2CB36-5BM4-ZB08K07P23R10R21S07T40U01 | 1 | UN | 1 | 5 | B | D | EAR99 | N | 85362090 | 1 |  | 91 | KG | 13205.68 | 13205.68 | LP25 | LP25 | withdrawable circuit breaker with guide frame 3-pole, size II, IEC In=1000A to 690V, AC50/60Hz Icu=66kA at 500V rear connection horizontal Overcurrent release ETU 25 LSI protection adjustable 0.4-1 in Motorized/manual operating mechanism with spring charging motor AC 50/60 Hz 110-127 V AC or 110-125 V DC Activation 50/60 Hz 110 V AC, 110 V DC With 1st auxiliary release Shunt release "F", F1 24 V DC; 100% ON period With 2nd auxiliary release "R", F3 Undervoltage, instant. 110-127 V AC, 110-125 V DC 4NO+4NC B08= Rated current reference module 800 A for ETU25, 27, 45, 55, 75, 76 for setting rated current in K07= Tripped signaling contact, 1 CO not possible with option F02 P23= Retrofitted to Connection: Top horizontal, bottom vertical R10= Arc chute cover withdrawable part not possible with option A05 Rated voltage 1000 V R21= Shutter 2-part can be locked with padlock S07= Castell/Fortress in Off position with 4 padlock (Safe Off/disconnector function) Disconnector condition in compliance with IEC 60947-2 T40= Door sealing frame U01= with label for export to USA | - | 0 | 0
3WL1210-2EB37-5BM4-Z | A61K07R10R21S07T40U01 | 3WL1210-2EB37-5BM4-ZA61K07R10R21S07T40U01 | 1 | UN | 1 | 5 | B | D | EAR99 | N | 85362090 | 1 |  | 91 | KG | 13817.01 | 13817.01 | LP25 | LP25 | withdrawable circuit breaker with guide frame 3-pole, size II, IEC In=1000A to 690V, AC50/60Hz Icu=66kA at 500V rear connection vertical Overcurrent release ETU 45 LSIN protection adjustable 0.4-1 in with cubicle bus Opt.: Comm. /measuring func./ground fault/ ZSS Motorized/manual operating mechanism with spring charging motor AC 50/60 Hz 110-127 V AC or 110-125 V DC Activation 50/60 Hz 110 V AC, 110 V DC With 1st auxiliary release Shunt release "F", F1 24 V DC; 100% ON period With 2nd auxiliary release "R", F3 Undervoltage, instant. 110-127 V AC, 110-125 V DC 4NO+4NC A61= Special packaging for increased transport requirements, for foam packaging carton packaging with wax coating (moisture protection) K07= Tripped signaling contact, 1 CO not possible with option F02 R10= Arc chute cover withdrawable part not possible with option A05 Rated voltage 1000 V R21= Shutter 2-part can be locked with padlock S07= Castell/Fortress in Off position with 4 padlock (Safe Off/disconnector function) Disconnector condition in compliance with IEC 60947-2 T40= Door sealing frame U01= with label for export to USA | - | 0 | 0
3WL1210-3EB36-5BM4-Z | A61K07P23R10R21S07T40U01 | 3WL1210-3EB36-5BM4-ZA61K07P23R10R21S07T40U01 | 1 | UN | 1 | 5 | B | D | EAR99 | N | 85362090 | 1 |  | 91 | KG | 14276.82 | 14276.82 | LP25 | LP25 | withdrawable circuit breaker with guide frame 3-pole, size II, IEC In=1000A to 690V, AC50/60Hz Icu=80kA at 500V rear connection horizontal Overcurrent release ETU 45 LSIN protection adjustable 0.4-1 in with cubicle bus Opt.: Comm. /measuring func./ground fault/ ZSS Motorized/manual operating mechanism with spring charging motor AC 50/60 Hz 110-127 V AC or 110-125 V DC Activation 50/60 Hz 110 V AC, 110 V DC With 1st auxiliary release Shunt release "F", F1 24 V DC; 100% ON period With 2nd auxiliary release "R", F3 Undervoltage, instant. 110-127 V AC, 110-125 V DC 4NO+4NC A61= Special packaging for increased transport requirements, for foam packaging carton packaging with wax coating (moisture protection) K07= Tripped signaling contact, 1 CO not possible with option F02 P23= Retrofitted to Connection: Top horizontal, bottom vertical R10= Arc chute cover withdrawable part not possible with option A05 Rated voltage 1000 V R21= Shutter 2-part can be locked with padlock S07= Castell/Fortress in Off position with 4 padlock (Safe Off/disconnector function) Disconnector condition in compliance with IEC 60947-2 T40= Door sealing frame U01= with label for export to USA | - | 0 | 0
3WL1210-3EB37-5BA4-Z | A61K07R10R21S07T40U01 | 3WL1210-3EB37-5BA4-ZA61K07R10R21S07T40U01 | 1 | UN | 1 | 5 | B | D | EAR99 | N | 85362090 | 1 |  | 91 | KG | 14056.86 | 14056.86 | LP25 | LP25 | withdrawable circuit breaker with guide frame 3-pole, size II, IEC In=1000A to 690V, AC50/60Hz Icu=80kA at 500V rear connection vertical Overcurrent release ETU 45 LSIN protection adjustable 0.4-1 in with cubicle bus Opt.: Comm. /measuring func./ground fault/ ZSS Motorized/manual operating mechanism with spring charging motor AC 50/60 Hz 110-127 V AC or 110-125 V DC Activation 50/60 Hz 110 V AC, 110 V DC With 1st auxiliary release Shunt release "F", F1 24 V DC; 100% ON period without 2nd auxiliary release 4NO+4NC A61= Special packaging for increased transport requirements, for foam packaging carton packaging with wax coating (moisture protection) K07= Tripped signaling contact, 1 CO not possible with option F02 R10= Arc chute cover withdrawable part not possible with option A05 Rated voltage 1000 V R21= Shutter 2-part can be locked with padlock S07= Castell/Fortress in Off position with 4 padlock (Safe Off/disconnector function) Disconnector condition in compliance with IEC 60947-2 T40= Door sealing frame U01= with label for export to USA | - | 0 | 0
3WL1210-3EB37-5BM4-Z | A61K07R10R21S07T40U01 | 3WL1210-3EB37-5BM4-ZA61K07R10R21S07T40U01 | 1 | UN | 1 | 5 | B | D | EAR99 | N | 85362090 | 1 |  | 91 | KG | 14448.81 | 14448.81 | LP25 | LP25 | withdrawable circuit breaker with guide frame 3-pole, size II, IEC In=1000A to 690V, AC50/60Hz Icu=80kA at 500V rear connection vertical Overcurrent release ETU 45 LSIN protection adjustable 0.4-1 in with cubicle bus Opt.: Comm. /measuring func./ground fault/ ZSS Motorized/manual operating mechanism with spring charging motor AC 50/60 Hz 110-127 V AC or 110-125 V DC Activation 50/60 Hz 110 V AC, 110 V DC With 1st auxiliary release Shunt release "F", F1 24 V DC; 100% ON period With 2nd auxiliary release "R", F3 Undervoltage, instant. 110-127 V AC, 110-125 V DC 4NO+4NC A61= Special packaging for increased transport requirements, for foam packaging carton packaging with wax coating (moisture protection) K07= Tripped signaling contact, 1 CO not possible with option F02 R10= Arc chute cover withdrawable part not possible with option A05 Rated voltage 1000 V R21= Shutter 2-part can be locked with padlock S07= Castell/Fortress in Off position with 4 padlock (Safe Off/disconnector function) Disconnector condition in compliance with IEC 60947-2 T40= Door sealing frame U01= with label for export to USA | - | 0 | 0
3WL1210-4CB34-4AN2-Z | A05C11C22F31K07S07T40U01 | 3WL1210-4CB34-4AN2-ZA05C11C22F31K07S07T40U01 | 1 | UN | 1 | 5 | B | D | EAR99 | N | 85362090 | 1 |  | 56 | KG | 14494.55 | 14494.55 | LP25 | LP25 | fixed-mounted circuit breaker 3-pole, size II, IEC In=1000A to 690V, AC50/60Hz Icu=100kA at 500V frnt.conn. top/bot. dual-hole Overcurrent release ETU 25 LSI protection adjustable 0.4-1 in Motorized/manual operating mechanism with spring charging motor AC 50/60 Hz 208-240 V or 220-250 V DC Activation AC 50/60 Hz 230 V, 220 V DC without 1st auxiliary release With 2nd auxiliary release "R", F3 Undervoltage, instant. 208-240 V AC, 220-250 V DC 2NO+2NC A05= Version for 1000 V C11= electrical On with sealing cap not possible with option F02 C22= Ready indicator F31= EMC filter K07= Tripped signaling contact, 1 CO not possible with option F02 S07= Castell/Fortress in Off position with 4 padlocks (Safe Off/disconnector function) Disconnector condition in compliance with IEC 60947-2 T40= Door sealing frame U01= with label for export to USA | - | 0 | 0
3WL1210-4CB34-4AN2-Z | A61C22U01 | 3WL1210-4CB34-4AN2-ZA61C22U01 | 1 | UN | 1 | 5 | B | D | EAR99 | N | 85362090 | 1 |  | 56 | KG | 10117 | 10117 | LP25 | LP25 | fixed-mounted circuit breaker 3-pole, size II, IEC In=1000A to 690V, AC50/60Hz Icu=100kA at 500V frnt.conn. top/bot. dual-hole Overcurrent release ETU 25 LSI protection adjustable 0.4-1 in Motorized/manual operating mechanism with spring charging motor AC 50/60 Hz 208-240 V or 220-250 V DC Activation AC 50/60 Hz 230 V, 220 V DC without 1st auxiliary release With 2nd auxiliary release "R", F3 Undervoltage, instant. 208-240 V AC, 220-250 V DC 2NO+2NC A61= Special packaging for increased transport requirements, for foam packaging carton packaging with wax coating (moisture protection) C22= Ready indicator U01= with label for export to USA | - | 0 | 0
3WL1210-4CB34-4AN2-Z | A61U01 | 3WL1210-4CB34-4AN2-ZA61U01 | 1 | UN | 1 | 5 | B | D | EAR99 | N | 85362090 | 1 |  | 56 | KG | 9930.97 | 9930.97 | LP25 | LP25 | fixed-mounted circuit breaker 3-pole, size II, IEC In=1000A to 690V, AC50/60Hz Icu=100kA at 500V frnt.conn. top/bot. dual-hole Overcurrent release ETU 25 LSI protection adjustable 0.4-1 in Motorized/manual operating mechanism with spring charging motor AC 50/60 Hz 208-240 V or 220-250 V DC Activation AC 50/60 Hz 230 V, 220 V DC without 1st auxiliary release With 2nd auxiliary release "R", F3 Undervoltage, instant. 208-240 V AC, 220-250 V DC 2NO+2NC A61= Special packaging for increased transport requirements, for foam packaging carton packaging with wax coating (moisture protection) U01= with label for export to USA | - | 0 | 0
3WL1210-4CB34-4AN2-Z | C22U01 | 3WL1210-4CB34-4AN2-ZC22U01 | 1 | UN | 1 | 5 | B | D | EAR99 | N | 85362090 | 1 |  | 56 | KG | 10075.46 | 10075.46 | LP25 | LP25 | fixed-mounted circuit breaker 3-pole, size II, IEC In=1000A to 690V, AC50/60Hz Icu=100kA at 500V frnt.conn. top/bot. dual-hole Overcurrent release ETU 25 LSI protection adjustable 0.4-1 in Motorized/manual operating mechanism with spring charging motor AC 50/60 Hz 208-240 V or 220-250 V DC Activation AC 50/60 Hz 230 V, 220 V DC without 1st auxiliary release With 2nd auxiliary release "R", F3 Undervoltage, instant. 208-240 V AC, 220-250 V DC 2NO+2NC C22= Ready indicator U01= with label for export to USA | - | 0 | 0
3WL1210-4CB34-5AM2-Z | A61C22U01 | 3WL1210-4CB34-5AM2-ZA61C22U01 | 1 | UN | 1 | 5 | B | D | EAR99 | N | 85362090 | 1 |  | 56 | KG | 10117 | 10117 | LP25 | LP25 | fixed-mounted circuit breaker 3-pole, size II, IEC In=1000A to 690V, AC50/60Hz Icu=100kA at 500V frnt.conn. top/bot. dual-hole Overcurrent release ETU 25 LSI protection adjustable 0.4-1 in Motorized/manual operating mechanism with spring charging motor AC 50/60 Hz 110-127 V AC or 110-125 V DC Activation 50/60 Hz 110 V AC, 110 V DC without 1st auxiliary release With 2nd auxiliary release "R", F3 Undervoltage, instant. 110-127 V AC, 110-125 V DC 2NO+2NC A61= Special packaging for increased transport requirements, for foam packaging carton packaging with wax coating (moisture protection) C22= Ready indicator U01= with label for export to USA | - | 0 | 0
3WL1210-4CB38-4AN2-Z | A05A61C11C22K07R21S07T40U01 | 3WL1210-4CB38-4AN2-ZA05A61C11C22K07R21S07T40U01 | 1 | UN | 1 | 5 | B | D | EAR99 | N | 85362090 | 1 |  | 91 | KG | 15763.42 | 15763.42 | LP25 | LP25 | withdrawable circuit breaker with guide frame 3-pole, size II, IEC In=1000A to 690V, AC50/60Hz Icu=100kA at 500V w. connection flange Overcurrent release ETU 25 LSI protection adjustable 0.4-1 in Motorized/manual operating mechanism with spring charging motor AC 50/60 Hz 208-240 V or 220-250 V DC Activation AC 50/60 Hz 230 V, 220 V DC without 1st auxiliary release With 2nd auxiliary release "R", F3 Undervoltage, instant. 208-240 V AC, 220-250 V DC 2NO+2NC A05= Version for 1000 V A61= Special packaging for increased transport requirements, for foam packaging carton packaging with wax coating (moisture protection) C11= electrical On with sealing cap not possible with option F02 C22= Ready indicator K07= Tripped signaling contact, 1 CO not possible with option F02 R21= Shutter 2-part can be locked with padlock S07= Castell/Fortress in Off position with 4 padlock (Safe Off/disconnector function) Disconnector condition in compliance with IEC 60947-2 T40= Door sealing frame U01= with label for export to USA | - | 0 | 0
3WL1210-4CB38-4AN2-Z | A05C11C22F31K07S07T40U01 | 3WL1210-4CB38-4AN2-ZA05C11C22F31K07S07T40U01 | 1 | UN | 1 | 5 | B | D | EAR99 | N | 85362090 | 1 |  | 91 | KG | 16588.85 | 16588.85 | LP25 | LP25 | withdrawable circuit breaker with guide frame 3-pole, size II, IEC In=1000A to 690V, AC50/60Hz Icu=100kA at 500V w. connection flange Overcurrent release ETU 25 LSI protection adjustable 0.4-1 in Motorized/manual operating mechanism with spring charging motor AC 50/60 Hz 208-240 V or 220-250 V DC Activation AC 50/60 Hz 230 V, 220 V DC without 1st auxiliary release With 2nd auxiliary release "R", F3 Undervoltage, instant. 208-240 V AC, 220-250 V DC 2NO+2NC A05= Version for 1000 V C11= electrical On with sealing cap not possible with option F02 C22= Ready indicator F31= EMC filter K07= Tripped signaling contact, 1 CO not possible with option F02 S07= Castell/Fortress in Off position with 4 padlock (Safe Off/disconnector function) Disconnector condition in compliance with IEC 60947-2 T40= Door sealing frame U01= with label for export to USA | - | 0 | 0
3WL1210-4EB34-1AA2-Z | A05A61U01 | 3WL1210-4EB34-1AA2-ZA05A61U01 | 1 | UN | 1 | 5 | B | D | EAR99 | N | 85362090 | 1 |  | 56 | KG | 10615.42 | 10615.42 | LP25 | LP25 | fixed-mounted circuit breaker 3-pole, size II, IEC In=1000A to 690V, AC50/60Hz Icu=100kA at 500V frnt.conn. top/bot. dual-hole Overcurrent release ETU 45 LSIN protection adjustable 0.4-1 in with cubicle bus Opt.: Comm. /measuring func./ground fault/ ZSS With manual operating mechanism with storage with mechanical request without 1st auxiliary release without 2nd auxiliary release 2NO+2NC A05= Version for 1000 V A61= Special packaging for increased transport requirements, for foam packaging carton packaging with wax coating (moisture protection) U01= with label for export to USA | - | 0 | 0
3WL1210-4EB37-5BM4-Z | A61K07R21S07T40U01 | 3WL1210-4EB37-5BM4-ZA61K07R21S07T40U01 | 1 | UN | 1 | 5 | B | D | EAR99 | N | 85362090 | 1 |  | 91 | KG | 14513.16 | 14513.16 | LP25 | LP25 | withdrawable circuit breaker with guide frame 3-pole, size II, IEC In=1000A to 690V, AC50/60Hz Icu=100kA at 500V rear connection vertical Overcurrent release ETU 45 LSIN protection adjustable 0.4-1 in with cubicle bus Opt.: Comm. /measuring func./ground fault/ ZSS Motorized/manual operating mechanism with spring charging motor AC 50/60 Hz 110-127 V AC or 110-125 V DC Activation 50/60 Hz 110 V AC, 110 V DC With 1st auxiliary release Shunt release "F", F1 24 V DC; 100% ON period With 2nd auxiliary release "R", F3 Undervoltage, instant. 110-127 V AC, 110-125 V DC 4NO+4NC A61= Special packaging for increased transport requirements, for foam packaging carton packaging with wax coating (moisture protection) K07= Tripped signaling contact, 1 CO not possible with option F02 R21= Shutter 2-part can be locked with padlock S07= Castell/Fortress in Off position with 4 padlock (Safe Off/disconnector function) Disconnector condition in compliance with IEC 60947-2 T40= Door sealing frame U01= with label for export to USA | - | 0 | 0
3WL1210-4EB37-6BJ4-Z | A61K07T40U01 | 3WL1210-4EB37-6BJ4-ZA61K07T40U01 | 1 | UN | 1 | 5 | B | D | EAR99 | N | 85362090 | 1 |  | 91 | KG | 13934.01 | 13934.01 | LP25 | LP25 | withdrawable circuit breaker with guide frame 3-pole, size II, IEC In=1000A to 690V, AC50/60Hz Icu=100kA at 500V rear connection vertical Overcurrent release ETU 45 LSIN protection adjustable 0.4-1 in with cubicle bus Opt.: Comm. /measuring func./ground fault/ ZSS Motorized/manual operating mechanism with spring charging motor 24-30 V DC Activation 24 V DC With 1st auxiliary release Shunt release "F", F1 24 V DC; 100% ON period With 2nd auxiliary release "R", F3 Undervoltage, instant. 24 V DC 4NO+4NC A61= Special packaging for increased transport requirements, for foam packaging carton packaging with wax coating (moisture protection) K07= Tripped signaling contact, 1 CO not possible with option F02 T40= Door sealing frame U01= with label for export to USA | - | 0 | 0
3WL1212-2CB36-5BA4-Z | A61B08K07R10R21S07T40U01 | 3WL1212-2CB36-5BA4-ZA61B08K07R10R21S07T40U01 | 1 | UN | 1 | 5 | B | D | EAR99 | N | 85362090 | 1 |  | 91 | KG | 13167.66 | 13167.66 | LP25 | LP25 | withdrawable circuit breaker with guide frame 3-pole, size II, IEC In=1250A to 690V, AC50/60Hz Icu=66kA at 500V rear connection horizontal Overcurrent release ETU 25 LSI protection adjustable 0.4-1 in Motorized/manual operating mechanism with spring charging motor AC 50/60 Hz 110-127 V AC or 110-125 V DC Activation 50/60 Hz 110 V AC, 110 V DC With 1st auxiliary release Shunt release "F", F1 24 V DC; 100% ON period without 2nd auxiliary release 4NO+4NC A61= Special packaging for increased transport requirements, for foam packaging carton packaging with wax coating (moisture protection) B08= Rated current reference module 800 A for ETU25, 27, 45, 55, 75, 76 for setting rated current in K07= Tripped signaling contact, 1 CO not possible with option F02 R10= Arc chute cover withdrawable part not possible with option A05 Rated voltage 1000 V R21= Shutter 2-part can be locked with padlock S07= Castell/Fortress in Off position with 4 padlock (Safe Off/disconnector function) Disconnector condition in compliance with IEC 60947-2 T40= Door sealing frame U01= with label for export to USA | - | 0 | 0
3WL1212-2CB36-5BA4-Z | B08K07R10R21S07T40U01 | 3WL1212-2CB36-5BA4-ZB08K07R10R21S07T40U01 | 1 | UN | 1 | 5 | B | D | EAR99 | N | 85362090 | 1 |  | 91 | KG | 13126.12 | 13126.12 | LP25 | LP25 | withdrawable circuit breaker with guide frame 3-pole, size II, IEC In=1250A to 690V, AC50/60Hz Icu=66kA at 500V rear connection horizontal Overcurrent release ETU 25 LSI protection adjustable 0.4-1 in Motorized/manual operating mechanism with spring charging motor AC 50/60 Hz 110-127 V AC or 110-125 V DC Activation 50/60 Hz 110 V AC, 110 V DC With 1st auxiliary release Shunt release "F", F1 24 V DC; 100% ON period without 2nd auxiliary release 4NO+4NC B08= Rated current reference module 800 A for ETU25, 27, 45, 55, 75, 76 for setting rated current in K07= Tripped signaling contact, 1 CO not possible with option F02 R10= Arc chute cover withdrawable part not possible with option A05 Rated voltage 1000 V R21= Shutter 2-part can be locked with padlock S07= Castell/Fortress in Off position with 4 padlock (Safe Off/disconnector function) Disconnector condition in compliance with IEC 60947-2 T40= Door sealing frame U01= with label for export to USA | - | 0 | 0
3WL1212-2CB36-5BM4-Z | A61K07P23R10R21S07T40U01 | 3WL1212-2CB36-5BM4-ZA61K07P23R10R21S07T40U01 | 1 | UN | 1 | 5 | B | D | EAR99 | N | 85362090 | 1 |  | 91 | KG | 13843.92 | 13843.92 | LP25 | LP25 | withdrawable circuit breaker with guide frame 3-pole, size II, IEC In=1250A to 690V, AC50/60Hz Icu=66kA at 500V rear connection horizontal Overcurrent release ETU 25 LSI protection adjustable 0.4-1 in Motorized/manual operating mechanism with spring charging motor AC 50/60 Hz 110-127 V AC or 110-125 V DC Activation 50/60 Hz 110 V AC, 110 V DC With 1st auxiliary release Shunt release "F", F1 24 V DC; 100% ON period With 2nd auxiliary release "R", F3 Undervoltage, instant. 110-127 V AC, 110-125 V DC 4NO+4NC A61= Special packaging for increased transport requirements, for foam packaging carton packaging with wax coating (moisture protection) K07= Tripped signaling contact, 1 CO not possible with option F02 P23= Retrofitted to Connection: Top horizontal, bottom vertical R10= Arc chute cover withdrawable part not possible with option A05 Rated voltage 1000 V R21= Shutter 2-part can be locked with padlock S07= Castell/Fortress in Off position with 4 padlock (Safe Off/disconnector function) Disconnector condition in compliance with IEC 60947-2 T40= Door sealing frame U01= with label for export to USA | - | 0 | 0
3WL1212-2CB36-5BM4-Z | A61K07R10R21S07T40U01 | 3WL1212-2CB36-5BM4-ZA61K07R10R21S07T40U01 | 1 | UN | 1 | 5 | B | D | EAR99 | N | 85362090 | 1 |  | 91 | KG | 13559.61 | 13559.61 | LP25 | LP25 | withdrawable circuit breaker with guide frame 3-pole, size II, IEC In=1250A to 690V, AC50/60Hz Icu=66kA at 500V rear connection horizontal Overcurrent release ETU 25 LSI protection adjustable 0.4-1 in Motorized/manual operating mechanism with spring charging motor AC 50/60 Hz 110-127 V AC or 110-125 V DC Activation 50/60 Hz 110 V AC, 110 V DC With 1st auxiliary release Shunt release "F", F1 24 V DC; 100% ON period With 2nd auxiliary release "R", F3 Undervoltage, instant. 110-127 V AC, 110-125 V DC 4NO+4NC A61= Special packaging for increased transport requirements, for foam packaging carton packaging with wax coating (moisture protection) K07= Tripped signaling contact, 1 CO not possible with option F02 R10= Arc chute cover withdrawable part not possible with option A05 Rated voltage 1000 V R21= Shutter 2-part can be locked with padlock S07= Castell/Fortress in Off position with 4 padlock (Safe Off/disconnector function) Disconnector condition in compliance with IEC 60947-2 T40= Door sealing frame U01= with label for export to USA | - | 0 | 0
3WL1212-2CB37-5BM4-Z | A61B12R10R21S07U01 | 3WL1212-2CB37-5BM4-ZA61B12R10R21S07U01 | 1 | UN | 1 | 5 | B | D | EAR99 | N | 85362090 | 1 |  | 91 | KG | 13618.81 | 13618.81 | LP25 | LP25 | withdrawable circuit breaker with guide frame 3-pole, size II, IEC In=1250A to 690V, AC50/60Hz Icu=66kA at 500V rear connection vertical Overcurrent release ETU 25 LSI protection adjustable 0.4-1 in Motorized/manual operating mechanism with spring charging motor AC 50/60 Hz 110-127 V AC or 110-125 V DC Activation 50/60 Hz 110 V AC, 110 V DC With 1st auxiliary release Shunt release "F", F1 24 V DC; 100% ON period With 2nd auxiliary release "R", F3 Undervoltage, instant. 110-127 V AC, 110-125 V DC 4NO+4NC A61= Special packaging for increased transport requirements, for foam packaging carton packaging with wax coating (moisture protection) B12= Rated current reference module 1250 A for ETU25, 27, 45, 55, 75, 76 for setting rated current in R10= Arc chute cover withdrawable part not possible with option A05 Rated voltage 1000 V R21= Shutter 2-part can be locked with padlock S07= Castell/Fortress in Off position with 4 padlock (Safe Off/disconnector function) Disconnector condition in compliance with IEC 60947-2 U01= with label for export to USA | - | 0 | 0
3WL1212-2EB36-5BA4-Z | A61K07R10R21S07T40U01 | 3WL1212-2EB36-5BA4-ZA61K07R10R21S07T40U01 | 1 | UN | 1 | 5 | B | D | EAR99 | N | 85362090 | 1 |  | 91 | KG | 13588.86 | 13588.86 | LP25 | LP25 | withdrawable circuit breaker with guide frame 3-pole, size II, IEC In=1250A to 690V, AC50/60Hz Icu=66kA at 500V rear connection horizontal Overcurrent release ETU 45 LSIN protection adjustable 0.4-1 in with cubicle bus Opt.: Comm. /measuring func./ground fault/ ZSS Motorized/manual operating mechanism with spring charging motor AC 50/60 Hz 110-127 V AC or 110-125 V DC Activation 50/60 Hz 110 V AC, 110 V DC With 1st auxiliary release Shunt release "F", F1 24 V DC; 100% ON period without 2nd auxiliary release 4NO+4NC A61= Special packaging for increased transport requirements, for foam packaging carton packaging with wax coating (moisture protection) K07= Tripped signaling contact, 1 CO not possible with option F02 R10= Arc chute cover withdrawable part not possible with option A05 Rated voltage 1000 V R21= Shutter 2-part can be locked with padlock S07= Castell/Fortress in Off position with 4 padlock (Safe Off/disconnector function) Disconnector condition in compliance with IEC 60947-2 T40= Door sealing frame U01= with label for export to USA | - | 0 | 0
3WL1212-2EB36-5BM4-Z | A61C22K07P23R10R21S07T40U01 | 3WL1212-2EB36-5BM4-ZA61C22K07P23R10R21S07T40U01 | 1 | UN | 1 | 5 | B | D | EAR99 | N | 85362090 | 1 |  | 91 | KG | 14451.15 | 14451.15 | LP25 | LP25 | withdrawable circuit breaker with guide frame 3-pole, size II, IEC In=1250A to 690V, AC50/60Hz Icu=66kA at 500V rear connection horizontal Overcurrent release ETU 45 LSIN protection adjustable 0.4-1 in with cubicle bus Opt.: Comm. /measuring func./ground fault/ ZSS Motorized/manual operating mechanism with spring charging motor AC 50/60 Hz 110-127 V AC or 110-125 V DC Activation 50/60 Hz 110 V AC, 110 V DC With 1st auxiliary release Shunt release "F", F1 24 V DC; 100% ON period With 2nd auxiliary release "R", F3 Undervoltage, instant. 110-127 V AC, 110-125 V DC 4NO+4NC A61= Special packaging for increased transport requirements, for foam packaging carton packaging with wax coating (moisture protection) C22= Ready indicator K07= Tripped signaling contact, 1 CO not possible with option F02 P23= Retrofitted to Connection: Top horizontal, bottom vertical R10= Arc chute cover withdrawable part not possible with option A05 Rated voltage 1000 V R21= Shutter 2-part can be locked with padlock S07= Castell/Fortress in Off position with 4 padlock (Safe Off/disconnector function) Disconnector condition in compliance with IEC 60947-2 T40= Door sealing frame U01= with label for export to USA | - | 0 | 0
3WL1212-2EB36-5BM4-Z | A61K07P23R10R21S07T40U01 | 3WL1212-2EB36-5BM4-ZA61K07P23R10R21S07T40U01 | 1 | UN | 1 | 5 | B | D | EAR99 | N | 85362090 | 1 |  | 91 | KG | 14265.12 | 14265.12 | LP25 | LP25 | withdrawable circuit breaker with guide frame 3-pole, size II, IEC In=1250A to 690V, AC50/60Hz Icu=66kA at 500V rear connection horizontal Overcurrent release ETU 45 LSIN protection adjustable 0.4-1 in with cubicle bus Opt.: Comm. /measuring func./ground fault/ ZSS Motorized/manual operating mechanism with spring charging motor AC 50/60 Hz 110-127 V AC or 110-125 V DC Activation 50/60 Hz 110 V AC, 110 V DC With 1st auxiliary release Shunt release "F", F1 24 V DC; 100% ON period With 2nd auxiliary release "R", F3 Undervoltage, instant. 110-127 V AC, 110-125 V DC 4NO+4NC A61= Special packaging for increased transport requirements, for foam packaging carton packaging with wax coating (moisture protection) K07= Tripped signaling contact, 1 CO not possible with option F02 P23= Retrofitted to Connection: Top horizontal, bottom vertical R10= Arc chute cover withdrawable part not possible with option A05 Rated voltage 1000 V R21= Shutter 2-part can be locked with padlock S07= Castell/Fortress in Off position with 4 padlock (Safe Off/disconnector function) Disconnector condition in compliance with IEC 60947-2 T40= Door sealing frame U01= with label for export to USA | - | 0 | 0
3WL1212-2EB37-5BM4-Z | A61K07R10S07T40U01 | 3WL1212-2EB37-5BM4-ZA61K07R10S07T40U01 | 1 | UN | 1 | 5 | B | D | EAR99 | N | 85362090 | 1 |  | 91 | KG | 13993.68 | 13993.68 | LP25 | LP25 | withdrawable circuit breaker with guide frame 3-pole, size II, IEC In=1250A to 690V, AC50/60Hz Icu=66kA at 500V rear connection vertical Overcurrent release ETU 45 LSIN protection adjustable 0.4-1 in with cubicle bus Opt.: Comm. /measuring func./ground fault/ ZSS Motorized/manual operating mechanism with spring charging motor AC 50/60 Hz 110-127 V AC or 110-125 V DC Activation 50/60 Hz 110 V AC, 110 V DC With 1st auxiliary release Shunt release "F", F1 24 V DC; 100% ON period With 2nd auxiliary release "R", F3 Undervoltage, instant. 110-127 V AC, 110-125 V DC 4NO+4NC A61= Special packaging for increased transport requirements, for foam packaging carton packaging with wax coating (moisture protection) K07= Tripped signaling contact, 1 CO not possible with option F02 R10= Arc chute cover withdrawable part not possible with option A05 Rated voltage 1000 V S07= Castell/Fortress in Off position with 4 padlock (Safe Off/disconnector function) Disconnector condition in compliance with IEC 60947-2 T40= Door sealing frame U01= with label for export to USA | - | 0 | 0
3WL1212-3AA37-5BM4-Z | A61R10R21S07T40U01 | 3WL1212-3AA37-5BM4-ZA61R10R21S07T40U01 | 1 | UN | 1 | 5 | B | D | EAR99 | N | 85362090 | 1 |  | 91 | KG | 12872.35 | 12872.35 | LP25 | LP25 | withdraw. non-aut. circuit-b. with guide frame 3-pole, size II, IEC In=1250A to 690V, AC50/60Hz Icu=80kA at 500V rear connection vertical without overcurrent release Motorized/manual operating mechanism with spring charging motor AC 50/60 Hz 110-127 V AC or 110-125 V DC Activation 50/60 Hz 110 V AC, 110 V DC With 1st auxiliary release Shunt release "F", F1 24 V DC; 100% ON period With 2nd auxiliary release "R", F3 Undervoltage, instant. 110-127 V AC, 110-125 V DC 4NO+4NC A61= Special packaging for increased transport requirements, for foam packaging carton packaging with wax coating (moisture protection) R10= Arc chute cover withdrawable part not possible with option A05 Rated voltage 1000 V R21= Shutter 2-part can be locked with padlock S07= Castell/Fortress in Off position with 4 padlock (Safe Off/disconnector function) Disconnector condition in compliance with IEC 60947-2 T40= Door sealing frame U01= with label for export to USA | - | 0 | 0
3WL1212-3EB33-5AR2-Z | A61U01 | 3WL1212-3EB33-5AR2-ZA61U01 | 1 | UN | 1 | 5 | B | D | EAR99 | N | 85362090 | 1 |  | 56 | KG | 11278.81 | 11278.81 | LP25 | LP25 | fixed-mounted circuit breaker 3-pole, size II, IEC In=1250A to 690V, AC50/60Hz Icu=80kA at 500V frnt.conn. top/bot. single-hole Overcurrent release ETU 45 LSIN protection adjustable 0.4-1 in with cubicle bus Opt.: Comm. /measuring func./ground fault/ ZSS Motorized/manual operating mechanism with spring charging motor AC 50/60 Hz 110-127 V AC or 110-125 V DC Activation 50/60 Hz 110 V AC, 110 V DC without 1st auxiliary release With 2nd auxiliary release "RC", F4 Undervoltage, Delay 0.2-3.2s 110-127 V AC, 110-125 V DC, 100% ED 2NO+2NC A61= Special packaging for increased transport requirements, for foam packaging carton packaging with wax coating (moisture protection) U01= with label for export to USA | - | 0 | 0
3WL1212-3EB36-1FA4-Z | A61U01 | 3WL1212-3EB36-1FA4-ZA61U01 | 1 | UN | 1 | 5 | B | D | EAR99 | N | 85362090 | 1 |  | 91 | KG | 11272.96 | 11272.96 | LP25 | LP25 | withdrawable circuit breaker with guide frame 3-pole, size II, IEC In=1250A to 690V, AC50/60Hz Icu=80kA at 500V rear connection horizontal Overcurrent release ETU 45 LSIN protection adjustable 0.4-1 in with cubicle bus Opt.: Comm. /measuring func./ground fault/ ZSS With manual operating mechanism with storage with mechanical request With 1st auxiliary release Shunt release "F", F1 50/60 Hz 110 V AC/110 V DC, 100% on-load factor without 2nd auxiliary release 4NO+4NC A61= Special packaging for increased transport requirements, for foam packaging carton packaging with wax coating (moisture protection) U01= with label for export to USA | - | 0 | 0
3WL1212-3EB36-5BA4-Z | A61K07P23R10R21S07T40U01 | 3WL1212-3EB36-5BA4-ZA61K07P23R10R21S07T40U01 | 1 | UN | 1 | 5 | B | D | EAR99 | N | 85362090 | 1 |  | 91 | KG | 14774.07 | 14774.07 | LP25 | LP25 | withdrawable circuit breaker with guide frame 3-pole, size II, IEC In=1250A to 690V, AC50/60Hz Icu=80kA at 500V rear connection horizontal Overcurrent release ETU 45 LSIN protection adjustable 0.4-1 in with cubicle bus Opt.: Comm. /measuring func./ground fault/ ZSS Motorized/manual operating mechanism with spring charging motor AC 50/60 Hz 110-127 V AC or 110-125 V DC Activation 50/60 Hz 110 V AC, 110 V DC With 1st auxiliary release Shunt release "F", F1 24 V DC; 100% ON period without 2nd auxiliary release 4NO+4NC A61= Special packaging for increased transport requirements, for foam packaging carton packaging with wax coating (moisture protection) K07= Tripped signaling contact, 1 CO not possible with option F02 P23= Retrofitted to Connection: Top horizontal, bottom vertical R10= Arc chute cover withdrawable part not possible with option A05 Rated voltage 1000 V R21= Shutter 2-part can be locked with padlock S07= Castell/Fortress in Off position with 4 padlock (Safe Off/disconnector function) Disconnector condition in compliance with IEC 60947-2 T40= Door sealing frame U01= with label for export to USA | - | 0 | 0
3WL1212-3EB36-5BM4-Z | A61K07P23R10R21S07T40U01 | 3WL1212-3EB36-5BM4-ZA61K07P23R10R21S07T40U01 | 1 | UN | 1 | 5 | B | D | EAR99 | N | 85362090 | 1 |  | 91 | KG | 15166.02 | 15166.02 | LP25 | LP25 | withdrawable circuit breaker with guide frame 3-pole, size II, IEC In=1250A to 690V, AC50/60Hz Icu=80kA at 500V rear connection horizontal Overcurrent release ETU 45 LSIN protection adjustable 0.4-1 in with cubicle bus Opt.: Comm. /measuring func./ground fault/ ZSS Motorized/manual operating mechanism with spring charging motor AC 50/60 Hz 110-127 V AC or 110-125 V DC Activation 50/60 Hz 110 V AC, 110 V DC With 1st auxiliary release Shunt release "F", F1 24 V DC; 100% ON period With 2nd auxiliary release "R", F3 Undervoltage, instant. 110-127 V AC, 110-125 V DC 4NO+4NC A61= Special packaging for increased transport requirements, for foam packaging carton packaging with wax coating (moisture protection) K07= Tripped signaling contact, 1 CO not possible with option F02 P23= Retrofitted to Connection: Top horizontal, bottom vertical R10= Arc chute cover withdrawable part not possible with option A05 Rated voltage 1000 V R21= Shutter 2-part can be locked with padlock S07= Castell/Fortress in Off position with 4 padlock (Safe Off/disconnector function) Disconnector condition in compliance with IEC 60947-2 T40= Door sealing frame U01= with label for export to USA | - | 0 | 0
3WL1212-3EB37-1AA2-Z | A61K07R10R21S07T40U01 | 3WL1212-3EB37-1AA2-ZA61K07R10R21S07T40U01 | 1 | UN | 1 | 5 | B | D | EAR99 | N | 85362090 | 1 |  | 91 | KG | 12416.52 | 12416.52 | LP25 | LP25 | withdrawable circuit breaker with guide frame 3-pole, size II, IEC In=1250A to 690V, AC50/60Hz Icu=80kA at 500V rear connection vertical Overcurrent release ETU 45 LSIN protection adjustable 0.4-1 in with cubicle bus Opt.: Comm. /measuring func./ground fault/ ZSS With manual operating mechanism with storage with mechanical request without 1st auxiliary release without 2nd auxiliary release 2NO+2NC A61= Special packaging for increased transport requirements, for foam packaging carton packaging with wax coating (moisture protection) K07= Tripped signaling contact, 1 CO not possible with option F02 R10= Arc chute cover withdrawable part not possible with option A05 Rated voltage 1000 V R21= Shutter 2-part can be locked with padlock S07= Castell/Fortress in Off position with 4 padlock (Safe Off/disconnector function) Disconnector condition in compliance with IEC 60947-2 T40= Door sealing frame U01= with label for export to USA | - | 0 | 0
3WL1212-3EB37-5BM4-Z | A61K07R10R21S07T40U01 | 3WL1212-3EB37-5BM4-ZA61K07R10R21S07T40U01 | 1 | UN | 1 | 5 | B | D | EAR99 | N | 85362090 | 1 |  | 91 | KG | 15326.31 | 15326.31 | LP25 | LP25 | withdrawable circuit breaker with guide frame 3-pole, size II, IEC In=1250A to 690V, AC50/60Hz Icu=80kA at 500V rear connection vertical Overcurrent release ETU 45 LSIN protection adjustable 0.4-1 in with cubicle bus Opt.: Comm. /measuring func./ground fault/ ZSS Motorized/manual operating mechanism with spring charging motor AC 50/60 Hz 110-127 V AC or 110-125 V DC Activation 50/60 Hz 110 V AC, 110 V DC With 1st auxiliary release Shunt release "F", F1 24 V DC; 100% ON period With 2nd auxiliary release "R", F3 Undervoltage, instant. 110-127 V AC, 110-125 V DC 4NO+4NC A61= Special packaging for increased transport requirements, for foam packaging carton packaging with wax coating (moisture protection) K07= Tripped signaling contact, 1 CO not possible with option F02 R10= Arc chute cover withdrawable part not possible with option A05 Rated voltage 1000 V R21= Shutter 2-part can be locked with padlock S07= Castell/Fortress in Off position with 4 padlock (Safe Off/disconnector function) Disconnector condition in compliance with IEC 60947-2 T40= Door sealing frame U01= with label for export to USA | - | 0 | 0
3WL1212-3EG36-3GA4-Z | A61U01 | 3WL1212-3EG36-3GA4-ZA61U01 | 1 | UN | 1 | 5 | B | D | EAR99 | N | 85362090 | 1 |  | 91 | KG | 12702.7 | 12702.7 | LP25 | LP25 | withdrawable circuit breaker with guide frame 3-pole, size II, IEC In=1250A to 690V, AC50/60Hz Icu=80kA at 500V rear connection horizontal Overcurrent release ETU 45 LSING protection adjustable 0.4-1 in with cubicle bus and Ground fault protection Opt.: Comm./measuring func./ZSS With manual operating mechanism with storage with electrical + mechanical request 50/60 Hz 230 V AC, 220 V DC With 1st auxiliary release Shunt release "F", F1 50/60 Hz 230 V AC/220 V DC, 100% on-load factor without 2nd auxiliary release 4NO+4NC A61= Special packaging for increased transport requirements, for foam packaging carton packaging with wax coating (moisture protection) U01= with label for export to USA | - | 0 | 0
3WL1212-4AA31-5FF4-Z | A05A61S07U01 | 3WL1212-4AA31-5FF4-ZA05A61S07U01 | 1 | UN | 1 | 5 | B | D | EAR99 | N | 85362090 | 1 |  | 56 | KG | 12042.82 | 12042.82 | LP25 | LP25 | fixed-mount non-aut. circuit-b. 3-pole, size II, IEC In=1250A to 690V, AC50/60Hz Icu=100kA at 500V rear connection vertical without overcurrent release Motorized/manual operating mechanism with spring charging motor AC 50/60 Hz 110-127 V AC or 110-125 V DC Activation 50/60 Hz 110 V AC, 110 V DC With 1st auxiliary release Shunt release "F", F1 50/60 Hz 110 V AC/110 V DC, 100% on-load factor With 2nd auxiliary release "F", F2 Shunt release 110 V AC/DC 100% on-load factor 4NO+4NC A05= Version for 1000 V A61= Special packaging for increased transport requirements, for foam packaging carton packaging with wax coating (moisture protection) S07= Castell/Fortress in Off position with 4 padlocks (Safe Off/disconnector function) Disconnector condition in compliance with IEC 60947-2 U01= with label for export to USA | - | 0 | 0
3WL1212-4AA31-5FF4-Z | A05A61U01 | 3WL1212-4AA31-5FF4-ZA05A61U01 | 1 | UN | 1 | 5 | B | D | EAR99 | N | 85362090 | 1 |  | 56 | KG | 11907.1 | 11907.1 | LP25 | LP25 | fixed-mount non-aut. circuit-b. 3-pole, size II, IEC In=1250A to 690V, AC50/60Hz Icu=100kA at 500V rear connection vertical without overcurrent release Motorized/manual operating mechanism with spring charging motor AC 50/60 Hz 110-127 V AC or 110-125 V DC Activation 50/60 Hz 110 V AC, 110 V DC With 1st auxiliary release Shunt release "F", F1 50/60 Hz 110 V AC/110 V DC, 100% on-load factor With 2nd auxiliary release "F", F2 Shunt release 110 V AC/DC 100% on-load factor 4NO+4NC A05= Version for 1000 V A61= Special packaging for increased transport requirements, for foam packaging carton packaging with wax coating (moisture protection) U01= with label for export to USA | - | 0 | 0
3WL1212-4AA37-5FF4-Z | A05A61R15 | 3WL1212-4AA37-5FF4-ZA05A61R15 | 1 | UN | 1 | 5 | B | D | EAR99 | N | 85362090 | 1 |  | 91 | KG | 14617.4 | 14617.4 | LP25 | LP25 | withdraw. non-aut. circuit-b. with guide frame 3-pole, size II, IEC In=1250A to 690V, AC50/60Hz Icu=100kA at 500V rear connection vertical without overcurrent release Motorized/manual operating mechanism with spring charging motor AC 50/60 Hz 110-127 V AC or 110-125 V DC Activation 50/60 Hz 110 V AC, 110 V DC With 1st auxiliary release Shunt release "F", F1 50/60 Hz 110 V AC/110 V DC, 100% on-load factor With 2nd auxiliary release "F", F2 Shunt release 110 V AC/DC 100% on-load factor 4NO+4NC A05= Version for 1000 V A61= Special packaging for increased transport requirements, for foam packaging carton packaging with wax coating (moisture protection) R15= Position signaling switch, withdrawable part 3 changeover contacts | - | 0 | 0
3WL1212-4CB31-1BA2-Z | A05A61U01 | 3WL1212-4CB31-1BA2-ZA05A61U01 | 1 | UN | 1 | 5 | B | D | EAR99 | N | 85362090 | 1 |  | 56 | KG | 11308.06 | 11308.06 | LP25 | LP25 | fixed-mounted circuit breaker 3-pole, size II, IEC In=1250A to 690V, AC50/60Hz Icu=100kA at 500V rear connection vertical Overcurrent release ETU 25 LSI protection adjustable 0.4-1 in With manual operating mechanism with storage with mechanical request With 1st auxiliary release Shunt release "F", F1 24 V DC; 100% ON period without 2nd auxiliary release 2NO+2NC A05= Version for 1000 V A61= Special packaging for increased transport requirements, for foam packaging carton packaging with wax coating (moisture protection) U01= with label for export to USA | - | 0 | 0
3WL1212-4CB32-5AM2-Z | A05A61C22S07U01 | 3WL1212-4CB32-5AM2-ZA05A61C22S07U01 | 1 | UN | 1 | 5 | B | D | EAR99 | N | 85362090 | 1 |  | 56 | KG | 13107.52 | 13107.52 | LP25 | LP25 | fixed-mounted circuit breaker 3-pole, size II, IEC In=1250A to 690V, AC50/60Hz Icu=100kA at 500V rear connection horizontal Overcurrent release ETU 25 LSI protection adjustable 0.4-1 in Motorized/manual operating mechanism with spring charging motor AC 50/60 Hz 110-127 V AC or 110-125 V DC Activation 50/60 Hz 110 V AC, 110 V DC without 1st auxiliary release With 2nd auxiliary release "R", F3 Undervoltage, instant. 110-127 V AC, 110-125 V DC 2NO+2NC A05= Version for 1000 V A61= Special packaging for increased transport requirements, for foam packaging carton packaging with wax coating (moisture protection) C22= Ready indicator S07= Castell/Fortress in Off position with 4 padlocks (Safe Off/disconnector function) Disconnector condition in compliance with IEC 60947-2 U01= with label for export to USA | - | 0 | 0
3WL1212-4CB34-4AN2-Z | A05A61C11C22F31K07S07T40U01 | 3WL1212-4CB34-4AN2-ZA05A61C11C22F31K07S07T40U01 | 1 | UN | 1 | 5 | B | D | EAR99 | N | 85362090 | 1 |  | 56 | KG | 15319.99 | 15319.99 | LP25 | LP25 | fixed-mounted circuit breaker 3-pole, size II, IEC In=1250A to 690V, AC50/60Hz Icu=100kA at 500V frnt.conn. top/bot. dual-hole Overcurrent release ETU 25 LSI protection adjustable 0.4-1 in Motorized/manual operating mechanism with spring charging motor AC 50/60 Hz 208-240 V or 220-250 V DC Activation AC 50/60 Hz 230 V, 220 V DC without 1st auxiliary release With 2nd auxiliary release "R", F3 Undervoltage, instant. 208-240 V AC, 220-250 V DC 2NO+2NC A05= Version for 1000 V A61= Special packaging for increased transport requirements, for foam packaging carton packaging with wax coating (moisture protection) C11= electrical On with sealing cap not possible with option F02 C22= Ready indicator F31= EMC filter K07= Tripped signaling contact, 1 CO not possible with option F02 S07= Castell/Fortress in Off position with 4 padlocks (Safe Off/disconnector function) Disconnector condition in compliance with IEC 60947-2 T40= Door sealing frame U01= with label for export to USA | - | 0 | 0
3WL1212-4CB34-4AN2-Z | A05C11C22F31K07S07T40 | 3WL1212-4CB34-4AN2-ZA05C11C22F31K07S07T40 | 1 | UN | 1 | 5 | B | D | EAR99 | N | 85362090 | 1 |  | 56 | KG | 15187.77 | 15187.77 | LP25 | LP25 | fixed-mounted circuit breaker 3-pole, size II, IEC In=1250A to 690V, AC50/60Hz Icu=100kA at 500V frnt.conn. top/bot. dual-hole Overcurrent release ETU 25 LSI protection adjustable 0.4-1 in Motorized/manual operating mechanism with spring charging motor AC 50/60 Hz 208-240 V or 220-250 V DC Activation AC 50/60 Hz 230 V, 220 V DC without 1st auxiliary release With 2nd auxiliary release "R", F3 Undervoltage, instant. 208-240 V AC, 220-250 V DC 2NO+2NC A05= Version for 1000 V C11= electrical On with sealing cap not possible with option F02 C22= Ready indicator F31= EMC filter K07= Tripped signaling contact, 1 CO not possible with option F02 S07= Castell/Fortress in Off position with 4 padlocks (Safe Off/disconnector function) Disconnector condition in compliance with IEC 60947-2 T40= Door sealing frame | - | 0 | 0
3WL1212-4CB34-4AN2-Z | A05C11C22F31K07S07T40U01 | 3WL1212-4CB34-4AN2-ZA05C11C22F31K07S07T40U01 | 1 | UN | 1 | 5 | B | D | EAR99 | N | 85362090 | 1 |  | 56 | KG | 15278.45 | 15278.45 | LP25 | LP25 | fixed-mounted circuit breaker 3-pole, size II, IEC In=1250A to 690V, AC50/60Hz Icu=100kA at 500V frnt.conn. top/bot. dual-hole Overcurrent release ETU 25 LSI protection adjustable 0.4-1 in Motorized/manual operating mechanism with spring charging motor AC 50/60 Hz 208-240 V or 220-250 V DC Activation AC 50/60 Hz 230 V, 220 V DC without 1st auxiliary release With 2nd auxiliary release "R", F3 Undervoltage, instant. 208-240 V AC, 220-250 V DC 2NO+2NC A05= Version for 1000 V C11= electrical On with sealing cap not possible with option F02 C22= Ready indicator F31= EMC filter K07= Tripped signaling contact, 1 CO not possible with option F02 S07= Castell/Fortress in Off position with 4 padlocks (Safe Off/disconnector function) Disconnector condition in compliance with IEC 60947-2 T40= Door sealing frame U01= with label for export to USA | - | 0 | 0
3WL1212-4CB34-4AN2-Z | A61C22U01 | 3WL1212-4CB34-4AN2-ZA61C22U01 | 1 | UN | 1 | 5 | B | D | EAR99 | N | 85362090 | 1 |  | 56 | KG | 10900.9 | 10900.9 | LP25 | LP25 | fixed-mounted circuit breaker 3-pole, size II, IEC In=1250A to 690V, AC50/60Hz Icu=100kA at 500V frnt.conn. top/bot. dual-hole Overcurrent release ETU 25 LSI protection adjustable 0.4-1 in Motorized/manual operating mechanism with spring charging motor AC 50/60 Hz 208-240 V or 220-250 V DC Activation AC 50/60 Hz 230 V, 220 V DC without 1st auxiliary release With 2nd auxiliary release "R", F3 Undervoltage, instant. 208-240 V AC, 220-250 V DC 2NO+2NC A61= Special packaging for increased transport requirements, for foam packaging carton packaging with wax coating (moisture protection) C22= Ready indicator U01= with label for export to USA | - | 0 | 0
3WL1212-4CB34-4AN2-Z | A61U01 | 3WL1212-4CB34-4AN2-ZA61U01 | 1 | UN | 1 | 5 | B | D | EAR99 | N | 85362090 | 1 |  | 56 | KG | 10714.87 | 10714.87 | LP25 | LP25 | fixed-mounted circuit breaker 3-pole, size II, IEC In=1250A to 690V, AC50/60Hz Icu=100kA at 500V frnt.conn. top/bot. dual-hole Overcurrent release ETU 25 LSI protection adjustable 0.4-1 in Motorized/manual operating mechanism with spring charging motor AC 50/60 Hz 208-240 V or 220-250 V DC Activation AC 50/60 Hz 230 V, 220 V DC without 1st auxiliary release With 2nd auxiliary release "R", F3 Undervoltage, instant. 208-240 V AC, 220-250 V DC 2NO+2NC A61= Special packaging for increased transport requirements, for foam packaging carton packaging with wax coating (moisture protection) U01= with label for export to USA | - | 0 | 0
3WL1212-4CB34-5AR2-Z | A61C22N61S07S33U01 | 3WL1212-4CB34-5AR2-ZA61C22N61S07S33U01 | 1 | UN | 1 | 5 | B | D | EAR99 | N | 85362090 | 1 |  | 56 | KG | 11962.09 | 11962.09 | LP25 | LP25 | fixed-mounted circuit breaker 3-pole, size II, IEC In=1250A to 690V, AC50/60Hz Icu=100kA at 500V frnt.conn. top/bot. dual-hole Overcurrent release ETU 25 LSI protection adjustable 0.4-1 in Motorized/manual operating mechanism with spring charging motor AC 50/60 Hz 110-127 V AC or 110-125 V DC Activation 50/60 Hz 110 V AC, 110 V DC without 1st auxiliary release With 2nd auxiliary release "RC", F4 Undervoltage, Delay 0.2-3.2s 110-127 V AC, 110-125 V DC, 100% ED 2NO+2NC A61= Special packaging for increased transport requirements, for foam packaging carton packaging with wax coating (moisture protection) C22= Ready indicator N61= Cage spring connections for auxiliary S07= Castell/Fortress in Off position with 4 padlocks (Safe Off/disconnector function) Disconnector condition in compliance with IEC 60947-2 S33= Castell/Fortress Tension lever U01= with label for export to USA | - | 0 | 0
3WL1212-4CB36-4GA4-Z | A61C22K07R16U01 | 3WL1212-4CB36-4GA4-ZA61C22K07R16U01 | 1 | UN | 1 | 5 | B | D | EAR99 | N | 85362090 | 1 |  | 91 | KG | 13847.43 | 13847.43 | LP25 | LP25 | withdrawable circuit breaker with guide frame 3-pole, size II, IEC In=1250A to 690V, AC50/60Hz Icu=100kA at 500V rear connection horizontal Overcurrent release ETU 25 LSI protection adjustable 0.4-1 in Motorized/manual operating mechanism with spring charging motor AC 50/60 Hz 208-240 V or 220-250 V DC Activation AC 50/60 Hz 230 V, 220 V DC With 1st auxiliary release Shunt release "F", F1 50/60 Hz 230 V AC/220 V DC, 100% on-load factor without 2nd auxiliary release 4NO+4NC A61= Special packaging for increased transport requirements, for foam packaging carton packaging with wax coating (moisture protection) C22= Ready indicator K07= Tripped signaling contact, 1 CO not possible with option F02 R16= Position signaling switch, withdrawable part 6 changeover contacts U01= with label for export to USA | - | 0 | 0
3WL1212-4CB36-4GA4-Z | A61C22K07U01 | 3WL1212-4CB36-4GA4-ZA61C22K07U01 | 1 | UN | 1 | 5 | B | D | EAR99 | N | 85362090 | 1 |  | 91 | KG | 13409.85 | 13409.85 | LP25 | LP25 | withdrawable circuit breaker with guide frame 3-pole, size II, IEC In=1250A to 690V, AC50/60Hz Icu=100kA at 500V rear connection horizontal Overcurrent release ETU 25 LSI protection adjustable 0.4-1 in Motorized/manual operating mechanism with spring charging motor AC 50/60 Hz 208-240 V or 220-250 V DC Activation AC 50/60 Hz 230 V, 220 V DC With 1st auxiliary release Shunt release "F", F1 50/60 Hz 230 V AC/220 V DC, 100% on-load factor without 2nd auxiliary release 4NO+4NC A61= Special packaging for increased transport requirements, for foam packaging carton packaging with wax coating (moisture protection) C22= Ready indicator K07= Tripped signaling contact, 1 CO not possible with option F02 U01= with label for export to USA | - | 0 | 0
3WL1212-4CB38-4AN2-Z | A05A61C11C22K07R21S07T40U01 | 3WL1212-4CB38-4AN2-ZA05A61C11C22K07R21S07T40U01 | 1 | UN | 1 | 5 | B | D | EAR99 | N | 85362090 | 1 |  | 91 | KG | 16570.72 | 16570.72 | LP25 | LP25 | withdrawable circuit breaker with guide frame 3-pole, size II, IEC In=1250A to 690V, AC50/60Hz Icu=100kA at 500V w. connection flange Overcurrent release ETU 25 LSI protection adjustable 0.4-1 in Motorized/manual operating mechanism with spring charging motor AC 50/60 Hz 208-240 V or 220-250 V DC Activation AC 50/60 Hz 230 V, 220 V DC without 1st auxiliary release With 2nd auxiliary release "R", F3 Undervoltage, instant. 208-240 V AC, 220-250 V DC 2NO+2NC A05= Version for 1000 V A61= Special packaging for increased transport requirements, for foam packaging carton packaging with wax coating (moisture protection) C11= electrical On with sealing cap not possible with option F02 C22= Ready indicator K07= Tripped signaling contact, 1 CO not possible with option F02 R21= Shutter 2-part can be locked with padlock S07= Castell/Fortress in Off position with 4 padlock (Safe Off/disconnector function) Disconnector condition in compliance with IEC 60947-2 T40= Door sealing frame U01= with label for export to USA | - | 0 | 0
3WL1212-4CB38-4AN2-Z | A05C11C22F31K07S07T40U01 | 3WL1212-4CB38-4AN2-ZA05C11C22F31K07S07T40U01 | 1 | UN | 1 | 5 | B | D | EAR99 | N | 85362090 | 1 |  | 91 | KG | 17396.15 | 17396.15 | LP25 | LP25 | withdrawable circuit breaker with guide frame 3-pole, size II, IEC In=1250A to 690V, AC50/60Hz Icu=100kA at 500V w. connection flange Overcurrent release ETU 25 LSI protection adjustable 0.4-1 in Motorized/manual operating mechanism with spring charging motor AC 50/60 Hz 208-240 V or 220-250 V DC Activation AC 50/60 Hz 230 V, 220 V DC without 1st auxiliary release With 2nd auxiliary release "R", F3 Undervoltage, instant. 208-240 V AC, 220-250 V DC 2NO+2NC A05= Version for 1000 V C11= electrical On with sealing cap not possible with option F02 C22= Ready indicator F31= EMC filter K07= Tripped signaling contact, 1 CO not possible with option F02 S07= Castell/Fortress in Off position with 4 padlock (Safe Off/disconnector function) Disconnector condition in compliance with IEC 60947-2 T40= Door sealing frame U01= with label for export to USA | - | 0 | 0
3WL1212-4EB32-1AA4-Z | A61B06S07U01 | 3WL1212-4EB32-1AA4-ZA61B06S07U01 | 1 | UN | 1 | 5 | B | D | EAR99 | N | 85362090 | 1 |  | 56 | KG | 8937.64 | 8937.64 | LP25 | LP25 | fixed-mounted circuit breaker 3-pole, size II, IEC In=1250A to 690V, AC50/60Hz Icu=100kA at 500V rear connection horizontal Overcurrent release ETU 45 LSIN protection adjustable 0.4-1 in with cubicle bus Opt.: Comm. /measuring func./ground fault/ ZSS With manual operating mechanism with storage with mechanical request without 1st auxiliary release without 2nd auxiliary release 4NO+4NC A61= Special packaging for increased transport requirements, for foam packaging carton packaging with wax coating (moisture protection) B06= Rated current reference module 630 A for ETU25, 27, 45, 55, 75, 76 for setting rated current in S07= Castell/Fortress in Off position with 4 padlocks (Safe Off/disconnector function) Disconnector condition in compliance with IEC 60947-2 U01= with label for export to USA | - | 0 | 0
3WL1212-4EB36-1FA4-Z | A61B12U01 | 3WL1212-4EB36-1FA4-ZA61B12U01 | 1 | UN | 1 | 5 | B | D | EAR99 | N | 85362090 | 1 |  | 91 | KG | 11682.46 | 11682.46 | LP25 | LP25 | withdrawable circuit breaker with guide frame 3-pole, size II, IEC In=1250A to 690V, AC50/60Hz Icu=100kA at 500V rear connection horizontal Overcurrent release ETU 45 LSIN protection adjustable 0.4-1 in with cubicle bus Opt.: Comm. /measuring func./ground fault/ ZSS With manual operating mechanism with storage with mechanical request With 1st auxiliary release Shunt release "F", F1 50/60 Hz 110 V AC/110 V DC, 100% on-load factor without 2nd auxiliary release 4NO+4NC A61= Special packaging for increased transport requirements, for foam packaging carton packaging with wax coating (moisture protection) B12= Rated current reference module 1250 A for ETU25, 27, 45, 55, 75, 76 for setting rated current in U01= with label for export to USA | - | 0 | 0
3WL1212-4EB36-1FA4-Z | A61U01 | 3WL1212-4EB36-1FA4-ZA61U01 | 1 | UN | 1 | 5 | B | D | EAR99 | N | 85362090 | 1 |  | 91 | KG | 11682.46 | 11682.46 | LP25 | LP25 | withdrawable circuit breaker with guide frame 3-pole, size II, IEC In=1250A to 690V, AC50/60Hz Icu=100kA at 500V rear connection horizontal Overcurrent release ETU 45 LSIN protection adjustable 0.4-1 in with cubicle bus Opt.: Comm. /measuring func./ground fault/ ZSS With manual operating mechanism with storage with mechanical request With 1st auxiliary release Shunt release "F", F1 50/60 Hz 110 V AC/110 V DC, 100% on-load factor without 2nd auxiliary release 4NO+4NC A61= Special packaging for increased transport requirements, for foam packaging carton packaging with wax coating (moisture protection) U01= with label for export to USA | - | 0 | 0
3WL1212-4EB36-1FA4-Z | B12U01 | 3WL1212-4EB36-1FA4-ZB12U01 | 1 | UN | 1 | 5 | B | D | EAR99 | N | 85362090 | 1 |  | 91 | KG | 11640.92 | 11640.92 | LP25 | LP25 | withdrawable circuit breaker with guide frame 3-pole, size II, IEC In=1250A to 690V, AC50/60Hz Icu=100kA at 500V rear connection horizontal Overcurrent release ETU 45 LSIN protection adjustable 0.4-1 in with cubicle bus Opt.: Comm. /measuring func./ground fault/ ZSS With manual operating mechanism with storage with mechanical request With 1st auxiliary release Shunt release "F", F1 50/60 Hz 110 V AC/110 V DC, 100% on-load factor without 2nd auxiliary release 4NO+4NC B12= Rated current reference module 1250 A for ETU25, 27, 45, 55, 75, 76 for setting rated current in U01= with label for export to USA | - | 0 | 0
3WL1212-4EB36-1FA4-Z | U01 | 3WL1212-4EB36-1FA4-ZU01 | 1 | UN | 1 | 5 | B | D | EAR99 | N | 85362090 | 1 |  | 91 | KG | 11640.92 | 11640.92 | LP25 | LP25 | withdrawable circuit breaker with guide frame 3-pole, size II, IEC In=1250A to 690V, AC50/60Hz Icu=100kA at 500V rear connection horizontal Overcurrent release ETU 45 LSIN protection adjustable 0.4-1 in with cubicle bus Opt.: Comm. /measuring func./ground fault/ ZSS With manual operating mechanism with storage with mechanical request With 1st auxiliary release Shunt release "F", F1 50/60 Hz 110 V AC/110 V DC, 100% on-load factor without 2nd auxiliary release 4NO+4NC U01= with label for export to USA | - | 0 | 0
3WL1212-4EB36-4GN4-Z | A61C22K07R16U01 | 3WL1212-4EB36-4GN4-ZA61C22K07R16U01 | 1 | UN | 1 | 5 | B | D | EAR99 | N | 85362090 | 1 |  | 91 | KG | 14660.58 | 14660.58 | LP25 | LP25 | withdrawable circuit breaker with guide frame 3-pole, size II, IEC In=1250A to 690V, AC50/60Hz Icu=100kA at 500V rear connection horizontal Overcurrent release ETU 45 LSIN protection adjustable 0.4-1 in with cubicle bus Opt.: Comm. /measuring func./ground fault/ ZSS Motorized/manual operating mechanism with spring charging motor AC 50/60 Hz 208-240 V or 220-250 V DC Activation AC 50/60 Hz 230 V, 220 V DC With 1st auxiliary release Shunt release "F", F1 50/60 Hz 230 V AC/220 V DC, 100% on-load factor With 2nd auxiliary release "R", F3 Undervoltage, instant. 208-240 V AC, 220-250 V DC 4NO+4NC A61= Special packaging for increased transport requirements, for foam packaging carton packaging with wax coating (moisture protection) C22= Ready indicator K07= Tripped signaling contact, 1 CO not possible with option F02 R16= Position signaling switch, withdrawable part 6 changeover contacts U01= with label for export to USA | - | 0 | 0
3WL1212-4EB36-4GN4-Z | A61C22K07U01 | 3WL1212-4EB36-4GN4-ZA61C22K07U01 | 1 | UN | 1 | 5 | B | D | EAR99 | N | 85362090 | 1 |  | 91 | KG | 14223 | 14223 | LP25 | LP25 | withdrawable circuit breaker with guide frame 3-pole, size II, IEC In=1250A to 690V, AC50/60Hz Icu=100kA at 500V rear connection horizontal Overcurrent release ETU 45 LSIN protection adjustable 0.4-1 in with cubicle bus Opt.: Comm. /measuring func./ground fault/ ZSS Motorized/manual operating mechanism with spring charging motor AC 50/60 Hz 208-240 V or 220-250 V DC Activation AC 50/60 Hz 230 V, 220 V DC With 1st auxiliary release Shunt release "F", F1 50/60 Hz 230 V AC/220 V DC, 100% on-load factor With 2nd auxiliary release "R", F3 Undervoltage, instant. 208-240 V AC, 220-250 V DC 4NO+4NC A61= Special packaging for increased transport requirements, for foam packaging carton packaging with wax coating (moisture protection) C22= Ready indicator K07= Tripped signaling contact, 1 CO not possible with option F02 U01= with label for export to USA | - | 0 | 0
3WL1212-4EB36-5BM4-Z | A61K07R10R21S07T40U01 | 3WL1212-4EB36-5BM4-ZA61K07R10R21S07T40U01 | 1 | UN | 1 | 5 | B | D | EAR99 | N | 85362090 | 1 |  | 91 | KG | 15291.21 | 15291.21 | LP25 | LP25 | withdrawable circuit breaker with guide frame 3-pole, size II, IEC In=1250A to 690V, AC50/60Hz Icu=100kA at 500V rear connection horizontal Overcurrent release ETU 45 LSIN protection adjustable 0.4-1 in with cubicle bus Opt.: Comm. /measuring func./ground fault/ ZSS Motorized/manual operating mechanism with spring charging motor AC 50/60 Hz 110-127 V AC or 110-125 V DC Activation 50/60 Hz 110 V AC, 110 V DC With 1st auxiliary release Shunt release "F", F1 24 V DC; 100% ON period With 2nd auxiliary release "R", F3 Undervoltage, instant. 110-127 V AC, 110-125 V DC 4NO+4NC A61= Special packaging for increased transport requirements, for foam packaging carton packaging with wax coating (moisture protection) K07= Tripped signaling contact, 1 CO not possible with option F02 R10= Arc chute cover withdrawable part not possible with option A05 Rated voltage 1000 V R21= Shutter 2-part can be locked with padlock S07= Castell/Fortress in Off position with 4 padlock (Safe Off/disconnector function) Disconnector condition in compliance with IEC 60947-2 T40= Door sealing frame U01= with label for export to USA | - | 0 | 0
3WL1212-4EB37-1AA2-Z | A61K07R10R21S07T40U01 | 3WL1212-4EB37-1AA2-ZA61K07R10R21S07T40U01 | 1 | UN | 1 | 5 | B | D | EAR99 | N | 85362090 | 1 |  | 91 | KG | 12814.32 | 12814.32 | LP25 | LP25 | withdrawable circuit breaker with guide frame 3-pole, size II, IEC In=1250A to 690V, AC50/60Hz Icu=100kA at 500V rear connection vertical Overcurrent release ETU 45 LSIN protection adjustable 0.4-1 in with cubicle bus Opt.: Comm. /measuring func./ground fault/ ZSS With manual operating mechanism with storage with mechanical request without 1st auxiliary release without 2nd auxiliary release 2NO+2NC A61= Special packaging for increased transport requirements, for foam packaging carton packaging with wax coating (moisture protection) K07= Tripped signaling contact, 1 CO not possible with option F02 R10= Arc chute cover withdrawable part not possible with option A05 Rated voltage 1000 V R21= Shutter 2-part can be locked with padlock S07= Castell/Fortress in Off position with 4 padlock (Safe Off/disconnector function) Disconnector condition in compliance with IEC 60947-2 T40= Door sealing frame U01= with label for export to USA | - | 0 | 0
3WL1212-4EB37-1AA2-Z | A61K07T40U01 | 3WL1212-4EB37-1AA2-ZA61K07T40U01 | 1 | UN | 1 | 5 | B | D | EAR99 | N | 85362090 | 1 |  | 91 | KG | 11843.22 | 11843.22 | LP25 | LP25 | withdrawable circuit breaker with guide frame 3-pole, size II, IEC In=1250A to 690V, AC50/60Hz Icu=100kA at 500V rear connection vertical Overcurrent release ETU 45 LSIN protection adjustable 0.4-1 in with cubicle bus Opt.: Comm. /measuring func./ground fault/ ZSS With manual operating mechanism with storage with mechanical request without 1st auxiliary release without 2nd auxiliary release 2NO+2NC A61= Special packaging for increased transport requirements, for foam packaging carton packaging with wax coating (moisture protection) K07= Tripped signaling contact, 1 CO not possible with option F02 T40= Door sealing frame U01= with label for export to USA | - | 0 | 0
3WL1212-4EB37-1AA2-Z | A61T40U01 | 3WL1212-4EB37-1AA2-ZA61T40U01 | 1 | UN | 1 | 5 | B | D | EAR99 | N | 85362090 | 1 |  | 91 | KG | 11729.26 | 11729.26 | LP25 | LP25 | withdrawable circuit breaker with guide frame 3-pole, size II, IEC In=1250A to 690V, AC50/60Hz Icu=100kA at 500V rear connection vertical Overcurrent release ETU 45 LSIN protection adjustable 0.4-1 in with cubicle bus Opt.: Comm. /measuring func./ground fault/ ZSS With manual operating mechanism with storage with mechanical request without 1st auxiliary release without 2nd auxiliary release 2NO+2NC A61= Special packaging for increased transport requirements, for foam packaging carton packaging with wax coating (moisture protection) T40= Door sealing frame U01= with label for export to USA | - | 0 | 0
3WL1212-4EB37-6BA4-Z | A61K07T40U01 | 3WL1212-4EB37-6BA4-ZA61K07T40U01 | 1 | UN | 1 | 5 | B | D | EAR99 | N | 85362090 | 1 |  | 91 | KG | 14361.06 | 14361.06 | LP25 | LP25 | withdrawable circuit breaker with guide frame 3-pole, size II, IEC In=1250A to 690V, AC50/60Hz Icu=100kA at 500V rear connection vertical Overcurrent release ETU 45 LSIN protection adjustable 0.4-1 in with cubicle bus Opt.: Comm. /measuring func./ground fault/ ZSS Motorized/manual operating mechanism with spring charging motor 24-30 V DC Activation 24 V DC With 1st auxiliary release Shunt release "F", F1 24 V DC; 100% ON period without 2nd auxiliary release 4NO+4NC A61= Special packaging for increased transport requirements, for foam packaging carton packaging with wax coating (moisture protection) K07= Tripped signaling contact, 1 CO not possible with option F02 T40= Door sealing frame U01= with label for export to USA | - | 0 | 0
3WL1212-4EB38-1AA4-Z | A61B06S07U01 | 3WL1212-4EB38-1AA4-ZA61B06S07U01 | 1 | UN | 1 | 5 | B | D | EAR99 | N | 85362090 | 1 |  | 91 | KG | 11488.24 | 11488.24 | LP25 | LP25 | withdrawable circuit breaker with guide frame 3-pole, size II, IEC In=1250A to 690V, AC50/60Hz Icu=100kA at 500V w. connection flange Overcurrent release ETU 45 LSIN protection adjustable 0.4-1 in with cubicle bus Opt.: Comm. /measuring func./ground fault/ ZSS With manual operating mechanism with storage with mechanical request without 1st auxiliary release without 2nd auxiliary release 4NO+4NC A61= Special packaging for increased transport requirements, for foam packaging carton packaging with wax coating (moisture protection) B06= Rated current reference module 630 A for ETU25, 27, 45, 55, 75, 76 for setting rated current in S07= Castell/Fortress in Off position with 4 padlock (Safe Off/disconnector function) Disconnector condition in compliance with IEC 60947-2 U01= with label for export to USA | - | 0 | 0
3WL1216-2AA37-5BM4-Z | A61R10R21S07T40U01 | 3WL1216-2AA37-5BM4-ZA61R10R21S07T40U01 | 1 | UN | 1 | 5 | B | D | EAR99 | N | 85362090 | 1 |  | 91 | KG | 15996.25 | 15996.25 | LP25 | LP25 | withdraw. non-aut. circuit-b. with guide frame 3-pole, size II, IEC In=1600A to 690V, AC50/60Hz Icu=66kA at 500V rear connection vertical without overcurrent release Motorized/manual operating mechanism with spring charging motor AC 50/60 Hz 110-127 V AC or 110-125 V DC Activation 50/60 Hz 110 V AC, 110 V DC With 1st auxiliary release Shunt release "F", F1 24 V DC; 100% ON period With 2nd auxiliary release "R", F3 Undervoltage, instant. 110-127 V AC, 110-125 V DC 4NO+4NC A61= Special packaging for increased transport requirements, for foam packaging carton packaging with wax coating (moisture protection) R10= Arc chute cover withdrawable part not possible with option A05 Rated voltage 1000 V R21= Shutter 2-part can be locked with padlock S07= Castell/Fortress in Off position with 4 padlock (Safe Off/disconnector function) Disconnector condition in compliance with IEC 60947-2 T40= Door sealing frame U01= with label for export to USA | - | 0 | 0
3WL1216-2EB36-1BJ2-Z | K07R21 | 3WL1216-2EB36-1BJ2-ZK07R21 | 1 | UN | 1 | 5 | B | D | EAR99 | N | 85362090 | 1 |  | 91 | KG | 14909.78 | 14909.78 | LP25 | LP25 | withdrawable circuit breaker with guide frame 3-pole, size II, IEC In=1600A to 690V, AC50/60Hz Icu=66kA at 500V rear connection horizontal Overcurrent release ETU 45 LSIN protection adjustable 0.4-1 in with cubicle bus Opt.: Comm. /measuring func./ground fault/ ZSS With manual operating mechanism with storage with mechanical request With 1st auxiliary release Shunt release "F", F1 24 V DC; 100% ON period With 2nd auxiliary release "R", F3 Undervoltage, instant. 24 V DC 2NO+2NC K07= Tripped signaling contact, 1 CO not possible with option F02 R21= Shutter 2-part can be locked with padlock | - | 0 | 0
3WL1216-2EB36-5BM4-Z | A61K07P23R10R21S07T40U01 | 3WL1216-2EB36-5BM4-ZA61K07P23R10R21S07T40U01 | 1 | UN | 1 | 5 | B | D | EAR99 | N | 85362090 | 1 |  | 91 | KG | 18325.02 | 18325.02 | LP25 | LP25 | withdrawable circuit breaker with guide frame 3-pole, size II, IEC In=1600A to 690V, AC50/60Hz Icu=66kA at 500V rear connection horizontal Overcurrent release ETU 45 LSIN protection adjustable 0.4-1 in with cubicle bus Opt.: Comm. /measuring func./ground fault/ ZSS Motorized/manual operating mechanism with spring charging motor AC 50/60 Hz 110-127 V AC or 110-125 V DC Activation 50/60 Hz 110 V AC, 110 V DC With 1st auxiliary release Shunt release "F", F1 24 V DC; 100% ON period With 2nd auxiliary release "R", F3 Undervoltage, instant. 110-127 V AC, 110-125 V DC 4NO+4NC A61= Special packaging for increased transport requirements, for foam packaging carton packaging with wax coating (moisture protection) K07= Tripped signaling contact, 1 CO not possible with option F02 P23= Retrofitted to Connection: Top horizontal, bottom vertical R10= Arc chute cover withdrawable part not possible with option A05 Rated voltage 1000 V R21= Shutter 2-part can be locked with padlock S07= Castell/Fortress in Off position with 4 padlock (Safe Off/disconnector function) Disconnector condition in compliance with IEC 60947-2 T40= Door sealing frame U01= with label for export to USA | - | 0 | 0
3WL1216-2EB36-5BM4-Z | A61K07R10R21S07T40U01 | 3WL1216-2EB36-5BM4-ZA61K07R10R21S07T40U01 | 1 | UN | 1 | 5 | B | D | EAR99 | N | 85362090 | 1 |  | 91 | KG | 18040.71 | 18040.71 | LP25 | LP25 | withdrawable circuit breaker with guide frame 3-pole, size II, IEC In=1600A to 690V, AC50/60Hz Icu=66kA at 500V rear connection horizontal Overcurrent release ETU 45 LSIN protection adjustable 0.4-1 in with cubicle bus Opt.: Comm. /measuring func./ground fault/ ZSS Motorized/manual operating mechanism with spring charging motor AC 50/60 Hz 110-127 V AC or 110-125 V DC Activation 50/60 Hz 110 V AC, 110 V DC With 1st auxiliary release Shunt release "F", F1 24 V DC; 100% ON period With 2nd auxiliary release "R", F3 Undervoltage, instant. 110-127 V AC, 110-125 V DC 4NO+4NC A61= Special packaging for increased transport requirements, for foam packaging carton packaging with wax coating (moisture protection) K07= Tripped signaling contact, 1 CO not possible with option F02 R10= Arc chute cover withdrawable part not possible with option A05 Rated voltage 1000 V R21= Shutter 2-part can be locked with padlock S07= Castell/Fortress in Off position with 4 padlock (Safe Off/disconnector function) Disconnector condition in compliance with IEC 60947-2 T40= Door sealing frame U01= with label for export to USA | - | 0 | 0
3WL1216-2EB37-5BM4-Z | A61K07R10R21S07T40U01 | 3WL1216-2EB37-5BM4-ZA61K07R10R21S07T40U01 | 1 | UN | 1 | 5 | B | D | EAR99 | N | 85362090 | 1 |  | 91 | KG | 18450.21 | 18450.21 | LP25 | LP25 | withdrawable circuit breaker with guide frame 3-pole, size II, IEC In=1600A to 690V, AC50/60Hz Icu=66kA at 500V rear connection vertical Overcurrent release ETU 45 LSIN protection adjustable 0.4-1 in with cubicle bus Opt.: Comm. /measuring func./ground fault/ ZSS Motorized/manual operating mechanism with spring charging motor AC 50/60 Hz 110-127 V AC or 110-125 V DC Activation 50/60 Hz 110 V AC, 110 V DC With 1st auxiliary release Shunt release "F", F1 24 V DC; 100% ON period With 2nd auxiliary release "R", F3 Undervoltage, instant. 110-127 V AC, 110-125 V DC 4NO+4NC A61= Special packaging for increased transport requirements, for foam packaging carton packaging with wax coating (moisture protection) K07= Tripped signaling contact, 1 CO not possible with option F02 R10= Arc chute cover withdrawable part not possible with option A05 Rated voltage 1000 V R21= Shutter 2-part can be locked with padlock S07= Castell/Fortress in Off position with 4 padlock (Safe Off/disconnector function) Disconnector condition in compliance with IEC 60947-2 T40= Door sealing frame U01= with label for export to USA | - | 0 | 0
3WL1216-3AA37-5BM4-Z | A61R10R15R21S07T40U01 | 3WL1216-3AA37-5BM4-ZA61R10R15R21S07T40U01 | 1 | UN | 1 | 5 | B | D | EAR99 | N | 85362090 | 1 |  | 91 | KG | 16597.63 | 16597.63 | LP25 | LP25 | withdraw. non-aut. circuit-b. with guide frame 3-pole, size II, IEC In=1600A to 690V, AC50/60Hz Icu=80kA at 500V rear connection vertical without overcurrent release Motorized/manual operating mechanism with spring charging motor AC 50/60 Hz 110-127 V AC or 110-125 V DC Activation 50/60 Hz 110 V AC, 110 V DC With 1st auxiliary release Shunt release "F", F1 24 V DC; 100% ON period With 2nd auxiliary release "R", F3 Undervoltage, instant. 110-127 V AC, 110-125 V DC 4NO+4NC A61= Special packaging for increased transport requirements, for foam packaging carton packaging with wax coating (moisture protection) R10= Arc chute cover withdrawable part not possible with option A05 Rated voltage 1000 V R15= Position signaling switch, withdrawable part 3 changeover contacts R21= Shutter 2-part can be locked with padlock S07= Castell/Fortress in Off position with 4 padlock (Safe Off/disconnector function) Disconnector condition in compliance with IEC 60947-2 T40= Door sealing frame U01= with label for export to USA | - | 0 | 0
3WL1216-3CB36-4GA4-Z | A61C22K07R16R21U01 | 3WL1216-3CB36-4GA4-ZA61C22K07R16R21U01 | 1 | UN | 1 | 5 | B | D | EAR99 | N | 85362090 | 1 |  | 91 | KG | 17391.36 | 17391.36 | LP25 | LP25 | withdrawable circuit breaker with guide frame 3-pole, size II, IEC In=1600A to 690V, AC50/60Hz Icu=80kA at 500V rear connection horizontal Overcurrent release ETU 25 LSI protection adjustable 0.4-1 in Motorized/manual operating mechanism with spring charging motor AC 50/60 Hz 208-240 V or 220-250 V DC Activation AC 50/60 Hz 230 V, 220 V DC With 1st auxiliary release Shunt release "F", F1 50/60 Hz 230 V AC/220 V DC, 100% on-load factor without 2nd auxiliary release 4NO+4NC A61= Special packaging for increased transport requirements, for foam packaging carton packaging with wax coating (moisture protection) C22= Ready indicator K07= Tripped signaling contact, 1 CO not possible with option F02 R16= Position signaling switch, withdrawable part 6 changeover contacts R21= Shutter 2-part can be locked with padlock U01= with label for export to USA | - | 0 | 0
3WL1216-3CB37-5BM4-Z | A61K07R10R15R21S07T40U01 | 3WL1216-3CB37-5BM4-ZA61K07R10R15R21S07T40U01 | 1 | UN | 1 | 5 | B | D | EAR99 | N | 85362090 | 1 |  | 91 | KG | 18630.39 | 18630.39 | LP25 | LP25 | withdrawable circuit breaker with guide frame 3-pole, size II, IEC In=1600A to 690V, AC50/60Hz Icu=80kA at 500V rear connection vertical Overcurrent release ETU 25 LSI protection adjustable 0.4-1 in Motorized/manual operating mechanism with spring charging motor AC 50/60 Hz 110-127 V AC or 110-125 V DC Activation 50/60 Hz 110 V AC, 110 V DC With 1st auxiliary release Shunt release "F", F1 24 V DC; 100% ON period With 2nd auxiliary release "R", F3 Undervoltage, instant. 110-127 V AC, 110-125 V DC 4NO+4NC A61= Special packaging for increased transport requirements, for foam packaging carton packaging with wax coating (moisture protection) K07= Tripped signaling contact, 1 CO not possible with option F02 R10= Arc chute cover withdrawable part not possible with option A05 Rated voltage 1000 V R15= Position signaling switch, withdrawable part 3 changeover contacts R21= Shutter 2-part can be locked with padlock S07= Castell/Fortress in Off position with 4 padlock (Safe Off/disconnector function) Disconnector condition in compliance with IEC 60947-2 T40= Door sealing frame U01= with label for export to USA | - | 0 | 0
3WL1216-3EB36-5BM4-Z | A61K07R10R21S07T40U01 | 3WL1216-3EB36-5BM4-ZA61K07R10R21S07T40U01 | 1 | UN | 1 | 5 | B | D | EAR99 | N | 85362090 | 1 |  | 91 | KG | 18391.71 | 18391.71 | LP25 | LP25 | withdrawable circuit breaker with guide frame 3-pole, size II, IEC In=1600A to 690V, AC50/60Hz Icu=80kA at 500V rear connection horizontal Overcurrent release ETU 45 LSIN protection adjustable 0.4-1 in with cubicle bus Opt.: Comm. /measuring func./ground fault/ ZSS Motorized/manual operating mechanism with spring charging motor AC 50/60 Hz 110-127 V AC or 110-125 V DC Activation 50/60 Hz 110 V AC, 110 V DC With 1st auxiliary release Shunt release "F", F1 24 V DC; 100% ON period With 2nd auxiliary release "R", F3 Undervoltage, instant. 110-127 V AC, 110-125 V DC 4NO+4NC A61= Special packaging for increased transport requirements, for foam packaging carton packaging with wax coating (moisture protection) K07= Tripped signaling contact, 1 CO not possible with option F02 R10= Arc chute cover withdrawable part not possible with option A05 Rated voltage 1000 V R21= Shutter 2-part can be locked with padlock S07= Castell/Fortress in Off position with 4 padlock (Safe Off/disconnector function) Disconnector condition in compliance with IEC 60947-2 T40= Door sealing frame U01= with label for export to USA | - | 0 | 0
3WL1216-3EG37-5FM4-Z | A61K07R10R21S07T40U01 | 3WL1216-3EG37-5FM4-ZA61K07R10R21S07T40U01 | 1 | UN | 1 | 5 | B | D | EAR99 | N | 85362090 | 1 |  | 91 | KG | 19901.01 | 19901.01 | LP25 | LP25 | withdrawable circuit breaker with guide frame 3-pole, size II, IEC In=1600A to 690V, AC50/60Hz Icu=80kA at 500V rear connection vertical Overcurrent release ETU 45 LSING protection adjustable 0.4-1 in with cubicle bus and Ground fault protection Opt.: Comm./measuring func./ZSS Motorized/manual operating mechanism with spring charging motor AC 50/60 Hz 110-127 V AC or 110-125 V DC Activation 50/60 Hz 110 V AC, 110 V DC With 1st auxiliary release Shunt release "F", F1 50/60 Hz 110 V AC/110 V DC, 100% on-load factor With 2nd auxiliary release "R", F3 Undervoltage, instant. 110-127 V AC, 110-125 V DC 4NO+4NC A61= Special packaging for increased transport requirements, for foam packaging carton packaging with wax coating (moisture protection) K07= Tripped signaling contact, 1 CO not possible with option F02 R10= Arc chute cover withdrawable part not possible with option A05 Rated voltage 1000 V R21= Shutter 2-part can be locked with padlock S07= Castell/Fortress in Off position with 4 padlock (Safe Off/disconnector function) Disconnector condition in compliance with IEC 60947-2 T40= Door sealing frame U01= with label for export to USA | - | 0 | 0
3WL1216-3FB34-1GN2-Z | A61C22K07M06M26S07S33U01 | 3WL1216-3FB34-1GN2-ZA61C22K07M06M26S07S33U01 | 1 | UN | 1 | 5 | B | D | EAR99 | N | 85362090 | 1 |  | 56 | KG | 15452.67 | 15452.67 | LP25 | LP25 | fixed-mounted circuit breaker 3-pole, size II, IEC In=1600A to 690V, AC50/60Hz Icu=80kA at 500V frnt.conn. top/bot. dual-hole Overcurrent release ETU45 LSIN protection adjustable 0.4-1 in with display and cubicle bus Opt.: Comm. /measuring func./ground fault/ ZSS With manual operating mechanism with storage with mechanical request With 1st auxiliary release Shunt release "F", F1 50/60 Hz 230 V AC/220 V DC, 100% on-load factor With 2nd auxiliary release "R", F3 Undervoltage, instant. 208-240 V AC, 220-250 V DC 2NO+2NC A61= Special packaging for increased transport requirements, for foam packaging carton packaging with wax coating (moisture protection) C22= Ready indicator K07= Tripped signaling contact, 1 CO not possible with option F02 M06= Motor drive, Drive motor AC 50/60 Hz 208-240 V or 220-250 V DC M26= Switch-on solenoid 208-240 V AC/220-250 V DC, 100% on-load factor S07= Castell/Fortress in Off position with 4 padlocks (Safe Off/disconnector function) Disconnector condition in compliance with IEC 60947-2 S33= Castell/Fortress Tension lever U01= with label for export to USA | - | 0 | 0
3WL1216-3FB34-1GN2-Z | A61C22K07S33U01 | 3WL1216-3FB34-1GN2-ZA61C22K07S33U01 | 1 | UN | 1 | 5 | B | D | EAR99 | N | 85362090 | 1 |  | 56 | KG | 13466.01 | 13466.01 | LP25 | LP25 | fixed-mounted circuit breaker 3-pole, size II, IEC In=1600A to 690V, AC50/60Hz Icu=80kA at 500V frnt.conn. top/bot. dual-hole Overcurrent release ETU45 LSIN protection adjustable 0.4-1 in with display and cubicle bus Opt.: Comm. /measuring func./ground fault/ ZSS With manual operating mechanism with storage with mechanical request With 1st auxiliary release Shunt release "F", F1 50/60 Hz 230 V AC/220 V DC, 100% on-load factor With 2nd auxiliary release "R", F3 Undervoltage, instant. 208-240 V AC, 220-250 V DC 2NO+2NC A61= Special packaging for increased transport requirements, for foam packaging carton packaging with wax coating (moisture protection) C22= Ready indicator K07= Tripped signaling contact, 1 CO not possible with option F02 S33= Castell/Fortress Tension lever U01= with label for export to USA | - | 0 | 0
3WL1216-4CB34-4AN2-Z | A05C11C22F31K07S07T40U01 | 3WL1216-4CB34-4AN2-ZA05C11C22F31K07S07T40U01 | 1 | UN | 1 | 5 | B | D | EAR99 | N | 85362090 | 1 |  | 56 | KG | 18823.55 | 18823.55 | LP25 | LP25 | fixed-mounted circuit breaker 3-pole, size II, IEC In=1600A to 690V, AC50/60Hz Icu=100kA at 500V frnt.conn. top/bot. dual-hole Overcurrent release ETU 25 LSI protection adjustable 0.4-1 in Motorized/manual operating mechanism with spring charging motor AC 50/60 Hz 208-240 V or 220-250 V DC Activation AC 50/60 Hz 230 V, 220 V DC without 1st auxiliary release With 2nd auxiliary release "R", F3 Undervoltage, instant. 208-240 V AC, 220-250 V DC 2NO+2NC A05= Version for 1000 V C11= electrical On with sealing cap not possible with option F02 C22= Ready indicator F31= EMC filter K07= Tripped signaling contact, 1 CO not possible with option F02 S07= Castell/Fortress in Off position with 4 padlocks (Safe Off/disconnector function) Disconnector condition in compliance with IEC 60947-2 T40= Door sealing frame U01= with label for export to USA | - | 0 | 0
3WL1216-4CB34-5AR2-Z | A61C22N61S07S33U01 | 3WL1216-4CB34-5AR2-ZA61C22N61S07S33U01 | 1 | UN | 1 | 5 | B | D | EAR99 | N | 85362090 | 1 |  | 56 | KG | 15507.19 | 15507.19 | LP25 | LP25 | fixed-mounted circuit breaker 3-pole, size II, IEC In=1600A to 690V, AC50/60Hz Icu=100kA at 500V frnt.conn. top/bot. dual-hole Overcurrent release ETU 25 LSI protection adjustable 0.4-1 in Motorized/manual operating mechanism with spring charging motor AC 50/60 Hz 110-127 V AC or 110-125 V DC Activation 50/60 Hz 110 V AC, 110 V DC without 1st auxiliary release With 2nd auxiliary release "RC", F4 Undervoltage, Delay 0.2-3.2s 110-127 V AC, 110-125 V DC, 100% ED 2NO+2NC A61= Special packaging for increased transport requirements, for foam packaging carton packaging with wax coating (moisture protection) C22= Ready indicator N61= Cage spring connections for auxiliary S07= Castell/Fortress in Off position with 4 padlocks (Safe Off/disconnector function) Disconnector condition in compliance with IEC 60947-2 S33= Castell/Fortress Tension lever U01= with label for export to USA | - | 0 | 0
3WL1216-4CB38-4AN2-Z | A05A61C11C22F31K07S07T40U01 | 3WL1216-4CB38-4AN2-ZA05A61C11C22F31K07S07T40U01 | 1 | UN | 1 | 5 | B | D | EAR99 | N | 85362090 | 1 |  | 91 | KG | 21181.69 | 21181.69 | LP25 | LP25 | withdrawable circuit breaker with guide frame 3-pole, size II, IEC In=1600A to 690V, AC50/60Hz Icu=100kA at 500V w. connection flange Overcurrent release ETU 25 LSI protection adjustable 0.4-1 in Motorized/manual operating mechanism with spring charging motor AC 50/60 Hz 208-240 V or 220-250 V DC Activation AC 50/60 Hz 230 V, 220 V DC without 1st auxiliary release With 2nd auxiliary release "R", F3 Undervoltage, instant. 208-240 V AC, 220-250 V DC 2NO+2NC A05= Version for 1000 V A61= Special packaging for increased transport requirements, for foam packaging carton packaging with wax coating (moisture protection) C11= electrical On with sealing cap not possible with option F02 C22= Ready indicator F31= EMC filter K07= Tripped signaling contact, 1 CO not possible with option F02 S07= Castell/Fortress in Off position with 4 padlock (Safe Off/disconnector function) Disconnector condition in compliance with IEC 60947-2 T40= Door sealing frame U01= with label for export to USA | - | 0 | 0
3WL1216-4CB38-4AN2-Z | A05A61C11C22K07R21S07T40U01 | 3WL1216-4CB38-4AN2-ZA05A61C11C22K07R21S07T40U01 | 1 | UN | 1 | 5 | B | D | EAR99 | N | 85362090 | 1 |  | 91 | KG | 20314.72 | 20314.72 | LP25 | LP25 | withdrawable circuit breaker with guide frame 3-pole, size II, IEC In=1600A to 690V, AC50/60Hz Icu=100kA at 500V w. connection flange Overcurrent release ETU 25 LSI protection adjustable 0.4-1 in Motorized/manual operating mechanism with spring charging motor AC 50/60 Hz 208-240 V or 220-250 V DC Activation AC 50/60 Hz 230 V, 220 V DC without 1st auxiliary release With 2nd auxiliary release "R", F3 Undervoltage, instant. 208-240 V AC, 220-250 V DC 2NO+2NC A05= Version for 1000 V A61= Special packaging for increased transport requirements, for foam packaging carton packaging with wax coating (moisture protection) C11= electrical On with sealing cap not possible with option F02 C22= Ready indicator K07= Tripped signaling contact, 1 CO not possible with option F02 R21= Shutter 2-part can be locked with padlock S07= Castell/Fortress in Off position with 4 padlock (Safe Off/disconnector function) Disconnector condition in compliance with IEC 60947-2 T40= Door sealing frame U01= with label for export to USA | - | 0 | 0
3WL1216-4CB38-4AN2-Z | A05C11C22F31K07S07T40U01 | 3WL1216-4CB38-4AN2-ZA05C11C22F31K07S07T40U01 | 1 | UN | 1 | 5 | B | D | EAR99 | N | 85362090 | 1 |  | 91 | KG | 21140.15 | 21140.15 | LP25 | LP25 | withdrawable circuit breaker with guide frame 3-pole, size II, IEC In=1600A to 690V, AC50/60Hz Icu=100kA at 500V w. connection flange Overcurrent release ETU 25 LSI protection adjustable 0.4-1 in Motorized/manual operating mechanism with spring charging motor AC 50/60 Hz 208-240 V or 220-250 V DC Activation AC 50/60 Hz 230 V, 220 V DC without 1st auxiliary release With 2nd auxiliary release "R", F3 Undervoltage, instant. 208-240 V AC, 220-250 V DC 2NO+2NC A05= Version for 1000 V C11= electrical On with sealing cap not possible with option F02 C22= Ready indicator F31= EMC filter K07= Tripped signaling contact, 1 CO not possible with option F02 S07= Castell/Fortress in Off position with 4 padlock (Safe Off/disconnector function) Disconnector condition in compliance with IEC 60947-2 T40= Door sealing frame U01= with label for export to USA | - | 0 | 0
3WL1216-4EB31-1FA2-Z | A15A61S07S30U01 | 3WL1216-4EB31-1FA2-ZA15A61S07S30U01 | 1 | UN | 1 | 5 | B | D | EAR99 | N | 85362090 | 1 |  | 56 | KG | 16140.16 | 16140.16 | LP25 | LP25 | fixed-mounted circuit breaker 3-pole, size II, IEC In=1600A to 690V, AC50/60Hz Icu=100kA at 500V rear connection vertical Overcurrent release ETU 45 LSIN protection adjustable 0.4-1 in with cubicle bus Opt.: Comm. /measuring func./ground fault/ ZSS With manual operating mechanism with storage with mechanical request With 1st auxiliary release Shunt release "F", F1 50/60 Hz 110 V AC/110 V DC, 100% on-load factor without 2nd auxiliary release 2NO+2NC A15= Version for 1150 V A61= Special packaging for increased transport requirements, for foam packaging carton packaging with wax coating (moisture protection) S07= Castell/Fortress in Off position with 4 padlocks (Safe Off/disconnector function) Disconnector condition in compliance with IEC 60947-2 S30 = LOCKING DEVICE AGAINST OPENING OF CABINET U01= with label for export to USA | - | 0 | 0
3WL1216-4EB36-1AA2-Z | A61K07P23R10R21S07T40U01 | 3WL1216-4EB36-1AA2-ZA61K07P23R10R21S07T40U01 | 1 | UN | 1 | 5 | B | D | EAR99 | N | 85362090 | 1 |  | 91 | KG | 16409.73 | 16409.73 | LP25 | LP25 | withdrawable circuit breaker with guide frame 3-pole, size II, IEC In=1600A to 690V, AC50/60Hz Icu=100kA at 500V rear connection horizontal Overcurrent release ETU 45 LSIN protection adjustable 0.4-1 in with cubicle bus Opt.: Comm. /measuring func./ground fault/ ZSS With manual operating mechanism with storage with mechanical request without 1st auxiliary release without 2nd auxiliary release 2NO+2NC A61= Special packaging for increased transport requirements, for foam packaging carton packaging with wax coating (moisture protection) K07= Tripped signaling contact, 1 CO not possible with option F02 P23= Retrofitted to Connection: Top horizontal, bottom vertical R10= Arc chute cover withdrawable part not possible with option A05 Rated voltage 1000 V R21= Shutter 2-part can be locked with padlock S07= Castell/Fortress in Off position with 4 padlock (Safe Off/disconnector function) Disconnector condition in compliance with IEC 60947-2 T40= Door sealing frame U01= with label for export to USA | - | 0 | 0
3WL1216-4EB36-1AA2-Z | B16U01 | 3WL1216-4EB36-1AA2-ZB16U01 | 1 | UN | 1 | 5 | B | D | EAR99 | N | 85362090 | 1 |  | 91 | KG | 14715.68 | 14715.68 | LP25 | LP25 | withdrawable circuit breaker with guide frame 3-pole, size II, IEC In=1600A to 690V, AC50/60Hz Icu=100kA at 500V rear connection horizontal Overcurrent release ETU 45 LSIN protection adjustable 0.4-1 in with cubicle bus Opt.: Comm. /measuring func./ground fault/ ZSS With manual operating mechanism with storage with mechanical request without 1st auxiliary release without 2nd auxiliary release 2NO+2NC B16= Rated current reference module 1600 A for ETU25, 27, 45, 55, 75, 76 for setting rated current in U01= with label for export to USA | - | 0 | 0
3WL1216-4EB36-5FR4-Z | A61F02U01 | 3WL1216-4EB36-5FR4-ZA61F02U01 | 1 | UN | 1 | 5 | B | D | EAR99 | N | 85362090 | 1 |  | 91 | KG | 19868.95 | 19868.95 | LP25 | LP25 | withdrawable circuit breaker with guide frame 3-pole, size II, IEC In=1600A to 690V, AC50/60Hz Icu=100kA at 500V rear connection horizontal Overcurrent release ETU 45 LSIN protection adjustable 0.4-1 in with cubicle bus Opt.: Comm. /measuring func./ground fault/ ZSS Motorized/manual operating mechanism with spring charging motor AC 50/60 Hz 110-127 V AC or 110-125 V DC Activation 50/60 Hz 110 V AC, 110 V DC With 1st auxiliary release Shunt release "F", F1 50/60 Hz 110 V AC/110 V DC, 100% on-load factor With 2nd auxiliary release "RC", F4 Undervoltage, Delay 0.2-3.2s 110-127 V AC, 110-125 V DC, 100% ED 4NO+4NC A61= Special packaging for increased transport requirements, for foam packaging carton packaging with wax coating (moisture protection) F02= COM15 PROFIBUS module with breaker status sensor U01= with label for export to USA | - | 0 | 0
3WL1216-4EB37-1AA2-Z | A61K07T40U01 | 3WL1216-4EB37-1AA2-ZA61K07T40U01 | 1 | UN | 1 | 5 | B | D | EAR99 | N | 85362090 | 1 |  | 91 | KG | 15622.32 | 15622.32 | LP25 | LP25 | withdrawable circuit breaker with guide frame 3-pole, size II, IEC In=1600A to 690V, AC50/60Hz Icu=100kA at 500V rear connection vertical Overcurrent release ETU 45 LSIN protection adjustable 0.4-1 in with cubicle bus Opt.: Comm. /measuring func./ground fault/ ZSS With manual operating mechanism with storage with mechanical request without 1st auxiliary release without 2nd auxiliary release 2NO+2NC A61= Special packaging for increased transport requirements, for foam packaging carton packaging with wax coating (moisture protection) K07= Tripped signaling contact, 1 CO not possible with option F02 T40= Door sealing frame U01= with label for export to USA | - | 0 | 0
3WL1216-4EB37-1AA2-Z | A61T40U01 | 3WL1216-4EB37-1AA2-ZA61T40U01 | 1 | UN | 1 | 5 | B | D | EAR99 | N | 85362090 | 1 |  | 91 | KG | 15508.36 | 15508.36 | LP25 | LP25 | withdrawable circuit breaker with guide frame 3-pole, size II, IEC In=1600A to 690V, AC50/60Hz Icu=100kA at 500V rear connection vertical Overcurrent release ETU 45 LSIN protection adjustable 0.4-1 in with cubicle bus Opt.: Comm. /measuring func./ground fault/ ZSS With manual operating mechanism with storage with mechanical request without 1st auxiliary release without 2nd auxiliary release 2NO+2NC A61= Special packaging for increased transport requirements, for foam packaging carton packaging with wax coating (moisture protection) T40= Door sealing frame U01= with label for export to USA | - | 0 | 0
3WL1216-4EB37-1BA2-Z | A61K07T40U01 | 3WL1216-4EB37-1BA2-ZA61K07T40U01 | 1 | UN | 1 | 5 | B | D | EAR99 | N | 85362090 | 1 |  | 91 | KG | 15952.26 | 15952.26 | LP25 | LP25 | withdrawable circuit breaker with guide frame 3-pole, size II, IEC In=1600A to 690V, AC50/60Hz Icu=100kA at 500V rear connection vertical Overcurrent release ETU 45 LSIN protection adjustable 0.4-1 in with cubicle bus Opt.: Comm. /measuring func./ground fault/ ZSS With manual operating mechanism with storage with mechanical request With 1st auxiliary release Shunt release "F", F1 24 V DC; 100% ON period without 2nd auxiliary release 2NO+2NC A61= Special packaging for increased transport requirements, for foam packaging carton packaging with wax coating (moisture protection) K07= Tripped signaling contact, 1 CO not possible with option F02 T40= Door sealing frame U01= with label for export to USA | - | 0 | 0
3WL1216-4EB37-6BM2-Z | A61K07T40U01 | 3WL1216-4EB37-6BM2-ZA61K07T40U01 | 1 | UN | 1 | 5 | B | D | EAR99 | N | 85362090 | 1 |  | 91 | KG | 18192.81 | 18192.81 | LP25 | LP25 | withdrawable circuit breaker with guide frame 3-pole, size II, IEC In=1600A to 690V, AC50/60Hz Icu=100kA at 500V rear connection vertical Overcurrent release ETU 45 LSIN protection adjustable 0.4-1 in with cubicle bus Opt.: Comm. /measuring func./ground fault/ ZSS Motorized/manual operating mechanism with spring charging motor 24-30 V DC Activation 24 V DC With 1st auxiliary release Shunt release "F", F1 24 V DC; 100% ON period With 2nd auxiliary release "R", F3 Undervoltage, instant. 110-127 V AC, 110-125 V DC 2NO+2NC A61= Special packaging for increased transport requirements, for foam packaging carton packaging with wax coating (moisture protection) K07= Tripped signaling contact, 1 CO not possible with option F02 T40= Door sealing frame U01= with label for export to USA | - | 0 | 0
3WL1216-4EB45-1AA2-Z | A61U01 | 3WL1216-4EB45-1AA2-ZA61U01 | 1 | UN | 1 | 5 | B | D | EAR99 | N | 85362090 | 1 |  | 72 | KG | 15693.22 | 15693.22 | LP25 | LP25 | withdrawable circuit breaker without guide frame 4-pole, size II, IEC In=1600A to 690V, AC50/60Hz Icu=100kA at 500V rear connection horizontal Overcurrent release ETU 45 LSIN protection adjustable 0.4-1 in with cubicle bus Opt.: Comm. /measuring func./ground fault/ ZSS With manual operating mechanism with storage with mechanical request without 1st auxiliary release without 2nd auxiliary release 2NO+2NC A61= Special packaging for increased transport requirements, for foam packaging carton packaging with wax coating (moisture protection) U01= with label for export to USA | - | 0 | 0
3WL1216-4FB37-5FM4-Z | A61C22F05F12S07U01 | 3WL1216-4FB37-5FM4-ZA61C22F05F12S07U01 | 1 | UN | 1 | 5 | B | D | EAR99 | N | 85362090 | 1 |  | 91 | KG | 22060.36 | 22060.36 | LP25 | LP25 | withdrawable circuit breaker with guide frame 3-pole, size II, IEC In=1600A to 690V, AC50/60Hz Icu=100kA at 500V rear connection vertical Overcurrent release ETU45 LSIN protection adjustable 0.4-1 in with display and cubicle bus Opt.: Comm. /measuring func./ground fault/ ZSS Motorized/manual operating mechanism with spring charging motor AC 50/60 Hz 110-127 V AC or 110-125 V DC Activation 50/60 Hz 110 V AC, 110 V DC With 1st auxiliary release Shunt release "F", F1 50/60 Hz 110 V AC/110 V DC, 100% on-load factor With 2nd auxiliary release "R", F3 Undervoltage, instant. 110-127 V AC, 110-125 V DC 4NO+4NC A61= Special packaging for increased transport requirements, for foam packaging carton packaging with wax coating (moisture protection) C22= Ready indicator F05= Measuring function plus for U, I, P, W Harmonics and total harmonic distortion F12= COM16 Modbus module with breaker status sensor S07= Castell/Fortress in Off position with 4 padlock (Safe Off/disconnector function) Disconnector condition in compliance with IEC 60947-2 U01= with label for export to USA | - | 0 | 0
3WL1216-5NB32-5FG2-Z | A61U01 | 3WL1216-5NB32-5FG2-ZA61U01 | 1 | UN | 1 | 5 | B | D | EAR99 | N | 85362090 | 1 |  | 65 | KG | 18330.4 | 18330.4 | LP25 | LP25 | fixed-mounted circuit breaker 3-pole, size II, IEC In=1600A to 690V, AC50/60Hz Icu=130kA at 500V rear connection horizontal Overcurrent release ETU 76 LSI protection adjustable 0.4-1 in with graphic display U cubicle bus Communication/ground fault/ ZSS option Motorized/manual operating mechanism with spring charging motor AC 50/60 Hz 110-127 V AC or 110-125 V DC Activation 50/60 Hz 110 V AC, 110 V DC With 1st auxiliary release Shunt release "F", F1 50/60 Hz 110 V AC/110 V DC, 100% on-load factor With 2nd auxiliary release "F", F2 Shunt release 230 V AC/220 V DC, 100% on-load factor 2NO+2NC A61= Special packaging for increased transport requirements, for foam packaging carton packaging with wax coating (moisture protection) U01= with label for export to USA | - | 0 | 0
3WL1220-2AA33-4AS2-Z | A61C22U01 | 3WL1220-2AA33-4AS2-ZA61C22U01 | 1 | UN | 1 | 5 | B | D | EAR99 | N | 85362090 | 1 |  | 56 | KG | 13278.34 | 13278.34 | LP25 | LP25 | fixed-mount non-aut. circuit-b. 3-pole, size II, IEC In=2000A to 690V, AC50/60Hz Icu=66kA at 500V frnt.conn. top/bot. single-hole without overcurrent release Motorized/manual operating mechanism with spring charging motor AC 50/60 Hz 208-240 V or 220-250 V DC Activation AC 50/60 Hz 230 V, 220 V DC without 1st auxiliary release With 2nd auxiliary release "RC", F4 Undervoltage, Delay 0.2-3.2s 208-240 V AC, 220-250 V DC, 100% ED 2NO+2NC A61= Special packaging for increased transport requirements, for foam packaging carton packaging with wax coating (moisture protection) C22= Ready indicator U01= with label for export to USA | - | 0 | 0
3WL1220-2BB32-1AA2-Z | K01T40U01 | 3WL1220-2BB32-1AA2-ZK01T40U01 | 1 | UN | 1 | 5 | B | D | EAR99 | N | 85362090 | 1 |  | 56 | KG | 11791.15 | 11791.15 | LP25 | LP25 | fixed-mounted circuit breaker 3-pole, size II, IEC In=2000A to 690V, AC50/60Hz Icu=66kA at 500V rear connection horizontal Overcurrent release ETU 15 LI protection adjustable 0.5-1 in With manual operating mechanism with storage with mechanical request without 1st auxiliary release without 2nd auxiliary release 2NO+2NC K01= automatic reset after trip T40= Door sealing frame U01= with label for export to USA | - | 0 | 0
3WL1220-2CB32-1AM2-Z | A61S01S25U01 | 3WL1220-2CB32-1AM2-ZA61S01S25U01 | 1 | UN | 1 | 5 | B | D | EAR99 | N | 85362090 | 1 |  | 56 | KG | 12716.74 | 12716.74 | LP25 | LP25 | fixed-mounted circuit breaker 3-pole, size II, IEC In=2000A to 690V, AC50/60Hz Icu=66kA at 500V rear connection horizontal Overcurrent release ETU 25 LSI protection adjustable 0.4-1 in With manual operating mechanism with storage with mechanical request without 1st auxiliary release With 2nd auxiliary release "R", F3 Undervoltage, instant. 110-127 V AC, 110-125 V DC 2NO+2NC A61= Special packaging for increased transport requirements, for foam packaging carton packaging with wax coating (moisture protection) S01= CES locking device in OFF position (safe OFF/disconnector functionality) Disconnector condition in compliance with IEC 60947-2 S25= Motor cutout switch in operator panel (S25) U01= with label for export to USA | - | 0 | 0
3WL1220-2CB32-1AM2-Z | A61S01U01 | 3WL1220-2CB32-1AM2-ZA61S01U01 | 1 | UN | 1 | 5 | B | D | EAR99 | N | 85362090 | 1 |  | 56 | KG | 12324.79 | 12324.79 | LP25 | LP25 | fixed-mounted circuit breaker 3-pole, size II, IEC In=2000A to 690V, AC50/60Hz Icu=66kA at 500V rear connection horizontal Overcurrent release ETU 25 LSI protection adjustable 0.4-1 in With manual operating mechanism with storage with mechanical request without 1st auxiliary release With 2nd auxiliary release "R", F3 Undervoltage, instant. 110-127 V AC, 110-125 V DC 2NO+2NC A61= Special packaging for increased transport requirements, for foam packaging carton packaging with wax coating (moisture protection) S01= CES locking device in OFF position (safe OFF/disconnector functionality) Disconnector condition in compliance with IEC 60947-2 U01= with label for export to USA | - | 0 | 0
3WL1220-2CB35-4AS2-Z | A61U01 | 3WL1220-2CB35-4AS2-ZA61U01 | 1 | UN | 1 | 5 | B | D | EAR99 | N | 85362090 | 1 |  | 60 | KG | 15993.91 | 15993.91 | LP25 | LP25 | withdrawable circuit breaker without guide frame 3-pole, size II, IEC In=2000A to 690V, AC50/60Hz Icu=66kA at 500V rear connection horizontal Overcurrent release ETU 25 LSI protection adjustable 0.4-1 in Motorized/manual operating mechanism with spring charging motor AC 50/60 Hz 208-240 V or 220-250 V DC Activation AC 50/60 Hz 230 V, 220 V DC without 1st auxiliary release With 2nd auxiliary release "RC", F4 Undervoltage, Delay 0.2-3.2s 208-240 V AC, 220-250 V DC, 100% ED 2NO+2NC A61= Special packaging for increased transport requirements, for foam packaging carton packaging with wax coating (moisture protection) U01= with label for export to USA | - | 0 | 0
3WL1220-2CB36-4AJ2-Z | A61U01 | 3WL1220-2CB36-4AJ2-ZA61U01 | 1 | UN | 1 | 5 | B | D | EAR99 | N | 85362090 | 1 |  | 95.5 | KG | 17161.57 | 17161.57 | LP25 | LP25 | withdrawable circuit breaker with guide frame 3-pole, size II, IEC In=2000A to 690V, AC50/60Hz Icu=66kA at 500V rear connection horizontal Overcurrent release ETU 25 LSI protection adjustable 0.4-1 in Motorized/manual operating mechanism with spring charging motor AC 50/60 Hz 208-240 V or 220-250 V DC Activation AC 50/60 Hz 230 V, 220 V DC without 1st auxiliary release With 2nd auxiliary release "R", F3 Undervoltage, instant. 24 V DC 2NO+2NC A61= Special packaging for increased transport requirements, for foam packaging carton packaging with wax coating (moisture protection) U01= with label for export to USA | - | 0 | 0
3WL1220-2CB36-4GA2-Z | A61U01 | 3WL1220-2CB36-4GA2-ZA61U01 | 1 | UN | 1 | 5 | B | D | EAR99 | N | 85362090 | 1 |  | 95.5 | KG | 17099.56 | 17099.56 | LP25 | LP25 | withdrawable circuit breaker with guide frame 3-pole, size II, IEC In=2000A to 690V, AC50/60Hz Icu=66kA at 500V rear connection horizontal Overcurrent release ETU 25 LSI protection adjustable 0.4-1 in Motorized/manual operating mechanism with spring charging motor AC 50/60 Hz 208-240 V or 220-250 V DC Activation AC 50/60 Hz 230 V, 220 V DC With 1st auxiliary release Shunt release "F", F1 50/60 Hz 230 V AC/220 V DC, 100% on-load factor without 2nd auxiliary release 2NO+2NC A61= Special packaging for increased transport requirements, for foam packaging carton packaging with wax coating (moisture protection) U01= with label for export to USA | - | 0 | 0
3WL1220-2CB36-5FM4-Z | A61C22K07R16U01 | 3WL1220-2CB36-5FM4-ZA61C22K07R16U01 | 1 | UN | 1 | 5 | B | D | EAR99 | N | 85362090 | 1 |  | 95.5 | KG | 18568.38 | 18568.38 | LP25 | LP25 | withdrawable circuit breaker with guide frame 3-pole, size II, IEC In=2000A to 690V, AC50/60Hz Icu=66kA at 500V rear connection horizontal Overcurrent release ETU 25 LSI protection adjustable 0.4-1 in Motorized/manual operating mechanism with spring charging motor AC 50/60 Hz 110-127 V AC or 110-125 V DC Activation 50/60 Hz 110 V AC, 110 V DC With 1st auxiliary release Shunt release "F", F1 50/60 Hz 110 V AC/110 V DC, 100% on-load factor With 2nd auxiliary release "R", F3 Undervoltage, instant. 110-127 V AC, 110-125 V DC 4NO+4NC A61= Special packaging for increased transport requirements, for foam packaging carton packaging with wax coating (moisture protection) C22= Ready indicator K07= Tripped signaling contact, 1 CO not possible with option F02 R16= Position signaling switch, withdrawable part 6 changeover contacts U01= with label for export to USA | - | 0 | 0
3WL1220-2CB37-5BM4-Z | A21A61B20R10S07U01 | 3WL1220-2CB37-5BM4-ZA21A61B20R10S07U01 | 1 | UN | 1 | 5 | B | D | EAR99 | N | 85362090 | 1 |  | 91 | KG | 19083.88 | 19083.88 | LP25 | LP25 | withdrawable circuit breaker with guide frame 3-pole, size II, IEC In=2000A to 690V, AC50/60Hz Icu=66kA at 500V rear connection vertical Overcurrent release ETU 25 LSI protection adjustable 0.4-1 in Motorized/manual operating mechanism with spring charging motor AC 50/60 Hz 110-127 V AC or 110-125 V DC Activation 50/60 Hz 110 V AC, 110 V DC With 1st auxiliary release Shunt release "F", F1 24 V DC; 100% ON period With 2nd auxiliary release "R", F3 Undervoltage, instant. 110-127 V AC, 110-125 V DC 4NO+4NC A21= Brand label switch Schrack A61= Special packaging for increased transport requirements, for foam packaging carton packaging with wax coating (moisture protection) B20= Rated current reference module 2000 A for ETU25, 27, 45, 55, 75, 76 for setting rated current in R10= Arc chute cover withdrawable part not possible with option A05 Rated voltage 1000 V S07= Castell/Fortress in Off position with 4 padlock (Safe Off/disconnector function) Disconnector condition in compliance with IEC 60947-2 U01= with label for export to USA | - | 0 | 0
3WL1220-2DG36-4GA2-Z | A61C11K07R16R21S07U01 | 3WL1220-2DG36-4GA2-ZA61C11K07R16R21S07U01 | 1 | UN | 1 | 5 | B | D | EAR99 | N | 85362090 | 1 |  | 95.5 | KG | 19250.02 | 19250.02 | LP25 | LP25 | withdrawable circuit breaker with guide frame 3-pole, size II, IEC In=2000A to 690V, AC50/60Hz Icu=66kA at 500V rear connection horizontal Overcurrent release ETU 27 LSING protection adjustable 0.4-1 in Ground fault/N protection integrated Motorized/manual operating mechanism with spring charging motor AC 50/60 Hz 208-240 V or 220-250 V DC Activation AC 50/60 Hz 230 V, 220 V DC With 1st auxiliary release Shunt release "F", F1 50/60 Hz 230 V AC/220 V DC, 100% on-load factor without 2nd auxiliary release 2NO+2NC A61= Special packaging for increased transport requirements, for foam packaging carton packaging with wax coating (moisture protection) C11= electrical On with sealing cap not possible with option F02 K07= Tripped signaling contact, 1 CO not possible with option F02 R16= Position signaling switch, withdrawable part 6 changeover contacts R21= Shutter 2-part can be locked with padlock S07= Castell/Fortress in Off position with 4 padlock (Safe Off/disconnector function) Disconnector condition in compliance with IEC 60947-2 U01= with label for export to USA | - | 0 | 0
3WL1220-2EB36-4GA4-Z | A61C22K07T40U01 | 3WL1220-2EB36-4GA4-ZA61C22K07T40U01 | 1 | UN | 1 | 5 | B | D | EAR99 | N | 85362090 | 1 |  | 95.5 | KG | 18443.19 | 18443.19 | LP25 | LP25 | withdrawable circuit breaker with guide frame 3-pole, size II, IEC In=2000A to 690V, AC50/60Hz Icu=66kA at 500V rear connection horizontal Overcurrent release ETU 45 LSIN protection adjustable 0.4-1 in with cubicle bus Opt.: Comm. /measuring func./ground fault/ ZSS Motorized/manual operating mechanism with spring charging motor AC 50/60 Hz 208-240 V or 220-250 V DC Activation AC 50/60 Hz 230 V, 220 V DC With 1st auxiliary release Shunt release "F", F1 50/60 Hz 230 V AC/220 V DC, 100% on-load factor without 2nd auxiliary release 4NO+4NC A61= Special packaging for increased transport requirements, for foam packaging carton packaging with wax coating (moisture protection) C22= Ready indicator K07= Tripped signaling contact, 1 CO not possible with option F02 T40= Door sealing frame U01= with label for export to USA | - | 0 | 0
3WL1220-2EB36-5BA4-Z | A61K07R10R21S07T40U01 | 3WL1220-2EB36-5BA4-ZA61K07R10R21S07T40U01 | 1 | UN | 1 | 5 | B | D | EAR99 | N | 85362090 | 1 |  | 95.5 | KG | 19228.26 | 19228.26 | LP25 | LP25 | withdrawable circuit breaker with guide frame 3-pole, size II, IEC In=2000A to 690V, AC50/60Hz Icu=66kA at 500V rear connection horizontal Overcurrent release ETU 45 LSIN protection adjustable 0.4-1 in with cubicle bus Opt.: Comm. /measuring func./ground fault/ ZSS Motorized/manual operating mechanism with spring charging motor AC 50/60 Hz 110-127 V AC or 110-125 V DC Activation 50/60 Hz 110 V AC, 110 V DC With 1st auxiliary release Shunt release "F", F1 24 V DC; 100% ON period without 2nd auxiliary release 4NO+4NC A61= Special packaging for increased transport requirements, for foam packaging carton packaging with wax coating (moisture protection) K07= Tripped signaling contact, 1 CO not possible with option F02 R10= Arc chute cover withdrawable part not possible with option A05 Rated voltage 1000 V R21= Shutter 2-part can be locked with padlock S07= Castell/Fortress in Off position with 4 padlock (Safe Off/disconnector function) Disconnector condition in compliance with IEC 60947-2 T40= Door sealing frame U01= with label for export to USA | - | 0 | 0
3WL1220-2EB36-5BM4-Z | A61K07R10R21S07T40U01 | 3WL1220-2EB36-5BM4-ZA61K07R10R21S07T40U01 | 1 | UN | 1 | 5 | B | D | EAR99 | N | 85362090 | 1 |  | 95.5 | KG | 19620.21 | 19620.21 | LP25 | LP25 | withdrawable circuit breaker with guide frame 3-pole, size II, IEC In=2000A to 690V, AC50/60Hz Icu=66kA at 500V rear connection horizontal Overcurrent release ETU 45 LSIN protection adjustable 0.4-1 in with cubicle bus Opt.: Comm. /measuring func./ground fault/ ZSS Motorized/manual operating mechanism with spring charging motor AC 50/60 Hz 110-127 V AC or 110-125 V DC Activation 50/60 Hz 110 V AC, 110 V DC With 1st auxiliary release Shunt release "F", F1 24 V DC; 100% ON period With 2nd auxiliary release "R", F3 Undervoltage, instant. 110-127 V AC, 110-125 V DC 4NO+4NC A61= Special packaging for increased transport requirements, for foam packaging carton packaging with wax coating (moisture protection) K07= Tripped signaling contact, 1 CO not possible with option F02 R10= Arc chute cover withdrawable part not possible with option A05 Rated voltage 1000 V R21= Shutter 2-part can be locked with padlock S07= Castell/Fortress in Off position with 4 padlock (Safe Off/disconnector function) Disconnector condition in compliance with IEC 60947-2 T40= Door sealing frame U01= with label for export to USA | - | 0 | 0
3WL1220-2EG36-4GP2-Z | A61U01 | 3WL1220-2EG36-4GP2-ZA61U01 | 1 | UN | 1 | 5 | B | D | EAR99 | N | 85362090 | 1 |  | 95.5 | KG | 19058.14 | 19058.14 | LP25 | LP25 | withdrawable circuit breaker with guide frame 3-pole, size II, IEC In=2000A to 690V, AC50/60Hz Icu=66kA at 500V rear connection horizontal Overcurrent release ETU 45 LSING protection adjustable 0.4-1 in with cubicle bus and Ground fault protection Opt.: Comm./measuring func./ZSS Motorized/manual operating mechanism with spring charging motor AC 50/60 Hz 208-240 V or 220-250 V DC Activation AC 50/60 Hz 230 V, 220 V DC With 1st auxiliary release Shunt release "F", F1 50/60 Hz 230 V AC/220 V DC, 100% on-load factor With 2nd auxiliary release "R", F3 Undervoltage, instant. 50/60 Hz 380-415 V AC 2NO+2NC A61= Special packaging for increased transport requirements, for foam packaging carton packaging with wax coating (moisture protection) U01= with label for export to USA | - | 0 | 0
3WL1220-3AA36-5BM4-Z | A61P23R10R21S07T40U01 | 3WL1220-3AA36-5BM4-ZA61P23R10R21S07T40U01 | 1 | UN | 1 | 5 | B | D | EAR99 | N | 85362090 | 1 |  | 91 | KG | 18620.56 | 18620.56 | LP25 | LP25 | withdraw. non-aut. circuit-b. with guide frame 3-pole, size II, IEC In=2000A to 690V, AC50/60Hz Icu=80kA at 500V rear connection horizontal without overcurrent release Motorized/manual operating mechanism with spring charging motor AC 50/60 Hz 110-127 V AC or 110-125 V DC Activation 50/60 Hz 110 V AC, 110 V DC With 1st auxiliary release Shunt release "F", F1 24 V DC; 100% ON period With 2nd auxiliary release "R", F3 Undervoltage, instant. 110-127 V AC, 110-125 V DC 4NO+4NC A61= Special packaging for increased transport requirements, for foam packaging carton packaging with wax coating (moisture protection) P23= Retrofitted to Connection: Top horizontal, bottom vertical R10= Arc chute cover withdrawable part not possible with option A05 Rated voltage 1000 V R21= Shutter 2-part can be locked with padlock S07= Castell/Fortress in Off position with 4 padlock (Safe Off/disconnector function) Disconnector condition in compliance with IEC 60947-2 T40= Door sealing frame U01= with label for export to USA | - | 0 | 0
3WL1220-3AA37-5BM4-Z | A61R10R15R21S07T40U01 | 3WL1220-3AA37-5BM4-ZA61R10R15R21S07T40U01 | 1 | UN | 1 | 5 | B | D | EAR99 | N | 85362090 | 1 |  | 91 | KG | 19171.63 | 19171.63 | LP25 | LP25 | withdraw. non-aut. circuit-b. with guide frame 3-pole, size II, IEC In=2000A to 690V, AC50/60Hz Icu=80kA at 500V rear connection vertical without overcurrent release Motorized/manual operating mechanism with spring charging motor AC 50/60 Hz 110-127 V AC or 110-125 V DC Activation 50/60 Hz 110 V AC, 110 V DC With 1st auxiliary release Shunt release "F", F1 24 V DC; 100% ON period With 2nd auxiliary release "R", F3 Undervoltage, instant. 110-127 V AC, 110-125 V DC 4NO+4NC A61= Special packaging for increased transport requirements, for foam packaging carton packaging with wax coating (moisture protection) R10= Arc chute cover withdrawable part not possible with option A05 Rated voltage 1000 V R15= Position signaling switch, withdrawable part 3 changeover contacts R21= Shutter 2-part can be locked with padlock S07= Castell/Fortress in Off position with 4 padlock (Safe Off/disconnector function) Disconnector condition in compliance with IEC 60947-2 T40= Door sealing frame U01= with label for export to USA | - | 0 | 0
3WL1220-3CB31-6BA2-Z | A61U01 | 3WL1220-3CB31-6BA2-ZA61U01 | 1 | UN | 1 | 5 | B | D | EAR99 | N | 85362090 | 1 |  | 56 | KG | 15531.76 | 15531.76 | LP25 | LP25 | fixed-mounted circuit breaker 3-pole, size II, IEC In=2000A to 690V, AC50/60Hz Icu=80kA at 500V rear connection vertical Overcurrent release ETU 25 LSI protection adjustable 0.4-1 in Motorized/manual operating mechanism with spring charging motor 24-30 V DC Activation 24 V DC With 1st auxiliary release Shunt release "F", F1 24 V DC; 100% ON period without 2nd auxiliary release 2NO+2NC A61= Special packaging for increased transport requirements, for foam packaging carton packaging with wax coating (moisture protection) U01= with label for export to USA | - | 0 | 0
3WL1220-3EB34-1AA2-Z | A61U01 | 3WL1220-3EB34-1AA2-ZA61U01 | 1 | UN | 1 | 5 | B | D | EAR99 | N | 85362090 | 1 |  | 56 | KG | 13774.42 | 13774.42 | LP25 | LP25 | fixed-mounted circuit breaker 3-pole, size II, IEC In=2000A to 690V, AC50/60Hz Icu=80kA at 500V frnt.conn. top/bot. dual-hole Overcurrent release ETU 45 LSIN protection adjustable 0.4-1 in with cubicle bus Opt.: Comm. /measuring func./ground fault/ ZSS With manual operating mechanism with storage with mechanical request without 1st auxiliary release without 2nd auxiliary release 2NO+2NC A61= Special packaging for increased transport requirements, for foam packaging carton packaging with wax coating (moisture protection) U01= with label for export to USA | - | 0 | 0
3WL1220-3EB34-4GS2-Z | A61U01 | 3WL1220-3EB34-4GS2-ZA61U01 | 1 | UN | 1 | 5 | B | D | EAR99 | N | 85362090 | 1 |  | 56 | KG | 16908.85 | 16908.85 | LP25 | LP25 | fixed-mounted circuit breaker 3-pole, size II, IEC In=2000A to 690V, AC50/60Hz Icu=80kA at 500V frnt.conn. top/bot. dual-hole Overcurrent release ETU 45 LSIN protection adjustable 0.4-1 in with cubicle bus Opt.: Comm. /measuring func./ground fault/ ZSS Motorized/manual operating mechanism with spring charging motor AC 50/60 Hz 208-240 V or 220-250 V DC Activation AC 50/60 Hz 230 V, 220 V DC With 1st auxiliary release Shunt release "F", F1 50/60 Hz 230 V AC/220 V DC, 100% on-load factor With 2nd auxiliary release "RC", F4 Undervoltage, Delay 0.2-3.2s 208-240 V AC, 220-250 V DC, 100% ED 2NO+2NC A61= Special packaging for increased transport requirements, for foam packaging carton packaging with wax coating (moisture protection) U01= with label for export to USA | - | 0 | 0
3WL1220-3EB34-5AR2-Z | A61U01 | 3WL1220-3EB34-5AR2-ZA61U01 | 1 | UN | 1 | 5 | B | D | EAR99 | N | 85362090 | 1 |  | 56 | KG | 16578.91 | 16578.91 | LP25 | LP25 | fixed-mounted circuit breaker 3-pole, size II, IEC In=2000A to 690V, AC50/60Hz Icu=80kA at 500V frnt.conn. top/bot. dual-hole Overcurrent release ETU 45 LSIN protection adjustable 0.4-1 in with cubicle bus Opt.: Comm. /measuring func./ground fault/ ZSS Motorized/manual operating mechanism with spring charging motor AC 50/60 Hz 110-127 V AC or 110-125 V DC Activation 50/60 Hz 110 V AC, 110 V DC without 1st auxiliary release With 2nd auxiliary release "RC", F4 Undervoltage, Delay 0.2-3.2s 110-127 V AC, 110-125 V DC, 100% ED 2NO+2NC A61= Special packaging for increased transport requirements, for foam packaging carton packaging with wax coating (moisture protection) U01= with label for export to USA | - | 0 | 0
3WL1220-3EB34-5FA2-Z | A61U01 | 3WL1220-3EB34-5FA2-ZA61U01 | 1 | UN | 1 | 5 | B | D | EAR99 | N | 85362090 | 1 |  | 56 | KG | 15952.96 | 15952.96 | LP25 | LP25 | fixed-mounted circuit breaker 3-pole, size II, IEC In=2000A to 690V, AC50/60Hz Icu=80kA at 500V frnt.conn. top/bot. dual-hole Overcurrent release ETU 45 LSIN protection adjustable 0.4-1 in with cubicle bus Opt.: Comm. /measuring func./ground fault/ ZSS Motorized/manual operating mechanism with spring charging motor AC 50/60 Hz 110-127 V AC or 110-125 V DC Activation 50/60 Hz 110 V AC, 110 V DC With 1st auxiliary release Shunt release "F", F1 50/60 Hz 110 V AC/110 V DC, 100% on-load factor without 2nd auxiliary release 2NO+2NC A61= Special packaging for increased transport requirements, for foam packaging carton packaging with wax coating (moisture protection) U01= with label for export to USA | - | 0 | 0
3WL1220-3EB36-5BA4-Z | A61U01 | 3WL1220-3EB36-5BA4-ZA61U01 | 1 | UN | 1 | 5 | B | D | EAR99 | N | 85362090 | 1 |  | 91 | KG | 19030.06 | 19030.06 | LP25 | LP25 | withdrawable circuit breaker with guide frame 3-pole, size II, IEC In=2000A to 690V, AC50/60Hz Icu=80kA at 500V rear connection horizontal Overcurrent release ETU 45 LSIN protection adjustable 0.4-1 in with cubicle bus Opt.: Comm. /measuring func./ground fault/ ZSS Motorized/manual operating mechanism with spring charging motor AC 50/60 Hz 110-127 V AC or 110-125 V DC Activation 50/60 Hz 110 V AC, 110 V DC With 1st auxiliary release Shunt release "F", F1 24 V DC; 100% ON period without 2nd auxiliary release 4NO+4NC A61= Special packaging for increased transport requirements, for foam packaging carton packaging with wax coating (moisture protection) U01= with label for export to USA | - | 0 | 0
3WL1220-3EB36-5BM4-Z | A61K07R10R21S07T40U01 | 3WL1220-3EB36-5BM4-ZA61K07R10R21S07T40U01 | 1 | UN | 1 | 5 | B | D | EAR99 | N | 85362090 | 1 |  | 91 | KG | 20790.21 | 20790.21 | LP25 | LP25 | withdrawable circuit breaker with guide frame 3-pole, size II, IEC In=2000A to 690V, AC50/60Hz Icu=80kA at 500V rear connection horizontal Overcurrent release ETU 45 LSIN protection adjustable 0.4-1 in with cubicle bus Opt.: Comm. /measuring func./ground fault/ ZSS Motorized/manual operating mechanism with spring charging motor AC 50/60 Hz 110-127 V AC or 110-125 V DC Activation 50/60 Hz 110 V AC, 110 V DC With 1st auxiliary release Shunt release "F", F1 24 V DC; 100% ON period With 2nd auxiliary release "R", F3 Undervoltage, instant. 110-127 V AC, 110-125 V DC 4NO+4NC A61= Special packaging for increased transport requirements, for foam packaging carton packaging with wax coating (moisture protection) K07= Tripped signaling contact, 1 CO not possible with option F02 R10= Arc chute cover withdrawable part not possible with option A05 Rated voltage 1000 V R21= Shutter 2-part can be locked with padlock S07= Castell/Fortress in Off position with 4 padlock (Safe Off/disconnector function) Disconnector condition in compliance with IEC 60947-2 T40= Door sealing frame U01= with label for export to USA | - | 0 | 0
3WL1220-3EB37-5BM4-Z | A61K07R10R21S07T40U01 | 3WL1220-3EB37-5BM4-ZA61K07R10R21S07T40U01 | 1 | UN | 1 | 5 | B | D | EAR99 | N | 85362090 | 1 |  | 91 | KG | 21375.21 | 21375.21 | LP25 | LP25 | withdrawable circuit breaker with guide frame 3-pole, size II, IEC In=2000A to 690V, AC50/60Hz Icu=80kA at 500V rear connection vertical Overcurrent release ETU 45 LSIN protection adjustable 0.4-1 in with cubicle bus Opt.: Comm. /measuring func./ground fault/ ZSS Motorized/manual operating mechanism with spring charging motor AC 50/60 Hz 110-127 V AC or 110-125 V DC Activation 50/60 Hz 110 V AC, 110 V DC With 1st auxiliary release Shunt release "F", F1 24 V DC; 100% ON period With 2nd auxiliary release "R", F3 Undervoltage, instant. 110-127 V AC, 110-125 V DC 4NO+4NC A61= Special packaging for increased transport requirements, for foam packaging carton packaging with wax coating (moisture protection) K07= Tripped signaling contact, 1 CO not possible with option F02 R10= Arc chute cover withdrawable part not possible with option A05 Rated voltage 1000 V R21= Shutter 2-part can be locked with padlock S07= Castell/Fortress in Off position with 4 padlock (Safe Off/disconnector function) Disconnector condition in compliance with IEC 60947-2 T40= Door sealing frame U01= with label for export to USA | - | 0 | 0
3WL1220-3EG31-1AA2-Z | A61U01 | 3WL1220-3EG31-1AA2-ZA61U01 | 1 | UN | 1 | 5 | B | D | EAR99 | N | 85362090 | 1 |  | 56 | KG | 14874.22 | 14874.22 | LP25 | LP25 | fixed-mounted circuit breaker 3-pole, size II, IEC In=2000A to 690V, AC50/60Hz Icu=80kA at 500V rear connection vertical Overcurrent release ETU 45 LSING protection adjustable 0.4-1 in with cubicle bus and Ground fault protection Opt.: Comm./measuring func./ZSS With manual operating mechanism with storage with mechanical request without 1st auxiliary release without 2nd auxiliary release 2NO+2NC A61= Special packaging for increased transport requirements, for foam packaging carton packaging with wax coating (moisture protection) U01= with label for export to USA | - | 0 | 0
3WL1220-3EG44-5AA2-Z | F23S07T40 | 3WL1220-3EG44-5AA2-ZF23S07T40 | 1 | UN | 1 | 5 | B | D | EAR99 | N | 85362090 | 1 |  | 67 | KG | 20909.07 | 20909.07 | LP25 | LP25 | fixed-mounted circuit breaker 4-pole, size II, IEC In=2000A to 690V, AC50/60Hz Icu=80kA at 500V frnt.conn. top/bot. dual-hole Overcurrent release ETU 45 LSING protection adjustable 0.4-1 in with cubicle bus and Ground fault protection Opt.: Comm./measuring func./ZSS Motorized/manual operating mechanism with spring charging motor AC 50/60 Hz 110-127 V AC or 110-125 V DC Activation 50/60 Hz 110 V AC, 110 V DC without 1st auxiliary release without 2nd auxiliary release 2NO+2NC F23= Internal current converter 4-pole switch BGII S07= Castell/Fortress in Off position with 4 padlocks T40= Door sealing frame | - | 0 | 0
3WL1220-3EG44-5FM2-Z | F23S07T40 | 3WL1220-3EG44-5FM2-ZF23S07T40 | 1 | UN | 1 | 5 | B | D | EAR99 | N | 85362090 | 1 |  | 67 | KG | 21630.96 | 21630.96 | LP25 | LP25 | fixed-mounted circuit breaker 4-pole, size II, IEC In=2000A to 690V, AC50/60Hz Icu=80kA at 500V frnt.conn. top/bot. dual-hole Overcurrent release ETU 45 LSING protection adjustable 0.4-1 in with cubicle bus and Ground fault protection Opt.: Comm./measuring func./ZSS Motorized/manual operating mechanism with spring charging motor AC 50/60 Hz 110-127 V AC or 110-125 V DC Activation 50/60 Hz 110 V AC, 110 V DC With 1st auxiliary release Shunt release "F", F1 50/60 Hz 110 V AC/110 V DC, 100% on-load factor With 2nd auxiliary release "R", F3 Undervoltage, instant. 110-127 V AC, 110-125 V DC 2NO+2NC F23= Internal current converter 4-pole switch BGII S07= Castell/Fortress in Off position with 4 padlocks T40= Door sealing frame | - | 0 | 0
3WL1220-3NB32-1FA2-Z | A61U01 | 3WL1220-3NB32-1FA2-ZA61U01 | 1 | UN | 1 | 5 | B | D | EAR99 | N | 85362090 | 1 |  | 56 | KG | 16128.46 | 16128.46 | LP25 | LP25 | fixed-mounted circuit breaker 3-pole, size II, IEC In=2000A to 690V, AC50/60Hz Icu=80kA at 500V rear connection horizontal Overcurrent release ETU 76 LSI protection adjustable 0.4-1 in with graphic display U cubicle bus Communication/ground fault/ ZSS option With manual operating mechanism with storage with mechanical request With 1st auxiliary release Shunt release "F", F1 50/60 Hz 110 V AC/110 V DC, 100% on-load factor without 2nd auxiliary release 2NO+2NC A61= Special packaging for increased transport requirements, for foam packaging carton packaging with wax coating (moisture protection) U01= with label for export to USA | - | 0 | 0
3WL1220-4CB34-1AJ2-Z | A61U01 | 3WL1220-4CB34-1AJ2-ZA61U01 | 1 | UN | 1 | 5 | B | D | EAR99 | N | 85362090 | 1 |  | 56 | KG | 14259.97 | 14259.97 | LP25 | LP25 | fixed-mounted circuit breaker 3-pole, size II, IEC In=2000A to 690V, AC50/60Hz Icu=100kA at 500V frnt.conn. top/bot. dual-hole Overcurrent release ETU 25 LSI protection adjustable 0.4-1 in With manual operating mechanism with storage with mechanical request without 1st auxiliary release With 2nd auxiliary release "R", F3 Undervoltage, instant. 24 V DC 2NO+2NC A61= Special packaging for increased transport requirements, for foam packaging carton packaging with wax coating (moisture protection) U01= with label for export to USA | - | 0 | 0
3WL1220-4CB34-4AN2-Z | A05C11C22F31K07S07T40U01 | 3WL1220-4CB34-4AN2-ZA05C11C22F31K07S07T40U01 | 1 | UN | 1 | 5 | B | D | EAR99 | N | 85362090 | 1 |  | 56 | KG | 20672.15 | 20672.15 | LP25 | LP25 | fixed-mounted circuit breaker 3-pole, size II, IEC In=2000A to 690V, AC50/60Hz Icu=100kA at 500V frnt.conn. top/bot. dual-hole Overcurrent release ETU 25 LSI protection adjustable 0.4-1 in Motorized/manual operating mechanism with spring charging motor AC 50/60 Hz 208-240 V or 220-250 V DC Activation AC 50/60 Hz 230 V, 220 V DC without 1st auxiliary release With 2nd auxiliary release "R", F3 Undervoltage, instant. 208-240 V AC, 220-250 V DC 2NO+2NC A05= Version for 1000 V C11= electrical On with sealing cap not possible with option F02 C22= Ready indicator F31= EMC filter K07= Tripped signaling contact, 1 CO not possible with option F02 S07= Castell/Fortress in Off position with 4 padlocks (Safe Off/disconnector function) Disconnector condition in compliance with IEC 60947-2 T40= Door sealing frame U01= with label for export to USA | - | 0 | 0
3WL1220-4CB34-4AN2-Z | A05C11C22F31K07T40U01 | 3WL1220-4CB34-4AN2-ZA05C11C22F31K07T40U01 | 1 | UN | 1 | 5 | B | D | EAR99 | N | 85362090 | 1 |  | 56 | KG | 20536.43 | 20536.43 | LP25 | LP25 | fixed-mounted circuit breaker 3-pole, size II, IEC In=2000A to 690V, AC50/60Hz Icu=100kA at 500V frnt.conn. top/bot. dual-hole Overcurrent release ETU 25 LSI protection adjustable 0.4-1 in Motorized/manual operating mechanism with spring charging motor AC 50/60 Hz 208-240 V or 220-250 V DC Activation AC 50/60 Hz 230 V, 220 V DC without 1st auxiliary release With 2nd auxiliary release "R", F3 Undervoltage, instant. 208-240 V AC, 220-250 V DC 2NO+2NC A05= Version for 1000 V C11= electrical On with sealing cap not possible with option F02 C22= Ready indicator F31= EMC filter K07= Tripped signaling contact, 1 CO not possible with option F02 T40= Door sealing frame U01= with label for export to USA | - | 0 | 0
3WL1220-4CB35-6BJ4-Z | A61F12U01 | 3WL1220-4CB35-6BJ4-ZA61F12U01 | 1 | UN | 1 | 5 | B | D | EAR99 | N | 85362090 | 1 |  | 60 | KG | 19468.81 | 19468.81 | LP25 | LP25 | withdrawable circuit breaker without guide frame 3-pole, size II, IEC In=2000A to 690V, AC50/60Hz Icu=100kA at 500V rear connection horizontal Overcurrent release ETU 25 LSI protection adjustable 0.4-1 in Motorized/manual operating mechanism with spring charging motor 24-30 V DC Activation 24 V DC With 1st auxiliary release Shunt release "F", F1 24 V DC; 100% ON period With 2nd auxiliary release "R", F3 Undervoltage, instant. 24 V DC 4NO+4NC A61= Special packaging for increased transport requirements, for foam packaging carton packaging with wax coating (moisture protection) F12= COM16 Modbus module with breaker status sensor U01= with label for export to USA | - | 0 | 0
3WL1220-4CB38-4AN2-Z | A05A61C11C22K07R21S07T40U01 | 3WL1220-4CB38-4AN2-ZA05A61C11C22K07R21S07T40U01 | 1 | UN | 1 | 5 | B | D | EAR99 | N | 85362090 | 1 |  | 91 | KG | 22420.72 | 22420.72 | LP25 | LP25 | withdrawable circuit breaker with guide frame 3-pole, size II, IEC In=2000A to 690V, AC50/60Hz Icu=100kA at 500V w. connection flange Overcurrent release ETU 25 LSI protection adjustable 0.4-1 in Motorized/manual operating mechanism with spring charging motor AC 50/60 Hz 208-240 V or 220-250 V DC Activation AC 50/60 Hz 230 V, 220 V DC without 1st auxiliary release With 2nd auxiliary release "R", F3 Undervoltage, instant. 208-240 V AC, 220-250 V DC 2NO+2NC A05= Version for 1000 V A61= Special packaging for increased transport requirements, for foam packaging carton packaging with wax coating (moisture protection) C11= electrical On with sealing cap not possible with option F02 C22= Ready indicator K07= Tripped signaling contact, 1 CO not possible with option F02 R21= Shutter 2-part can be locked with padlock S07= Castell/Fortress in Off position with 4 padlock (Safe Off/disconnector function) Disconnector condition in compliance with IEC 60947-2 T40= Door sealing frame U01= with label for export to USA | - | 0 | 0
3WL1220-4CB38-4AN2-Z | A05C11C22F31K07S07T40U01 | 3WL1220-4CB38-4AN2-ZA05C11C22F31K07S07T40U01 | 1 | UN | 1 | 5 | B | D | EAR99 | N | 85362090 | 1 |  | 91 | KG | 23246.15 | 23246.15 | LP25 | LP25 | withdrawable circuit breaker with guide frame 3-pole, size II, IEC In=2000A to 690V, AC50/60Hz Icu=100kA at 500V w. connection flange Overcurrent release ETU 25 LSI protection adjustable 0.4-1 in Motorized/manual operating mechanism with spring charging motor AC 50/60 Hz 208-240 V or 220-250 V DC Activation AC 50/60 Hz 230 V, 220 V DC without 1st auxiliary release With 2nd auxiliary release "R", F3 Undervoltage, instant. 208-240 V AC, 220-250 V DC 2NO+2NC A05= Version for 1000 V C11= electrical On with sealing cap not possible with option F02 C22= Ready indicator F31= EMC filter K07= Tripped signaling contact, 1 CO not possible with option F02 S07= Castell/Fortress in Off position with 4 padlock (Safe Off/disconnector function) Disconnector condition in compliance with IEC 60947-2 T40= Door sealing frame U01= with label for export to USA | - | 0 | 0
3WL1220-4DG48-4GA4-Z | A61K07R21U01 | 3WL1220-4DG48-4GA4-ZA61K07R21U01 | 1 | UN | 1 | 5 | B | D | EAR99 | N | 85362090 | 1 |  | 109 | KG | 25012.74 | 25012.74 | LP25 | LP25 | withdrawable circuit breaker with guide frame 4-pole, size II, IEC In=2000A to 690V, AC50/60Hz Icu=100kA at 500V w. connection flange Overcurrent release ETU 27 LSING protection adjustable 0.4-1 in Ground fault/N protection integrated Motorized/manual operating mechanism with spring charging motor AC 50/60 Hz 208-240 V or 220-250 V DC Activation AC 50/60 Hz 230 V, 220 V DC With 1st auxiliary release Shunt release "F", F1 50/60 Hz 230 V AC/220 V DC, 100% on-load factor without 2nd auxiliary release 4NO+4NC A61= Special packaging for increased transport requirements, for foam packaging carton packaging with wax coating (moisture protection) K07= Tripped signaling contact, 1 CO not possible with option F02 R21= Shutter 2-part can be locked with bracket lock U01= with label for export to USA | - | 0 | 0
3WL1220-4EB32-1AM4-Z | A61S07U01 | 3WL1220-4EB32-1AM4-ZA61S07U01 | 1 | UN | 1 | 5 | B | D | EAR99 | N | 85362090 | 1 |  | 56 | KG | 14629.69 | 14629.69 | LP25 | LP25 | fixed-mounted circuit breaker 3-pole, size II, IEC In=2000A to 690V, AC50/60Hz Icu=100kA at 500V rear connection horizontal Overcurrent release ETU 45 LSIN protection adjustable 0.4-1 in with cubicle bus Opt.: Comm. /measuring func./ground fault/ ZSS With manual operating mechanism with storage with mechanical request without 1st auxiliary release With 2nd auxiliary release "R", F3 Undervoltage, instant. 110-127 V AC, 110-125 V DC 4NO+4NC A61= Special packaging for increased transport requirements, for foam packaging carton packaging with wax coating (moisture protection) S07= Castell/Fortress in Off position with 4 padlocks (Safe Off/disconnector function) Disconnector condition in compliance with IEC 60947-2 U01= with label for export to USA | - | 0 | 0
3WL1220-4EB35-1AN2-Z | A61U01 | 3WL1220-4EB35-1AN2-ZA61U01 | 1 | UN | 1 | 5 | B | D | EAR99 | N | 85362090 | 1 |  | 60 | KG | 15734.17 | 15734.17 | LP25 | LP25 | withdrawable circuit breaker without guide frame 3-pole, size II, IEC In=2000A to 690V, AC50/60Hz Icu=100kA at 500V rear connection horizontal Overcurrent release ETU 45 LSIN protection adjustable 0.4-1 in with cubicle bus Opt.: Comm. /measuring func./ground fault/ ZSS With manual operating mechanism with storage with mechanical request without 1st auxiliary release With 2nd auxiliary release "R", F3 Undervoltage, instant. 208-240 V AC, 220-250 V DC 2NO+2NC A61= Special packaging for increased transport requirements, for foam packaging carton packaging with wax coating (moisture protection) U01= with label for export to USA | - | 0 | 0
3WL1220-4EB35-6BJ4-Z | A61F12U01 | 3WL1220-4EB35-6BJ4-ZA61F12U01 | 1 | UN | 1 | 5 | B | D | EAR99 | N | 85362090 | 1 |  | 60 | KG | 19890.01 | 19890.01 | LP25 | LP25 | withdrawable circuit breaker without guide frame 3-pole, size II, IEC In=2000A to 690V, AC50/60Hz Icu=100kA at 500V rear connection horizontal Overcurrent release ETU 45 LSIN protection adjustable 0.4-1 in with cubicle bus Opt.: Comm. /measuring func./ground fault/ ZSS Motorized/manual operating mechanism with spring charging motor 24-30 V DC Activation 24 V DC With 1st auxiliary release Shunt release "F", F1 24 V DC; 100% ON period With 2nd auxiliary release "R", F3 Undervoltage, instant. 24 V DC 4NO+4NC A61= Special packaging for increased transport requirements, for foam packaging carton packaging with wax coating (moisture protection) F12= COM16 Modbus module with breaker status sensor U01= with label for export to USA | - | 0 | 0
3WL1220-4EB36-1AA2-Z | A61K07P23R10R21S07T40U01 | 3WL1220-4EB36-1AA2-ZA61K07P23R10R21S07T40U01 | 1 | UN | 1 | 5 | B | D | EAR99 | N | 85362090 | 1 |  | 91 | KG | 18515.73 | 18515.73 | LP25 | LP25 | withdrawable circuit breaker with guide frame 3-pole, size II, IEC In=2000A to 690V, AC50/60Hz Icu=100kA at 500V rear connection horizontal Overcurrent release ETU 45 LSIN protection adjustable 0.4-1 in with cubicle bus Opt.: Comm. /measuring func./ground fault/ ZSS With manual operating mechanism with storage with mechanical request without 1st auxiliary release without 2nd auxiliary release 2NO+2NC A61= Special packaging for increased transport requirements, for foam packaging carton packaging with wax coating (moisture protection) K07= Tripped signaling contact, 1 CO not possible with option F02 P23= Retrofitted to Connection: Top horizontal, bottom vertical R10= Arc chute cover withdrawable part not possible with option A05 Rated voltage 1000 V R21= Shutter 2-part can be locked with padlock S07= Castell/Fortress in Off position with 4 padlock (Safe Off/disconnector function) Disconnector condition in compliance with IEC 60947-2 T40= Door sealing frame U01= with label for export to USA | - | 0 | 0
3WL1220-4EB36-4GN4-Z | A61C22K07R16U01 | 3WL1220-4EB36-4GN4-ZA61C22K07R16U01 | 1 | UN | 1 | 5 | B | D | EAR99 | N | 85362090 | 1 |  | 91 | KG | 20510.58 | 20510.58 | LP25 | LP25 | withdrawable circuit breaker with guide frame 3-pole, size II, IEC In=2000A to 690V, AC50/60Hz Icu=100kA at 500V rear connection horizontal Overcurrent release ETU 45 LSIN protection adjustable 0.4-1 in with cubicle bus Opt.: Comm. /measuring func./ground fault/ ZSS Motorized/manual operating mechanism with spring charging motor AC 50/60 Hz 208-240 V or 220-250 V DC Activation AC 50/60 Hz 230 V, 220 V DC With 1st auxiliary release Shunt release "F", F1 50/60 Hz 230 V AC/220 V DC, 100% on-load factor With 2nd auxiliary release "R", F3 Undervoltage, instant. 208-240 V AC, 220-250 V DC 4NO+4NC A61= Special packaging for increased transport requirements, for foam packaging carton packaging with wax coating (moisture protection) C22= Ready indicator K07= Tripped signaling contact, 1 CO not possible with option F02 R16= Position signaling switch, withdrawable part 6 changeover contacts U01= with label for export to USA | - | 0 | 0
3WL1220-4EB36-4GN4-Z | A61C22K07U01 | 3WL1220-4EB36-4GN4-ZA61C22K07U01 | 1 | UN | 1 | 5 | B | D | EAR99 | N | 85362090 | 1 |  | 91 | KG | 20073 | 20073 | LP25 | LP25 | withdrawable circuit breaker with guide frame 3-pole, size II, IEC In=2000A to 690V, AC50/60Hz Icu=100kA at 500V rear connection horizontal Overcurrent release ETU 45 LSIN protection adjustable 0.4-1 in with cubicle bus Opt.: Comm. /measuring func./ground fault/ ZSS Motorized/manual operating mechanism with spring charging motor AC 50/60 Hz 208-240 V or 220-250 V DC Activation AC 50/60 Hz 230 V, 220 V DC With 1st auxiliary release Shunt release "F", F1 50/60 Hz 230 V AC/220 V DC, 100% on-load factor With 2nd auxiliary release "R", F3 Undervoltage, instant. 208-240 V AC, 220-250 V DC 4NO+4NC A61= Special packaging for increased transport requirements, for foam packaging carton packaging with wax coating (moisture protection) C22= Ready indicator K07= Tripped signaling contact, 1 CO not possible with option F02 U01= with label for export to USA | - | 0 | 0
3WL1220-4EB37-6BA4-Z | A61K07T40U01 | 3WL1220-4EB37-6BA4-ZA61K07T40U01 | 1 | UN | 1 | 5 | B | D | EAR99 | N | 85362090 | 1 |  | 91 | KG | 20363.16 | 20363.16 | LP25 | LP25 | withdrawable circuit breaker with guide frame 3-pole, size II, IEC In=2000A to 690V, AC50/60Hz Icu=100kA at 500V rear connection vertical Overcurrent release ETU 45 LSIN protection adjustable 0.4-1 in with cubicle bus Opt.: Comm. /measuring func./ground fault/ ZSS Motorized/manual operating mechanism with spring charging motor 24-30 V DC Activation 24 V DC With 1st auxiliary release Shunt release "F", F1 24 V DC; 100% ON period without 2nd auxiliary release 4NO+4NC A61= Special packaging for increased transport requirements, for foam packaging carton packaging with wax coating (moisture protection) K07= Tripped signaling contact, 1 CO not possible with option F02 T40= Door sealing frame U01= with label for export to USA | - | 0 | 0
3WL1220-4EB37-6BJ4-Z | A61K07T40U01 | 3WL1220-4EB37-6BJ4-ZA61K07T40U01 | 1 | UN | 1 | 5 | B | D | EAR99 | N | 85362090 | 1 |  | 91 | KG | 20755.11 | 20755.11 | LP25 | LP25 | withdrawable circuit breaker with guide frame 3-pole, size II, IEC In=2000A to 690V, AC50/60Hz Icu=100kA at 500V rear connection vertical Overcurrent release ETU 45 LSIN protection adjustable 0.4-1 in with cubicle bus Opt.: Comm. /measuring func./ground fault/ ZSS Motorized/manual operating mechanism with spring charging motor 24-30 V DC Activation 24 V DC With 1st auxiliary release Shunt release "F", F1 24 V DC; 100% ON period With 2nd auxiliary release "R", F3 Undervoltage, instant. 24 V DC 4NO+4NC A61= Special packaging for increased transport requirements, for foam packaging carton packaging with wax coating (moisture protection) K07= Tripped signaling contact, 1 CO not possible with option F02 T40= Door sealing frame U01= with label for export to USA | - | 0 | 0
3WL1220-4EB38-1AM4-Z | A61S07U01 | 3WL1220-4EB38-1AM4-ZA61S07U01 | 1 | UN | 1 | 5 | B | D | EAR99 | N | 85362090 | 1 |  | 91 | KG | 17730.19 | 17730.19 | LP25 | LP25 | withdrawable circuit breaker with guide frame 3-pole, size II, IEC In=2000A to 690V, AC50/60Hz Icu=100kA at 500V w. connection flange Overcurrent release ETU 45 LSIN protection adjustable 0.4-1 in with cubicle bus Opt.: Comm. /measuring func./ground fault/ ZSS With manual operating mechanism with storage with mechanical request without 1st auxiliary release With 2nd auxiliary release "R", F3 Undervoltage, instant. 110-127 V AC, 110-125 V DC 4NO+4NC A61= Special packaging for increased transport requirements, for foam packaging carton packaging with wax coating (moisture protection) S07= Castell/Fortress in Off position with 4 padlock (Safe Off/disconnector function) Disconnector condition in compliance with IEC 60947-2 U01= with label for export to USA | - | 0 | 0
3WL1220-4EB45-1AA2-Z | A61U01 | 3WL1220-4EB45-1AA2-ZA61U01 | 1 | UN | 1 | 5 | B | D | EAR99 | N | 85362090 | 1 |  | 72 | KG | 18735.22 | 18735.22 | LP25 | LP25 | withdrawable circuit breaker without guide frame 4-pole, size II, IEC In=2000A to 690V, AC50/60Hz Icu=100kA at 500V rear connection horizontal Overcurrent release ETU 45 LSIN protection adjustable 0.4-1 in with cubicle bus Opt.: Comm. /measuring func./ground fault/ ZSS With manual operating mechanism with storage with mechanical request without 1st auxiliary release without 2nd auxiliary release 2NO+2NC A61= Special packaging for increased transport requirements, for foam packaging carton packaging with wax coating (moisture protection) U01= with label for export to USA | - | 0 | 0
3WL1220-8AA32-3FA4-Z | A05S07 | 3WL1220-8AA32-3FA4-ZA05S07 | 1 | UN | 1 | 5 | B | D | EAR99 | N | 85362090 | 1 |  | 56 | KG | 17210.7 | 17210.7 | LP25 | LP25 | fixed-mount non-aut. circuit-b. 3-pole, size II, IEC In=2000A to 600V DC rear connection horizontal rear connection horizontal without overcurrent release With manual operating mechanism with storage with electrical + mechanical request 50/60 Hz 230 V AC, 220 V DC With 1st auxiliary release Shunt release "F", F1 50/60 Hz 110 V AC/110 V DC, 100% on-load factor without 2nd auxiliary release 4NO+4NC A05= Version for 1000 V S07= Castell/Fortress in Off position with 4 padlocks (Safe Off/disconnector function) Disconnector condition in compliance with IEC 60947-2 | - | 0 | 0
3WL1220-8AA32-5AJ4-Z | A05A61C22S07U01 | 3WL1220-8AA32-5AJ4-ZA05A61C22S07U01 | 1 | UN | 1 | 5 | B | D | EAR99 | N | 85362090 | 1 |  | 56 | KG | 19109.62 | 19109.62 | LP25 | LP25 | fixed-mount non-aut. circuit-b. 3-pole, size II, IEC In=2000A to 600V DC rear connection horizontal rear connection horizontal without overcurrent release Motorized/manual operating mechanism with spring charging motor AC 50/60 Hz 110-127 V AC or 110-125 V DC Activation 50/60 Hz 110 V AC, 110 V DC without 1st auxiliary release With 2nd auxiliary release "R", F3 Undervoltage, instant. 24 V DC 4NO+4NC A05= Version for 1000 V A61= Special packaging for increased transport requirements, for foam packaging carton packaging with wax coating (moisture protection) C22= Ready indicator S07= Castell/Fortress in Off position with 4 padlocks (Safe Off/disconnector function) Disconnector condition in compliance with IEC 60947-2 U01= with label for export to USA | - | 0 | 0
3WL1220-8AA38-5AJ4-Z | A05A61C22S07U01 | 3WL1220-8AA38-5AJ4-ZA05A61C22S07U01 | 1 | UN | 1 | 5 | B | D | EAR99 | N | 85362090 | 1 |  | 91 | KG | 23438.62 | 23438.62 | LP25 | LP25 | withdraw. non-aut. circuit-b. with guide frame 3-pole, size II, IEC In=2000A to 600V DC w. connection flange w. connection flange without overcurrent release Motorized/manual operating mechanism with spring charging motor AC 50/60 Hz 110-127 V AC or 110-125 V DC Activation 50/60 Hz 110 V AC, 110 V DC without 1st auxiliary release With 2nd auxiliary release "R", F3 Undervoltage, instant. 24 V DC 4NO+4NC A05= Version for 1000 V A61= Special packaging for increased transport requirements, for foam packaging carton packaging with wax coating (moisture protection) C22= Ready indicator S07= Castell/Fortress in Off position with 4 padlock (Safe Off/disconnector function) Disconnector condition in compliance with IEC 60947-2 U01= with label for export to USA | - | 0 | 0
3WL1225-2AA31-5FA8-Z | A61U01 | 3WL1225-2AA31-5FA8-ZA61U01 | 1 | UN | 1 | 5 | B | D | EAR99 | N | 85362090 | 1 |  | 59 | KG | 16924.06 | 16924.06 | LP25 | LP25 | fixed-mount non-aut. circuit-b. 3-pole, size II, IEC In=2500A to 690V, AC50/60Hz Icu=66kA at 500V rear connection vertical without overcurrent release Motorized/manual operating mechanism with spring charging motor AC 50/60 Hz 110-127 V AC or 110-125 V DC Activation 50/60 Hz 110 V AC, 110 V DC With 1st auxiliary release Shunt release "F", F1 50/60 Hz 110 V AC/110 V DC, 100% on-load factor without 2nd auxiliary release 5NO+3NC A61= Special packaging for increased transport requirements, for foam packaging carton packaging with wax coating (moisture protection) U01= with label for export to USA | - | 0 | 0
3WL1225-2EB36-5BM4-Z | A61R15T40U01 | 3WL1225-2EB36-5BM4-ZA61R15T40U01 | 1 | UN | 1 | 5 | B | D | EAR99 | N | 85362090 | 1 |  | 99.2 | KG | 22997.53 | 22997.53 | LP25 | LP25 | withdrawable circuit breaker with guide frame 3-pole, size II, IEC In=2500A to 690V, AC50/60Hz Icu=66kA at 500V rear connection horizontal Overcurrent release ETU 45 LSIN protection adjustable 0.4-1 in with cubicle bus Opt.: Comm. /measuring func./ground fault/ ZSS Motorized/manual operating mechanism with spring charging motor AC 50/60 Hz 110-127 V AC or 110-125 V DC Activation 50/60 Hz 110 V AC, 110 V DC With 1st auxiliary release Shunt release "F", F1 24 V DC; 100% ON period With 2nd auxiliary release "R", F3 Undervoltage, instant. 110-127 V AC, 110-125 V DC 4NO+4NC A61= Special packaging for increased transport requirements, for foam packaging carton packaging with wax coating (moisture protection) R15= Position signaling switch, withdrawable part 3 changeover contacts T40= Door sealing frame U01= with label for export to USA | - | 0 | 0
3WL1225-2EB37-6BJ4-Z | A61B20T40U01 | 3WL1225-2EB37-6BJ4-ZA61B20T40U01 | 1 | UN | 1 | 5 | B | D | EAR99 | N | 85362090 | 1 |  | 102 | KG | 23332.15 | 23332.15 | LP25 | LP25 | withdrawable circuit breaker with guide frame 3-pole, size II, IEC In=2500A to 690V, AC50/60Hz Icu=66kA at 500V rear connection vertical Overcurrent release ETU 45 LSIN protection adjustable 0.4-1 in with cubicle bus Opt.: Comm. /measuring func./ground fault/ ZSS Motorized/manual operating mechanism with spring charging motor 24-30 V DC Activation 24 V DC With 1st auxiliary release Shunt release "F", F1 24 V DC; 100% ON period With 2nd auxiliary release "R", F3 Undervoltage, instant. 24 V DC 4NO+4NC A61= Special packaging for increased transport requirements, for foam packaging carton packaging with wax coating (moisture protection) B20= Rated current reference module 2000 A for ETU25, 27, 45, 55, 75, 76 for setting rated current in T40= Door sealing frame U01= with label for export to USA | - | 0 | 0
3WL1225-2NB38-6BA4-Z | A61U01 | 3WL1225-2NB38-6BA4-ZA61U01 | 1 | UN | 1 | 5 | B | D | EAR99 | N | 85362090 | 1 |  | 102 | KG | 24634.36 | 24634.36 | LP25 | LP25 | withdrawable circuit breaker with guide frame 3-pole, size II, IEC In=2500A to 690V, AC50/60Hz Icu=66kA at 500V w. connection flange Overcurrent release ETU 76 LSI protection adjustable 0.4-1 in with graphic display U cubicle bus Communication/ground fault/ ZSS option Motorized/manual operating mechanism with spring charging motor 24-30 V DC Activation 24 V DC With 1st auxiliary release Shunt release "F", F1 24 V DC; 100% ON period without 2nd auxiliary release 4NO+4NC A61= Special packaging for increased transport requirements, for foam packaging carton packaging with wax coating (moisture protection) U01= with label for export to USA | - | 0 | 0
3WL1225-2NB38-6BJ4-Z | A61U01 | 3WL1225-2NB38-6BJ4-ZA61U01 | 1 | UN | 1 | 5 | B | D | EAR99 | N | 85362090 | 1 |  | 102 | KG | 25026.31 | 25026.31 | LP25 | LP25 | withdrawable circuit breaker with guide frame 3-pole, size II, IEC In=2500A to 690V, AC50/60Hz Icu=66kA at 500V w. connection flange Overcurrent release ETU 76 LSI protection adjustable 0.4-1 in with graphic display U cubicle bus Communication/ground fault/ ZSS option Motorized/manual operating mechanism with spring charging motor 24-30 V DC Activation 24 V DC With 1st auxiliary release Shunt release "F", F1 24 V DC; 100% ON period With 2nd auxiliary release "R", F3 Undervoltage, instant. 24 V DC 4NO+4NC A61= Special packaging for increased transport requirements, for foam packaging carton packaging with wax coating (moisture protection) U01= with label for export to USA | - | 0 | 0
3WL1225-3AA36-5BM4-Z | A61P23R10R21S07T40U01 | 3WL1225-3AA36-5BM4-ZA61P23R10R21S07T40U01 | 1 | UN | 1 | 5 | B | D | EAR99 | N | 85362090 | 1 |  | 102 | KG | 22884.04 | 22884.04 | LP25 | LP25 | withdraw. non-aut. circuit-b. with guide frame 3-pole, size II, IEC In=2500A to 690V, AC50/60Hz Icu=80kA at 500V rear connection horizontal without overcurrent release Motorized/manual operating mechanism with spring charging motor AC 50/60 Hz 110-127 V AC or 110-125 V DC Activation 50/60 Hz 110 V AC, 110 V DC With 1st auxiliary release Shunt release "F", F1 24 V DC; 100% ON period With 2nd auxiliary release "R", F3 Undervoltage, instant. 110-127 V AC, 110-125 V DC 4NO+4NC A61= Special packaging for increased transport requirements, for foam packaging carton packaging with wax coating (moisture protection) P23= Retrofitted to Connection: Top horizontal, bottom vertical R10= Arc chute cover withdrawable part not possible with option A05 Rated voltage 1000 V R21= Shutter 2-part can be locked with padlock S07= Castell/Fortress in Off position with 4 padlock (Safe Off/disconnector function) Disconnector condition in compliance with IEC 60947-2 T40= Door sealing frame U01= with label for export to USA | - | 0 | 0
3WL1225-3BB33-4AS2-Z | A61C22U01 | 3WL1225-3BB33-4AS2-ZA61C22U01 | 1 | UN | 1 | 5 | B | D | EAR99 | N | 85362090 | 1 |  | 59 | KG | 20520.64 | 20520.64 | LP25 | LP25 | fixed-mounted circuit breaker 3-pole, size II, IEC In=2500A to 690V, AC50/60Hz Icu=80kA at 500V frnt.conn. top/bot. single-hole Overcurrent release ETU 15 LI protection adjustable 0.5-1 in Motorized/manual operating mechanism with spring charging motor AC 50/60 Hz 208-240 V or 220-250 V DC Activation AC 50/60 Hz 230 V, 220 V DC without 1st auxiliary release With 2nd auxiliary release "RC", F4 Undervoltage, Delay 0.2-3.2s 208-240 V AC, 220-250 V DC, 100% ED 2NO+2NC A61= Special packaging for increased transport requirements, for foam packaging carton packaging with wax coating (moisture protection) C22= Ready indicator U01= with label for export to USA | - | 0 | 0
3WL1225-3CB33-1AA2 |  | 3WL1225-3CB33-1AA2 | 1 | UN | 1 | 5 | B | D | EAR99 | N | 85362090 | 1 |  | 59 | KG | 17596.8 | 17596.8 | LP25 | LP25 | fixed-mounted circuit breaker 3-pole, size II, IEC In=2500A to 690V, AC50/60Hz Icu=80kA at 500V frnt.conn. top/bot. single-hole Overcurrent release ETU 25 LSI protection adjustable 0.4-1 in With manual operating mechanism with storage with mechanical request without 1st auxiliary release without 2nd auxiliary release 2NO+2NC | - | 0 | 0
3WL1225-3CB36-4FM4-Z | A61C20C22K07R15R21U01 | 3WL1225-3CB36-4FM4-ZA61C20C22K07R15R21U01 | 1 | UN | 1 | 5 | B | D | EAR99 | N | 85362090 | 1 |  | 102 | KG | 24342.33 | 24342.33 | LP25 | LP25 | withdrawable circuit breaker with guide frame 3-pole, size II, IEC In=2500A to 690V, AC50/60Hz Icu=80kA at 500V rear connection horizontal Overcurrent release ETU 25 LSI protection adjustable 0.4-1 in Motorized/manual operating mechanism with spring charging motor AC 50/60 Hz 208-240 V or 220-250 V DC Activation AC 50/60 Hz 230 V, 220 V DC With 1st auxiliary release Shunt release "F", F1 50/60 Hz 110 V AC/110 V DC, 100% on-load factor With 2nd auxiliary release "R", F3 Undervoltage, instant. 110-127 V AC, 110-125 V DC 4NO+4NC A61= Special packaging for increased transport requirements, for foam packaging carton packaging with wax coating (moisture protection) C20= Spring charge status indicator not possible with option F02 C22= Ready indicator K07= Tripped signaling contact, 1 CO not possible with option F02 R15= Position signaling switch, withdrawable part 3 changeover contacts R21= Shutter 2-part can be locked with padlock U01= with label for export to USA | - | 0 | 0
3WL1225-3EB32-1AF4-Z | A61U01 | 3WL1225-3EB32-1AF4-ZA61U01 | 1 | UN | 1 | 5 | B | D | EAR99 | N | 85362090 | 1 |  | 62 | KG | 18234.46 | 18234.46 | LP25 | LP25 | fixed-mounted circuit breaker 3-pole, size II, IEC In=2500A to 690V, AC50/60Hz Icu=80kA at 500V rear connection horizontal Overcurrent release ETU 45 LSIN protection adjustable 0.4-1 in with cubicle bus Opt.: Comm. /measuring func./ground fault/ ZSS With manual operating mechanism with storage with mechanical request without 1st auxiliary release With 2nd auxiliary release "F", F2 Shunt release 110 V AC/DC 100% on-load factor 4NO+4NC A61= Special packaging for increased transport requirements, for foam packaging carton packaging with wax coating (moisture protection) U01= with label for export to USA | - | 0 | 0
3WL1225-3EB32-5BA4-Z | B25K07U01 | 3WL1225-3EB32-5BA4-ZB25K07U01 | 1 | UN | 1 | 5 | B | D | EAR99 | N | 85362090 | 1 |  | 62 | KG | 20155.48 | 20155.48 | LP25 | LP25 | fixed-mounted circuit breaker 3-pole, size II, IEC In=2500A to 690V, AC50/60Hz Icu=80kA at 500V rear connection horizontal Overcurrent release ETU 45 LSIN protection adjustable 0.4-1 in with cubicle bus Opt.: Comm. /measuring func./ground fault/ ZSS Motorized/manual operating mechanism with spring charging motor AC 50/60 Hz 110-127 V AC or 110-125 V DC Activation 50/60 Hz 110 V AC, 110 V DC With 1st auxiliary release Shunt release "F", F1 24 V DC; 100% ON period without 2nd auxiliary release 4NO+4NC B25= Rated current reference module 2500 A for ETU25, 27, 45, 55, 75, 76 for setting rated current in K07= Tripped signaling contact, 1 CO not possible with option F02 U01= with label for export to USA | - | 0 | 0
3WL1225-3EB35-5BA4-Z | A61U01 | 3WL1225-3EB35-5BA4-ZA61U01 | 1 | UN | 1 | 5 | B | D | EAR99 | N | 85362090 | 1 |  | 63 | KG | 20902.06 | 20902.06 | LP25 | LP25 | withdrawable circuit breaker without guide frame 3-pole, size II, IEC In=2500A to 690V, AC50/60Hz Icu=80kA at 500V rear connection horizontal Overcurrent release ETU 45 LSIN protection adjustable 0.4-1 in with cubicle bus Opt.: Comm. /measuring func./ground fault/ ZSS Motorized/manual operating mechanism with spring charging motor AC 50/60 Hz 110-127 V AC or 110-125 V DC Activation 50/60 Hz 110 V AC, 110 V DC With 1st auxiliary release Shunt release "F", F1 24 V DC; 100% ON period without 2nd auxiliary release 4NO+4NC A61= Special packaging for increased transport requirements, for foam packaging carton packaging with wax coating (moisture protection) U01= with label for export to USA | - | 0 | 0
3WL1225-3EB36-5BA4-Z | A61B25K07U01 | 3WL1225-3EB36-5BA4-ZA61B25K07U01 | 1 | UN | 1 | 5 | B | D | EAR99 | N | 85362090 | 1 |  | 102 | KG | 23356.02 | 23356.02 | LP25 | LP25 | withdrawable circuit breaker with guide frame 3-pole, size II, IEC In=2500A to 690V, AC50/60Hz Icu=80kA at 500V rear connection horizontal Overcurrent release ETU 45 LSIN protection adjustable 0.4-1 in with cubicle bus Opt.: Comm. /measuring func./ground fault/ ZSS Motorized/manual operating mechanism with spring charging motor AC 50/60 Hz 110-127 V AC or 110-125 V DC Activation 50/60 Hz 110 V AC, 110 V DC With 1st auxiliary release Shunt release "F", F1 24 V DC; 100% ON period without 2nd auxiliary release 4NO+4NC A61= Special packaging for increased transport requirements, for foam packaging carton packaging with wax coating (moisture protection) B25= Rated current reference module 2500 A for ETU25, 27, 45, 55, 75, 76 for setting rated current in K07= Tripped signaling contact, 1 CO not possible with option F02 U01= with label for export to USA | - | 0 | 0
3WL1225-3EB36-5BA4-Z | A61K01K07U01 | 3WL1225-3EB36-5BA4-ZA61K01K07U01 | 1 | UN | 1 | 5 | B | D | EAR99 | N | 85362090 | 1 |  | 102 | KG | 23459.45 | 23459.45 | LP25 | LP25 | withdrawable circuit breaker with guide frame 3-pole, size II, IEC In=2500A to 690V, AC50/60Hz Icu=80kA at 500V rear connection horizontal Overcurrent release ETU 45 LSIN protection adjustable 0.4-1 in with cubicle bus Opt.: Comm. /measuring func./ground fault/ ZSS Motorized/manual operating mechanism with spring charging motor AC 50/60 Hz 110-127 V AC or 110-125 V DC Activation 50/60 Hz 110 V AC, 110 V DC With 1st auxiliary release Shunt release "F", F1 24 V DC; 100% ON period without 2nd auxiliary release 4NO+4NC A61= Special packaging for increased transport requirements, for foam packaging carton packaging with wax coating (moisture protection) K01= automatic reset after trip K07= Tripped signaling contact, 1 CO not possible with option F02 U01= with label for export to USA | - | 0 | 0
3WL1225-3EB36-5BA4-Z | B25K07 | 3WL1225-3EB36-5BA4-ZB25K07 | 1 | UN | 1 | 5 | B | D | EAR99 | N | 85362090 | 1 |  | 102 | KG | 23223.8 | 23223.8 | LP25 | LP25 | withdrawable circuit breaker with guide frame 3-pole, size II, IEC In=2500A to 690V, AC50/60Hz Icu=80kA at 500V rear connection horizontal Overcurrent release ETU 45 LSIN protection adjustable 0.4-1 in with cubicle bus Opt.: Comm. /measuring func./ground fault/ ZSS Motorized/manual operating mechanism with spring charging motor AC 50/60 Hz 110-127 V AC or 110-125 V DC Activation 50/60 Hz 110 V AC, 110 V DC With 1st auxiliary release Shunt release "F", F1 24 V DC; 100% ON period without 2nd auxiliary release 4NO+4NC B25= Rated current reference module 2500 A for ETU25, 27, 45, 55, 75, 76 for setting rated current in K07= Tripped signaling contact, 1 CO not possible with option F02 | - | 0 | 0
3WL1225-3EB36-5BA4-Z | B25K07U01 | 3WL1225-3EB36-5BA4-ZB25K07U01 | 1 | UN | 1 | 5 | B | D | EAR99 | N | 85362090 | 1 |  | 102 | KG | 23314.48 | 23314.48 | LP25 | LP25 | withdrawable circuit breaker with guide frame 3-pole, size II, IEC In=2500A to 690V, AC50/60Hz Icu=80kA at 500V rear connection horizontal Overcurrent release ETU 45 LSIN protection adjustable 0.4-1 in with cubicle bus Opt.: Comm. /measuring func./ground fault/ ZSS Motorized/manual operating mechanism with spring charging motor AC 50/60 Hz 110-127 V AC or 110-125 V DC Activation 50/60 Hz 110 V AC, 110 V DC With 1st auxiliary release Shunt release "F", F1 24 V DC; 100% ON period without 2nd auxiliary release 4NO+4NC B25= Rated current reference module 2500 A for ETU25, 27, 45, 55, 75, 76 for setting rated current in K07= Tripped signaling contact, 1 CO not possible with option F02 U01= with label for export to USA | - | 0 | 0
3WL1225-3EB37-6BA4-Z | A61K07T40U01 | 3WL1225-3EB37-6BA4-ZA61K07T40U01 | 1 | UN | 1 | 5 | B | D | EAR99 | N | 85362090 | 1 |  | 102 | KG | 24341.16 | 24341.16 | LP25 | LP25 | withdrawable circuit breaker with guide frame 3-pole, size II, IEC In=2500A to 690V, AC50/60Hz Icu=80kA at 500V rear connection vertical Overcurrent release ETU 45 LSIN protection adjustable 0.4-1 in with cubicle bus Opt.: Comm. /measuring func./ground fault/ ZSS Motorized/manual operating mechanism with spring charging motor 24-30 V DC Activation 24 V DC With 1st auxiliary release Shunt release "F", F1 24 V DC; 100% ON period without 2nd auxiliary release 4NO+4NC A61= Special packaging for increased transport requirements, for foam packaging carton packaging with wax coating (moisture protection) K07= Tripped signaling contact, 1 CO not possible with option F02 T40= Door sealing frame U01= with label for export to USA | - | 0 | 0
3WL1225-3EG37-5FM4-Z | A61K07R10R21S07T40U01 | 3WL1225-3EG37-5FM4-ZA61K07R10R21S07T40U01 | 1 | UN | 1 | 5 | B | D | EAR99 | N | 85362090 | 1 |  | 102 | KG | 26804.01 | 26804.01 | LP25 | LP25 | withdrawable circuit breaker with guide frame 3-pole, size II, IEC In=2500A to 690V, AC50/60Hz Icu=80kA at 500V rear connection vertical Overcurrent release ETU 45 LSING protection adjustable 0.4-1 in with cubicle bus and Ground fault protection Opt.: Comm./measuring func./ZSS Motorized/manual operating mechanism with spring charging motor AC 50/60 Hz 110-127 V AC or 110-125 V DC Activation 50/60 Hz 110 V AC, 110 V DC With 1st auxiliary release Shunt release "F", F1 50/60 Hz 110 V AC/110 V DC, 100% on-load factor With 2nd auxiliary release "R", F3 Undervoltage, instant. 110-127 V AC, 110-125 V DC 4NO+4NC A61= Special packaging for increased transport requirements, for foam packaging carton packaging with wax coating (moisture protection) K07= Tripped signaling contact, 1 CO not possible with option F02 R10= Arc chute cover withdrawable part not possible with option A05 Rated voltage 1000 V R21= Shutter 2-part can be locked with padlock S07= Castell/Fortress in Off position with 4 padlock (Safe Off/disconnector function) Disconnector condition in compliance with IEC 60947-2 T40= Door sealing frame U01= with label for export to USA | - | 0 | 0
3WL1225-3FB34-3AA2 |  | 3WL1225-3FB34-3AA2 | 1 | UN | 1 | 5 | B | D | EAR99 | N | 85362090 | 1 |  | 59 | KG | 18722.34 | 18722.34 | LP25 | LP25 | fixed-mounted circuit breaker 3-pole, size II, IEC In=2500A to 690V, AC50/60Hz Icu=80kA at 500V frnt.conn. top/bot. dual-hole Overcurrent release ETU45 LSIN protection adjustable 0.4-1 in with display and cubicle bus Opt.: Comm. /measuring func./ground fault/ ZSS With manual operating mechanism with storage with electrical + mechanical request 50/60 Hz 230 V AC, 220 V DC without 1st auxiliary release without 2nd auxiliary release 2NO+2NC | - | 0 | 0
3WL1225-3FB36-4GA4-Z | C22F02R16R21S07 | 3WL1225-3FB36-4GA4-ZC22F02R16R21S07 | 1 | UN | 1 | 5 | B | D | EAR99 | N | 85362090 | 1 |  | 102 | KG | 26325 | 26325 | LP25 | LP25 | withdrawable circuit breaker with guide frame 3-pole, size II, IEC In=2500A to 690V, AC50/60Hz Icu=80kA at 500V rear connection horizontal Overcurrent release ETU45 LSIN protection adjustable 0.4-1 in with display and cubicle bus Opt.: Comm. /measuring func./ground fault/ ZSS Motorized/manual operating mechanism with spring charging motor AC 50/60 Hz 208-240 V or 220-250 V DC Activation AC 50/60 Hz 230 V, 220 V DC With 1st auxiliary release Shunt release "F", F1 50/60 Hz 230 V AC/220 V DC, 100% on-load factor without 2nd auxiliary release 4NO+4NC C22= Ready indicator F02= COM15 PROFIBUS module with breaker status sensor R16= Position signaling switch, withdrawable part 6 changeover contacts R21= Shutter 2-part can be locked with padlock S07= Castell/Fortress in Off position with 4 padlock (Safe Off/disconnector function) Disconnector condition in compliance with IEC 60947-2 | - | 0 | 0
3WL1225-3NB36-6BA4-Z | A08A61C01F02F05K10R21U01 | 3WL1225-3NB36-6BA4-ZA08A61C01F02F05K10R21U01 | 1 | UN | 1 | 5 | B | D | EAR99 | N | 85362090 | 1 |  | 102 | KG | 30716.02 | 30716.02 | LP25 | LP25 | withdrawable circuit breaker with guide frame 3-pole, size II, IEC In=2500A to 690V, AC50/60Hz Icu=80kA at 500V rear connection horizontal Overcurrent release ETU 76 LSI protection adjustable 0.4-1 in with graphic display U cubicle bus Communication/ground fault/ ZSS option Motorized/manual operating mechanism with spring charging motor 24-30 V DC Activation 24 V DC With 1st auxiliary release Shunt release "F", F1 24 V DC; 100% ON period without 2nd auxiliary release 4NO+4NC A08= Tin plating of customer terminals in slide-in unit frame for horizontal connection or flange connection A61= Special packaging for increased transport requirements, for foam packaging carton packaging with wax coating (moisture protection) C01= mechanical switching cycle counter F02= COM15 PROFIBUS module with breaker status sensor F05= Measuring function plus for U, I, P, W Harmonics and total harmonic distortion K10= Remote reset magnet 24 V DC R21= Shutter 2-part can be locked with padlock U01= with label for export to USA | - | 0 | 0
3WL1225-3NB37-6BJ4-Z | A61K07T40U01 | 3WL1225-3NB37-6BJ4-ZA61K07T40U01 | 1 | UN | 1 | 5 | B | D | EAR99 | N | 85362090 | 1 |  | 102 | KG | 27295.41 | 27295.41 | LP25 | LP25 | withdrawable circuit breaker with guide frame 3-pole, size II, IEC In=2500A to 690V, AC50/60Hz Icu=80kA at 500V rear connection vertical Overcurrent release ETU 76 LSI protection adjustable 0.4-1 in with graphic display U cubicle bus Communication/ground fault/ ZSS option Motorized/manual operating mechanism with spring charging motor 24-30 V DC Activation 24 V DC With 1st auxiliary release Shunt release "F", F1 24 V DC; 100% ON period With 2nd auxiliary release "R", F3 Undervoltage, instant. 24 V DC 4NO+4NC A61= Special packaging for increased transport requirements, for foam packaging carton packaging with wax coating (moisture protection) K07= Tripped signaling contact, 1 CO not possible with option F02 T40= Door sealing frame U01= with label for export to USA | - | 0 | 0
3WL1225-4AA34-5FF4-Z | A05C01C22S03U01 | 3WL1225-4AA34-5FF4-ZA05C01C22S03U01 | 1 | UN | 1 | 5 | B | D | EAR99 | N | 85362090 | 1 |  | 59 | KG | 23507.06 | 23507.06 | LP25 | LP25 | fixed-mount non-aut. circuit-b. 3-pole, size II, IEC In=2500A to 690V, AC50/60Hz Icu=100kA at 500V frnt.conn. top/bot. dual-hole without overcurrent release Motorized/manual operating mechanism with spring charging motor AC 50/60 Hz 110-127 V AC or 110-125 V DC Activation 50/60 Hz 110 V AC, 110 V DC With 1st auxiliary release Shunt release "F", F1 50/60 Hz 110 V AC/110 V DC, 100% on-load factor With 2nd auxiliary release "F", F2 Shunt release 110 V AC/DC 100% on-load factor 4NO+4NC A05= Version for 1000 V C01= mechanical switching cycle counter C22= Ready indicator S03= Ikon locking device in Off position (safe OFF/disconnector functionality) Disconnector condition IEC 60947-2 U01= with label for export to USA | - | 0 | 0
3WL1225-4AA37-5BM4-Z | A61R10R21S07T40U01 | 3WL1225-4AA37-5BM4-ZA61R10R21S07T40U01 | 1 | UN | 1 | 5 | B | D | EAR99 | N | 85362090 | 1 |  | 102 | KG | 24069.25 | 24069.25 | LP25 | LP25 | withdraw. non-aut. circuit-b. with guide frame 3-pole, size II, IEC In=2500A to 690V, AC50/60Hz Icu=100kA at 500V rear connection vertical without overcurrent release Motorized/manual operating mechanism with spring charging motor AC 50/60 Hz 110-127 V AC or 110-125 V DC Activation 50/60 Hz 110 V AC, 110 V DC With 1st auxiliary release Shunt release "F", F1 24 V DC; 100% ON period With 2nd auxiliary release "R", F3 Undervoltage, instant. 110-127 V AC, 110-125 V DC 4NO+4NC A61= Special packaging for increased transport requirements, for foam packaging carton packaging with wax coating (moisture protection) R10= Arc chute cover withdrawable part not possible with option A05 Rated voltage 1000 V R21= Shutter 2-part can be locked with padlock S07= Castell/Fortress in Off position with 4 padlock (Safe Off/disconnector function) Disconnector condition in compliance with IEC 60947-2 T40= Door sealing frame U01= with label for export to USA | - | 0 | 0
3WL1225-4CB32-4GA4-Z | C22K07U01 | 3WL1225-4CB32-4GA4-ZC22K07U01 | 1 | UN | 1 | 5 | B | D | EAR99 | N | 85362090 | 1 |  | 59 | KG | 20622.31 | 20622.31 | LP25 | LP25 | fixed-mounted circuit breaker 3-pole, size II, IEC In=2500A to 690V, AC50/60Hz Icu=100kA at 500V rear connection horizontal Overcurrent release ETU 25 LSI protection adjustable 0.4-1 in Motorized/manual operating mechanism with spring charging motor AC 50/60 Hz 208-240 V or 220-250 V DC Activation AC 50/60 Hz 230 V, 220 V DC With 1st auxiliary release Shunt release "F", F1 50/60 Hz 230 V AC/220 V DC, 100% on-load factor without 2nd auxiliary release 4NO+4NC C22= Ready indicator K07= Tripped signaling contact, 1 CO not possible with option F02 U01= with label for export to USA | - | 0 | 0
3WL1225-4CB34-4AN2-Z | A05A61C11C22F31K07S07T40U01 | 3WL1225-4CB34-4AN2-ZA05A61C11C22F31K07S07T40U01 | 1 | UN | 1 | 5 | B | D | EAR99 | N | 85362090 | 1 |  | 59 | KG | 25978.69 | 25978.69 | LP25 | LP25 | fixed-mounted circuit breaker 3-pole, size II, IEC In=2500A to 690V, AC50/60Hz Icu=100kA at 500V frnt.conn. top/bot. dual-hole Overcurrent release ETU 25 LSI protection adjustable 0.4-1 in Motorized/manual operating mechanism with spring charging motor AC 50/60 Hz 208-240 V or 220-250 V DC Activation AC 50/60 Hz 230 V, 220 V DC without 1st auxiliary release With 2nd auxiliary release "R", F3 Undervoltage, instant. 208-240 V AC, 220-250 V DC 2NO+2NC A05= Version for 1000 V A61= Special packaging for increased transport requirements, for foam packaging carton packaging with wax coating (moisture protection) C11= electrical On with sealing cap not possible with option F02 C22= Ready indicator F31= EMC filter K07= Tripped signaling contact, 1 CO not possible with option F02 S07= Castell/Fortress in Off position with 4 padlocks (Safe Off/disconnector function) Disconnector condition in compliance with IEC 60947-2 T40= Door sealing frame U01= with label for export to USA | - | 0 | 0
3WL1225-4CB34-4AN2-Z | A05C11C22F31K07S07T40U01 | 3WL1225-4CB34-4AN2-ZA05C11C22F31K07S07T40U01 | 1 | UN | 1 | 5 | B | D | EAR99 | N | 85362090 | 1 |  | 59 | KG | 25937.15 | 25937.15 | LP25 | LP25 | fixed-mounted circuit breaker 3-pole, size II, IEC In=2500A to 690V, AC50/60Hz Icu=100kA at 500V frnt.conn. top/bot. dual-hole Overcurrent release ETU 25 LSI protection adjustable 0.4-1 in Motorized/manual operating mechanism with spring charging motor AC 50/60 Hz 208-240 V or 220-250 V DC Activation AC 50/60 Hz 230 V, 220 V DC without 1st auxiliary release With 2nd auxiliary release "R", F3 Undervoltage, instant. 208-240 V AC, 220-250 V DC 2NO+2NC A05= Version for 1000 V C11= electrical On with sealing cap not possible with option F02 C22= Ready indicator F31= EMC filter K07= Tripped signaling contact, 1 CO not possible with option F02 S07= Castell/Fortress in Off position with 4 padlocks (Safe Off/disconnector function) Disconnector condition in compliance with IEC 60947-2 T40= Door sealing frame U01= with label for export to USA | - | 0 | 0
3WL1225-4CB38-4AN2-Z | A05A61C11C22K07R21S07T40U01 | 3WL1225-4CB38-4AN2-ZA05A61C11C22K07R21S07T40U01 | 1 | UN | 1 | 5 | B | D | EAR99 | N | 85362090 | 1 |  | 102 | KG | 27685.72 | 27685.72 | LP25 | LP25 | withdrawable circuit breaker with guide frame 3-pole, size II, IEC In=2500A to 690V, AC50/60Hz Icu=100kA at 500V w. connection flange Overcurrent release ETU 25 LSI protection adjustable 0.4-1 in Motorized/manual operating mechanism with spring charging motor AC 50/60 Hz 208-240 V or 220-250 V DC Activation AC 50/60 Hz 230 V, 220 V DC without 1st auxiliary release With 2nd auxiliary release "R", F3 Undervoltage, instant. 208-240 V AC, 220-250 V DC 2NO+2NC A05= Version for 1000 V A61= Special packaging for increased transport requirements, for foam packaging carton packaging with wax coating (moisture protection) C11= electrical On with sealing cap not possible with option F02 C22= Ready indicator K07= Tripped signaling contact, 1 CO not possible with option F02 R21= Shutter 2-part can be locked with padlock S07= Castell/Fortress in Off position with 4 padlock (Safe Off/disconnector function) Disconnector condition in compliance with IEC 60947-2 T40= Door sealing frame U01= with label for export to USA | - | 0 | 0
3WL1225-4CB38-4AN2-Z | A05C11C22F31K07S07T40U01 | 3WL1225-4CB38-4AN2-ZA05C11C22F31K07S07T40U01 | 1 | UN | 1 | 5 | B | D | EAR99 | N | 85362090 | 1 |  | 102 | KG | 28511.15 | 28511.15 | LP25 | LP25 | withdrawable circuit breaker with guide frame 3-pole, size II, IEC In=2500A to 690V, AC50/60Hz Icu=100kA at 500V w. connection flange Overcurrent release ETU 25 LSI protection adjustable 0.4-1 in Motorized/manual operating mechanism with spring charging motor AC 50/60 Hz 208-240 V or 220-250 V DC Activation AC 50/60 Hz 230 V, 220 V DC without 1st auxiliary release With 2nd auxiliary release "R", F3 Undervoltage, instant. 208-240 V AC, 220-250 V DC 2NO+2NC A05= Version for 1000 V C11= electrical On with sealing cap not possible with option F02 C22= Ready indicator F31= EMC filter K07= Tripped signaling contact, 1 CO not possible with option F02 S07= Castell/Fortress in Off position with 4 padlock (Safe Off/disconnector function) Disconnector condition in compliance with IEC 60947-2 T40= Door sealing frame U01= with label for export to USA | - | 0 | 0
3WL1225-4EB32-1AA4-Z | A61S07U01 | 3WL1225-4EB32-1AA4-ZA61S07U01 | 1 | UN | 1 | 5 | B | D | EAR99 | N | 85362090 | 1 |  | 59 | KG | 18742.24 | 18742.24 | LP25 | LP25 | fixed-mounted circuit breaker 3-pole, size II, IEC In=2500A to 690V, AC50/60Hz Icu=100kA at 500V rear connection horizontal Overcurrent release ETU 45 LSIN protection adjustable 0.4-1 in with cubicle bus Opt.: Comm. /measuring func./ground fault/ ZSS With manual operating mechanism with storage with mechanical request without 1st auxiliary release without 2nd auxiliary release 4NO+4NC A61= Special packaging for increased transport requirements, for foam packaging carton packaging with wax coating (moisture protection) S07= Castell/Fortress in Off position with 4 padlocks (Safe Off/disconnector function) Disconnector condition in compliance with IEC 60947-2 U01= with label for export to USA | - | 0 | 0
3WL1225-4EB32-5AM4-Z | A61C22S07U01 | 3WL1225-4EB32-5AM4-ZA61C22S07U01 | 1 | UN | 1 | 5 | B | D | EAR99 | N | 85362090 | 1 |  | 59 | KG | 21168.82 | 21168.82 | LP25 | LP25 | fixed-mounted circuit breaker 3-pole, size II, IEC In=2500A to 690V, AC50/60Hz Icu=100kA at 500V rear connection horizontal Overcurrent release ETU 45 LSIN protection adjustable 0.4-1 in with cubicle bus Opt.: Comm. /measuring func./ground fault/ ZSS Motorized/manual operating mechanism with spring charging motor AC 50/60 Hz 110-127 V AC or 110-125 V DC Activation 50/60 Hz 110 V AC, 110 V DC without 1st auxiliary release With 2nd auxiliary release "R", F3 Undervoltage, instant. 110-127 V AC, 110-125 V DC 4NO+4NC A61= Special packaging for increased transport requirements, for foam packaging carton packaging with wax coating (moisture protection) C22= Ready indicator S07= Castell/Fortress in Off position with 4 padlocks (Safe Off/disconnector function) Disconnector condition in compliance with IEC 60947-2 U01= with label for export to USA | - | 0 | 0
3WL1225-4EB36-5BA4-Z | A61U01 | 3WL1225-4EB36-5BA4-ZA61U01 | 1 | UN | 1 | 5 | B | D | EAR99 | N | 85362090 | 1 |  | 102 | KG | 24061.06 | 24061.06 | LP25 | LP25 | withdrawable circuit breaker with guide frame 3-pole, size II, IEC In=2500A to 690V, AC50/60Hz Icu=100kA at 500V rear connection horizontal Overcurrent release ETU 45 LSIN protection adjustable 0.4-1 in with cubicle bus Opt.: Comm. /measuring func./ground fault/ ZSS Motorized/manual operating mechanism with spring charging motor AC 50/60 Hz 110-127 V AC or 110-125 V DC Activation 50/60 Hz 110 V AC, 110 V DC With 1st auxiliary release Shunt release "F", F1 24 V DC; 100% ON period without 2nd auxiliary release 4NO+4NC A61= Special packaging for increased transport requirements, for foam packaging carton packaging with wax coating (moisture protection) U01= with label for export to USA | - | 0 | 0
3WL1225-4EB36-5BA4-Z | B25K07U01 | 3WL1225-4EB36-5BA4-ZB25K07U01 | 1 | UN | 1 | 5 | B | D | EAR99 | N | 85362090 | 1 |  | 102 | KG | 24133.48 | 24133.48 | LP25 | LP25 | withdrawable circuit breaker with guide frame 3-pole, size II, IEC In=2500A to 690V, AC50/60Hz Icu=100kA at 500V rear connection horizontal Overcurrent release ETU 45 LSIN protection adjustable 0.4-1 in with cubicle bus Opt.: Comm. /measuring func./ground fault/ ZSS Motorized/manual operating mechanism with spring charging motor AC 50/60 Hz 110-127 V AC or 110-125 V DC Activation 50/60 Hz 110 V AC, 110 V DC With 1st auxiliary release Shunt release "F", F1 24 V DC; 100% ON period without 2nd auxiliary release 4NO+4NC B25= Rated current reference module 2500 A for ETU25, 27, 45, 55, 75, 76 for setting rated current in K07= Tripped signaling contact, 1 CO not possible with option F02 U01= with label for export to USA | - | 0 | 0
3WL1225-4EB36-5FJ4-Z | C22K07R21U01 | 3WL1225-4EB36-5FJ4-ZC22K07R21U01 | 1 | UN | 1 | 5 | B | D | EAR99 | N | 85362090 | 1 |  | 102 | KG | 25154.89 | 25154.89 | LP25 | LP25 | withdrawable circuit breaker with guide frame 3-pole, size II, IEC In=2500A to 690V, AC50/60Hz Icu=100kA at 500V rear connection horizontal Overcurrent release ETU 45 LSIN protection adjustable 0.4-1 in with cubicle bus Opt.: Comm. /measuring func./ground fault/ ZSS Motorized/manual operating mechanism with spring charging motor AC 50/60 Hz 110-127 V AC or 110-125 V DC Activation 50/60 Hz 110 V AC, 110 V DC With 1st auxiliary release Shunt release "F", F1 50/60 Hz 110 V AC/110 V DC, 100% on-load factor With 2nd auxiliary release "R", F3 Undervoltage, instant. 24 V DC 4NO+4NC C22= Ready indicator K07= Tripped signaling contact, 1 CO not possible with option F02 R21= Shutter 2-part can be locked with padlock U01= with label for export to USA | - | 0 | 0
3WL1225-4EB36-5FM4-Z | A61C22K07R16R21U01 | 3WL1225-4EB36-5FM4-ZA61C22K07R16R21U01 | 1 | UN | 1 | 5 | B | D | EAR99 | N | 85362090 | 1 |  | 102 | KG | 25634.01 | 25634.01 | LP25 | LP25 | withdrawable circuit breaker with guide frame 3-pole, size II, IEC In=2500A to 690V, AC50/60Hz Icu=100kA at 500V rear connection horizontal Overcurrent release ETU 45 LSIN protection adjustable 0.4-1 in with cubicle bus Opt.: Comm. /measuring func./ground fault/ ZSS Motorized/manual operating mechanism with spring charging motor AC 50/60 Hz 110-127 V AC or 110-125 V DC Activation 50/60 Hz 110 V AC, 110 V DC With 1st auxiliary release Shunt release "F", F1 50/60 Hz 110 V AC/110 V DC, 100% on-load factor With 2nd auxiliary release "R", F3 Undervoltage, instant. 110-127 V AC, 110-125 V DC 4NO+4NC A61= Special packaging for increased transport requirements, for foam packaging carton packaging with wax coating (moisture protection) C22= Ready indicator K07= Tripped signaling contact, 1 CO not possible with option F02 R16= Position signaling switch, withdrawable part 6 changeover contacts R21= Shutter 2-part can be locked with padlock U01= with label for export to USA | - | 0 | 0
3WL1225-4EB37-1AA2-Z | A61B20T40U01 | 3WL1225-4EB37-1AA2-ZA61B20T40U01 | 1 | UN | 1 | 5 | B | D | EAR99 | N | 85362090 | 1 |  | 102 | KG | 22528.36 | 22528.36 | LP25 | LP25 | withdrawable circuit breaker with guide frame 3-pole, size II, IEC In=2500A to 690V, AC50/60Hz Icu=100kA at 500V rear connection vertical Overcurrent release ETU 45 LSIN protection adjustable 0.4-1 in with cubicle bus Opt.: Comm. /measuring func./ground fault/ ZSS With manual operating mechanism with storage with mechanical request without 1st auxiliary release without 2nd auxiliary release 2NO+2NC A61= Special packaging for increased transport requirements, for foam packaging carton packaging with wax coating (moisture protection) B20= Rated current reference module 2000 A for ETU25, 27, 45, 55, 75, 76 for setting rated current in T40= Door sealing frame U01= with label for export to USA | - | 0 | 0
3WL1225-4EB37-5BA4-Z | A61K07R10R21S07T40U01 | 3WL1225-4EB37-5BA4-ZA61K07R10R21S07T40U01 | 1 | UN | 1 | 5 | B | D | EAR99 | N | 85362090 | 1 |  | 102 | KG | 26131.26 | 26131.26 | LP25 | LP25 | withdrawable circuit breaker with guide frame 3-pole, size II, IEC In=2500A to 690V, AC50/60Hz Icu=100kA at 500V rear connection vertical Overcurrent release ETU 45 LSIN protection adjustable 0.4-1 in with cubicle bus Opt.: Comm. /measuring func./ground fault/ ZSS Motorized/manual operating mechanism with spring charging motor AC 50/60 Hz 110-127 V AC or 110-125 V DC Activation 50/60 Hz 110 V AC, 110 V DC With 1st auxiliary release Shunt release "F", F1 24 V DC; 100% ON period without 2nd auxiliary release 4NO+4NC A61= Special packaging for increased transport requirements, for foam packaging carton packaging with wax coating (moisture protection) K07= Tripped signaling contact, 1 CO not possible with option F02 R10= Arc chute cover withdrawable part not possible with option A05 Rated voltage 1000 V R21= Shutter 2-part can be locked with padlock S07= Castell/Fortress in Off position with 4 padlock (Safe Off/disconnector function) Disconnector condition in compliance with IEC 60947-2 T40= Door sealing frame U01= with label for export to USA | - | 0 | 0
3WL1225-4EB37-6AJ2-Z | A61B20K07T40U01 | 3WL1225-4EB37-6AJ2-ZA61B20K07T40U01 | 1 | UN | 1 | 5 | B | D | EAR99 | N | 85362090 | 1 |  | 102 | KG | 24882.87 | 24882.87 | LP25 | LP25 | withdrawable circuit breaker with guide frame 3-pole, size II, IEC In=2500A to 690V, AC50/60Hz Icu=100kA at 500V rear connection vertical Overcurrent release ETU 45 LSIN protection adjustable 0.4-1 in with cubicle bus Opt.: Comm. /measuring func./ground fault/ ZSS Motorized/manual operating mechanism with spring charging motor 24-30 V DC Activation 24 V DC without 1st auxiliary release With 2nd auxiliary release "R", F3 Undervoltage, instant. 24 V DC 2NO+2NC A61= Special packaging for increased transport requirements, for foam packaging carton packaging with wax coating (moisture protection) B20= Rated current reference module 2000 A for ETU25, 27, 45, 55, 75, 76 for setting rated current in K07= Tripped signaling contact, 1 CO not possible with option F02 T40= Door sealing frame U01= with label for export to USA | - | 0 | 0
3WL1225-4EB37-6BJ4-Z | A61K07T40U01 | 3WL1225-4EB37-6BJ4-ZA61K07T40U01 | 1 | UN | 1 | 5 | B | D | EAR99 | N | 85362090 | 1 |  | 102 | KG | 25552.11 | 25552.11 | LP25 | LP25 | withdrawable circuit breaker with guide frame 3-pole, size II, IEC In=2500A to 690V, AC50/60Hz Icu=100kA at 500V rear connection vertical Overcurrent release ETU 45 LSIN protection adjustable 0.4-1 in with cubicle bus Opt.: Comm. /measuring func./ground fault/ ZSS Motorized/manual operating mechanism with spring charging motor 24-30 V DC Activation 24 V DC With 1st auxiliary release Shunt release "F", F1 24 V DC; 100% ON period With 2nd auxiliary release "R", F3 Undervoltage, instant. 24 V DC 4NO+4NC A61= Special packaging for increased transport requirements, for foam packaging carton packaging with wax coating (moisture protection) K07= Tripped signaling contact, 1 CO not possible with option F02 T40= Door sealing frame U01= with label for export to USA | - | 0 | 0
3WL1225-4EB37-6BM2-Z | A61K07T40U01 | 3WL1225-4EB37-6BM2-ZA61K07T40U01 | 1 | UN | 1 | 5 | B | D | EAR99 | N | 85362090 | 1 |  | 102 | KG | 25212.81 | 25212.81 | LP25 | LP25 | withdrawable circuit breaker with guide frame 3-pole, size II, IEC In=2500A to 690V, AC50/60Hz Icu=100kA at 500V rear connection vertical Overcurrent release ETU 45 LSIN protection adjustable 0.4-1 in with cubicle bus Opt.: Comm. /measuring func./ground fault/ ZSS Motorized/manual operating mechanism with spring charging motor 24-30 V DC Activation 24 V DC With 1st auxiliary release Shunt release "F", F1 24 V DC; 100% ON period With 2nd auxiliary release "R", F3 Undervoltage, instant. 110-127 V AC, 110-125 V DC 2NO+2NC A61= Special packaging for increased transport requirements, for foam packaging carton packaging with wax coating (moisture protection) K07= Tripped signaling contact, 1 CO not possible with option F02 T40= Door sealing frame U01= with label for export to USA | - | 0 | 0
3WL1225-4EB38-1AA4-Z | A61S07U01 | 3WL1225-4EB38-1AA4-ZA61S07U01 | 1 | UN | 1 | 5 | B | D | EAR99 | N | 85362090 | 1 |  | 102 | KG | 22018.24 | 22018.24 | LP25 | LP25 | withdrawable circuit breaker with guide frame 3-pole, size II, IEC In=2500A to 690V, AC50/60Hz Icu=100kA at 500V w. connection flange Overcurrent release ETU 45 LSIN protection adjustable 0.4-1 in with cubicle bus Opt.: Comm. /measuring func./ground fault/ ZSS With manual operating mechanism with storage with mechanical request without 1st auxiliary release without 2nd auxiliary release 4NO+4NC A61= Special packaging for increased transport requirements, for foam packaging carton packaging with wax coating (moisture protection) S07= Castell/Fortress in Off position with 4 padlock (Safe Off/disconnector function) Disconnector condition in compliance with IEC 60947-2 U01= with label for export to USA | - | 0 | 0
3WL1225-4EB38-5AM4-Z | A61C22S07U01 | 3WL1225-4EB38-5AM4-ZA61C22S07U01 | 1 | UN | 1 | 5 | B | D | EAR99 | N | 85362090 | 1 |  | 102 | KG | 24444.82 | 24444.82 | LP25 | LP25 | withdrawable circuit breaker with guide frame 3-pole, size II, IEC In=2500A to 690V, AC50/60Hz Icu=100kA at 500V w. connection flange Overcurrent release ETU 45 LSIN protection adjustable 0.4-1 in with cubicle bus Opt.: Comm. /measuring func./ground fault/ ZSS Motorized/manual operating mechanism with spring charging motor AC 50/60 Hz 110-127 V AC or 110-125 V DC Activation 50/60 Hz 110 V AC, 110 V DC without 1st auxiliary release With 2nd auxiliary release "R", F3 Undervoltage, instant. 110-127 V AC, 110-125 V DC 4NO+4NC A61= Special packaging for increased transport requirements, for foam packaging carton packaging with wax coating (moisture protection) C22= Ready indicator S07= Castell/Fortress in Off position with 4 padlock (Safe Off/disconnector function) Disconnector condition in compliance with IEC 60947-2 U01= with label for export to USA | - | 0 | 0
3WL1225-4FB32-1AU4-Z | A15A61U01 | 3WL1225-4FB32-1AU4-ZA15A61U01 | 1 | UN | 1 | 5 | B | D | EAR99 | N | 85362090 | 1 |  | 59 | KG | 23127.4 | 23127.4 | LP25 | LP25 | fixed-mounted circuit breaker 3-pole, size II, IEC In=2500A to 690V, AC50/60Hz Icu=100kA at 500V rear connection horizontal Overcurrent release ETU45 LSIN protection adjustable 0.4-1 in with display and cubicle bus Opt.: Comm. /measuring func./ground fault/ ZSS With manual operating mechanism with storage with mechanical request without 1st auxiliary release With 2nd auxiliary release "R", F3 Undervoltage, instant. 60 V DC 4NO+4NC A15= Version for 1150 V A61= Special packaging for increased transport requirements, for foam packaging carton packaging with wax coating (moisture protection) U01= with label for export to USA | - | 0 | 0
3WL1225-4FB35-5BA4-Z | A61C22F05F12S07U01 | 3WL1225-4FB35-5BA4-ZA61C22F05F12S07U01 | 1 | UN | 1 | 5 | B | D | EAR99 | N | 85362090 | 1 |  | 63 | KG | 26114.41 | 26114.41 | LP25 | LP25 | withdrawable circuit breaker without guide frame 3-pole, size II, IEC In=2500A to 690V, AC50/60Hz Icu=100kA at 500V rear connection horizontal Overcurrent release ETU45 LSIN protection adjustable 0.4-1 in with display and cubicle bus Opt.: Comm. /measuring func./ground fault/ ZSS Motorized/manual operating mechanism with spring charging motor AC 50/60 Hz 110-127 V AC or 110-125 V DC Activation 50/60 Hz 110 V AC, 110 V DC With 1st auxiliary release Shunt release "F", F1 24 V DC; 100% ON period without 2nd auxiliary release 4NO+4NC A61= Special packaging for increased transport requirements, for foam packaging carton packaging with wax coating (moisture protection) C22= Ready indicator F05= Measuring function plus for U, I, P, W Harmonics and total harmonic distortion F12= COM16 Modbus module with breaker status sensor S07= Castell/Fortress in Off position with 4 padlock (Safe Off/disconnector function) Disconnector condition in compliance with IEC 60947-2 U01= with label for export to USA | - | 0 | 0
3WL1225-4FB37-5BA4-Z | A61C22F05F12S07U01 | 3WL1225-4FB37-5BA4-ZA61C22F05F12S07U01 | 1 | UN | 1 | 5 | B | D | EAR99 | N | 85362090 | 1 |  | 102 | KG | 28688.41 | 28688.41 | LP25 | LP25 | withdrawable circuit breaker with guide frame 3-pole, size II, IEC In=2500A to 690V, AC50/60Hz Icu=100kA at 500V rear connection vertical Overcurrent release ETU45 LSIN protection adjustable 0.4-1 in with display and cubicle bus Opt.: Comm. /measuring func./ground fault/ ZSS Motorized/manual operating mechanism with spring charging motor AC 50/60 Hz 110-127 V AC or 110-125 V DC Activation 50/60 Hz 110 V AC, 110 V DC With 1st auxiliary release Shunt release "F", F1 24 V DC; 100% ON period without 2nd auxiliary release 4NO+4NC A61= Special packaging for increased transport requirements, for foam packaging carton packaging with wax coating (moisture protection) C22= Ready indicator F05= Measuring function plus for U, I, P, W Harmonics and total harmonic distortion F12= COM16 Modbus module with breaker status sensor S07= Castell/Fortress in Off position with 4 padlock (Safe Off/disconnector function) Disconnector condition in compliance with IEC 60947-2 U01= with label for export to USA | - | 0 | 0
3WL1225-4FG32-4GN2-Z | A61U01 | 3WL1225-4FG32-4GN2-ZA61U01 | 1 | UN | 1 | 5 | B | D | EAR99 | N | 85362090 | 1 |  | 59 | KG | 22382.11 | 22382.11 | LP25 | LP25 | fixed-mounted circuit breaker 3-pole, size II, IEC In=2500A to 690V, AC50/60Hz Icu=100kA at 500V rear connection horizontal Overcurrent release ETU 45 LSING protection adjustable 0.4-1 in with display and cubicle bus with ground fault protection Opt.: Comm./measuring func./ZSS Motorized/manual operating mechanism with spring charging motor AC 50/60 Hz 208-240 V or 220-250 V DC Activation AC 50/60 Hz 230 V, 220 V DC With 1st auxiliary release Shunt release "F", F1 50/60 Hz 230 V AC/220 V DC, 100% on-load factor With 2nd auxiliary release "R", F3 Undervoltage, instant. 208-240 V AC, 220-250 V DC 2NO+2NC A61= Special packaging for increased transport requirements, for foam packaging carton packaging with wax coating (moisture protection) U01= with label for export to USA | - | 0 | 0
3WL1232-2EB32-1AM2-Z | A61U01 | 3WL1232-2EB32-1AM2-ZA61U01 | 1 | UN | 1 | 5 | B | D | EAR99 | N | 85362090 | 1 |  | 67.5 | KG | 19010.17 | 19010.17 | LP25 | LP25 | fixed-mounted circuit breaker 3-pole, size II, IEC In=3200A to 690V, AC50/60Hz Icu=66kA at 500V rear connection horizontal Overcurrent release ETU 45 LSIN protection adjustable 0.4-1 in with cubicle bus Opt.: Comm. /measuring func./ground fault/ ZSS With manual operating mechanism with storage with mechanical request without 1st auxiliary release With 2nd auxiliary release "R", F3 Undervoltage, instant. 110-127 V AC, 110-125 V DC 2NO+2NC A61= Special packaging for increased transport requirements, for foam packaging carton packaging with wax coating (moisture protection) U01= with label for export to USA | - | 0 | 0
3WL1232-2EB37-5BM4-Z | A61K07R10R21S07T40U01 | 3WL1232-2EB37-5BM4-ZA61K07R10R21S07T40U01 | 1 | UN | 1 | 5 | B | D | EAR99 | N | 85362090 | 1 |  | 113 | KG | 29097.21 | 29097.21 | LP25 | LP25 | withdrawable circuit breaker with guide frame 3-pole, size II, IEC In=3200A to 690V, AC50/60Hz Icu=66kA at 500V rear connection vertical Overcurrent release ETU 45 LSIN protection adjustable 0.4-1 in with cubicle bus Opt.: Comm. /measuring func./ground fault/ ZSS Motorized/manual operating mechanism with spring charging motor AC 50/60 Hz 110-127 V AC or 110-125 V DC Activation 50/60 Hz 110 V AC, 110 V DC With 1st auxiliary release Shunt release "F", F1 24 V DC; 100% ON period With 2nd auxiliary release "R", F3 Undervoltage, instant. 110-127 V AC, 110-125 V DC 4NO+4NC A61= Special packaging for increased transport requirements, for foam packaging carton packaging with wax coating (moisture protection) K07= Tripped signaling contact, 1 CO not possible with option F02 R10= Arc chute cover withdrawable part not possible with option A05 Rated voltage 1000 V R21= Shutter 2-part can be locked with padlock S07= Castell/Fortress in Off position with 4 padlock (Safe Off/disconnector function) Disconnector condition in compliance with IEC 60947-2 T40= Door sealing frame U01= with label for export to USA | - | 0 | 0
3WL1232-3AA37-5BM4-Z | A61R10R21S07T40U01 | 3WL1232-3AA37-5BM4-ZA61R10R21S07T40U01 | 1 | UN | 1 | 5 | B | D | EAR99 | N | 85362090 | 1 |  | 113 | KG | 27345.25 | 27345.25 | LP25 | LP25 | withdraw. non-aut. circuit-b. with guide frame 3-pole, size II, IEC In=3200A to 690V, AC50/60Hz Icu=80kA at 500V rear connection vertical without overcurrent release Motorized/manual operating mechanism with spring charging motor AC 50/60 Hz 110-127 V AC or 110-125 V DC Activation 50/60 Hz 110 V AC, 110 V DC With 1st auxiliary release Shunt release "F", F1 24 V DC; 100% ON period With 2nd auxiliary release "R", F3 Undervoltage, instant. 110-127 V AC, 110-125 V DC 4NO+4NC A61= Special packaging for increased transport requirements, for foam packaging carton packaging with wax coating (moisture protection) R10= Arc chute cover withdrawable part not possible with option A05 Rated voltage 1000 V R21= Shutter 2-part can be locked with padlock S07= Castell/Fortress in Off position with 4 padlock (Safe Off/disconnector function) Disconnector condition in compliance with IEC 60947-2 T40= Door sealing frame U01= with label for export to USA | - | 0 | 0
3WL1232-3CB37-5BM4-Z | A61K07R10R15R21S07T40U01 | 3WL1232-3CB37-5BM4-ZA61K07R10R15R21S07T40U01 | 1 | UN | 1 | 5 | B | D | EAR99 | N | 85362090 | 1 |  | 113 | KG | 29628.39 | 29628.39 | LP25 | LP25 | withdrawable circuit breaker with guide frame 3-pole, size II, IEC In=3200A to 690V, AC50/60Hz Icu=80kA at 500V rear connection vertical Overcurrent release ETU 25 LSI protection adjustable 0.4-1 in Motorized/manual operating mechanism with spring charging motor AC 50/60 Hz 110-127 V AC or 110-125 V DC Activation 50/60 Hz 110 V AC, 110 V DC With 1st auxiliary release Shunt release "F", F1 24 V DC; 100% ON period With 2nd auxiliary release "R", F3 Undervoltage, instant. 110-127 V AC, 110-125 V DC 4NO+4NC A61= Special packaging for increased transport requirements, for foam packaging carton packaging with wax coating (moisture protection) K07= Tripped signaling contact, 1 CO not possible with option F02 R10= Arc chute cover withdrawable part not possible with option A05 Rated voltage 1000 V R15= Position signaling switch, withdrawable part 3 changeover contacts R21= Shutter 2-part can be locked with padlock S07= Castell/Fortress in Off position with 4 padlock (Safe Off/disconnector function) Disconnector condition in compliance with IEC 60947-2 T40= Door sealing frame U01= with label for export to USA | - | 0 | 0
3WL1232-3CB37-5BM4-Z | A61R10R15R21S07T40U01 | 3WL1232-3CB37-5BM4-ZA61R10R15R21S07T40U01 | 1 | UN | 1 | 5 | B | D | EAR99 | N | 85362090 | 1 |  | 113 | KG | 29514.43 | 29514.43 | LP25 | LP25 | withdrawable circuit breaker with guide frame 3-pole, size II, IEC In=3200A to 690V, AC50/60Hz Icu=80kA at 500V rear connection vertical Overcurrent release ETU 25 LSI protection adjustable 0.4-1 in Motorized/manual operating mechanism with spring charging motor AC 50/60 Hz 110-127 V AC or 110-125 V DC Activation 50/60 Hz 110 V AC, 110 V DC With 1st auxiliary release Shunt release "F", F1 24 V DC; 100% ON period With 2nd auxiliary release "R", F3 Undervoltage, instant. 110-127 V AC, 110-125 V DC 4NO+4NC A61= Special packaging for increased transport requirements, for foam packaging carton packaging with wax coating (moisture protection) R10= Arc chute cover withdrawable part not possible with option A05 Rated voltage 1000 V R15= Position signaling switch, withdrawable part 3 changeover contacts R21= Shutter 2-part can be locked with padlock S07= Castell/Fortress in Off position with 4 padlock (Safe Off/disconnector function) Disconnector condition in compliance with IEC 60947-2 T40= Door sealing frame U01= with label for export to USA | - | 0 | 0
3WL1232-3EB32-1AA2-Z | A61S07T40U01 | 3WL1232-3EB32-1AA2-ZA61S07T40U01 | 1 | UN | 1 | 5 | B | D | EAR99 | N | 85362090 | 1 |  | 64 | KG | 19739.08 | 19739.08 | LP25 | LP25 | fixed-mounted circuit breaker 3-pole, size II, IEC In=3200A to 690V, AC50/60Hz Icu=80kA at 500V rear connection horizontal Overcurrent release ETU 45 LSIN protection adjustable 0.4-1 in with cubicle bus Opt.: Comm. /measuring func./ground fault/ ZSS With manual operating mechanism with storage with mechanical request without 1st auxiliary release without 2nd auxiliary release 2NO+2NC A61= Special packaging for increased transport requirements, for foam packaging carton packaging with wax coating (moisture protection) S07= Castell/Fortress in Off position with 4 padlocks (Safe Off/disconnector function) Disconnector condition in compliance with IEC 60947-2 T40= Door sealing frame U01= with label for export to USA | - | 0 | 0
3WL1232-3EB32-5BA4-Z | B32K07U01 | 3WL1232-3EB32-5BA4-ZB32K07U01 | 1 | UN | 1 | 5 | B | D | EAR99 | N | 85362090 | 1 |  | 64 | KG | 21910.48 | 21910.48 | LP25 | LP25 | fixed-mounted circuit breaker 3-pole, size II, IEC In=3200A to 690V, AC50/60Hz Icu=80kA at 500V rear connection horizontal Overcurrent release ETU 45 LSIN protection adjustable 0.4-1 in with cubicle bus Opt.: Comm. /measuring func./ground fault/ ZSS Motorized/manual operating mechanism with spring charging motor AC 50/60 Hz 110-127 V AC or 110-125 V DC Activation 50/60 Hz 110 V AC, 110 V DC With 1st auxiliary release Shunt release "F", F1 24 V DC; 100% ON period without 2nd auxiliary release 4NO+4NC B32= Rated current reference module 3200 A for ETU25, 27, 45, 55, 75, 76 for setting rated current in K07= Tripped signaling contact, 1 CO not possible with option F02 U01= with label for export to USA | - | 0 | 0
3WL1232-3EB36-4GN4-Z | A61C22K07R16R21U01 | 3WL1232-3EB36-4GN4-ZA61C22K07R16R21U01 | 1 | UN | 1 | 5 | B | D | EAR99 | N | 85362090 | 1 |  | 113 | KG | 28793.01 | 28793.01 | LP25 | LP25 | withdrawable circuit breaker with guide frame 3-pole, size II, IEC In=3200A to 690V, AC50/60Hz Icu=80kA at 500V rear connection horizontal Overcurrent release ETU 45 LSIN protection adjustable 0.4-1 in with cubicle bus Opt.: Comm. /measuring func./ground fault/ ZSS Motorized/manual operating mechanism with spring charging motor AC 50/60 Hz 208-240 V or 220-250 V DC Activation AC 50/60 Hz 230 V, 220 V DC With 1st auxiliary release Shunt release "F", F1 50/60 Hz 230 V AC/220 V DC, 100% on-load factor With 2nd auxiliary release "R", F3 Undervoltage, instant. 208-240 V AC, 220-250 V DC 4NO+4NC A61= Special packaging for increased transport requirements, for foam packaging carton packaging with wax coating (moisture protection) C22= Ready indicator K07= Tripped signaling contact, 1 CO not possible with option F02 R16= Position signaling switch, withdrawable part 6 changeover contacts R21= Shutter 2-part can be locked with padlock U01= with label for export to USA | - | 0 | 0
3WL1232-3EB36-5BA4-Z | A61B32K07U01 | 3WL1232-3EB36-5BA4-ZA61B32K07U01 | 1 | UN | 1 | 5 | B | D | EAR99 | N | 85362090 | 1 |  | 113 | KG | 27334.02 | 27334.02 | LP25 | LP25 | withdrawable circuit breaker with guide frame 3-pole, size II, IEC In=3200A to 690V, AC50/60Hz Icu=80kA at 500V rear connection horizontal Overcurrent release ETU 45 LSIN protection adjustable 0.4-1 in with cubicle bus Opt.: Comm. /measuring func./ground fault/ ZSS Motorized/manual operating mechanism with spring charging motor AC 50/60 Hz 110-127 V AC or 110-125 V DC Activation 50/60 Hz 110 V AC, 110 V DC With 1st auxiliary release Shunt release "F", F1 24 V DC; 100% ON period without 2nd auxiliary release 4NO+4NC A61= Special packaging for increased transport requirements, for foam packaging carton packaging with wax coating (moisture protection) B32= Rated current reference module 3200 A for ETU25, 27, 45, 55, 75, 76 for setting rated current in K07= Tripped signaling contact, 1 CO not possible with option F02 U01= with label for export to USA | - | 0 | 0
3WL1232-3EB36-5BA4-Z | A61K01K07U01 | 3WL1232-3EB36-5BA4-ZA61K01K07U01 | 1 | UN | 1 | 5 | B | D | EAR99 | N | 85362090 | 1 |  | 113 | KG | 27437.45 | 27437.45 | LP25 | LP25 | withdrawable circuit breaker with guide frame 3-pole, size II, IEC In=3200A to 690V, AC50/60Hz Icu=80kA at 500V rear connection horizontal Overcurrent release ETU 45 LSIN protection adjustable 0.4-1 in with cubicle bus Opt.: Comm. /measuring func./ground fault/ ZSS Motorized/manual operating mechanism with spring charging motor AC 50/60 Hz 110-127 V AC or 110-125 V DC Activation 50/60 Hz 110 V AC, 110 V DC With 1st auxiliary release Shunt release "F", F1 24 V DC; 100% ON period without 2nd auxiliary release 4NO+4NC A61= Special packaging for increased transport requirements, for foam packaging carton packaging with wax coating (moisture protection) K01= automatic reset after trip K07= Tripped signaling contact, 1 CO not possible with option F02 U01= with label for export to USA | - | 0 | 0
3WL1232-3EB36-5BA4-Z | B32K07U01 | 3WL1232-3EB36-5BA4-ZB32K07U01 | 1 | UN | 1 | 5 | B | D | EAR99 | N | 85362090 | 1 |  | 113 | KG | 27292.48 | 27292.48 | LP25 | LP25 | withdrawable circuit breaker with guide frame 3-pole, size II, IEC In=3200A to 690V, AC50/60Hz Icu=80kA at 500V rear connection horizontal Overcurrent release ETU 45 LSIN protection adjustable 0.4-1 in with cubicle bus Opt.: Comm. /measuring func./ground fault/ ZSS Motorized/manual operating mechanism with spring charging motor AC 50/60 Hz 110-127 V AC or 110-125 V DC Activation 50/60 Hz 110 V AC, 110 V DC With 1st auxiliary release Shunt release "F", F1 24 V DC; 100% ON period without 2nd auxiliary release 4NO+4NC B32= Rated current reference module 3200 A for ETU25, 27, 45, 55, 75, 76 for setting rated current in K07= Tripped signaling contact, 1 CO not possible with option F02 U01= with label for export to USA | - | 0 | 0
3WL1232-3EB36-5BM4-Z | A61K07P23R10R21S07T40U01 | 3WL1232-3EB36-5BM4-ZA61K07P23R10R21S07T40U01 | 1 | UN | 1 | 5 | B | D | EAR99 | N | 85362090 | 1 |  | 113 | KG | 29423.64 | 29423.64 | LP25 | LP25 | withdrawable circuit breaker with guide frame 3-pole, size II, IEC In=3200A to 690V, AC50/60Hz Icu=80kA at 500V rear connection horizontal Overcurrent release ETU 45 LSIN protection adjustable 0.4-1 in with cubicle bus Opt.: Comm. /measuring func./ground fault/ ZSS Motorized/manual operating mechanism with spring charging motor AC 50/60 Hz 110-127 V AC or 110-125 V DC Activation 50/60 Hz 110 V AC, 110 V DC With 1st auxiliary release Shunt release "F", F1 24 V DC; 100% ON period With 2nd auxiliary release "R", F3 Undervoltage, instant. 110-127 V AC, 110-125 V DC 4NO+4NC A61= Special packaging for increased transport requirements, for foam packaging carton packaging with wax coating (moisture protection) K07= Tripped signaling contact, 1 CO not possible with option F02 P23= Retrofitted to Connection: Top horizontal, bottom vertical R10= Arc chute cover withdrawable part not possible with option A05 Rated voltage 1000 V R21= Shutter 2-part can be locked with padlock S07= Castell/Fortress in Off position with 4 padlock (Safe Off/disconnector function) Disconnector condition in compliance with IEC 60947-2 T40= Door sealing frame U01= with label for export to USA | - | 0 | 0
3WL1232-3EB37-1AA2-Z | A61K07R10R21S07T40U01 | 3WL1232-3EB37-1AA2-ZA61K07R10R21S07T40U01 | 1 | UN | 1 | 5 | B | D | EAR99 | N | 85362090 | 1 |  | 113 | KG | 26889.42 | 26889.42 | LP25 | LP25 | withdrawable circuit breaker with guide frame 3-pole, size II, IEC In=3200A to 690V, AC50/60Hz Icu=80kA at 500V rear connection vertical Overcurrent release ETU 45 LSIN protection adjustable 0.4-1 in with cubicle bus Opt.: Comm. /measuring func./ground fault/ ZSS With manual operating mechanism with storage with mechanical request without 1st auxiliary release without 2nd auxiliary release 2NO+2NC A61= Special packaging for increased transport requirements, for foam packaging carton packaging with wax coating (moisture protection) K07= Tripped signaling contact, 1 CO not possible with option F02 R10= Arc chute cover withdrawable part not possible with option A05 Rated voltage 1000 V R21= Shutter 2-part can be locked with padlock S07= Castell/Fortress in Off position with 4 padlock (Safe Off/disconnector function) Disconnector condition in compliance with IEC 60947-2 T40= Door sealing frame U01= with label for export to USA | - | 0 | 0
3WL1232-3EB37-4GA4-Z | A61C22K07R16R21U01 | 3WL1232-3EB37-4GA4-ZA61C22K07R16R21U01 | 1 | UN | 1 | 5 | B | D | EAR99 | N | 85362090 | 1 |  | 113 | KG | 29220.06 | 29220.06 | LP25 | LP25 | withdrawable circuit breaker with guide frame 3-pole, size II, IEC In=3200A to 690V, AC50/60Hz Icu=80kA at 500V rear connection vertical Overcurrent release ETU 45 LSIN protection adjustable 0.4-1 in with cubicle bus Opt.: Comm. /measuring func./ground fault/ ZSS Motorized/manual operating mechanism with spring charging motor AC 50/60 Hz 208-240 V or 220-250 V DC Activation AC 50/60 Hz 230 V, 220 V DC With 1st auxiliary release Shunt release "F", F1 50/60 Hz 230 V AC/220 V DC, 100% on-load factor without 2nd auxiliary release 4NO+4NC A61= Special packaging for increased transport requirements, for foam packaging carton packaging with wax coating (moisture protection) C22= Ready indicator K07= Tripped signaling contact, 1 CO not possible with option F02 R16= Position signaling switch, withdrawable part 6 changeover contacts R21= Shutter 2-part can be locked with padlock U01= with label for export to USA | - | 0 | 0
3WL1232-3EB37-5BM4-Z | A61K07R10R21S07T40U01 | 3WL1232-3EB37-5BM4-ZA61K07R10R21S07T40U01 | 1 | UN | 1 | 5 | B | D | EAR99 | N | 85362090 | 1 |  | 113 | KG | 29799.21 | 29799.21 | LP25 | LP25 | withdrawable circuit breaker with guide frame 3-pole, size II, IEC In=3200A to 690V, AC50/60Hz Icu=80kA at 500V rear connection vertical Overcurrent release ETU 45 LSIN protection adjustable 0.4-1 in with cubicle bus Opt.: Comm. /measuring func./ground fault/ ZSS Motorized/manual operating mechanism with spring charging motor AC 50/60 Hz 110-127 V AC or 110-125 V DC Activation 50/60 Hz 110 V AC, 110 V DC With 1st auxiliary release Shunt release "F", F1 24 V DC; 100% ON period With 2nd auxiliary release "R", F3 Undervoltage, instant. 110-127 V AC, 110-125 V DC 4NO+4NC A61= Special packaging for increased transport requirements, for foam packaging carton packaging with wax coating (moisture protection) K07= Tripped signaling contact, 1 CO not possible with option F02 R10= Arc chute cover withdrawable part not possible with option A05 Rated voltage 1000 V R21= Shutter 2-part can be locked with padlock S07= Castell/Fortress in Off position with 4 padlock (Safe Off/disconnector function) Disconnector condition in compliance with IEC 60947-2 T40= Door sealing frame U01= with label for export to USA | - | 0 | 0
3WL1232-3EG37-1AA2-Z | U01 | 3WL1232-3EG37-1AA2-ZU01 | 1 | UN | 1 | 5 | B | D | EAR99 | N | 85362090 | 1 |  | 113 | KG | 26579.48 | 26579.48 | LP25 | LP25 | withdrawable circuit breaker with guide frame 3-pole, size II, IEC In=3200A to 690V, AC50/60Hz Icu=80kA at 500V rear connection vertical Overcurrent release ETU 45 LSING protection adjustable 0.4-1 in with cubicle bus and Ground fault protection Opt.: Comm./measuring func./ZSS With manual operating mechanism with storage with mechanical request without 1st auxiliary release without 2nd auxiliary release 2NO+2NC U01= with label for export to USA | - | 0 | 0
3WL1232-4CB32-5AM4-Z | A61U01 | 3WL1232-4CB32-5AM4-ZA61U01 | 1 | UN | 1 | 5 | B | D | EAR99 | N | 85362090 | 1 |  | 64 | KG | 23116.87 | 23116.87 | LP25 | LP25 | fixed-mounted circuit breaker 3-pole, size II, IEC In=3200A to 690V, AC50/60Hz Icu=100kA at 500V rear connection horizontal Overcurrent release ETU 25 LSI protection adjustable 0.4-1 in Motorized/manual operating mechanism with spring charging motor AC 50/60 Hz 110-127 V AC or 110-125 V DC Activation 50/60 Hz 110 V AC, 110 V DC without 1st auxiliary release With 2nd auxiliary release "R", F3 Undervoltage, instant. 110-127 V AC, 110-125 V DC 4NO+4NC A61= Special packaging for increased transport requirements, for foam packaging carton packaging with wax coating (moisture protection) U01= with label for export to USA | - | 0 | 0
3WL1232-4CB34-4AN2-Z | A05A61C11C22F31K07S07T40U01 | 3WL1232-4CB34-4AN2-ZA05A61C11C22F31K07S07T40U01 | 1 | UN | 1 | 5 | B | D | EAR99 | N | 85362090 | 1 |  | 64 | KG | 29441.89 | 29441.89 | LP25 | LP25 | fixed-mounted circuit breaker 3-pole, size II, IEC In=3200A to 690V, AC50/60Hz Icu=100kA at 500V frnt.conn. top/bot. dual-hole Overcurrent release ETU 25 LSI protection adjustable 0.4-1 in Motorized/manual operating mechanism with spring charging motor AC 50/60 Hz 208-240 V or 220-250 V DC Activation AC 50/60 Hz 230 V, 220 V DC without 1st auxiliary release With 2nd auxiliary release "R", F3 Undervoltage, instant. 208-240 V AC, 220-250 V DC 2NO+2NC A05= Version for 1000 V A61= Special packaging for increased transport requirements, for foam packaging carton packaging with wax coating (moisture protection) C11= electrical On with sealing cap not possible with option F02 C22= Ready indicator F31= EMC filter K07= Tripped signaling contact, 1 CO not possible with option F02 S07= Castell/Fortress in Off position with 4 padlocks (Safe Off/disconnector function) Disconnector condition in compliance with IEC 60947-2 T40= Door sealing frame U01= with label for export to USA | - | 0 | 0
3WL1232-4CB34-4AN2-Z | A05C11C22F31K07S07T40U01 | 3WL1232-4CB34-4AN2-ZA05C11C22F31K07S07T40U01 | 1 | UN | 1 | 5 | B | D | EAR99 | N | 85362090 | 1 |  | 64 | KG | 29400.35 | 29400.35 | LP25 | LP25 | fixed-mounted circuit breaker 3-pole, size II, IEC In=3200A to 690V, AC50/60Hz Icu=100kA at 500V frnt.conn. top/bot. dual-hole Overcurrent release ETU 25 LSI protection adjustable 0.4-1 in Motorized/manual operating mechanism with spring charging motor AC 50/60 Hz 208-240 V or 220-250 V DC Activation AC 50/60 Hz 230 V, 220 V DC without 1st auxiliary release With 2nd auxiliary release "R", F3 Undervoltage, instant. 208-240 V AC, 220-250 V DC 2NO+2NC A05= Version for 1000 V C11= electrical On with sealing cap not possible with option F02 C22= Ready indicator F31= EMC filter K07= Tripped signaling contact, 1 CO not possible with option F02 S07= Castell/Fortress in Off position with 4 padlocks (Safe Off/disconnector function) Disconnector condition in compliance with IEC 60947-2 T40= Door sealing frame U01= with label for export to USA | - | 0 | 0
3WL1232-4CB35-1FA4-Z | A61 | 3WL1232-4CB35-1FA4-ZA61 | 1 | UN | 1 | 5 | B | D | EAR99 | N | 85362090 | 1 |  | 68 | KG | 21700.58 | 21700.58 | LP25 | LP25 | withdrawable circuit breaker without guide frame 3-pole, size II, IEC In=3200A to 690V, AC50/60Hz Icu=100kA at 500V rear connection horizontal Overcurrent release ETU 25 LSI protection adjustable 0.4-1 in With manual operating mechanism with storage with mechanical request With 1st auxiliary release Shunt release "F", F1 50/60 Hz 110 V AC/110 V DC, 100% on-load factor without 2nd auxiliary release 4NO+4NC A61= Special packaging for increased transport requirements, for foam packaging carton packaging with wax coating (moisture protection) | - | 0 | 0
3WL1232-4CB35-1FA4-Z | A61U01 | 3WL1232-4CB35-1FA4-ZA61U01 | 1 | UN | 1 | 5 | B | D | EAR99 | N | 85362090 | 1 |  | 68 | KG | 21791.26 | 21791.26 | LP25 | LP25 | withdrawable circuit breaker without guide frame 3-pole, size II, IEC In=3200A to 690V, AC50/60Hz Icu=100kA at 500V rear connection horizontal Overcurrent release ETU 25 LSI protection adjustable 0.4-1 in With manual operating mechanism with storage with mechanical request With 1st auxiliary release Shunt release "F", F1 50/60 Hz 110 V AC/110 V DC, 100% on-load factor without 2nd auxiliary release 4NO+4NC A61= Special packaging for increased transport requirements, for foam packaging carton packaging with wax coating (moisture protection) U01= with label for export to USA | - | 0 | 0
3WL1232-4CB36-1FA4-Z | A61U01 | 3WL1232-4CB36-1FA4-ZA61U01 | 1 | UN | 1 | 5 | B | D | EAR99 | N | 85362090 | 1 |  | 113 | KG | 25652.26 | 25652.26 | LP25 | LP25 | withdrawable circuit breaker with guide frame 3-pole, size II, IEC In=3200A to 690V, AC50/60Hz Icu=100kA at 500V rear connection horizontal Overcurrent release ETU 25 LSI protection adjustable 0.4-1 in With manual operating mechanism with storage with mechanical request With 1st auxiliary release Shunt release "F", F1 50/60 Hz 110 V AC/110 V DC, 100% on-load factor without 2nd auxiliary release 4NO+4NC A61= Special packaging for increased transport requirements, for foam packaging carton packaging with wax coating (moisture protection) U01= with label for export to USA | - | 0 | 0
3WL1232-4CB36-4GA4-Z | A61C22K07R16U01 | 3WL1232-4CB36-4GA4-ZA61C22K07R16U01 | 1 | UN | 1 | 5 | B | D | EAR99 | N | 85362090 | 1 |  | 113 | KG | 28238.43 | 28238.43 | LP25 | LP25 | withdrawable circuit breaker with guide frame 3-pole, size II, IEC In=3200A to 690V, AC50/60Hz Icu=100kA at 500V rear connection horizontal Overcurrent release ETU 25 LSI protection adjustable 0.4-1 in Motorized/manual operating mechanism with spring charging motor AC 50/60 Hz 208-240 V or 220-250 V DC Activation AC 50/60 Hz 230 V, 220 V DC With 1st auxiliary release Shunt release "F", F1 50/60 Hz 230 V AC/220 V DC, 100% on-load factor without 2nd auxiliary release 4NO+4NC A61= Special packaging for increased transport requirements, for foam packaging carton packaging with wax coating (moisture protection) C22= Ready indicator K07= Tripped signaling contact, 1 CO not possible with option F02 R16= Position signaling switch, withdrawable part 6 changeover contacts U01= with label for export to USA | - | 0 | 0
3WL1232-4CB36-4GA4-Z | A61C22K07U01 | 3WL1232-4CB36-4GA4-ZA61C22K07U01 | 1 | UN | 1 | 5 | B | D | EAR99 | N | 85362090 | 1 |  | 113 | KG | 27800.85 | 27800.85 | LP25 | LP25 | withdrawable circuit breaker with guide frame 3-pole, size II, IEC In=3200A to 690V, AC50/60Hz Icu=100kA at 500V rear connection horizontal Overcurrent release ETU 25 LSI protection adjustable 0.4-1 in Motorized/manual operating mechanism with spring charging motor AC 50/60 Hz 208-240 V or 220-250 V DC Activation AC 50/60 Hz 230 V, 220 V DC With 1st auxiliary release Shunt release "F", F1 50/60 Hz 230 V AC/220 V DC, 100% on-load factor without 2nd auxiliary release 4NO+4NC A61= Special packaging for increased transport requirements, for foam packaging carton packaging with wax coating (moisture protection) C22= Ready indicator K07= Tripped signaling contact, 1 CO not possible with option F02 U01= with label for export to USA | - | 0 | 0
3WL1232-4CB38-4AN2-Z | A05A61C11C22K07R21S07T40U01 | 3WL1232-4CB38-4AN2-ZA05A61C11C22K07R21S07T40U01 | 1 | UN | 1 | 5 | B | D | EAR99 | N | 85362090 | 1 |  | 113 | KG | 32201.92 | 32201.92 | LP25 | LP25 | withdrawable circuit breaker with guide frame 3-pole, size II, IEC In=3200A to 690V, AC50/60Hz Icu=100kA at 500V w. connection flange Overcurrent release ETU 25 LSI protection adjustable 0.4-1 in Motorized/manual operating mechanism with spring charging motor AC 50/60 Hz 208-240 V or 220-250 V DC Activation AC 50/60 Hz 230 V, 220 V DC without 1st auxiliary release With 2nd auxiliary release "R", F3 Undervoltage, instant. 208-240 V AC, 220-250 V DC 2NO+2NC A05= Version for 1000 V A61= Special packaging for increased transport requirements, for foam packaging carton packaging with wax coating (moisture protection) C11= electrical On with sealing cap not possible with option F02 C22= Ready indicator K07= Tripped signaling contact, 1 CO not possible with option F02 R21= Shutter 2-part can be locked with padlock S07= Castell/Fortress in Off position with 4 padlock (Safe Off/disconnector function) Disconnector condition in compliance with IEC 60947-2 T40= Door sealing frame U01= with label for export to USA | - | 0 | 0
3WL1232-4CB38-4AN2-Z | A05C11C22F31K07S07T40U01 | 3WL1232-4CB38-4AN2-ZA05C11C22F31K07S07T40U01 | 1 | UN | 1 | 5 | B | D | EAR99 | N | 85362090 | 1 |  | 113 | KG | 33027.35 | 33027.35 | LP25 | LP25 | withdrawable circuit breaker with guide frame 3-pole, size II, IEC In=3200A to 690V, AC50/60Hz Icu=100kA at 500V w. connection flange Overcurrent release ETU 25 LSI protection adjustable 0.4-1 in Motorized/manual operating mechanism with spring charging motor AC 50/60 Hz 208-240 V or 220-250 V DC Activation AC 50/60 Hz 230 V, 220 V DC without 1st auxiliary release With 2nd auxiliary release "R", F3 Undervoltage, instant. 208-240 V AC, 220-250 V DC 2NO+2NC A05= Version for 1000 V C11= electrical On with sealing cap not possible with option F02 C22= Ready indicator F31= EMC filter K07= Tripped signaling contact, 1 CO not possible with option F02 S07= Castell/Fortress in Off position with 4 padlock (Safe Off/disconnector function) Disconnector condition in compliance with IEC 60947-2 T40= Door sealing frame U01= with label for export to USA | - | 0 | 0
3WL1232-4EB36-1FA4-Z | A61B32U01 | 3WL1232-4EB36-1FA4-ZA61B32U01 | 1 | UN | 1 | 5 | B | D | EAR99 | N | 85362090 | 1 |  | 113 | KG | 26073.46 | 26073.46 | LP25 | LP25 | withdrawable circuit breaker with guide frame 3-pole, size II, IEC In=3200A to 690V, AC50/60Hz Icu=100kA at 500V rear connection horizontal Overcurrent release ETU 45 LSIN protection adjustable 0.4-1 in with cubicle bus Opt.: Comm. /measuring func./ground fault/ ZSS With manual operating mechanism with storage with mechanical request With 1st auxiliary release Shunt release "F", F1 50/60 Hz 110 V AC/110 V DC, 100% on-load factor without 2nd auxiliary release 4NO+4NC A61= Special packaging for increased transport requirements, for foam packaging carton packaging with wax coating (moisture protection) B32= Rated current reference module 3200 A for ETU25, 27, 45, 55, 75, 76 for setting rated current in U01= with label for export to USA | - | 0 | 0
3WL1232-4EB36-1FA4-Z | A61U01 | 3WL1232-4EB36-1FA4-ZA61U01 | 1 | UN | 1 | 5 | B | D | EAR99 | N | 85362090 | 1 |  | 113 | KG | 26073.46 | 26073.46 | LP25 | LP25 | withdrawable circuit breaker with guide frame 3-pole, size II, IEC In=3200A to 690V, AC50/60Hz Icu=100kA at 500V rear connection horizontal Overcurrent release ETU 45 LSIN protection adjustable 0.4-1 in with cubicle bus Opt.: Comm. /measuring func./ground fault/ ZSS With manual operating mechanism with storage with mechanical request With 1st auxiliary release Shunt release "F", F1 50/60 Hz 110 V AC/110 V DC, 100% on-load factor without 2nd auxiliary release 4NO+4NC A61= Special packaging for increased transport requirements, for foam packaging carton packaging with wax coating (moisture protection) U01= with label for export to USA | - | 0 | 0
3WL1232-4EB36-1FA4-Z | B32U01 | 3WL1232-4EB36-1FA4-ZB32U01 | 1 | UN | 1 | 5 | B | D | EAR99 | N | 85362090 | 1 |  | 113 | KG | 26031.92 | 26031.92 | LP25 | LP25 | withdrawable circuit breaker with guide frame 3-pole, size II, IEC In=3200A to 690V, AC50/60Hz Icu=100kA at 500V rear connection horizontal Overcurrent release ETU 45 LSIN protection adjustable 0.4-1 in with cubicle bus Opt.: Comm. /measuring func./ground fault/ ZSS With manual operating mechanism with storage with mechanical request With 1st auxiliary release Shunt release "F", F1 50/60 Hz 110 V AC/110 V DC, 100% on-load factor without 2nd auxiliary release 4NO+4NC B32= Rated current reference module 3200 A for ETU25, 27, 45, 55, 75, 76 for setting rated current in U01= with label for export to USA | - | 0 | 0
3WL1232-4EB36-4GN4-Z | A61C22K07R16U01 | 3WL1232-4EB36-4GN4-ZA61C22K07R16U01 | 1 | UN | 1 | 5 | B | D | EAR99 | N | 85362090 | 1 |  | 113 | KG | 29051.58 | 29051.58 | LP25 | LP25 | withdrawable circuit breaker with guide frame 3-pole, size II, IEC In=3200A to 690V, AC50/60Hz Icu=100kA at 500V rear connection horizontal Overcurrent release ETU 45 LSIN protection adjustable 0.4-1 in with cubicle bus Opt.: Comm. /measuring func./ground fault/ ZSS Motorized/manual operating mechanism with spring charging motor AC 50/60 Hz 208-240 V or 220-250 V DC Activation AC 50/60 Hz 230 V, 220 V DC With 1st auxiliary release Shunt release "F", F1 50/60 Hz 230 V AC/220 V DC, 100% on-load factor With 2nd auxiliary release "R", F3 Undervoltage, instant. 208-240 V AC, 220-250 V DC 4NO+4NC A61= Special packaging for increased transport requirements, for foam packaging carton packaging with wax coating (moisture protection) C22= Ready indicator K07= Tripped signaling contact, 1 CO not possible with option F02 R16= Position signaling switch, withdrawable part 6 changeover contacts U01= with label for export to USA | - | 0 | 0
3WL1232-4EB36-5BA4-Z | A61B32K07U01 | 3WL1232-4EB36-5BA4-ZA61B32K07U01 | 1 | UN | 1 | 5 | B | D | EAR99 | N | 85362090 | 1 |  | 113 | KG | 28036.02 | 28036.02 | LP25 | LP25 | withdrawable circuit breaker with guide frame 3-pole, size II, IEC In=3200A to 690V, AC50/60Hz Icu=100kA at 500V rear connection horizontal Overcurrent release ETU 45 LSIN protection adjustable 0.4-1 in with cubicle bus Opt.: Comm. /measuring func./ground fault/ ZSS Motorized/manual operating mechanism with spring charging motor AC 50/60 Hz 110-127 V AC or 110-125 V DC Activation 50/60 Hz 110 V AC, 110 V DC With 1st auxiliary release Shunt release "F", F1 24 V DC; 100% ON period without 2nd auxiliary release 4NO+4NC A61= Special packaging for increased transport requirements, for foam packaging carton packaging with wax coating (moisture protection) B32= Rated current reference module 3200 A for ETU25, 27, 45, 55, 75, 76 for setting rated current in K07= Tripped signaling contact, 1 CO not possible with option F02 U01= with label for export to USA | - | 0 | 0
3WL1232-4EB36-5BA4-Z | A61K07U01 | 3WL1232-4EB36-5BA4-ZA61K07U01 | 1 | UN | 1 | 5 | B | D | EAR99 | N | 85362090 | 1 |  | 113 | KG | 28036.02 | 28036.02 | LP25 | LP25 | withdrawable circuit breaker with guide frame 3-pole, size II, IEC In=3200A to 690V, AC50/60Hz Icu=100kA at 500V rear connection horizontal Overcurrent release ETU 45 LSIN protection adjustable 0.4-1 in with cubicle bus Opt.: Comm. /measuring func./ground fault/ ZSS Motorized/manual operating mechanism with spring charging motor AC 50/60 Hz 110-127 V AC or 110-125 V DC Activation 50/60 Hz 110 V AC, 110 V DC With 1st auxiliary release Shunt release "F", F1 24 V DC; 100% ON period without 2nd auxiliary release 4NO+4NC A61= Special packaging for increased transport requirements, for foam packaging carton packaging with wax coating (moisture protection) K07= Tripped signaling contact, 1 CO not possible with option F02 U01= with label for export to USA | - | 0 | 0
3WL1232-4EB36-5BA4-Z | A61U01 | 3WL1232-4EB36-5BA4-ZA61U01 | 1 | UN | 1 | 5 | B | D | EAR99 | N | 85362090 | 1 |  | 113 | KG | 27922.06 | 27922.06 | LP25 | LP25 | withdrawable circuit breaker with guide frame 3-pole, size II, IEC In=3200A to 690V, AC50/60Hz Icu=100kA at 500V rear connection horizontal Overcurrent release ETU 45 LSIN protection adjustable 0.4-1 in with cubicle bus Opt.: Comm. /measuring func./ground fault/ ZSS Motorized/manual operating mechanism with spring charging motor AC 50/60 Hz 110-127 V AC or 110-125 V DC Activation 50/60 Hz 110 V AC, 110 V DC With 1st auxiliary release Shunt release "F", F1 24 V DC; 100% ON period without 2nd auxiliary release 4NO+4NC A61= Special packaging for increased transport requirements, for foam packaging carton packaging with wax coating (moisture protection) U01= with label for export to USA | - | 0 | 0
3WL1232-4EB36-5BA4-Z | K07U01 | 3WL1232-4EB36-5BA4-ZK07U01 | 1 | UN | 1 | 5 | B | D | EAR99 | N | 85362090 | 1 |  | 113 | KG | 27994.48 | 27994.48 | LP25 | LP25 | withdrawable circuit breaker with guide frame 3-pole, size II, IEC In=3200A to 690V, AC50/60Hz Icu=100kA at 500V rear connection horizontal Overcurrent release ETU 45 LSIN protection adjustable 0.4-1 in with cubicle bus Opt.: Comm. /measuring func./ground fault/ ZSS Motorized/manual operating mechanism with spring charging motor AC 50/60 Hz 110-127 V AC or 110-125 V DC Activation 50/60 Hz 110 V AC, 110 V DC With 1st auxiliary release Shunt release "F", F1 24 V DC; 100% ON period without 2nd auxiliary release 4NO+4NC K07= Tripped signaling contact, 1 CO not possible with option F02 U01= with label for export to USA | - | 0 | 0
3WL1232-4EB37-5BM4-Z | A61K07R10R21S07T40U01 | 3WL1232-4EB37-5BM4-ZA61K07R10R21S07T40U01 | 1 | UN | 1 | 5 | B | D | EAR99 | N | 85362090 | 1 |  | 113 | KG | 30618.21 | 30618.21 | LP25 | LP25 | withdrawable circuit breaker with guide frame 3-pole, size II, IEC In=3200A to 690V, AC50/60Hz Icu=100kA at 500V rear connection vertical Overcurrent release ETU 45 LSIN protection adjustable 0.4-1 in with cubicle bus Opt.: Comm. /measuring func./ground fault/ ZSS Motorized/manual operating mechanism with spring charging motor AC 50/60 Hz 110-127 V AC or 110-125 V DC Activation 50/60 Hz 110 V AC, 110 V DC With 1st auxiliary release Shunt release "F", F1 24 V DC; 100% ON period With 2nd auxiliary release "R", F3 Undervoltage, instant. 110-127 V AC, 110-125 V DC 4NO+4NC A61= Special packaging for increased transport requirements, for foam packaging carton packaging with wax coating (moisture protection) K07= Tripped signaling contact, 1 CO not possible with option F02 R10= Arc chute cover withdrawable part not possible with option A05 Rated voltage 1000 V R21= Shutter 2-part can be locked with padlock S07= Castell/Fortress in Off position with 4 padlock (Safe Off/disconnector function) Disconnector condition in compliance with IEC 60947-2 T40= Door sealing frame U01= with label for export to USA | - | 0 | 0
3WL1232-4EB45-1AA2-Z | A61U01 | 3WL1232-4EB45-1AA2-ZA61U01 | 1 | UN | 1 | 5 | B | D | EAR99 | N | 85362090 | 1 |  | 82 | KG | 27861.22 | 27861.22 | LP25 | LP25 | withdrawable circuit breaker without guide frame 4-pole, size II, IEC In=3200A to 690V, AC50/60Hz Icu=100kA at 500V rear connection horizontal Overcurrent release ETU 45 LSIN protection adjustable 0.4-1 in with cubicle bus Opt.: Comm. /measuring func./ground fault/ ZSS With manual operating mechanism with storage with mechanical request without 1st auxiliary release without 2nd auxiliary release 2NO+2NC A61= Special packaging for increased transport requirements, for foam packaging carton packaging with wax coating (moisture protection) U01= with label for export to USA | - | 0 | 0
3WL1232-4FB36-4AS4-Z | A61K07R21R30S07T40U01 | 3WL1232-4FB36-4AS4-ZA61K07R21R30S07T40U01 | 1 | UN | 1 | 5 | B | D | EAR99 | N | 85362090 | 1 |  | 113 | KG | 30149.04 | 30149.04 | LP25 | LP25 | withdrawable circuit breaker with guide frame 3-pole, size II, IEC In=3200A to 690V, AC50/60Hz Icu=100kA at 500V rear connection horizontal Overcurrent release ETU45 LSIN protection adjustable 0.4-1 in with display and cubicle bus Opt.: Comm. /measuring func./ground fault/ ZSS Motorized/manual operating mechanism with spring charging motor AC 50/60 Hz 208-240 V or 220-250 V DC Activation AC 50/60 Hz 230 V, 220 V DC without 1st auxiliary release With 2nd auxiliary release "RC", F4 Undervoltage, Delay 0.2-3.2s 208-240 V AC, 220-250 V DC, 100% ED 4NO+4NC A61= Special packaging for increased transport requirements, for foam packaging carton packaging with wax coating (moisture protection) K07= Tripped signaling contact, 1 CO not possible with option F02 R21= Shutter 2-part can be locked with padlock R30= Locking device against opening of the control cabinet door S07= Castell/Fortress in Off position with 4 padlock (Safe Off/disconnector function) Disconnector condition in compliance with IEC 60947-2 T40= Door sealing frame U01= with label for export to USA | - | 0 | 0
3WL1232-4FB37-5FM4-Z | A61C22F05F12S07U01 | 3WL1232-4FB37-5FM4-ZA61C22F05F12S07U01 | 1 | UN | 1 | 5 | B | D | EAR99 | N | 85362090 | 1 |  | 113 | KG | 33175.36 | 33175.36 | LP25 | LP25 | withdrawable circuit breaker with guide frame 3-pole, size II, IEC In=3200A to 690V, AC50/60Hz Icu=100kA at 500V rear connection vertical Overcurrent release ETU45 LSIN protection adjustable 0.4-1 in with display and cubicle bus Opt.: Comm. /measuring func./ground fault/ ZSS Motorized/manual operating mechanism with spring charging motor AC 50/60 Hz 110-127 V AC or 110-125 V DC Activation 50/60 Hz 110 V AC, 110 V DC With 1st auxiliary release Shunt release "F", F1 50/60 Hz 110 V AC/110 V DC, 100% on-load factor With 2nd auxiliary release "R", F3 Undervoltage, instant. 110-127 V AC, 110-125 V DC 4NO+4NC A61= Special packaging for increased transport requirements, for foam packaging carton packaging with wax coating (moisture protection) C22= Ready indicator F05= Measuring function plus for U, I, P, W Harmonics and total harmonic distortion F12= COM16 Modbus module with breaker status sensor S07= Castell/Fortress in Off position with 4 padlock (Safe Off/disconnector function) Disconnector condition in compliance with IEC 60947-2 U01= with label for export to USA | - | 0 | 0
3WL1232-4FG36-5FA4-Z | A61U01 | 3WL1232-4FG36-5FA4-ZA61U01 | 1 | UN | 1 | 5 | B | D | EAR99 | N | 85362090 | 1 |  | 113 | KG | 29466.46 | 29466.46 | LP25 | LP25 | withdrawable circuit breaker with guide frame 3-pole, size II, IEC In=3200A to 690V, AC50/60Hz Icu=100kA at 500V rear connection horizontal Overcurrent release ETU 45 LSING protection adjustable 0.4-1 in with display and cubicle bus with ground fault protection Opt.: Comm./measuring func./ZSS Motorized/manual operating mechanism with spring charging motor AC 50/60 Hz 110-127 V AC or 110-125 V DC Activation 50/60 Hz 110 V AC, 110 V DC With 1st auxiliary release Shunt release "F", F1 50/60 Hz 110 V AC/110 V DC, 100% on-load factor without 2nd auxiliary release 4NO+4NC A61= Special packaging for increased transport requirements, for foam packaging carton packaging with wax coating (moisture protection) U01= with label for export to USA | - | 0 | 0
3WL1240-2EB37-6BJ4-Z | A61T40U01 | 3WL1240-2EB37-6BJ4-ZA61T40U01 | 1 | UN | 1 | 5 | B | D | EAR99 | N | 85362090 | 1 |  | 117 | KG | 33862.15 | 33862.15 | LP25 | LP25 | withdrawable circuit breaker with guide frame 3-pole, size II, IEC In=4000A to 690V, AC50/60Hz Icu=66kA at 500V rear connection vertical Overcurrent release ETU 45 LSIN protection adjustable 0.4-1 in with cubicle bus Opt.: Comm. /measuring func./ground fault/ ZSS Motorized/manual operating mechanism with spring charging motor 24-30 V DC Activation 24 V DC With 1st auxiliary release Shunt release "F", F1 24 V DC; 100% ON period With 2nd auxiliary release "R", F3 Undervoltage, instant. 24 V DC 4NO+4NC A61= Special packaging for increased transport requirements, for foam packaging carton packaging with wax coating (moisture protection) T40= Door sealing frame U01= with label for export to USA | - | 0 | 0
3WL1240-3CB37-1AM4-Z | A61K07R10R15R21S07T40U01 | 3WL1240-3CB37-1AM4-ZA61K07R10R15R21S07T40U01 | 1 | UN | 1 | 5 | B | D | EAR99 | N | 85362090 | 1 |  | 121 | KG | 33767.85 | 33767.85 | LP25 | LP25 | withdrawable circuit breaker with guide frame 3-pole, size II, IEC In=4000A to 690V, AC50/60Hz Icu=80kA at 500V rear connection vertical Overcurrent release ETU 25 LSI protection adjustable 0.4-1 in With manual operating mechanism with storage with mechanical request without 1st auxiliary release With 2nd auxiliary release "R", F3 Undervoltage, instant. 110-127 V AC, 110-125 V DC 4NO+4NC A61= Special packaging for increased transport requirements, for foam packaging carton packaging with wax coating (moisture protection) K07= Tripped signaling contact, 1 CO not possible with option F02 R10= Arc chute cover withdrawable part not possible with option A05 Rated voltage 1000 V R15= Position signaling switch, withdrawable part 3 changeover contacts R21= Shutter 2-part can be locked with padlock S07= Castell/Fortress in Off position with 4 padlock (Safe Off/disconnector function) Disconnector condition in compliance with IEC 60947-2 T40= Door sealing frame U01= with label for export to USA | - | 0 | 0
3WL1240-3EB37-5BA4-Z | A61U01 | 3WL1240-3EB37-5BA4-ZA61U01 | 1 | UN | 1 | 5 | B | D | EAR99 | N | 85362090 | 1 |  | 121 | KG | 34357.06 | 34357.06 | LP25 | LP25 | withdrawable circuit breaker with guide frame 3-pole, size II, IEC In=4000A to 690V, AC50/60Hz Icu=80kA at 500V rear connection vertical Overcurrent release ETU 45 LSIN protection adjustable 0.4-1 in with cubicle bus Opt.: Comm. /measuring func./ground fault/ ZSS Motorized/manual operating mechanism with spring charging motor AC 50/60 Hz 110-127 V AC or 110-125 V DC Activation 50/60 Hz 110 V AC, 110 V DC With 1st auxiliary release Shunt release "F", F1 24 V DC; 100% ON period without 2nd auxiliary release 4NO+4NC A61= Special packaging for increased transport requirements, for foam packaging carton packaging with wax coating (moisture protection) U01= with label for export to USA | - | 0 | 0
3WL1240-3EB37-5BM4-Z | A61K07R10R21S07T40U01 | 3WL1240-3EB37-5BM4-ZA61K07R10R21S07T40U01 | 1 | UN | 1 | 5 | B | D | EAR99 | N | 85362090 | 1 |  | 121 | KG | 36117.21 | 36117.21 | LP25 | LP25 | withdrawable circuit breaker with guide frame 3-pole, size II, IEC In=4000A to 690V, AC50/60Hz Icu=80kA at 500V rear connection vertical Overcurrent release ETU 45 LSIN protection adjustable 0.4-1 in with cubicle bus Opt.: Comm. /measuring func./ground fault/ ZSS Motorized/manual operating mechanism with spring charging motor AC 50/60 Hz 110-127 V AC or 110-125 V DC Activation 50/60 Hz 110 V AC, 110 V DC With 1st auxiliary release Shunt release "F", F1 24 V DC; 100% ON period With 2nd auxiliary release "R", F3 Undervoltage, instant. 110-127 V AC, 110-125 V DC 4NO+4NC A61= Special packaging for increased transport requirements, for foam packaging carton packaging with wax coating (moisture protection) K07= Tripped signaling contact, 1 CO not possible with option F02 R10= Arc chute cover withdrawable part not possible with option A05 Rated voltage 1000 V R21= Shutter 2-part can be locked with padlock S07= Castell/Fortress in Off position with 4 padlock (Safe Off/disconnector function) Disconnector condition in compliance with IEC 60947-2 T40= Door sealing frame U01= with label for export to USA | - | 0 | 0
3WL1240-3EG41-4GA2-Z | A61K07U01 | 3WL1240-3EG41-4GA2-ZA61K07U01 | 1 | UN | 1 | 5 | B | D | EAR99 | N | 85362090 | 1 |  | 103 | KG | 34529.52 | 34529.52 | LP25 | LP25 | fixed-mounted circuit breaker 4-pole, size II, IEC In=4000A to 690V, AC50/60Hz Icu=80kA at 500V rear connection vertical Overcurrent release ETU 45 LSING protection adjustable 0.4-1 in with cubicle bus and Ground fault protection Opt.: Comm./measuring func./ZSS Motorized/manual operating mechanism with spring charging motor AC 50/60 Hz 208-240 V or 220-250 V DC Activation AC 50/60 Hz 230 V, 220 V DC With 1st auxiliary release Shunt release "F", F1 50/60 Hz 230 V AC/220 V DC, 100% on-load factor without 2nd auxiliary release 2NO+2NC A61= Special packaging for increased transport requirements, for foam packaging carton packaging with wax coating (moisture protection) K07= Tripped signaling contact, 1 CO not possible with option F02 U01= with label for export to USA | - | 0 | 0
3WL1240-3EG41-4GA2-Z | A61U01 | 3WL1240-3EG41-4GA2-ZA61U01 | 1 | UN | 1 | 5 | B | D | EAR99 | N | 85362090 | 1 |  | 103 | KG | 34415.56 | 34415.56 | LP25 | LP25 | fixed-mounted circuit breaker 4-pole, size II, IEC In=4000A to 690V, AC50/60Hz Icu=80kA at 500V rear connection vertical Overcurrent release ETU 45 LSING protection adjustable 0.4-1 in with cubicle bus and Ground fault protection Opt.: Comm./measuring func./ZSS Motorized/manual operating mechanism with spring charging motor AC 50/60 Hz 208-240 V or 220-250 V DC Activation AC 50/60 Hz 230 V, 220 V DC With 1st auxiliary release Shunt release "F", F1 50/60 Hz 230 V AC/220 V DC, 100% on-load factor without 2nd auxiliary release 2NO+2NC A61= Special packaging for increased transport requirements, for foam packaging carton packaging with wax coating (moisture protection) U01= with label for export to USA | - | 0 | 0
3WL1240-4AA47-5AA2-Z | A05A61M45R10R16T40U01 | 3WL1240-4AA47-5AA2-ZA05A61M45R10R16T40U01 | 1 | UN | 1 | 5 | B | D | EAR99 | N | 85362090 | 1 |  | 146 | KG | 50346.28 | 50346.28 | LP25 | LP25 | withdraw. non-aut. circuit-b. with guide frame 4-pole, size II, IEC In=4000A to 690V, AC50/60Hz Icu=100kA at 500V rear connection vertical without overcurrent release Motorized/manual operating mechanism with spring charging motor AC 50/60 Hz 110-127 V AC or 110-125 V DC Activation 50/60 Hz 110 V AC, 110 V DC without 1st auxiliary release without 2nd auxiliary release 2NO+2NC A05= Version for 1000 V A61= Special packaging for increased transport requirements, for foam packaging carton packaging with wax coating (moisture protection) M45= Opening solenoid, overexcited 110-127 V AC/110-125 V DC 5% on-load factor, not for continuous operation R10= Arc chute cover On not possible with option A05 Rated voltage 1000 V R16= Position signaling switch, withdrawable part 6 changeover contacts T40= Door sealing frame U01= with label for export to USA | - | 0 | 0
3WL1240-4AA47-5AA2-Z | A05A61M45R16T40U01 | 3WL1240-4AA47-5AA2-ZA05A61M45R16T40U01 | 1 | UN | 1 | 5 | B | D | EAR99 | N | 85362090 | 1 |  | 146 | KG | 49889.98 | 49889.98 | LP25 | LP25 | withdraw. non-aut. circuit-b. with guide frame 4-pole, size II, IEC In=4000A to 690V, AC50/60Hz Icu=100kA at 500V rear connection vertical without overcurrent release Motorized/manual operating mechanism with spring charging motor AC 50/60 Hz 110-127 V AC or 110-125 V DC Activation 50/60 Hz 110 V AC, 110 V DC without 1st auxiliary release without 2nd auxiliary release 2NO+2NC A05= Version for 1000 V A61= Special packaging for increased transport requirements, for foam packaging carton packaging with wax coating (moisture protection) M45= Opening solenoid, overexcited 110-127 V AC/110-125 V DC 5% on-load factor, not for continuous operation R16= Position signaling switch, withdrawable part 6 changeover contacts T40= Door sealing frame U01= with label for export to USA | - | 0 | 0
3WL1240-4EB37-6BA2-Z | A61K07T40U01 | 3WL1240-4EB37-6BA2-ZA61K07T40U01 | 1 | UN | 1 | 5 | B | D | EAR99 | N | 85362090 | 1 |  | 121 | KG | 36286.86 | 36286.86 | LP25 | LP25 | withdrawable circuit breaker with guide frame 3-pole, size II, IEC In=4000A to 690V, AC50/60Hz Icu=100kA at 500V rear connection vertical Overcurrent release ETU 45 LSIN protection adjustable 0.4-1 in with cubicle bus Opt.: Comm. /measuring func./ground fault/ ZSS Motorized/manual operating mechanism with spring charging motor 24-30 V DC Activation 24 V DC With 1st auxiliary release Shunt release "F", F1 24 V DC; 100% ON period without 2nd auxiliary release 2NO+2NC A61= Special packaging for increased transport requirements, for foam packaging carton packaging with wax coating (moisture protection) K07= Tripped signaling contact, 1 CO not possible with option F02 T40= Door sealing frame U01= with label for export to USA | - | 0 | 0
3WL1240-8AA31-5AJ4-Z | A05A61C22S07U01 | 3WL1240-8AA31-5AJ4-ZA05A61C22S07U01 | 1 | UN | 1 | 5 | B | D | EAR99 | N | 85362090 | 1 |  | 85 | KG | 32283.82 | 32283.82 | LP25 | LP25 | fixed-mount non-aut. circuit-b. 3-pole, size II, IEC In=4000A to 600V DC rear connection vertical without overcurrent release Motorized/manual operating mechanism with spring charging motor AC 50/60 Hz 110-127 V AC or 110-125 V DC Activation 50/60 Hz 110 V AC, 110 V DC without 1st auxiliary release With 2nd auxiliary release "R", F3 Undervoltage, instant. 24 V DC 4NO+4NC A05= Version for 1000 V A61= Special packaging for increased transport requirements, for foam packaging carton packaging with wax coating (moisture protection) C22= Ready indicator S07= Castell/Fortress in Off position with 4 padlocks (Safe Off/disconnector function) Disconnector condition in compliance with IEC 60947-2 U01= with label for export to USA | - | 0 | 0
3WL1240-8AA32-1AA4-Z | A05A61C22S07U01 | 3WL1240-8AA32-1AA4-ZA05A61C22S07U01 | 1 | UN | 1 | 5 | B | D | EAR99 | N | 85362090 | 1 |  | 64 | KG | 28756.27 | 28756.27 | LP25 | LP25 | fixed-mount non-aut. circuit-b. 3-pole, size II, IEC In=4000A to 600V DC rear connection horizontal without overcurrent release With manual operating mechanism with storage with mechanical request without 1st auxiliary release without 2nd auxiliary release 4NO+4NC A05= Version for 1000 V A61= Special packaging for increased transport requirements, for foam packaging carton packaging with wax coating (moisture protection) C22= Ready indicator S07= Castell/Fortress in Off position with 4 padlocks (Safe Off/disconnector function) Disconnector condition in compliance with IEC 60947-2 U01= with label for export to USA | - | 0 | 0
3WL1240-8AA32-3FA4-Z | A05S07 | 3WL1240-8AA32-3FA4-ZA05S07 | 1 | UN | 1 | 5 | B | D | EAR99 | N | 85362090 | 1 |  | 64 | KG | 29097.9 | 29097.9 | LP25 | LP25 | fixed-mount non-aut. circuit-b. 3-pole, size II, IEC In=4000A to 600V DC rear connection horizontal without overcurrent release With manual operating mechanism with storage with electrical + mechanical request 50/60 Hz 230 V AC, 220 V DC With 1st auxiliary release Shunt release "F", F1 50/60 Hz 110 V AC/110 V DC, 100% on-load factor without 2nd auxiliary release 4NO+4NC A05= Version for 1000 V S07= Castell/Fortress in Off position with 4 padlocks (Safe Off/disconnector function) Disconnector condition in compliance with IEC 60947-2 | - | 0 | 0
3WL1240-8AA32-5AJ4-Z | A05A61C22S07U01 | 3WL1240-8AA32-5AJ4-ZA05A61C22S07U01 | 1 | UN | 1 | 5 | B | D | EAR99 | N | 85362090 | 1 |  | 64 | KG | 30996.82 | 30996.82 | LP25 | LP25 | fixed-mount non-aut. circuit-b. 3-pole, size II, IEC In=4000A to 600V DC rear connection horizontal without overcurrent release Motorized/manual operating mechanism with spring charging motor AC 50/60 Hz 110-127 V AC or 110-125 V DC Activation 50/60 Hz 110 V AC, 110 V DC without 1st auxiliary release With 2nd auxiliary release "R", F3 Undervoltage, instant. 24 V DC 4NO+4NC A05= Version for 1000 V A61= Special packaging for increased transport requirements, for foam packaging carton packaging with wax coating (moisture protection) C22= Ready indicator S07= Castell/Fortress in Off position with 4 padlocks (Safe Off/disconnector function) Disconnector condition in compliance with IEC 60947-2 U01= with label for export to USA | - | 0 | 0
3WL1240-8AA38-1AA4-Z | A05A61S07U01 | 3WL1240-8AA38-1AA4-ZA05A61S07U01 | 1 | UN | 1 | 5 | B | D | EAR99 | N | 85362090 | 1 |  | 113 | KG | 37930.24 | 37930.24 | LP25 | LP25 | withdraw. non-aut. circuit-b. with guide frame 3-pole, size II, IEC In=4000A to 600V DC w. connection flange without overcurrent release With manual operating mechanism with storage with mechanical request without 1st auxiliary release without 2nd auxiliary release 4NO+4NC A05= Version for 1000 V A61= Special packaging for increased transport requirements, for foam packaging carton packaging with wax coating (moisture protection) S07= Castell/Fortress in Off position with 4 padlock (Safe Off/disconnector function) Disconnector condition in compliance with IEC 60947-2 U01= with label for export to USA | - | 0 | 0
3WL1240-8AA38-5AJ4-Z | A05A61C22S07U01 | 3WL1240-8AA38-5AJ4-ZA05A61C22S07U01 | 1 | UN | 1 | 5 | B | D | EAR99 | N | 85362090 | 1 |  | 113 | KG | 40356.82 | 40356.82 | LP25 | LP25 | withdraw. non-aut. circuit-b. with guide frame 3-pole, size II, IEC In=4000A to 600V DC w. connection flange without overcurrent release Motorized/manual operating mechanism with spring charging motor AC 50/60 Hz 110-127 V AC or 110-125 V DC Activation 50/60 Hz 110 V AC, 110 V DC without 1st auxiliary release With 2nd auxiliary release "R", F3 Undervoltage, instant. 24 V DC 4NO+4NC A05= Version for 1000 V A61= Special packaging for increased transport requirements, for foam packaging carton packaging with wax coating (moisture protection) C22= Ready indicator S07= Castell/Fortress in Off position with 4 padlock (Safe Off/disconnector function) Disconnector condition in compliance with IEC 60947-2 U01= with label for export to USA | - | 0 | 0
3WL1240-8AA38-5FJ4-Z | A05A61C22S07U01 | 3WL1240-8AA38-5FJ4-ZA05A61C22S07U01 | 1 | UN | 1 | 5 | B | D | EAR99 | N | 85362090 | 1 |  | 113 | KG | 40686.76 | 40686.76 | LP25 | LP25 | withdraw. non-aut. circuit-b. with guide frame 3-pole, size II, IEC In=4000A to 600V DC w. connection flange without overcurrent release Motorized/manual operating mechanism with spring charging motor AC 50/60 Hz 110-127 V AC or 110-125 V DC Activation 50/60 Hz 110 V AC, 110 V DC With 1st auxiliary release Shunt release "F", F1 50/60 Hz 110 V AC/110 V DC, 100% on-load factor With 2nd auxiliary release "R", F3 Undervoltage, instant. 24 V DC 4NO+4NC A05= Version for 1000 V A61= Special packaging for increased transport requirements, for foam packaging carton packaging with wax coating (moisture protection) C22= Ready indicator S07= Castell/Fortress in Off position with 4 padlock (Safe Off/disconnector function) Disconnector condition in compliance with IEC 60947-2 U01= with label for export to USA | - | 0 | 0
3WL1340-4EB36-1AA4-Z | A61U01 | 3WL1340-4EB36-1AA4-ZA61U01 | 1 | UN | 1 | 5 | B | D | EAR99 | N | 85362090 | 1 |  | 148 | KG | 37560.52 | 37560.52 | LP25 | LP25 | withdrawable circuit breaker with guide frame 3-pole, size III, IEC In=4000A to 690V, AC50/60Hz Icu=100kA at 500V rear connection horizontal Overcurrent release ETU45 LSIN protection adjustable 0.4-1 in with cubicle bus Opt.: Comm. /measuring func./ground fault/ ZSS With manual operating mechanism with storage with mechanical request without 1st auxiliary release without 2nd auxiliary release 4NO+4NC A61= Special packaging for increased transport requirements, for foam packaging carton packaging with wax coating (moisture protection) U01= with label for export to USA | - | 0 | 0
3WL1340-4EB36-4BN4-Z | A61C22K07R16U01 | 3WL1340-4EB36-4BN4-ZA61C22K07R16U01 | 1 | UN | 1 | 5 | B | D | EAR99 | N | 85362090 | 1 |  | 148 | KG | 40868.58 | 40868.58 | LP25 | LP25 | withdrawable circuit breaker with guide frame 3-pole, size III, IEC In=4000A to 690V, AC50/60Hz Icu=100kA at 500V rear connection horizontal Overcurrent release ETU45 LSIN protection adjustable 0.4-1 in with cubicle bus Opt.: Comm. /measuring func./ground fault/ ZSS Motorized/manual operating mechanism with spring charging motor AC 50/60 Hz 208-240 V or 220-250 V DC Activation AC 50/60 Hz 230 V, 220 V DC With 1st auxiliary release Shunt release "F", F1 24 V DC; 100% ON period With 2nd auxiliary release "R", F3 Undervoltage, instant. 208-240 V AC, 220-250 V DC 4NO+4NC A61= Special packaging for increased transport requirements, for foam packaging carton packaging with wax coating (moisture protection) C22= Ready indicator K07= Tripped signaling contact, 1 CO not possible with option F02 R16= Position signaling switch, withdrawable part 6 changeover contacts U01= with label for export to USA | - | 0 | 0
3WL1340-4EB36-4GN4-Z | A61C22K07R16U01 | 3WL1340-4EB36-4GN4-ZA61C22K07R16U01 | 1 | UN | 1 | 5 | B | D | EAR99 | N | 85362090 | 1 |  | 148 | KG | 40868.58 | 40868.58 | LP25 | LP25 | withdrawable circuit breaker with guide frame 3-pole, size III, IEC In=4000A to 690V, AC50/60Hz Icu=100kA at 500V rear connection horizontal Overcurrent release ETU45 LSIN protection adjustable 0.4-1 in with cubicle bus Opt.: Comm. /measuring func./ground fault/ ZSS Motorized/manual operating mechanism with spring charging motor AC 50/60 Hz 208-240 V or 220-250 V DC Activation AC 50/60 Hz 230 V, 220 V DC With 1st auxiliary release Shunt release "F", F1 50/60 Hz 230 V AC/220 V DC, 100% on-load factor With 2nd auxiliary release "R", F3 Undervoltage, instant. 208-240 V AC, 220-250 V DC 4NO+4NC A61= Special packaging for increased transport requirements, for foam packaging carton packaging with wax coating (moisture protection) C22= Ready indicator K07= Tripped signaling contact, 1 CO not possible with option F02 R16= Position signaling switch, withdrawable part 6 changeover contacts U01= with label for export to USA | - | 0 | 0
3WL1340-4EB36-4GN4-Z | A61C22K07U01 | 3WL1340-4EB36-4GN4-ZA61C22K07U01 | 1 | UN | 1 | 5 | B | D | EAR99 | N | 85362090 | 1 |  | 148 | KG | 40431 | 40431 | LP25 | LP25 | withdrawable circuit breaker with guide frame 3-pole, size III, IEC In=4000A to 690V, AC50/60Hz Icu=100kA at 500V rear connection horizontal Overcurrent release ETU45 LSIN protection adjustable 0.4-1 in with cubicle bus Opt.: Comm. /measuring func./ground fault/ ZSS Motorized/manual operating mechanism with spring charging motor AC 50/60 Hz 208-240 V or 220-250 V DC Activation AC 50/60 Hz 230 V, 220 V DC With 1st auxiliary release Shunt release "F", F1 50/60 Hz 230 V AC/220 V DC, 100% on-load factor With 2nd auxiliary release "R", F3 Undervoltage, instant. 208-240 V AC, 220-250 V DC 4NO+4NC A61= Special packaging for increased transport requirements, for foam packaging carton packaging with wax coating (moisture protection) C22= Ready indicator K07= Tripped signaling contact, 1 CO not possible with option F02 U01= with label for export to USA | - | 0 | 0
3WL1340-4EB36-5BA4-Z | A61K07R10R21S07T40U01 | 3WL1340-4EB36-5BA4-ZA61K07R10R21S07T40U01 | 1 | UN | 1 | 5 | B | D | EAR99 | N | 85362090 | 1 |  | 148 | KG | 41538.99 | 41538.99 | LP25 | LP25 | withdrawable circuit breaker with guide frame 3-pole, size III, IEC In=4000A to 690V, AC50/60Hz Icu=100kA at 500V rear connection horizontal Overcurrent release ETU45 LSIN protection adjustable 0.4-1 in with cubicle bus Opt.: Comm. /measuring func./ground fault/ ZSS Motorized/manual operating mechanism with spring charging motor AC 50/60 Hz 110-127 V AC or 110-125 V DC Activation 50/60 Hz 110 V AC, 110 V DC With 1st auxiliary release Shunt release "F", F1 24 V DC; 100% ON period without 2nd auxiliary release 4NO+4NC A61= Special packaging for increased transport requirements, for foam packaging carton packaging with wax coating (moisture protection) K07= Tripped signaling contact, 1 CO not possible with option F02 R10= Arc chute cover On not possible with option A05 Rated voltage 1000 V R21= Shutter 2-part can be locked with padlock S07= Castell/Fortress in Off position with 4 padlocks T40= Door sealing frame U01= with label for export to USA | - | 0 | 0
3WL1340-4EB36-5BM4-Z | A61K07R10R21S07T40U01 | 3WL1340-4EB36-5BM4-ZA61K07R10R21S07T40U01 | 1 | UN | 1 | 5 | B | D | EAR99 | N | 85362090 | 1 |  | 148 | KG | 41930.94 | 41930.94 | LP25 | LP25 | withdrawable circuit breaker with guide frame 3-pole, size III, IEC In=4000A to 690V, AC50/60Hz Icu=100kA at 500V rear connection horizontal Overcurrent release ETU45 LSIN protection adjustable 0.4-1 in with cubicle bus Opt.: Comm. /measuring func./ground fault/ ZSS Motorized/manual operating mechanism with spring charging motor AC 50/60 Hz 110-127 V AC or 110-125 V DC Activation 50/60 Hz 110 V AC, 110 V DC With 1st auxiliary release Shunt release "F", F1 24 V DC; 100% ON period With 2nd auxiliary release "R", F3 Undervoltage, instant. 110-127 V AC, 110-125 V DC 4NO+4NC A61= Special packaging for increased transport requirements, for foam packaging carton packaging with wax coating (moisture protection) K07= Tripped signaling contact, 1 CO not possible with option F02 R10= Arc chute cover On not possible with option A05 Rated voltage 1000 V R21= Shutter 2-part can be locked with padlock S07= Castell/Fortress in Off position with 4 padlocks T40= Door sealing frame U01= with label for export to USA | - | 0 | 0
3WL1340-4FB36-4GA4-Z | A61F31K07R21R30S07T40U01 | 3WL1340-4FB36-4GA4-ZA61F31K07R21R30S07T40U01 | 1 | UN | 1 | 5 | B | D | EAR99 | N | 85362090 | 1 |  | 148 | KG | 42975.75 | 42975.75 | LP25 | LP25 | withdrawable circuit breaker with guide frame 3-pole, size III, IEC In=4000A to 690V, AC50/60Hz Icu=100kA at 500V rear connection horizontal Overcurrent release ETU45 LSIN protection adjustable 0.4-1 in with display and cubicle bus Opt.: Comm. /measuring func./ground fault/ ZSS Motorized/manual operating mechanism with spring charging motor AC 50/60 Hz 208-240 V or 220-250 V DC Activation AC 50/60 Hz 230 V, 220 V DC With 1st auxiliary release Shunt release "F", F1 50/60 Hz 230 V AC/220 V DC, 100% on-load factor without 2nd auxiliary release 4NO+4NC A61= Special packaging for increased transport requirements, for foam packaging carton packaging with wax coating (moisture protection) F31= EMC filter K07= Tripped signaling contact, 1 CO not possible with option F02 R21= Shutter 2-part can be locked with padlock R30= Locking device against opening of the control cabinet door S07= Castell/Fortress in Off position with 4 padlocks T40= Door sealing frame U01= with label for export to USA | - | 0 | 0
3WL1340-4FB36-4GA4-Z | A61K07R21R30S07T40U01 | 3WL1340-4FB36-4GA4-ZA61K07R21R30S07T40U01 | 1 | UN | 1 | 5 | B | D | EAR99 | N | 85362090 | 1 |  | 148 | KG | 41665.35 | 41665.35 | LP25 | LP25 | withdrawable circuit breaker with guide frame 3-pole, size III, IEC In=4000A to 690V, AC50/60Hz Icu=100kA at 500V rear connection horizontal Overcurrent release ETU45 LSIN protection adjustable 0.4-1 in with display and cubicle bus Opt.: Comm. /measuring func./ground fault/ ZSS Motorized/manual operating mechanism with spring charging motor AC 50/60 Hz 208-240 V or 220-250 V DC Activation AC 50/60 Hz 230 V, 220 V DC With 1st auxiliary release Shunt release "F", F1 50/60 Hz 230 V AC/220 V DC, 100% on-load factor without 2nd auxiliary release 4NO+4NC A61= Special packaging for increased transport requirements, for foam packaging carton packaging with wax coating (moisture protection) K07= Tripped signaling contact, 1 CO not possible with option F02 R21= Shutter 2-part can be locked with padlock R30= Locking device against opening of the control cabinet door S07= Castell/Fortress in Off position with 4 padlocks T40= Door sealing frame U01= with label for export to USA | - | 0 | 0
3WL1340-4FB37-5BM4-Z | A61C22F05F12S07U01 | 3WL1340-4FB37-5BM4-ZA61C22F05F12S07U01 | 1 | UN | 1 | 5 | B | D | EAR99 | N | 85362090 | 1 |  | 148 | KG | 45928.36 | 45928.36 | LP25 | LP25 | withdrawable circuit breaker with guide frame 3-pole, size III, IEC In=4000A to 690V, AC50/60Hz Icu=100kA at 500V rear connection vertical Overcurrent release ETU45 LSIN protection adjustable 0.4-1 in with display and cubicle bus Opt.: Comm. /measuring func./ground fault/ ZSS Motorized/manual operating mechanism with spring charging motor AC 50/60 Hz 110-127 V AC or 110-125 V DC Activation 50/60 Hz 110 V AC, 110 V DC With 1st auxiliary release Shunt release "F", F1 24 V DC; 100% ON period With 2nd auxiliary release "R", F3 Undervoltage, instant. 110-127 V AC, 110-125 V DC 4NO+4NC A61= Special packaging for increased transport requirements, for foam packaging carton packaging with wax coating (moisture protection) C22= Ready indicator F05= Measuring function plus for U, I, P, W Harmonics and total harmonic distortion F12= COM16 Modbus module with breaker status sensor S07= Castell/Fortress in Off position with 4 padlocks U01= with label for export to USA | - | 0 | 0
3WL1340-4NB35-5FA2-Z | A05B16F01F05U01 | 3WL1340-4NB35-5FA2-ZA05B16F01F05U01 | 1 | UN | 1 | 5 | B | D | EAR99 | N | 85362090 | 1 |  | 88 | KG | 43420.46 | 43420.46 | LP25 | LP25 | withdrawable circuit breaker without guide frame 3-pole, size III, IEC In=4000A to 690V, AC50/60Hz Icu=100kA at 500V rear connection horizontal Overcurrent release ETU 76 LSI protection adjustable 0.4-1 in with graphic display U cubicle bus Communication/ground fault/ ZSS option Motorized/manual operating mechanism with spring charging motor AC 50/60 Hz 110-127 V AC or 110-125 V DC Activation 50/60 Hz 110 V AC, 110 V DC With 1st auxiliary release Shunt release "F", F1 50/60 Hz 110 V AC/110 V DC, 100% on-load factor without 2nd auxiliary release 2NO+2NC A05= Version for 1000 V B16= Rated current reference module 1600 A for ETU25, 27, 45, 55, 75, 76 for setting rated current in F01= Breaker status sensor without COM15 PROFIBUS module F05= Measuring function plus for U, I, P, W Harmonics and total harmonic distortion U01= with label for export to USA | - | 0 | 0
3WL1340-4NB37-5FA2-Z | A05B16F01F05U01 | 3WL1340-4NB37-5FA2-ZA05B16F01F05U01 | 1 | UN | 1 | 5 | B | D | EAR99 | N | 85362090 | 1 |  | 148 | KG | 50206.46 | 50206.46 | LP25 | LP25 | withdrawable circuit breaker with guide frame 3-pole, size III, IEC In=4000A to 690V, AC50/60Hz Icu=100kA at 500V rear connection vertical Overcurrent release ETU 76 LSI protection adjustable 0.4-1 in with graphic display U cubicle bus Communication/ground fault/ ZSS option Motorized/manual operating mechanism with spring charging motor AC 50/60 Hz 110-127 V AC or 110-125 V DC Activation 50/60 Hz 110 V AC, 110 V DC With 1st auxiliary release Shunt release "F", F1 50/60 Hz 110 V AC/110 V DC, 100% on-load factor without 2nd auxiliary release 2NO+2NC A05= Version for 1000 V B16= Rated current reference module 1600 A for ETU25, 27, 45, 55, 75, 76 for setting rated current in F01= Breaker status sensor without COM15 PROFIBUS module F05= Measuring function plus for U, I, P, W Harmonics and total harmonic distortion U01= with label for export to USA | - | 0 | 0
3WL1350-4EB36-5FR4-Z | A61F02U01 | 3WL1350-4EB36-5FR4-ZA61F02U01 | 1 | UN | 1 | 5 | B | D | EAR99 | N | 85362090 | 1 |  | 176 | KG | 60701.95 | 60701.95 | LP25 | LP25 | withdrawable circuit breaker with guide frame 3-pole, size iii, IEC In=5000A to 690V, AC50/60Hz Icu=100kA at 500V rear connection horizontal Overcurrent release ETU45 LSIN protection adjustable 0.4-1 in with cubicle bus Opt.: Comm. /measuring func./ground fault/ ZSS Motorized/manual operating mechanism with spring charging motor AC 50/60 Hz 110-127 V AC or 110-125 V DC Activation 50/60 Hz 110 V AC, 110 V DC With 1st auxiliary release Shunt release "F", F1 50/60 Hz 110 V AC/110 V DC, 100% on-load factor With 2nd auxiliary release "RC", F4 Undervoltage, Delay 0.2-3.2s 110-127 V AC, 110-125 V DC, 100% ED 4NO+4NC A61= Special packaging for increased transport requirements, for foam packaging carton packaging with wax coating (moisture protection) F02= COM15 PROFIBUS module with breaker status sensor U01= with label for export to USA | - | 0 | 0
3WL1350-4EB37-5FA4-Z | A05A61R16U01 | 3WL1350-4EB37-5FA4-ZA05A61R16U01 | 1 | UN | 1 | 5 | B | D | EAR99 | N | 85362090 | 1 |  | 148 | KG | 64746.64 | 64746.64 | LP25 | LP25 | withdrawable circuit breaker with guide frame 3-pole, size III, IEC In=5000A to 690V, AC50/60Hz Icu=100kA at 500V rear connection vertical Overcurrent release ETU45 LSIN protection adjustable 0.4-1 in with cubicle bus Opt.: Comm. /measuring func./ground fault/ ZSS Motorized/manual operating mechanism with spring charging motor AC 50/60 Hz 110-127 V AC or 110-125 V DC Activation 50/60 Hz 110 V AC, 110 V DC With 1st auxiliary release Shunt release "F", F1 50/60 Hz 110 V AC/110 V DC, 100% on-load factor without 2nd auxiliary release 4NO+4NC A05= Version for 1000 V A61= Special packaging for increased transport requirements, for foam packaging carton packaging with wax coating (moisture protection) R16= Position signaling switch, withdrawable part 6 changeover contacts U01= with label for export to USA | - | 0 | 0
3WL1350-4EB37-5FA4-Z | A05A61U01 | 3WL1350-4EB37-5FA4-ZA05A61U01 | 1 | UN | 1 | 5 | B | D | EAR99 | N | 85362090 | 1 |  | 148 | KG | 64309.06 | 64309.06 | LP25 | LP25 | withdrawable circuit breaker with guide frame 3-pole, size III, IEC In=5000A to 690V, AC50/60Hz Icu=100kA at 500V rear connection vertical Overcurrent release ETU45 LSIN protection adjustable 0.4-1 in with cubicle bus Opt.: Comm. /measuring func./ground fault/ ZSS Motorized/manual operating mechanism with spring charging motor AC 50/60 Hz 110-127 V AC or 110-125 V DC Activation 50/60 Hz 110 V AC, 110 V DC With 1st auxiliary release Shunt release "F", F1 50/60 Hz 110 V AC/110 V DC, 100% on-load factor without 2nd auxiliary release 4NO+4NC A05= Version for 1000 V A61= Special packaging for increased transport requirements, for foam packaging carton packaging with wax coating (moisture protection) U01= with label for export to USA | - | 0 | 0
3WL1350-4EB45-1AA2-Z | A61U01 | 3WL1350-4EB45-1AA2-ZA61U01 | 1 | UN | 1 | 5 | B | D | EAR99 | N | 85362090 | 1 |  | 106 | KG | 60855.22 | 60855.22 | LP25 | LP25 | withdrawable circuit breaker without guide frame 4-pole, size III, IEC In=5000A to 690V, AC50/60Hz Icu=100kA at 500V rear connection horizontal Overcurrent release ETU45 LSIN protection adjustable 0.4-1 in with cubicle bus Opt.: Comm. /measuring func./ground fault/ ZSS With manual operating mechanism with storage with mechanical request without 1st auxiliary release without 2nd auxiliary release 2NO+2NC A61= Special packaging for increased transport requirements, for foam packaging carton packaging with wax coating (moisture protection) U01= with label for export to USA | - | 0 | 0
3WL1363-4AA37-4GG4-Z | A05C11R15U01 | 3WL1363-4AA37-4GG4-ZA05C11R15U01 | 1 | UN | 1 | 5 | B | D | EAR99 | N | 85362090 | 1 |  | 249 | KG | 81370.11 | 81370.11 | LP25 | LP25 | withdraw. non-aut. circuit-b. with guide frame 3-pole, size III, IEC In=6300A to 690V, AC50/60Hz Icu=100kA at 500V rear connection vertical without overcurrent release Motorized/manual operating mechanism with spring charging motor AC 50/60 Hz 208-240 V or 220-250 V DC Activation AC 50/60 Hz 230 V, 220 V DC With 1st auxiliary release Shunt release "F", F1 50/60 Hz 230 V AC/220 V DC, 100% on-load factor With 2nd auxiliary release "F", F2 Shunt release 230 V AC/220 V DC, 100% on-load factor 4NO+4NC A05= Version for 1000 V C11= Electrical On with sealing cap not possible with option F02 R15= Position signaling switch, withdrawable part 3 changeover contacts U01= with label for export to USA | - | 0 | 0
3WL1363-4AA37-4GG4-Z | A05C11U01 | 3WL1363-4AA37-4GG4-ZA05C11U01 | 1 | UN | 1 | 5 | B | D | EAR99 | N | 85362090 | 1 |  | 249 | KG | 81119.73 | 81119.73 | LP25 | LP25 | withdraw. non-aut. circuit-b. with guide frame 3-pole, size III, IEC In=6300A to 690V, AC50/60Hz Icu=100kA at 500V rear connection vertical without overcurrent release Motorized/manual operating mechanism with spring charging motor AC 50/60 Hz 208-240 V or 220-250 V DC Activation AC 50/60 Hz 230 V, 220 V DC With 1st auxiliary release Shunt release "F", F1 50/60 Hz 230 V AC/220 V DC, 100% on-load factor With 2nd auxiliary release "F", F2 Shunt release 230 V AC/220 V DC, 100% on-load factor 4NO+4NC A05= Version for 1000 V C11= Electrical On with sealing cap not possible with option F02 U01= with label for export to USA | - | 0 | 0
3WL1363-4EB37-5BA4-Z | A61B63K07U01 | 3WL1363-4EB37-5BA4-ZA61B63K07U01 | 1 | UN | 1 | 5 | B | D | EAR99 | N | 85362090 | 1 |  | 249 | KG | 78229.02 | 78229.02 | LP25 | LP25 | withdrawable circuit breaker with guide frame 3-pole, size III, IEC In=6300A to 690V, AC50/60Hz Icu=100kA at 500V rear connection vertical Overcurrent release ETU45 LSIN protection adjustable 0.4-1 in with cubicle bus Opt.: Comm. /measuring func./ground fault/ ZSS Motorized/manual operating mechanism with spring charging motor AC 50/60 Hz 110-127 V AC or 110-125 V DC Activation 50/60 Hz 110 V AC, 110 V DC With 1st auxiliary release Shunt release "F", F1 24 V DC; 100% ON period without 2nd auxiliary release 4NO+4NC A61= Special packaging for increased transport requirements, for foam packaging carton packaging with wax coating (moisture protection) B63= Rated current reference module 6300 A for ETU25, 27, 45, 55, 75, 76 for setting rated current in K07= Tripped signaling contact, 1 CO not possible with option F02 U01= with label for export to USA | - | 0 | 0
3WL1363-4EB37-5BA4-Z | A61K07U01 | 3WL1363-4EB37-5BA4-ZA61K07U01 | 1 | UN | 1 | 5 | B | D | EAR99 | N | 85362090 | 1 |  | 249 | KG | 78229.02 | 78229.02 | LP25 | LP25 | withdrawable circuit breaker with guide frame 3-pole, size III, IEC In=6300A to 690V, AC50/60Hz Icu=100kA at 500V rear connection vertical Overcurrent release ETU45 LSIN protection adjustable 0.4-1 in with cubicle bus Opt.: Comm. /measuring func./ground fault/ ZSS Motorized/manual operating mechanism with spring charging motor AC 50/60 Hz 110-127 V AC or 110-125 V DC Activation 50/60 Hz 110 V AC, 110 V DC With 1st auxiliary release Shunt release "F", F1 24 V DC; 100% ON period without 2nd auxiliary release 4NO+4NC A61= Special packaging for increased transport requirements, for foam packaging carton packaging with wax coating (moisture protection) K07= Tripped signaling contact, 1 CO not possible with option F02 U01= with label for export to USA | - | 0 | 0
3WL1363-4EB37-5BA4-Z | A61U01 | 3WL1363-4EB37-5BA4-ZA61U01 | 1 | UN | 1 | 5 | B | D | EAR99 | N | 85362090 | 1 |  | 249 | KG | 78115.06 | 78115.06 | LP25 | LP25 | withdrawable circuit breaker with guide frame 3-pole, size III, IEC In=6300A to 690V, AC50/60Hz Icu=100kA at 500V rear connection vertical Overcurrent release ETU45 LSIN protection adjustable 0.4-1 in with cubicle bus Opt.: Comm. /measuring func./ground fault/ ZSS Motorized/manual operating mechanism with spring charging motor AC 50/60 Hz 110-127 V AC or 110-125 V DC Activation 50/60 Hz 110 V AC, 110 V DC With 1st auxiliary release Shunt release "F", F1 24 V DC; 100% ON period without 2nd auxiliary release 4NO+4NC A61= Special packaging for increased transport requirements, for foam packaging carton packaging with wax coating (moisture protection) U01= with label for export to USA | - | 0 | 0
3WL1363-4EB37-5BA4-Z | B63K07U01 | 3WL1363-4EB37-5BA4-ZB63K07U01 | 1 | UN | 1 | 5 | B | D | EAR99 | N | 85362090 | 1 |  | 249 | KG | 78187.48 | 78187.48 | LP25 | LP25 | withdrawable circuit breaker with guide frame 3-pole, size III, IEC In=6300A to 690V, AC50/60Hz Icu=100kA at 500V rear connection vertical Overcurrent release ETU45 LSIN protection adjustable 0.4-1 in with cubicle bus Opt.: Comm. /measuring func./ground fault/ ZSS Motorized/manual operating mechanism with spring charging motor AC 50/60 Hz 110-127 V AC or 110-125 V DC Activation 50/60 Hz 110 V AC, 110 V DC With 1st auxiliary release Shunt release "F", F1 24 V DC; 100% ON period without 2nd auxiliary release 4NO+4NC B63= Rated current reference module 6300 A for ETU25, 27, 45, 55, 75, 76 for setting rated current in K07= Tripped signaling contact, 1 CO not possible with option F02 U01= with label for export to USA | - | 0 | 0
3WL1363-4EB37-5BM4-Z | A61K07R10R21S07T40U01 | 3WL1363-4EB37-5BM4-ZA61K07R10R21S07T40U01 | 1 | UN | 1 | 5 | B | D | EAR99 | N | 85362090 | 1 |  | 249 | KG | 80306.94 | 80306.94 | LP25 | LP25 | withdrawable circuit breaker with guide frame 3-pole, size III, IEC In=6300A to 690V, AC50/60Hz Icu=100kA at 500V rear connection vertical Overcurrent release ETU45 LSIN protection adjustable 0.4-1 in with cubicle bus Opt.: Comm. /measuring func./ground fault/ ZSS Motorized/manual operating mechanism with spring charging motor AC 50/60 Hz 110-127 V AC or 110-125 V DC Activation 50/60 Hz 110 V AC, 110 V DC With 1st auxiliary release Shunt release "F", F1 24 V DC; 100% ON period With 2nd auxiliary release "R", F3 Undervoltage, instant. 110-127 V AC, 110-125 V DC 4NO+4NC A61= Special packaging for increased transport requirements, for foam packaging carton packaging with wax coating (moisture protection) K07= Tripped signaling contact, 1 CO not possible with option F02 R10= Arc chute cover On not possible with option A05 Rated voltage 1000 V R21= Shutter 2-part can be locked with padlock S07= Castell/Fortress in Off position with 4 padlocks T40= Door sealing frame U01= with label for export to USA | - | 0 | 0
3WL1363-4EB37-5FA2-Z | A05B63R16R21T40U01 | 3WL1363-4EB37-5FA2-ZA05B63R16R21T40U01 | 1 | UN | 1 | 5 | B | D | EAR99 | N | 85362090 | 1 |  | 249 | KG | 84207.83 | 84207.83 | LP25 | LP25 | withdrawable circuit breaker with guide frame 3-pole, size III, IEC In=6300A to 690V, AC50/60Hz Icu=100kA at 500V rear connection vertical Overcurrent release ETU45 LSIN protection adjustable 0.4-1 in with cubicle bus Opt.: Comm. /measuring func./ground fault/ ZSS Motorized/manual operating mechanism with spring charging motor AC 50/60 Hz 110-127 V AC or 110-125 V DC Activation 50/60 Hz 110 V AC, 110 V DC With 1st auxiliary release Shunt release "F", F1 50/60 Hz 110 V AC/110 V DC, 100% on-load factor without 2nd auxiliary release 2NO+2NC A05= Version for 1000 V B63= Rated current reference module 6300 A for ETU25, 27, 45, 55, 75, 76 for setting rated current in R16= Position signaling switch, withdrawable part 6 changeover contacts R21= Shutter 2-part can be locked with padlock T40= Door sealing frame U01= with label for export to USA | - | 0 | 0
3WL1363-4EB37-5FA2-Z | A61R16R21T40U01 | 3WL1363-4EB37-5FA2-ZA61R16R21T40U01 | 1 | UN | 1 | 5 | B | D | EAR99 | N | 85362090 | 1 |  | 249 | KG | 79265.17 | 79265.17 | LP25 | LP25 | withdrawable circuit breaker with guide frame 3-pole, size III, IEC In=6300A to 690V, AC50/60Hz Icu=100kA at 500V rear connection vertical Overcurrent release ETU45 LSIN protection adjustable 0.4-1 in with cubicle bus Opt.: Comm. /measuring func./ground fault/ ZSS Motorized/manual operating mechanism with spring charging motor AC 50/60 Hz 110-127 V AC or 110-125 V DC Activation 50/60 Hz 110 V AC, 110 V DC With 1st auxiliary release Shunt release "F", F1 50/60 Hz 110 V AC/110 V DC, 100% on-load factor without 2nd auxiliary release 2NO+2NC A61= Special packaging for increased transport requirements, for foam packaging carton packaging with wax coating (moisture protection) R16= Position signaling switch, withdrawable part 6 changeover contacts R21= Shutter 2-part can be locked with padlock T40= Door sealing frame U01= with label for export to USA | - | 0 | 0
3WL1363-4EB37-5FA2-Z | B63U01 | 3WL1363-4EB37-5FA2-ZB63U01 | 1 | UN | 1 | 5 | B | D | EAR99 | N | 85362090 | 1 |  | 249 | KG | 77734.22 | 77734.22 | LP25 | LP25 | withdrawable circuit breaker with guide frame 3-pole, size III, IEC In=6300A to 690V, AC50/60Hz Icu=100kA at 500V rear connection vertical Overcurrent release ETU45 LSIN protection adjustable 0.4-1 in with cubicle bus Opt.: Comm. /measuring func./ground fault/ ZSS Motorized/manual operating mechanism with spring charging motor AC 50/60 Hz 110-127 V AC or 110-125 V DC Activation 50/60 Hz 110 V AC, 110 V DC With 1st auxiliary release Shunt release "F", F1 50/60 Hz 110 V AC/110 V DC, 100% on-load factor without 2nd auxiliary release 2NO+2NC B63= Rated current reference module 6300 A for ETU25, 27, 45, 55, 75, 76 for setting rated current in U01= with label for export to USA | - | 0 | 0
3WL1363-4EB37-5FA4-Z | K07R21U01 | 3WL1363-4EB37-5FA4-ZK07R21U01 | 1 | UN | 1 | 5 | B | D | EAR99 | N | 85362090 | 1 |  | 249 | KG | 78956.17 | 78956.17 | LP25 | LP25 | withdrawable circuit breaker with guide frame 3-pole, size III, IEC In=6300A to 690V, AC50/60Hz Icu=100kA at 500V rear connection vertical Overcurrent release ETU45 LSIN protection adjustable 0.4-1 in with cubicle bus Opt.: Comm. /measuring func./ground fault/ ZSS Motorized/manual operating mechanism with spring charging motor AC 50/60 Hz 110-127 V AC or 110-125 V DC Activation 50/60 Hz 110 V AC, 110 V DC With 1st auxiliary release Shunt release "F", F1 50/60 Hz 110 V AC/110 V DC, 100% on-load factor without 2nd auxiliary release 4NO+4NC K07= Tripped signaling contact, 1 CO not possible with option F02 R21= Shutter 2-part can be locked with padlock U01= with label for export to USA | - | 0 | 0
3WL1363-4EB45-1AA2-Z | A61U01 | 3WL1363-4EB45-1AA2-ZA61U01 | 1 | UN | 1 | 5 | B | D | EAR99 | N | 85362090 | 1 |  | 155 | KG | 77118.22 | 77118.22 | LP25 | LP25 | withdrawable circuit breaker without guide frame 4-pole, size III, IEC In=6300A to 690V, AC50/60Hz Icu=100kA at 500V Overcurrent release ETU45 LSIN protection adjustable 0.4-1 in with cubicle bus Opt.: Comm. /measuring func./ground fault/ ZSS With manual operating mechanism with storage with mechanical request without 1st auxiliary release without 2nd auxiliary release 2NO+2NC A61= Special packaging for increased transport requirements, for foam packaging carton packaging with wax coating (moisture protection) U01= with label for export to USA | - | 0 | 0
3WL1363-4FB37-2FA4-Z | A61U01 | 3WL1363-4FB37-2FA4-ZA61U01 | 1 | UN | 1 | 5 | B | D | EAR99 | N | 85362090 | 1 |  | 249 | KG | 76970.8 | 76970.8 | LP25 | LP25 | withdrawable circuit breaker with guide frame 3-pole, size III, IEC In=6300A to 690V, AC50/60Hz Icu=100kA at 500V rear connection vertical Overcurrent release ETU45 LSIN protection adjustable 0.4-1 in with display and cubicle bus Opt.: Comm. /measuring func./ground fault/ ZSS With manual operating mechanism with storage with electrical + mechanical request 50/60 Hz 110 V AC, 110 V DC With 1st auxiliary release Shunt release "F", F1 50/60 Hz 110 V AC/110 V DC, 100% on-load factor without 2nd auxiliary release 4NO+4NC A61= Special packaging for increased transport requirements, for foam packaging carton packaging with wax coating (moisture protection) U01= with label for export to USA | - | 0 | 0
3WL1363-4FG37-5FA4-Z | A61F31U01 | 3WL1363-4FG37-5FA4-ZA61F31U01 | 1 | UN | 1 | 5 | B | D | EAR99 | N | 85362090 | 1 |  | 249 | KG | 80969.86 | 80969.86 | LP25 | LP25 | withdrawable circuit breaker with guide frame 3-pole, size III, IEC In=6300A to 690V, AC50/60Hz Icu=100kA at 500V rear connection vertical Overcurrent release ETU 45 LSING protection adjustable 0.4-1 in with display and cubicle bus with ground fault protection Opt.: Comm./measuring func./ZSS Motorized/manual operating mechanism with spring charging motor AC 50/60 Hz 110-127 V AC or 110-125 V DC Activation 50/60 Hz 110 V AC, 110 V DC With 1st auxiliary release Shunt release "F", F1 50/60 Hz 110 V AC/110 V DC, 100% on-load factor without 2nd auxiliary release 4NO+4NC A61= Special packaging for increased transport requirements, for foam packaging carton packaging with wax coating (moisture protection) F31= EMC filter U01= with label for export to USA | - | 0 | 0
3WL1363-5AA35-1AA2-Z | A61 | 3WL1363-5AA35-1AA2-ZA61 | 1 | UN | 1 | 5 | B | D | EAR99 | N | 85362090 | 1 |  | 125 | KG | 64157.54 | 64157.54 | LP25 | LP25 | withdraw. non-aut. circuit-b. without guide frame 3-pole, size III, IEC In=6300A to 1150V, AC50/60Hz Icu=150kA at 500V rear connection horizontal without overcurrent release With manual operating mechanism with storage with mechanical request without 1st auxiliary release without 2nd auxiliary release 2NO+2NC A61= Special packaging for increased transport requirements, for foam packaging carton packaging with wax coating (moisture protection) | - | 0 | 0
3WL1363-5NB37-5FM4-Z | A61F01K07U01 | 3WL1363-5NB37-5FM4-ZA61F01K07U01 | 1 | UN | 1 | 5 | B | D | EAR99 | N | 85362090 | 1 |  | 249 | KG | 84332.91 | 84332.91 | LP25 | LP25 | withdrawable circuit breaker with guide frame 3-pole, size III, IEC In=6300A to 1150V, AC50/60Hz Icu=150kA at 500V rear connection vertical Overcurrent release ETU 76 LSI protection adjustable 0.4-1 in with graphic display U cubicle bus Communication/ground fault/ ZSS option Motorized/manual operating mechanism with spring charging motor AC 50/60 Hz 110-127 V AC or 110-125 V DC Activation 50/60 Hz 110 V AC, 110 V DC With 1st auxiliary release Shunt release "F", F1 50/60 Hz 110 V AC/110 V DC, 100% on-load factor With 2nd auxiliary release "R", F3 Undervoltage, instant. 110-127 V AC, 110-125 V DC 4NO+4NC A61= Special packaging for increased transport requirements, for foam packaging carton packaging with wax coating (moisture protection) F01= Breaker status sensor without COM15 PROFIBUS module K07= Tripped signaling contact, 1 CO not possible with option F02 U01= with label for export to USA | - | 0 | 0
3WL5110-3CB36-4AN2-Z | A61C22K07P18R15R21T40 | 3WL5110-3CB36-4AN2-ZA61C22K07P18R15R21T40 | 1 | UN | 1 | 5 | B | D | EAR99 | N | 85362090 | 1 |  | 70 | KG | 13890.13 | 13890.13 | LP25 | LP25 | withdrawable circuit breaker approved to UL489 with guide frame 3-pole, BG I, In=1000A AC 50/60 Hz, IEC: to 690V, 65kA at 440V ul: to 600y/ 347, 65kA at 480V rear connection horizontal Overcurrent release ETU 25 LSI protection adjustable 0.4-1 in Motorized/manual operating mechanism with spring charging motor AC 50/60 Hz 208-240 V or 220-250 V DC Activation AC 50/60 Hz 230 V, 220 V DC without 1st auxiliary release With 2nd auxiliary release "R", F3 Undervoltage, instant. 208-240 V AC, 220-250 V DC 2NO+2NC A61= Special packaging for increased transport requirements, for foam packaging carton packaging with wax coating (moisture protection) C22= Ready indicator K07= Tripped signaling contact, 1 CO not possible with option F02 P18= Retrofitted to connection: top vertical, bottom horizontal R15= Position signaling switch, withdrawable part 3 change-over contacts R21= Shutter 2-part can be locked with padlock T40= Door sealing frame | - | 0 | 0
3WL5116-3CB32-1AM2-Z | A61C27N61 | 3WL5116-3CB32-1AM2-ZA61C27N61 | 1 | UN | 1 | 5 | B | D | EAR99 | N | 85362090 | 1 |  | 43 | KG | 13909.08 | 13909.08 | LP25 | LP25 | fixed-mounted circuit breaker approved to UL489 3-pole, BG I, In=1600A AC 50/60 Hz, IEC: to 690V, 65kA at 440V ul: to 600y/ 347, 65kA at 480V rear connection horizontal Overcurrent release ETU 25 LSI protection adjustable 0.4-1 in With manual operating mechanism with storage with mechanical request without 1st auxiliary release With 2nd auxiliary release "R", F3 Undervoltage, instant. 110-127 V AC, 110-125 V DC 2NO+2NC A61= Special packaging for increased transport requirements, for foam packaging carton packaging with wax coating (moisture protection) C27= Auxiliary switching function, 2, Auxiliary release not possible with option F02 N61= Cage spring connections f. aux. | - | 0 | 0
3WL5116-3CB32-5AM2-Z | A61B12 | 3WL5116-3CB32-5AM2-ZA61B12 | 1 | UN | 1 | 5 | B | D | EAR99 | N | 85362090 | 1 |  | 43 | KG | 15549.89 | 15549.89 | LP25 | LP25 | fixed-mounted circuit breaker approved to UL489 3-pole, BG I, In=1600A AC 50/60 Hz, IEC: to 690V, 65kA at 440V ul: to 600y/ 347, 65kA at 480V rear connection horizontal Overcurrent release ETU 25 LSI protection adjustable 0.4-1 in Motorized/manual operating mechanism with spring charging motor AC 50/60 Hz 110-127 V AC or 110-125 V DC Activation 50/60 Hz 110 V AC, 110 V DC without 1st auxiliary release With 2nd auxiliary release "R", F3 Undervoltage, instant. 110-127 V AC, 110-125 V DC 2NO+2NC A61= Special packaging for increased transport requirements, for foam packaging carton packaging with wax coating (moisture protection) B12= Rated current reference module 1250 A F, ETU25, 27, 45, 55, 75, 76 for setting rated current in | - | 0 | 0
3WL5116-3CB34-2AJ8-Z | A61 | 3WL5116-3CB34-2AJ8-ZA61 | 1 | UN | 1 | 5 | B | D | EAR99 | N | 85362090 | 1 |  | 43 | KG | 14826.83 | 14826.83 | LP25 | LP25 | fixed-mounted circuit breaker approved to UL489 3-pole, BG I, In=1600A AC 50/60 Hz, IEC: to 690V, 65kA at 440V ul: to 600y/ 347, 65kA at 480V frnt.conn. top/bot. dual-hole Overcurrent release ETU 25 LSI protection adjustable 0.4-1 in With manual operating mechanism with storage with electrical + mechanical request 50/60 Hz 110 V AC, 110 V DC without 1st auxiliary release With 2nd auxiliary release "R", F3 Undervoltage, instant. 24 V DC 5NO+3NC A61= Special packaging for increased transport requirements, for foam packaging carton packaging with wax coating (moisture protection) | - | 0 | 0
3WL5116-3CB36-5FM4-Z | A61K07R21S07S33 | 3WL5116-3CB36-5FM4-ZA61K07R21S07S33 | 1 | UN | 1 | 5 | B | D | EAR99 | N | 85362090 | 1 |  | 70 | KG | 20210.47 | 20210.47 | LP25 | LP25 | withdrawable circuit breaker approved to UL489 with guide frame 3-pole, BG I, In=1600A AC 50/60 Hz, IEC: to 690V, 65kA at 440V ul: to 600y/ 347, 65kA at 480V rear connection horizontal Overcurrent release ETU 25 LSI protection adjustable 0.4-1 in Motorized/manual operating mechanism with spring charging motor AC 50/60 Hz 110-127 V AC or 110-125 V DC Activation 50/60 Hz 110 V AC, 110 V DC With 1st auxiliary release Shunt release "F", F1 50/60 Hz 110 V AC/110 V DC, 100% on-load factor With 2nd auxiliary release "R", F3 Undervoltage, instant. 110-127 V AC, 110-125 V DC 4NO+4NC A61= Special packaging for increased transport requirements, for foam packaging carton packaging with wax coating (moisture protection) K07= Tripped signaling contact, 1 CO not possible with option F02 R21= Shutter 2-part can be locked with padlock S07= Locking device, in Off position M, 4 Bracket lock, (Safe Off/disconnector function) Disconnector condition in compliance with IEC 60947-2 S33= Locking device, Tension lever | - | 0 | 0
3WL5116-3FB42-5FA4-Z | A61 | 3WL5116-3FB42-5FA4-ZA61 | 1 | UN | 1 | 5 | B | D | EAR99 | N | 85362090 | 1 |  | 43 | KG | 20261.48 | 20261.48 | LP25 | LP25 | fixed-mounted circuit breaker approved to UL489 4-pole, BG I, In=1600A AC 50/60 Hz, IEC: to 690V, 65kA at 440V ul: to 600y/ 347, 65kA at 480V rear connection horizontal Overcurrent release ETU45 LSIN protection adjustable 0.4-1 in with display and cubicle bus Opt.: Comm. /measuring func./ground fault/ ZSS Motorized/manual operating mechanism with spring charging motor AC 50/60 Hz 110-127 V AC or 110-125 V DC Activation 50/60 Hz 110 V AC, 110 V DC With 1st auxiliary release Shunt release "F", F1 50/60 Hz 110 V AC/110 V DC, 100% on-load factor without 2nd auxiliary release 4NO+4NC A61= Special packaging for increased transport requirements, for foam packaging carton packaging with wax coating (moisture protection) | - | 0 | 0
3WL5220-4AA42-1AA2-Z | A61 | 3WL5220-4AA42-1AA2-ZA61 | 1 | UN | 1 | 5 | B | D | EAR99 | N | 85362090 | 1 |  | 56 | KG | 18878.54 | 18878.54 | LP25 | LP25 | fixed-mount non-aut. circuit-b. approved to UL489 4-pole, BG II, In=2000A AC 50/60 Hz, IEC: to 690V, 100kA at 440V ul: to 600V, 100kA at 480V rear connection horizontal without overcurrent release With manual operating mechanism with storage with mechanical request without 1st auxiliary release without 2nd auxiliary release 2NO+2NC A61= Special packaging for increased transport requirements, for foam packaging carton packaging with wax coating (moisture protection) | - | 0 | 0
3WL5220-4CB32-5AM4-Z | A61 | 3WL5220-4CB32-5AM4-ZA61 | 1 | UN | 1 | 5 | B | D | EAR99 | N | 85362090 | 1 |  | 56 | KG | 19715.09 | 19715.09 | LP25 | LP25 | fixed-mounted circuit breaker approved to UL489 3-pole, BG II, In=2000A AC 50/60 Hz, IEC: to 690V, 100kA at 440V ul: to 600V, 100kA at 480V rear connection horizontal Overcurrent release ETU 25 LSI protection adjustable 0.4-1 in Motorized/manual operating mechanism with spring charging motor AC 50/60 Hz 110-127 V AC or 110-125 V DC Activation 50/60 Hz 110 V AC, 110 V DC without 1st auxiliary release With 2nd auxiliary release "R", F3 Undervoltage, instant. 110-127 V AC, 110-125 V DC 4NO+4NC A61= Special packaging for increased transport requirements, for foam packaging carton packaging with wax coating (moisture protection) | - | 0 | 0
3WL5220-4CB34-4AN2-Z | A61B16C11C22K07S07T40 | 3WL5220-4CB34-4AN2-ZA61B16C11C22K07S07T40 | 1 | UN | 1 | 5 | B | D | EAR99 | N | 85362090 | 1 |  | 56 | KG | 20517.71 | 20517.71 | LP25 | LP25 | fixed-mounted circuit breaker approved to UL489 3-pole, BG II, In=2000A AC 50/60 Hz, IEC: to 690V, 100kA at 440V ul: to 600V, 100kA at 480V frnt.conn. top/bot. dual-hole Overcurrent release ETU 25 LSI protection adjustable 0.4-1 in Motorized/manual operating mechanism with spring charging motor AC 50/60 Hz 208-240 V or 220-250 V DC Activation AC 50/60 Hz 230 V, 220 V DC without 1st auxiliary release With 2nd auxiliary release "R", F3 Undervoltage, instant. 208-240 V AC, 220-250 V DC 2NO+2NC A61= Special packaging for increased transport requirements, for foam packaging carton packaging with wax coating (moisture protection) B16= Rated current reference module 1600 A F, ETU25, 27, 45, 55, 75, 76 for setting rated current in C11= Elec. On with sealing cap not possible with option F02 C22= Ready indicator K07= Tripped signaling contact, 1 CO not possible with option F02 S07= Locking device, in Off position M, 4 Bracket lock, (Safe Off/disconnector function) Disconnector condition in compliance with IEC 60947-2 T40= Door sealing frame | - | 0 | 0
3WL5220-4CB34-5AM2-Z | A61 | 3WL5220-4CB34-5AM2-ZA61 | 1 | UN | 1 | 5 | B | D | EAR99 | N | 85362090 | 1 |  | 56 | KG | 19726.79 | 19726.79 | LP25 | LP25 | fixed-mounted circuit breaker approved to UL489 3-pole, BG II, In=2000A AC 50/60 Hz, IEC: to 690V, 100kA at 440V ul: to 600V, 100kA at 480V frnt.conn. top/bot. dual-hole Overcurrent release ETU 25 LSI protection adjustable 0.4-1 in Motorized/manual operating mechanism with spring charging motor AC 50/60 Hz 110-127 V AC or 110-125 V DC Activation 50/60 Hz 110 V AC, 110 V DC without 1st auxiliary release With 2nd auxiliary release "R", F3 Undervoltage, instant. 110-127 V AC, 110-125 V DC 2NO+2NC A61= Special packaging for increased transport requirements, for foam packaging carton packaging with wax coating (moisture protection) | - | 0 | 0
3WL5220-4CB34-5AM2-Z | A61C11C22K07S33 | 3WL5220-4CB34-5AM2-ZA61C11C22K07S33 | 1 | UN | 1 | 5 | B | D | EAR99 | N | 85362090 | 1 |  | 56 | KG | 20324.66 | 20324.66 | LP25 | LP25 | fixed-mounted circuit breaker approved to UL489 3-pole, BG II, In=2000A AC 50/60 Hz, IEC: to 690V, 100kA at 440V ul: to 600V, 100kA at 480V frnt.conn. top/bot. dual-hole Overcurrent release ETU 25 LSI protection adjustable 0.4-1 in Motorized/manual operating mechanism with spring charging motor AC 50/60 Hz 110-127 V AC or 110-125 V DC Activation 50/60 Hz 110 V AC, 110 V DC without 1st auxiliary release With 2nd auxiliary release "R", F3 Undervoltage, instant. 110-127 V AC, 110-125 V DC 2NO+2NC A61= Special packaging for increased transport requirements, for foam packaging carton packaging with wax coating (moisture protection) C11= Elec. On with sealing cap not possible with option F02 C22= Ready indicator K07= Tripped signaling contact, 1 CO not possible with option F02 S33= Locking device, Tension lever | - | 0 | 0
3WL5220-4CB36-1AF4-Z | A61 | 3WL5220-4CB36-1AF4-ZA61 | 1 | UN | 1 | 5 | B | D | EAR99 | N | 85362090 | 1 |  | 91 | KG | 21665.48 | 21665.48 | LP25 | LP25 | withdrawable circuit breaker approved to UL489 with guide frame 3-pole, BG II, In=2000A AC 50/60 Hz, IEC: to 690V, 100kA at 440V ul: to 600V, 100kA at 480V rear connection horizontal Overcurrent release ETU 25 LSI protection adjustable 0.4-1 in With manual operating mechanism with storage with mechanical request without 1st auxiliary release With 2nd auxiliary release "F", F2 Shunt release 110 V AC/DC 100% on-load factor 4NO+4NC A61= Special packaging for increased transport requirements, for foam packaging carton packaging with wax coating (moisture protection) | - | 0 | 0
3WL5220-4CB36-1FA4-Z | A61 | 3WL5220-4CB36-1FA4-ZA61 | 1 | UN | 1 | 5 | B | D | EAR99 | N | 85362090 | 1 |  | 91 | KG | 21665.48 | 21665.48 | LP25 | LP25 | withdrawable circuit breaker approved to UL489 with guide frame 3-pole, BG II, In=2000A AC 50/60 Hz, IEC: to 690V, 100kA at 440V ul: to 600V, 100kA at 480V rear connection horizontal Overcurrent release ETU 25 LSI protection adjustable 0.4-1 in With manual operating mechanism with storage with mechanical request With 1st auxiliary release Shunt release "F", F1 50/60 Hz 110 V AC/110 V DC, 100% on-load factor without 2nd auxiliary release 4NO+4NC A61= Special packaging for increased transport requirements, for foam packaging carton packaging with wax coating (moisture protection) | - | 0 | 0
3WL5220-4CB36-1FM2-Z | A61C22M05M25R15R21 | 3WL5220-4CB36-1FM2-ZA61C22M05M25R15R21 | 1 | UN | 1 | 5 | B | D | EAR99 | N | 85362090 | 1 |  | 91 | KG | 24448.91 | 24448.91 | LP25 | LP25 | withdrawable circuit breaker approved to UL489 with guide frame 3-pole, BG II, In=2000A AC 50/60 Hz, IEC: to 690V, 100kA at 440V ul: to 600V, 100kA at 480V rear connection horizontal Overcurrent release ETU 25 LSI protection adjustable 0.4-1 in With manual operating mechanism with storage with mechanical request With 1st auxiliary release Shunt release "F", F1 50/60 Hz 110 V AC/110 V DC, 100% on-load factor With 2nd auxiliary release "R", F3 Undervoltage, instant. 110-127 V AC, 110-125 V DC 2NO+2NC A61= Special packaging for increased transport requirements, for foam packaging carton packaging with wax coating (moisture protection) C22= Ready indicator M05= Motor drive, drive motor, 230 50/60 Hz 110-127 V or 110-125 V DC M25= Switch-on solenoid 110-127 V AC/110-125 V DC, 100% on-load factor R15= Position signaling switch, withdrawable part 3 change-over contacts R21= Shutter 2-part can be locked with padlock | - | 0 | 0
3WL5220-4EB34-5AM2-Z | A61 | 3WL5220-4EB34-5AM2-ZA61 | 1 | UN | 1 | 5 | B | D | EAR99 | N | 85362090 | 1 |  | 56 | KG | 20241.59 | 20241.59 | LP25 | LP25 | fixed-mounted circuit breaker approved to UL489 3-pole, BG II, In=2000A AC 50/60 Hz, IEC: to 690V, 100kA at 440V ul: to 600V, 100kA at 480V frnt.conn. top/bot. dual-hole Overcurrent release ETU 45 LSIN protection adjustable 0.4-1 in with cubicle bus Opt.: Comm. /measuring func./ground fault/ ZSS Motorized/manual operating mechanism with spring charging motor AC 50/60 Hz 110-127 V AC or 110-125 V DC Activation 50/60 Hz 110 V AC, 110 V DC without 1st auxiliary release With 2nd auxiliary release "R", F3 Undervoltage, instant. 110-127 V AC, 110-125 V DC 2NO+2NC A61= Special packaging for increased transport requirements, for foam packaging carton packaging with wax coating (moisture protection) | - | 0 | 0
3WL5220-4EB34-5AR2-Z | A61 | 3WL5220-4EB34-5AR2-ZA61 | 1 | UN | 1 | 5 | B | D | EAR99 | N | 85362090 | 1 |  | 56 | KG | 20805.53 | 20805.53 | LP25 | LP25 | fixed-mounted circuit breaker approved to UL489 3-pole, BG II, In=2000A AC 50/60 Hz, IEC: to 690V, 100kA at 440V ul: to 600V, 100kA at 480V frnt.conn. top/bot. dual-hole Overcurrent release ETU 45 LSIN protection adjustable 0.4-1 in with cubicle bus Opt.: Comm. /measuring func./ground fault/ ZSS Motorized/manual operating mechanism with spring charging motor AC 50/60 Hz 110-127 V AC or 110-125 V DC Activation 50/60 Hz 110 V AC, 110 V DC without 1st auxiliary release With 2nd auxiliary release "RC", F4 Undervoltage, Delay 0.2-3.2s 110-127 V AC, 110-125 V DC, 100% ED 2NO+2NC A61= Special packaging for increased transport requirements, for foam packaging carton packaging with wax coating (moisture protection) | - | 0 | 0
3WL5220-4FB42-5FA4-Z | A61 | 3WL5220-4FB42-5FA4-ZA61 | 1 | UN | 1 | 5 | B | D | EAR99 | N | 85362090 | 1 |  | 56 | KG | 24941.48 | 24941.48 | LP25 | LP25 | fixed-mounted circuit breaker approved to UL489 4-pole, BG II, In=2000A AC 50/60 Hz, IEC: to 690V, 100kA at 440V ul: to 600V, 100kA at 480V rear connection horizontal Overcurrent release ETU45 LSIN protection adjustable 0.4-1 in with display and cubicle bus Opt.: Comm. /measuring func./ground fault/ ZSS Motorized/manual operating mechanism with spring charging motor AC 50/60 Hz 110-127 V AC or 110-125 V DC Activation 50/60 Hz 110 V AC, 110 V DC With 1st auxiliary release Shunt release "F", F1 50/60 Hz 110 V AC/110 V DC, 100% on-load factor without 2nd auxiliary release 4NO+4NC A61= Special packaging for increased transport requirements, for foam packaging carton packaging with wax coating (moisture protection) | - | 0 | 0
3WL5220-4FB46-1AA2-Z | A61 | 3WL5220-4FB46-1AA2-ZA61 | 1 | UN | 1 | 5 | B | D | EAR99 | N | 85362090 | 1 |  | 91 | KG | 27805.64 | 27805.64 | LP25 | LP25 | withdrawable circuit breaker approved to UL489 with guide frame 4-pole, BG II, In=2000A AC 50/60 Hz, IEC: to 690V, 100kA at 440V ul: to 600V, 100kA at 480V rear connection horizontal Overcurrent release ETU45 LSIN protection adjustable 0.4-1 in with display and cubicle bus Opt.: Comm. /measuring func./ground fault/ ZSS With manual operating mechanism with storage with mechanical request without 1st auxiliary release without 2nd auxiliary release 2NO+2NC A61= Special packaging for increased transport requirements, for foam packaging carton packaging with wax coating (moisture protection) | - | 0 | 0
3WL5225-4AA34-5FF4-Z | A61C01C22S03 | 3WL5225-4AA34-5FF4-ZA61C01C22S03 | 1 | UN | 1 | 5 | B | D | EAR99 | N | 85362090 | 1 |  | 59 | KG | 25166.12 | 25166.12 | LP25 | LP25 | fixed-mount non-aut. circuit-b. approved to UL489 3-pole, BG II, In=2500A AC 50/60 Hz, IEC: to 690V, 100kA at 440V ul: to 600V, 100kA at 480V frnt.conn. top/bot. dual-hole without overcurrent release Motorized/manual operating mechanism with spring charging motor AC 50/60 Hz 110-127 V AC or 110-125 V DC Activation 50/60 Hz 110 V AC, 110 V DC With 1st auxiliary release Shunt release "F", F1 50/60 Hz 110 V AC/110 V DC, 100% on-load factor With 2nd auxiliary release "F", F2 Shunt release 110 V AC/DC 100% on-load factor 4NO+4NC A61= Special packaging for increased transport requirements, for foam packaging carton packaging with wax coating (moisture protection) C01= mech., switching cycle counter C22= Ready indicator S03= Locking device, Ikon in Off position (safe OFF/disconnector functionality) Disconnector condition in compliance with IEC 60947-2 | - | 0 | 0
3WL5225-4CB32-1AA2-Z | A61 | 3WL5225-4CB32-1AA2-ZA61 | 1 | UN | 1 | 5 | B | D | EAR99 | N | 85362090 | 1 |  | 59 | KG | 23102.24 | 23102.24 | LP25 | LP25 | fixed-mounted circuit breaker approved to UL489 3-pole, BG II, In=2500A AC 50/60 Hz, IEC: to 690V, 100kA at 440V ul: to 600V, 100kA at 480V rear connection horizontal Overcurrent release ETU 25 LSI protection adjustable 0.4-1 in With manual operating mechanism with storage with mechanical request without 1st auxiliary release without 2nd auxiliary release 2NO+2NC A61= Special packaging for increased transport requirements, for foam packaging carton packaging with wax coating (moisture protection) | - | 0 | 0
3WL5225-4CB36-1AF4-Z | A61 | 3WL5225-4CB36-1AF4-ZA61 | 1 | UN | 1 | 5 | B | D | EAR99 | N | 85362090 | 1 |  | 102 | KG | 27866.48 | 27866.48 | LP25 | LP25 | withdrawable circuit breaker approved to UL489 with guide frame 3-pole, BG II, In=2500A AC 50/60 Hz, IEC: to 690V, 100kA at 440V ul: to 600V, 100kA at 480V rear connection horizontal Overcurrent release ETU 25 LSI protection adjustable 0.4-1 in With manual operating mechanism with storage with mechanical request without 1st auxiliary release With 2nd auxiliary release "F", F2 Shunt release 110 V AC/DC 100% on-load factor 4NO+4NC A61= Special packaging for increased transport requirements, for foam packaging carton packaging with wax coating (moisture protection) | - | 0 | 0
3WL5225-4CB36-1FA4-Z | A61 | 3WL5225-4CB36-1FA4-ZA61 | 1 | UN | 1 | 5 | B | D | EAR99 | N | 85362090 | 1 |  | 102 | KG | 27866.48 | 27866.48 | LP25 | LP25 | withdrawable circuit breaker approved to UL489 with guide frame 3-pole, BG II, In=2500A AC 50/60 Hz, IEC: to 690V, 100kA at 440V ul: to 600V, 100kA at 480V rear connection horizontal Overcurrent release ETU 25 LSI protection adjustable 0.4-1 in With manual operating mechanism with storage with mechanical request With 1st auxiliary release Shunt release "F", F1 50/60 Hz 110 V AC/110 V DC, 100% on-load factor without 2nd auxiliary release 4NO+4NC A61= Special packaging for increased transport requirements, for foam packaging carton packaging with wax coating (moisture protection) | - | 0 | 0
3WL5225-4EB32-1FA4-Z | A61 | 3WL5225-4EB32-1FA4-ZA61 | 1 | UN | 1 | 5 | B | D | EAR99 | N | 85362090 | 1 |  | 59 | KG | 24286.28 | 24286.28 | LP25 | LP25 | fixed-mounted circuit breaker approved to UL489 3-pole, BG II, In=2500A AC 50/60 Hz, IEC: to 690V, 100kA at 440V ul: to 600V, 100kA at 480V rear connection horizontal Overcurrent release ETU 45 LSIN protection adjustable 0.4-1 in with cubicle bus Opt.: Comm. /measuring func./ground fault/ ZSS With manual operating mechanism with storage with mechanical request With 1st auxiliary release Shunt release "F", F1 50/60 Hz 110 V AC/110 V DC, 100% on-load factor without 2nd auxiliary release 4NO+4NC A61= Special packaging for increased transport requirements, for foam packaging carton packaging with wax coating (moisture protection) | - | 0 | 0
3WL5225-4EB32-1FA4-Z | A61S08 | 3WL5225-4EB32-1FA4-ZA61S08 | 1 | UN | 1 | 5 | B | D | EAR99 | N | 85362090 | 1 |  | 59 | KG | 24608.03 | 24608.03 | LP25 | LP25 | fixed-mounted circuit breaker approved to UL489 3-pole, BG II, In=2500A AC 50/60 Hz, IEC: to 690V, 100kA at 440V ul: to 600V, 100kA at 480V rear connection horizontal Overcurrent release ETU 45 LSIN protection adjustable 0.4-1 in with cubicle bus Opt.: Comm. /measuring func./ground fault/ ZSS With manual operating mechanism with storage with mechanical request With 1st auxiliary release Shunt release "F", F1 50/60 Hz 110 V AC/110 V DC, 100% on-load factor without 2nd auxiliary release 4NO+4NC A61= Special packaging for increased transport requirements, for foam packaging carton packaging with wax coating (moisture protection) S08= Locking device, RONIS in Off position (safe OFF/disconnector functionality) Disconnector condition in compliance with IEC 60947-2 Disconnector condition in compliance with IEC 60947-2 | - | 0 | 0
3WL5225-4EB46-6BA4-Z | A61R21 | 3WL5225-4EB46-6BA4-ZA61R21 | 1 | UN | 1 | 5 | B | D | EAR99 | N | 85362090 | 1 |  | 102 | KG | 38275.97 | 38275.97 | LP25 | LP25 | withdrawable circuit breaker approved to UL489 with guide frame 4-pole, BG II, In=2500A AC 50/60 Hz, IEC: to 690V, 100kA at 440V ul: to 600V, 100kA at 480V rear connection horizontal Overcurrent release ETU 45 LSIN protection adjustable 0.4-1 in with cubicle bus Opt.: Comm. /measuring func./ground fault/ ZSS Motorized/manual operating mechanism with spring charging motor 24-30 V DC Activation 24 V DC With 1st auxiliary release Shunt release "F", F1 24 V DC; 100% ON period without 2nd auxiliary release 4NO+4NC A61= Special packaging for increased transport requirements, for foam packaging carton packaging with wax coating (moisture protection) R21= Shutter 2-part can be locked with bracket lock | - | 0 | 0
3WL5225-4EG32-4GA2-Z | A61C22K07 | 3WL5225-4EG32-4GA2-ZA61C22K07 | 1 | UN | 1 | 5 | B | D | EAR99 | N | 85362090 | 1 |  | 59 | KG | 27581.47 | 27581.47 | LP25 | LP25 | fixed-mounted circuit breaker approved to UL489 3-pole, BG II, In=2500A AC 50/60 Hz, IEC: to 690V, 100kA at 440V ul: to 600V, 100kA at 480V rear connection horizontal Overcurrent release ETU 45 LSING protection adjustable 0.4-1 in with cubicle bus and Ground fault protection Opt.: Comm./measuring func./ZSS Motorized/manual operating mechanism with spring charging motor AC 50/60 Hz 208-240 V or 220-250 V DC Activation AC 50/60 Hz 230 V, 220 V DC With 1st auxiliary release Shunt release "F", F1 50/60 Hz 230 V AC/220 V DC, 100% on-load factor without 2nd auxiliary release 2NO+2NC A61= Special packaging for increased transport requirements, for foam packaging carton packaging with wax coating (moisture protection) C22= Ready indicator K07= Tripped signaling contact, 1 CO not possible with option F02 | - | 0 | 0
3WL5225-4EG32-4GA2-Z | A61C22K07T40 | 3WL5225-4EG32-4GA2-ZA61C22K07T40 | 1 | UN | 1 | 5 | B | D | EAR99 | N | 85362090 | 1 |  | 59 | KG | 27864.61 | 27864.61 | LP25 | LP25 | fixed-mounted circuit breaker approved to UL489 3-pole, BG II, In=2500A AC 50/60 Hz, IEC: to 690V, 100kA at 440V ul: to 600V, 100kA at 480V rear connection horizontal Overcurrent release ETU 45 LSING protection adjustable 0.4-1 in with cubicle bus and Ground fault protection Opt.: Comm./measuring func./ZSS Motorized/manual operating mechanism with spring charging motor AC 50/60 Hz 208-240 V or 220-250 V DC Activation AC 50/60 Hz 230 V, 220 V DC With 1st auxiliary release Shunt release "F", F1 50/60 Hz 230 V AC/220 V DC, 100% on-load factor without 2nd auxiliary release 2NO+2NC A61= Special packaging for increased transport requirements, for foam packaging carton packaging with wax coating (moisture protection) C22= Ready indicator K07= Tripped signaling contact, 1 CO not possible with option F02 T40= Door sealing frame | - | 0 | 0
3WL5225-4EG32-4GA2-Z | C22K07 | 3WL5225-4EG32-4GA2-ZC22K07 | 1 | UN | 1 | 5 | B | D | EAR99 | N | 85362090 | 1 |  | 59 | KG | 27539.93 | 27539.93 | LP25 | LP25 | fixed-mounted circuit breaker approved to UL489 3-pole, BG II, In=2500A AC 50/60 Hz, IEC: to 690V, 100kA at 440V ul: to 600V, 100kA at 480V rear connection horizontal Overcurrent release ETU 45 LSING protection adjustable 0.4-1 in with cubicle bus and Ground fault protection Opt.: Comm./measuring func./ZSS Motorized/manual operating mechanism with spring charging motor AC 50/60 Hz 208-240 V or 220-250 V DC Activation AC 50/60 Hz 230 V, 220 V DC With 1st auxiliary release Shunt release "F", F1 50/60 Hz 230 V AC/220 V DC, 100% on-load factor without 2nd auxiliary release 2NO+2NC C22= Ready indicator K07= Tripped signaling contact, 1 CO not possible with option F02 | - | 0 | 0
3WL5225-4EG32-4GA4-Z | C22K07 | 3WL5225-4EG32-4GA4-ZC22K07 | 1 | UN | 1 | 5 | B | D | EAR99 | N | 85362090 | 1 |  | 59 | KG | 27879.23 | 27879.23 | LP25 | LP25 | fixed-mounted circuit breaker approved to UL489 3-pole, BG II, In=2500A AC 50/60 Hz, IEC: to 690V, 100kA at 440V ul: to 600V, 100kA at 480V rear connection horizontal Overcurrent release ETU 45 LSING protection adjustable 0.4-1 in with cubicle bus and Ground fault protection Opt.: Comm./measuring func./ZSS Motorized/manual operating mechanism with spring charging motor AC 50/60 Hz 208-240 V or 220-250 V DC Activation AC 50/60 Hz 230 V, 220 V DC With 1st auxiliary release Shunt release "F", F1 50/60 Hz 230 V AC/220 V DC, 100% on-load factor without 2nd auxiliary release 4NO+4NC C22= Ready indicator K07= Tripped signaling contact, 1 CO not possible with option F02 | - | 0 | 0
3WL5225-4EG36-1FA4-Z | A61K07R21S07S33 | 3WL5225-4EG36-1FA4-ZA61K07R21S07S33 | 1 | UN | 1 | 5 | B | D | EAR99 | N | 85362090 | 1 |  | 102 | KG | 30786.1 | 30786.1 | LP25 | LP25 | withdrawable circuit breaker approved to UL489 with guide frame 3-pole, BG II, In=2500A AC 50/60 Hz, IEC: to 690V, 100kA at 440V ul: to 600V, 100kA at 480V rear connection horizontal Overcurrent release ETU 45 LSING protection adjustable 0.4-1 in with cubicle bus and Ground fault protection Opt.: Comm./measuring func./ZSS With manual operating mechanism with storage with mechanical request With 1st auxiliary release Shunt release "F", F1 50/60 Hz 110 V AC/110 V DC, 100% on-load factor without 2nd auxiliary release 4NO+4NC A61= Special packaging for increased transport requirements, for foam packaging carton packaging with wax coating (moisture protection) K07= Tripped signaling contact, 1 CO not possible with option F02 R21= Shutter 2-part can be locked with padlock S07= Locking device, in Off position M, 4 padlocks, (Safe Off/disconnector function) Disconnector condition in compliance with IEC 60947-2 S33= Locking device, Tension lever | - | 0 | 0
3WL5230-4CB35-5AM2-Z | A61C11C20C22K07S07 | 3WL5230-4CB35-5AM2-ZA61C11C20C22K07S07 | 1 | UN | 1 | 5 | B | D | EAR99 | N | 85362090 | 1 |  | 68 | KG | 30081.29 | 30081.29 | LP25 | LP25 | withdrawable circuit breaker approved to UL489 without guide frame 3-pole, BG II, In=3000A AC 50/60 Hz, IEC: to 690V, 100kA at 440V ul: to 600V, 100kA at 480V rear connection horizontal Overcurrent release ETU 25 LSI protection adjustable 0.4-1 in Motorized/manual operating mechanism with spring charging motor AC 50/60 Hz 110-127 V AC or 110-125 V DC Activation 50/60 Hz 110 V AC, 110 V DC without 1st auxiliary release With 2nd auxiliary release "R", F3 Undervoltage, instant. 110-127 V AC, 110-125 V DC 2NO+2NC A61= Special packaging for increased transport requirements, for foam packaging carton packaging with wax coating (moisture protection) C11= Elec. On with sealing cap not possible with option F02 C20= Spring charge status indicator not possible with option F02 C22= Ready indicator K07= Tripped signaling contact, 1 CO not possible with option F02 S07= Locking device, in Off position M, 4 padlocks, (Safe Off/disconnector function) Disconnector condition in compliance with IEC 60947-2 | - | 0 | 0
3WL5230-4EB47-2FA4-Z | A61C22F12R21 | 3WL5230-4EB47-2FA4-ZA61C22F12R21 | 1 | UN | 1 | 5 | B | D | EAR99 | N | 85362090 | 1 |  | 113 | KG | 45601.34 | 45601.34 | LP25 | LP25 | withdrawable circuit breaker approved to UL489 with guide frame 4-pole, BG II, In=3000A AC 50/60 Hz, IEC: to 690V, 100kA at 440V ul: to 600V, 100kA at 480V rear connection vertical Overcurrent release ETU 45 LSIN protection adjustable 0.4-1 in with cubicle bus Opt.: Comm. /measuring func./ground fault/ ZSS With manual operating mechanism with storage with electrical + mechanical request 50/60 Hz 110 V AC, 110 V DC With 1st auxiliary release Shunt release "F", F1 50/60 Hz 110 V AC/110 V DC, 100% on-load factor without 2nd auxiliary release 4NO+4NC A61= Special packaging for increased transport requirements, for foam packaging carton packaging with wax coating (moisture protection) C22= Ready indicator F12= COM16 Modbus module with breaker status sensor R21= Shutter 2-part can be locked with bracket lock | - | 0 | 0
3WL5230-4EG46-6BJ4-Z | A61 | 3WL5230-4EG46-6BJ4-ZA61 | 1 | UN | 1 | 5 | B | D | EAR99 | N | 85362090 | 1 |  | 113 | KG | 45562.73 | 45562.73 | LP25 | LP25 | withdrawable circuit breaker approved to UL489 with guide frame 4-pole, BG II, In=3000A AC 50/60 Hz, IEC: to 690V, 100kA at 440V ul: to 600V, 100kA at 480V rear connection horizontal Overcurrent release ETU 45 LSING protection adjustable 0.4-1 in with cubicle bus and Ground fault protection Opt.: Comm./measuring func./ZSS Motorized/manual operating mechanism with spring charging motor 24-30 V DC Activation 24 V DC With 1st auxiliary release Shunt release "F", F1 24 V DC; 100% ON period With 2nd auxiliary release "R", F3 Undervoltage, instant. 24 V DC 4NO+4NC A61= Special packaging for increased transport requirements, for foam packaging carton packaging with wax coating (moisture protection) | - | 0 | 0
3WL5230-4EG47-6BA4-Z | A61F23R21S07 | 3WL5230-4EG47-6BA4-ZA61F23R21S07 | 1 | UN | 1 | 5 | B | D | EAR99 | N | 85362090 | 1 |  | 113 | KG | 47143.4 | 47143.4 | LP25 | LP25 | withdrawable circuit breaker approved to UL489 with guide frame 4-pole, BG II, In=3000A AC 50/60 Hz, IEC: to 690V, 100kA at 440V ul: to 600V, 100kA at 480V rear connection vertical Overcurrent release ETU 45 LSING protection adjustable 0.4-1 in with cubicle bus and Ground fault protection Opt.: Comm./measuring func./ZSS Motorized/manual operating mechanism with spring charging motor 24-30 V DC Activation 24 V DC With 1st auxiliary release Shunt release "F", F1 24 V DC; 100% ON period without 2nd auxiliary release 4NO+4NC A61= Special packaging for increased transport requirements, for foam packaging carton packaging with wax coating (moisture protection) F23= Internal current converter 4-pole switch BGII R21= Shutter 2-part can be locked with bracket lock S07= Locking device, in Off position M, 4 padlocks, (Safe Off/disconnector function) Disconnector condition in compliance with IEC 60947-2 | - | 0 | 0
3WL5230-4EG47-6BJ4-Z | A61 | 3WL5230-4EG47-6BJ4-ZA61 | 1 | UN | 1 | 5 | B | D | EAR99 | N | 85362090 | 1 |  | 113 | KG | 46615.73 | 46615.73 | LP25 | LP25 | withdrawable circuit breaker approved to UL489 with guide frame 4-pole, BG II, In=3000A AC 50/60 Hz, IEC: to 690V, 100kA at 440V ul: to 600V, 100kA at 480V rear connection vertical Overcurrent release ETU 45 LSING protection adjustable 0.4-1 in with cubicle bus and Ground fault protection Opt.: Comm./measuring func./ZSS Motorized/manual operating mechanism with spring charging motor 24-30 V DC Activation 24 V DC With 1st auxiliary release Shunt release "F", F1 24 V DC; 100% ON period With 2nd auxiliary release "R", F3 Undervoltage, instant. 24 V DC 4NO+4NC A61= Special packaging for increased transport requirements, for foam packaging carton packaging with wax coating (moisture protection) | - | 0 | 0
3WL5230-4FB37-2FA4-Z | A61C22F12 | 3WL5230-4FB37-2FA4-ZA61C22F12 | 1 | UN | 1 | 5 | B | D | EAR99 | N | 85362090 | 1 |  | 113 | KG | 36478.85 | 36478.85 | LP25 | LP25 | withdrawable circuit breaker approved to UL489 with guide frame 3-pole, BG II, In=3000A AC 50/60 Hz, IEC: to 690V, 100kA at 440V ul: to 600V, 100kA at 480V rear connection vertical Overcurrent release ETU45 LSIN protection adjustable 0.4-1 in with display and cubicle bus Opt.: Comm. /measuring func./ground fault/ ZSS With manual operating mechanism with storage with electrical + mechanical request 50/60 Hz 110 V AC, 110 V DC With 1st auxiliary release Shunt release "F", F1 50/60 Hz 110 V AC/110 V DC, 100% on-load factor without 2nd auxiliary release 4NO+4NC A61= Special packaging for increased transport requirements, for foam packaging carton packaging with wax coating (moisture protection) C22= Ready indicator F12= COM16 Modbus module with breaker status sensor | - | 0 | 0
3WL5230-4FB47-2FA4-Z | A61C22F12 | 3WL5230-4FB47-2FA4-ZA61C22F12 | 1 | UN | 1 | 5 | B | D | EAR99 | N | 85362090 | 1 |  | 113 | KG | 45604.85 | 45604.85 | LP25 | LP25 | withdrawable circuit breaker approved to UL489 with guide frame 4-pole, BG II, In=3000A AC 50/60 Hz, IEC: to 690V, 100kA at 440V ul: to 600V, 100kA at 480V rear connection vertical Overcurrent release ETU45 LSIN protection adjustable 0.4-1 in with display and cubicle bus Opt.: Comm. /measuring func./ground fault/ ZSS With manual operating mechanism with storage with electrical + mechanical request 50/60 Hz 110 V AC, 110 V DC With 1st auxiliary release Shunt release "F", F1 50/60 Hz 110 V AC/110 V DC, 100% on-load factor without 2nd auxiliary release 4NO+4NC A61= Special packaging for increased transport requirements, for foam packaging carton packaging with wax coating (moisture protection) C22= Ready indicator F12= COM16 Modbus module with breaker status sensor | - | 0 | 0
3WL5340-4CB32-5AM4-Z | A61 | 3WL5340-4CB32-5AM4-ZA61 | 1 | UN | 1 | 15 | C | D | EAR99 | N | 85362090 | 1 |  | 82 | KG | 38435.09 | 38435.09 | LP25 | LP25 | fixed-mounted circuit breaker approved to UL489 3-pole, BG III, In=4000A AC 50/60 Hz, IEC: to 690V, 100kA at 440V ul: to 600y/ 347, 100kA at 480V rear connection horizontal Overcurrent release ETU 25 LSI protection adjustable 0.4-1 in Motorized/manual operating mechanism with spring charging motor AC 50/60 Hz 110-127 V AC or 110-125 V DC Activation 50/60 Hz 110 V AC, 110 V DC without 1st auxiliary release With 2nd auxiliary release "R", F3 Undervoltage, instant. 110-127 V AC, 110-125 V DC 4NO+4NC A61= Special packaging for increased transport requirements, for foam packaging carton packaging with wax coating (moisture protection) | - | 0 | 0
3WL5340-4CB36-1FA4-Z | A61 | 3WL5340-4CB36-1FA4-ZA61 | 1 | UN | 1 | 15 | C | D | EAR99 | N | 85362090 | 1 |  | 148 | KG | 48224.48 | 48224.48 | LP25 | LP25 | withdrawable circuit breaker approved to UL489 with guide frame 3-pole, BG III, In=4000A AC 50/60 Hz, IEC: to 690V, 100kA at 440V ul: to 600y/ 347, 100kA at 480V rear connection horizontal Overcurrent release ETU 25 LSI protection adjustable 0.4-1 in With manual operating mechanism with storage with mechanical request With 1st auxiliary release Shunt release "F", F1 50/60 Hz 110 V AC/110 V DC, 100% on-load factor without 2nd auxiliary release 4NO+4NC A61= Special packaging for increased transport requirements, for foam packaging carton packaging with wax coating (moisture protection) | - | 0 | 0
3WL5350-4FB47-5FM4-Z | A61C22F05F12R16 | 3WL5350-4FB47-5FM4-ZA61C22F05F12R16 | 1 | UN | 1 | 15 | C | D | EAR99 | N | 85362090 | 1 |  | 148 | KG | 101726.24 | 101726.24 | LP25 | LP25 | withdrawable circuit breaker approved to UL489 with guide frame 4-pole, BG III, In=5000A AC 50/60 Hz, IEC: to 690V, 100kA at 440V ul: to 600y/ 347, 100kA at 480V rear connection vertical Overcurrent release ETU45 LSIN protection adjustable 0.4-1 in with display and cubicle bus Opt.: Comm. /measuring func./ground fault/ ZSS Motorized/manual operating mechanism with spring charging motor AC 50/60 Hz 110-127 V AC or 110-125 V DC Activation 50/60 Hz 110 V AC, 110 V DC With 1st auxiliary release Shunt release "F", F1 50/60 Hz 110 V AC/110 V DC, 100% on-load factor With 2nd auxiliary release "R", F3 Undervoltage, instant. 110-127 V AC, 110-125 V DC 4NO+4NC A61= Special packaging for increased transport requirements, for foam packaging carton packaging with wax coating (moisture protection) C22= Ready indicator F05= Measuring function plus F, U, I, P, W Harmonics and total harmonic distortion F12= COM16 Modbus module with breaker status sensor R16= Position signaling switch, withdrawable part 6 changeover contacts | - | 0 | 0
3WL9111-0AA11-0AA0 |  | 3WL9111-0AA11-0AA0 | 1 | UN | 1 | 5 | B | D | EAR99 | N | 85389099 | 1 |  | 0.2 | KG | 205.92 | 205.92 | LP25 | LP25 | accessories circuit breaker 3WL int. current transformers sz.I f. n-cond.prot. rogowski convrtr. | - | 0 | 0
3WL9111-0AA12-0AA0 |  | 3WL9111-0AA12-0AA0 | 1 | UN | 1 | 5 | B | D | EAR99 | N | 85389099 | 1 |  | 0.28 | KG | 250.38 | 250.38 | LP25 | LP25 | accessories circuit breaker 3WL int. current transformers sz.II f. n-cond.prot. rogowski convrtr. | - | 0 | 0
3WL9111-0AA13-0AA0 |  | 3WL9111-0AA13-0AA0 | 1 | UN | 1 | 5 | B | D | EAR99 | N | 85389099 | 1 |  | 0.5 | KG | 374.4 | 374.4 | LP25 | LP25 | accessories circuit breaker 3WL int. current transformers s.III f. n-cond.prot. rogowski convrtr. | - | 0 | 0
3WL9111-0AA14-0AA0 |  | 3WL9111-0AA14-0AA0 | 1 | UN | 1 | 5 | B | D | EAR99 | N | 85389099 | 1 |  | 0.385 | KG | 205.92 | 205.92 | LP25 | LP25 | accessories circuit breaker 3WL int. current transformers sz.I f. n-cond.prot. rogowski convrtr. | - | 0 | 0
3WL9111-0AA15-0AA0 |  | 3WL9111-0AA15-0AA0 | 1 | UN | 1 | 5 | B | D | EAR99 | N | 85389099 | 1 |  | 0.807 | KG | 250.38 | 250.38 | LP25 | LP25 | accessories circuit breaker 3WL int. current transformers sz.II f. n-cond.prot. rogowski convrtr. | - | 0 | 0
3WL9111-0AA16-0AA0 |  | 3WL9111-0AA16-0AA0 | 1 | UN | 1 | 5 | B | D | EAR99 | N | 85389099 | 1 |  | 0.5 | KG | 374.4 | 374.4 | LP25 | LP25 | accessories circuit breaker 3WL int. current transformers s.III f. n-cond.prot. rogowski convrtr. | - | 0 | 0
3WL9111-0AA21-0AA0 |  | 3WL9111-0AA21-0AA0 | 1 | UN | 1 | 5 | B | D | EAR99 | N | 85389099 | 1 |  | 0.321 | KG | 623.61 | 623.61 | LP25 | LP25 | accessories circuit breaker 3WL ext. current transformers sz.I f. n-cond.prot. rogowski convrtr. without copper bar | - | 0 | 0
3WL9111-0AA22-0AA0 |  | 3WL9111-0AA22-0AA0 | 1 | UN | 1 | 5 | B | D | EAR99 | N | 85389099 | 1 |  | 0.49 | KG | 721.89 | 721.89 | LP25 | LP25 | accessories circuit breaker 3WL ext. current transformers sz.II f. n-cond.prot. rogowski convrtr. without copper bar | - | 0 | 0
3WL9111-0AA23-0AA0 |  | 3WL9111-0AA23-0AA0 | 1 | UN | 1 | 5 | B | D | EAR99 | N | 85389099 | 1 |  | 0.68 | KG | 926.64 | 926.64 | LP25 | LP25 | accessories circuit breaker 3WL ext. current transformers s.III f. n-cond.prot. rogowski convrtr. without copper bar | - | 0 | 0
3WL9111-0AA31-0AA0 |  | 3WL9111-0AA31-0AA0 | 1 | UN | 1 | 5 | B | D | EAR99 | N | 85389099 | 1 |  | 1.6 | KG | 751.14 | 751.14 | LP25 | LP25 | accessories circuit breaker 3WL ext. current transformers sz.I f. n-cond.prot. rogowski convrtr. with copper bar | - | 0 | 0
3WL9111-0AA32-0AA0 |  | 3WL9111-0AA32-0AA0 | 1 | UN | 1 | 5 | B | D | EAR99 | N | 85389099 | 1 |  | 4.26 | KG | 948.87 | 948.87 | LP25 | LP25 | accessory circuit breaker 3WL ext. current transformer sz.II f. n-cond.protection rogowski converter with copper bar | - | 0 | 0
3WL9111-0AA33-0AA0 |  | 3WL9111-0AA33-0AA0 | 1 | UN | 1 | 5 | B | D | EAR99 | N | 85389099 | 1 |  | 8.5 | KG | 1205.1 | 1205.1 | LP25 | LP25 | accessories circuit breaker 3WL ext. current transformers s.III f. n-cond.prot. rogowski convrtr. with copper bar | - | 0 | 0
3WL9111-0AA42-0AA0 |  | 3WL9111-0AA42-0AA0 | 1 | UN | 1 | 5 | B | D | N | N | 85043129 | 1 |  | 700 | G | 713.7 | 713.7 | LP25 | LP25 | set of 3 pcs ct only rogowski coil without Iron core part with warning label and manual for 3pole 3WL frame size 1 | - | 0 | 0
3WL9111-0AA43-0AA0 |  | 3WL9111-0AA43-0AA0 | 1 | UN | 1 | 5 | B | D | N | N | 85043129 | 1 |  | 900 | G | 873.99 | 873.99 | LP25 | LP25 | set of 3 pcs ct only rogowski coil without Iron core part with warning label and manual for 3pole 3WL frame size 2 | - | 0 | 0
3WL9111-0AA44-0AA0 |  | 3WL9111-0AA44-0AA0 | 1 | UN | 1 | 5 | B | D | N | N | 85043129 | 1 |  | 1.6 | KG | 1310.4 | 1310.4 | LP25 | LP25 | set of 3 pcs ct only rogowski coil without Iron core part with warning label and manual for 3pole 3WL frame size 3 | - | 0 | 0
3WL9111-0AA45-0AA0 |  | 3WL9111-0AA45-0AA0 | 1 | UN | 1 | 5 | B | D | N | N | 85043129 | 1 |  | 900 | G | 952.38 | 952.38 | LP25 | LP25 | set of 4 pcs ct only rogowski coil without Iron core part with warning label and manual for 4pole 3WL frame size 1 | - | 0 | 0
3WL9111-0AA46-0AA0 |  | 3WL9111-0AA46-0AA0 | 1 | UN | 1 | 5 | B | D | N | N | 85043129 | 1 |  | 1.2 | KG | 1164.15 | 1164.15 | LP25 | LP25 | set of 4 pcs ct only rogowski coil without Iron core part with warning label and manual for 4pole 3WL frame size 2 | - | 0 | 0
3WL9111-0AA47-0AA0 |  | 3WL9111-0AA47-0AA0 | 1 | UN | 1 | 5 | B | D | N | N | 85043129 | 1 |  | 2.1 | KG | 1731.6 | 1731.6 | LP25 | LP25 | set of 4 pcs ct only rogowski coil without Iron core part with warning label and manual for 4pole 3WL frame size 3 | - | 0 | 0
3WL9111-0AA51-0AA0 |  | 3WL9111-0AA51-0AA0 | 1 | UN | 1 | 5 | B | D | EAR99 | N | 85389099 | 1 |  | 0.01 | KG | 383.76 | 383.76 | LP25 | LP25 | accessories circuit breaker 3WL rated current ref. module 250A f. ETU25, 27, 45, 55, 75, 76 | - | 0 | 0
3WL9111-0AA52-0AA0 |  | 3WL9111-0AA52-0AA0 | 1 | UN | 1 | 5 | B | D | EAR99 | N | 85389099 | 1 |  | 0.01 | KG | 383.76 | 383.76 | LP25 | LP25 | accessories circuit breaker 3WL rated current ref. module 315A f. ETU25, 27, 45, 55, 75, 76 | - | 0 | 0
3WL9111-0AA53-0AA0 |  | 3WL9111-0AA53-0AA0 | 1 | UN | 1 | 5 | B | D | EAR99 | N | 85389099 | 1 |  | 0.01 | KG | 383.76 | 383.76 | LP25 | LP25 | accessories circuit breaker 3WL rated current ref. module 400A f. ETU25, 27, 45, 55, 75, 76 | - | 0 | 0
3WL9111-0AA54-0AA0 |  | 3WL9111-0AA54-0AA0 | 1 | UN | 1 | 5 | B | D | EAR99 | N | 85389099 | 1 |  | 0.01 | KG | 383.76 | 383.76 | LP25 | LP25 | accessories circuit breaker 3WL rated current ref. module 500A f. ETU25, 27, 45, 55, 75, 76 | - | 0 | 0
3WL9111-0AA55-0AA0 |  | 3WL9111-0AA55-0AA0 | 1 | UN | 1 | 5 | B | D | EAR99 | N | 85389099 | 1 |  | 0.01 | KG | 383.76 | 383.76 | LP25 | LP25 | accessories circuit breaker 3WL rated current ref. module 630A f. ETU25, 27, 45, 55, 75, 76 | - | 0 | 0
3WL9111-0AA56-0AA0 |  | 3WL9111-0AA56-0AA0 | 1 | UN | 1 | 5 | B | D | EAR99 | N | 85389099 | 1 |  | 0.01 | KG | 383.76 | 383.76 | LP25 | LP25 | accessories circuit breaker 3WL rated current ref. module 800A f. ETU25, 27, 45, 55, 75, 76 | - | 0 | 0
3WL9111-0AA57-0AA0 |  | 3WL9111-0AA57-0AA0 | 1 | UN | 1 | 5 | B | D | EAR99 | N | 85389099 | 1 |  | 0.01 | KG | 383.76 | 383.76 | LP25 | LP25 | accessories circuit breaker 3WL rated current ref. module 1000A f. ETU25, 27, 45, 55, 75, 76 | - | 0 | 0
3WL9111-0AA58-0AA0 |  | 3WL9111-0AA58-0AA0 | 1 | UN | 1 | 5 | B | D | EAR99 | N | 85389099 | 1 |  | 0.01 | KG | 383.76 | 383.76 | LP25 | LP25 | accessories circuit breaker 3WL rated current ref. module 1250A f. ETU25, 27, 45, 55, 75, 76 | - | 0 | 0
3WL9111-0AA61-0AA0 |  | 3WL9111-0AA61-0AA0 | 1 | UN | 1 | 5 | B | D | EAR99 | N | 85389099 | 1 |  | 0.01 | KG | 383.76 | 383.76 | LP25 | LP25 | accessories circuit breaker 3WL rated current ref. module 1600A f. ETU25, 27, 45, 55, 75, 76 | - | 0 | 0
3WL9111-0AA62-0AA0 |  | 3WL9111-0AA62-0AA0 | 1 | UN | 1 | 5 | B | D | EAR99 | N | 85389099 | 1 |  | 0.01 | KG | 383.76 | 383.76 | LP25 | LP25 | accessories circuit breaker 3WL rated current ref. module 2000A f. ETU25, 27, 45, 55, 75, 76 | - | 0 | 0
3WL9111-0AA63-0AA0 |  | 3WL9111-0AA63-0AA0 | 1 | UN | 1 | 5 | B | D | EAR99 | N | 85389099 | 1 |  | 0.01 | KG | 383.76 | 383.76 | LP25 | LP25 | accessories circuit breaker 3WL rated current ref. module 2500A f. ETU25, 27, 45, 55, 75, 76 | - | 0 | 0
3WL9111-0AA64-0AA0 |  | 3WL9111-0AA64-0AA0 | 1 | UN | 1 | 5 | B | D | EAR99 | N | 85389099 | 1 |  | 0.01 | KG | 383.76 | 383.76 | LP25 | LP25 | accessories circuit breaker 3WL rated current ref. module 3200A f. ETU25, 27, 45, 55, 75, 76 | - | 0 | 0
3WL9111-0AA65-0AA0 |  | 3WL9111-0AA65-0AA0 | 1 | UN | 1 | 5 | B | D | EAR99 | N | 85389099 | 1 |  | 0.01 | KG | 383.76 | 383.76 | LP25 | LP25 | accessories circuit breaker 3WL rated current ref. module 4000A | - | 0 | 0
3WL9111-0AA66-0AA0 |  | 3WL9111-0AA66-0AA0 | 1 | UN | 1 | 5 | B | D | EAR99 | N | 85389099 | 1 |  | 0.01 | KG | 383.76 | 383.76 | LP25 | LP25 | accessories circuit breaker 3WL rated current ref. module 5000A | - | 0 | 0
3WL9111-0AA67-0AA0 |  | 3WL9111-0AA67-0AA0 | 1 | UN | 1 | 5 | B | D | EAR99 | N | 85389099 | 1 |  | 0.01 | KG | 383.76 | 383.76 | LP25 | LP25 | accessories circuit breaker 3WL rated current ref. module 6300A | - | 0 | 0
3WL9111-0AA84-0AA0 |  | 3WL9111-0AA84-0AA0 | 1 | UN | 1 | 5 | B | D | N | N | 85043129 | 1 |  | 2.093 | KG | 1148.94 | 1148.94 | LP25 | LP25 | Set of 3 FC curr. transformers for applications with frequency converters, special vers. for repl. transf. of the cir. breaker, for 3-pole 3WL size 2, w. warning lab. and inst. | - | 0 | 0
3WL9111-0AA87-0AA0 |  | 3WL9111-0AA87-0AA0 | 1 | UN | 1 | 5 | B | D | N | N | 85043129 | 1 |  | 2.7 | KG | 1532.7 | 1532.7 | LP25 | LP25 | set of 4 FC curr. transformers for applications with frequency converters, special vers. for repl. transf. of the cir. breaker, for 4-pole 3WL size 2, w. warning lab. and inst. | - | 0 | 0
3WL9111-0AB01-0AA0 |  | 3WL9111-0AB01-0AA0 | 1 | UN | 1 | 5 | B | D | EAR99 | N | 85389099 | 1 |  | 0.099 | KG | 124.02 | 124.02 | LP25 | LP25 | accessories circuit breaker 3WL knife strip | - | 0 | 0
3WL9111-0AB02-0AA0 |  | 3WL9111-0AB02-0AA0 | 1 | UN | 1 | 5 | B | D | EAR99 | N | 85389099 | 1 |  | 0.15 | KG | 83.19 | 83.19 | LP25 | LP25 | access. circuit-breaker 3WL extension for male connector 1000 V version (order plug connector separately) | - | 0 | 0
3WL9111-0AB03-0AA0 |  | 3WL9111-0AB03-0AA0 | 1 | UN | 1 | 5 | B | D | EAR99 | N | 85389099 | 1 |  | 0.119 | KG | 103.43 | 103.43 | LP25 | LP25 | accessories circuit breaker 3WL manual plug sigut | - | 0 | 0
3WL9111-0AB04-0AA0 |  | 3WL9111-0AB04-0AA0 | 1 | UN | 1 | 5 | B | D | EAR99 | N | 85389099 | 1 |  | 0.391 | KG | 135.72 | 135.72 | LP25 | LP25 | accessories circuit breaker 3WL manual plug cage spring conn. | - | 0 | 0
3WL9111-0AB07-0AA0 |  | 3WL9111-0AB07-0AA0 | 1 | UN | 1 | 5 | B | D | EAR99 | N | 85389099 | 1 |  | 0.086 | KG | 83.19 | 83.19 | LP25 | LP25 | accessories circuit breaker 3WL cod.set f. fixed-mount circ.br. | - | 0 | 0
3WL9111-0AB08-0AA0 |  | 3WL9111-0AB08-0AA0 | 1 | UN | 1 | 5 | B | D | EAR99 | N | 85389099 | 1 |  | 0.1 | KG | 124.02 | 124.02 | LP25 | LP25 | accessories circuit breaker 3WL wiper contact module f. withdrawable circ.breaker | - | 0 | 0
3WL9111-0AB12-0AA0 |  | 3WL9111-0AB12-0AA0 | 1 | UN | 1 | 5 | B | D | EAR99 | N | 85389099 | 1 |  | 0.03 | KG | 30.89 | 30.89 | LP25 | LP25 | accessories circuit breaker 3WL blind block | - | 0 | 0
3WL9111-0AB18-0AA0 |  | 3WL9111-0AB18-0AA0 | 1 | UN | 1 | 5 | B | D | EAR99 | N | 85389099 | 1 |  | 0.136 | KG | 201.24 | 201.24 | LP25 | LP25 | accessories circuit breaker 3WL wiper contact module f. withdrawable circ.breaker sigut | - | 0 | 0
3WL9111-0AD01-0AA0 |  | 3WL9111-0AD01-0AA0 | 1 | UN | 1 | 5 | B | D | EAR99 | N | 85389099 | 1 |  | 0.7 | KG | 366.21 | 366.21 | LP25 | LP25 | accessories circuit breaker 3WL shunt trip DC 24V, 100% ed | - | 0 | 0
3WL9111-0AD02-0AA0 |  | 3WL9111-0AD02-0AA0 | 1 | UN | 1 | 5 | B | D | EAR99 | N | 85389099 | 1 |  | 0.7 | KG | 384.93 | 384.93 | LP25 | LP25 | accessories circuit breaker 3WL shunt trip DC 30V, 100% ed | - | 0 | 0
3WL9111-0AD03-0AA0 |  | 3WL9111-0AD03-0AA0 | 1 | UN | 1 | 5 | B | D | EAR99 | N | 85389099 | 1 |  | 0.7 | KG | 384.93 | 384.93 | LP25 | LP25 | accessories circuit breaker 3WL shunt trip DC 48V, 100% ed | - | 0 | 0
3WL9111-0AD04-0AA0 |  | 3WL9111-0AD04-0AA0 | 1 | UN | 1 | 5 | B | D | EAR99 | N | 85389099 | 1 |  | 0.7 | KG | 384.93 | 384.93 | LP25 | LP25 | accessories circuit breaker 3WL shunt trip DC 60V, 100% ed | - | 0 | 0
3WL9111-0AD05-0AA0 |  | 3WL9111-0AD05-0AA0 | 1 | UN | 1 | 5 | B | D | EAR99 | N | 85389099 | 1 |  | 0.669 | KG | 366.21 | 366.21 | LP25 | LP25 | accessories circuit breaker 3WL shunt trip AC 50/60Hz 110V/ DC 110V 100% ed | - | 0 | 0
3WL9111-0AD06-0AA0 |  | 3WL9111-0AD06-0AA0 | 1 | UN | 1 | 5 | B | D | EAR99 | N | 85389099 | 1 |  | 0.743 | KG | 366.21 | 366.21 | LP25 | LP25 | accessories circuit breaker 3WL shunt trip AC 50/60Hz 208-240V/ DC 220V 100% ed | - | 0 | 0
3WL9111-0AD11-0AA0 |  | 3WL9111-0AD11-0AA0 | 1 | UN | 1 | 5 | B | D | EAR99 | N | 85389099 | 1 |  | 0.7 | KG | 388.44 | 388.44 | LP25 | LP25 | accessories circuit breaker 3WL shunt trip, over-excited DC 24V, 5% ed | - | 0 | 0
3WL9111-0AD12-0AA0 |  | 3WL9111-0AD12-0AA0 | 1 | UN | 1 | 5 | B | D | EAR99 | N | 85389099 | 1 |  | 0.7 | KG | 413.01 | 413.01 | LP25 | LP25 | accessories circuit breaker 3WL shunt trip, over-excited DC 48V, 5% ed | - | 0 | 0
3WL9111-0AD13-0AA0 |  | 3WL9111-0AD13-0AA0 | 1 | UN | 1 | 5 | B | D | EAR99 | N | 85389099 | 1 |  | 0.7 | KG | 388.44 | 388.44 | LP25 | LP25 | accessories circuit breaker 3WL shunt trip, over-excited 5% ed (not f. contin. oper.) 5% ed | - | 0 | 0
3WL9111-0AD14-0AA0 |  | 3WL9111-0AD14-0AA0 | 1 | UN | 1 | 5 | B | D | EAR99 | N | 85389099 | 1 |  | 1.8 | KG | 388.44 | 388.44 | LP25 | LP25 | accessories circuit breaker 3WL shunt trip, over-excited 5% ed (not f. contin. oper.) 5% ed | - | 0 | 0
3WL9111-0AE01-0AA0 |  | 3WL9111-0AE01-0AA0 | 1 | UN | 1 | 5 | B | D | EAR99 | N | 85389099 | 1 |  | 0.73 | KG | 432.9 | 432.9 | LP25 | LP25 | accessories circuit breaker 3WL undervoltage release, Instant. instantaneous 24 V DC | - | 0 | 0
3WL9111-0AE02-0AA0 |  | 3WL9111-0AE02-0AA0 | 1 | UN | 1 | 5 | B | D | EAR99 | N | 85389099 | 1 |  | 0.73 | KG | 476.19 | 476.19 | LP25 | LP25 | accessories circuit breaker 3WL undervoltage release, non-del. DC 30v | - | 0 | 0
3WL9111-0AE03-0AA0 |  | 3WL9111-0AE03-0AA0 | 1 | UN | 1 | 5 | B | D | EAR99 | N | 85389099 | 1 |  | 0.73 | KG | 476.19 | 476.19 | LP25 | LP25 | accessories circuit breaker 3WL undervoltage release, non-del. DC 48V | - | 0 | 0
3WL9111-0AE04-0AA0 |  | 3WL9111-0AE04-0AA0 | 1 | UN | 1 | 5 | B | D | EAR99 | N | 85389099 | 1 |  | 0.991 | KG | 432.9 | 432.9 | LP25 | LP25 | accessories circuit breaker 3WL undervoltage release, Instant. instantaneous AC 50/60Hz 110-127V/DC 110-125v | - | 0 | 0
3WL9111-0AE05-0AA0 |  | 3WL9111-0AE05-0AA0 | 1 | UN | 1 | 5 | B | D | EAR99 | N | 85389099 | 1 |  | 0.7 | KG | 432.9 | 432.9 | LP25 | LP25 | accessories circuit breaker 3WL undervoltage release, Instant. instantaneous AC 50/60Hz 208-240V/DC 220-250V | - | 0 | 0
3WL9111-0AE06-0AA0 |  | 3WL9111-0AE06-0AA0 | 1 | UN | 1 | 5 | B | D | EAR99 | N | 85389099 | 1 |  | 0.73 | KG | 432.9 | 432.9 | LP25 | LP25 | accessories circuit breaker 3WL undervoltage release, non-del. AC 50/60Hz 380-415V | - | 0 | 0
3WL9111-0AE07-0AA0 |  | 3WL9111-0AE07-0AA0 | 1 | UN | 1 | 5 | B | D | EAR99 | N | 85389099 | 1 |  | 0.73 | KG | 476.19 | 476.19 | LP25 | LP25 | accessorie circuit-breaker. 3WL under voltage release Instant. DC 60V | - | 0 | 0
3WL9111-0AE11-0AA0 |  | 3WL9111-0AE11-0AA0 | 1 | UN | 1 | 5 | B | D | EAR99 | N | 85389099 | 1 |  | 0.74 | KG | 1164.15 | 1164.15 | LP25 | LP25 | accessories circuit breaker 3WL undervoltage release, w.delay DC 48V | - | 0 | 0
3WL9111-0AE12-0AA0 |  | 3WL9111-0AE12-0AA0 | 1 | UN | 1 | 5 | B | D | EAR99 | N | 85389099 | 1 |  | 0.74 | KG | 1048.32 | 1048.32 | LP25 | LP25 | accessories circuit breaker 3WL undervoltage release, w.delay AC 50/60Hz 110-127V/DC 110-125v | - | 0 | 0
3WL9111-0AE13-0AA0 |  | 3WL9111-0AE13-0AA0 | 1 | UN | 1 | 5 | B | D | EAR99 | N | 85389099 | 1 |  | 0.701 | KG | 1048.32 | 1048.32 | LP25 | LP25 | accessories circuit breaker 3WL undervoltage release, w.delay AC 50/60Hz 208-240V/DC 220-250V | - | 0 | 0
3WL9111-0AE14-0AA0 |  | 3WL9111-0AE14-0AA0 | 1 | UN | 1 | 5 | B | D | EAR99 | N | 85389099 | 1 |  | 0.74 | KG | 1164.15 | 1164.15 | LP25 | LP25 | accessories circuit breaker 3WL undervoltage release, w.delay AC 50/60Hz 380-415V | - | 0 | 0
3WL9111-0AF01-0AA0 |  | 3WL9111-0AF01-0AA0 | 1 | UN | 1 | 5 | B | D | EAR99 | N | 85389099 | 1 |  | 1.551 | KG | 1684.8 | 1684.8 | LP25 | LP25 | accessories circuit breaker 3WL motor drive DC 24-30v | - | 0 | 0
3WL9111-0AF02-0AA0 |  | 3WL9111-0AF02-0AA0 | 1 | UN | 1 | 5 | B | D | EAR99 | N | 85389099 | 1 |  | 1.51 | KG | 1778.4 | 1778.4 | LP25 | LP25 | accessories circuit breaker 3WL motor drive DC 48-60V | - | 0 | 0
3WL9111-0AF03-0AA0 |  | 3WL9111-0AF03-0AA0 | 1 | UN | 1 | 5 | B | D | EAR99 | N | 85389099 | 1 |  | 1.675 | KG | 1684.8 | 1684.8 | LP25 | LP25 | accessories circuit breaker 3WL motor drive AC 50/60Hz 110-125v/dC110-127V | - | 0 | 0
3WL9111-0AF04-0AA0 |  | 3WL9111-0AF04-0AA0 | 1 | UN | 1 | 5 | B | D | EAR99 | N | 85389099 | 1 |  | 1.78 | KG | 1684.8 | 1684.8 | LP25 | LP25 | accessories circuit breaker 3WL motor drive AC 50/60Hz 208-240V/DC 220-250 | - | 0 | 0
3WL9111-0AF11-0AA0 |  | 3WL9111-0AF11-0AA0 | 1 | UN | 1 | 5 | B | D | EAR99 | N | 85389099 | 1 |  | 1.6 | KG | 2047.5 | 2047.5 | LP25 | LP25 | accessories circuit breaker 3WL motor drive DC 24-30v with motor lock switch | - | 0 | 0
3WL9111-0AF12-0AA0 |  | 3WL9111-0AF12-0AA0 | 1 | UN | 1 | 5 | B | D | EAR99 | N | 85389099 | 1 |  | 1.6 | KG | 2164.5 | 2164.5 | LP25 | LP25 | accessories circuit breaker 3WL motor drive DC 48-60V with motor lock switch | - | 0 | 0
3WL9111-0AF13-0AA0 |  | 3WL9111-0AF13-0AA0 | 1 | UN | 1 | 5 | B | D | EAR99 | N | 85389099 | 1 |  | 1.6 | KG | 2047.5 | 2047.5 | LP25 | LP25 | accessories circuit breaker 3WL motor drive with lock.switch AC 50/60Hz 110-227v/DC 110-125v | - | 0 | 0
3WL9111-0AF14-0AA0 |  | 3WL9111-0AF14-0AA0 | 1 | UN | 1 | 5 | B | D | EAR99 | N | 85389099 | 1 |  | 1.6 | KG | 2047.5 | 2047.5 | LP25 | LP25 | accessories circuit breaker 3WL motor drive with lock.switch AC 50/60Hz 208-240V/DC 220-250V | - | 0 | 0
3WL9111-0AG01-0AA0 |  | 3WL9111-0AG01-0AA0 | 1 | UN | 1 | 5 | B | D | EAR99 | N | 85389099 | 1 |  | 0.088 | KG | 375.57 | 375.57 | LP25 | LP25 | accessories circuit breaker 3WL aux.switch block 2NO +2NC | - | 0 | 0
3WL9111-0AG02-0AA0 |  | 3WL9111-0AG02-0AA0 | 1 | UN | 1 | 5 | B | D | EAR99 | N | 85389099 | 1 |  | 0.08 | KG | 189.54 | 189.54 | LP25 | LP25 | accessories circuit breaker 3WL aux.switch block 2NO+0NC | - | 0 | 0
3WL9111-0AG03-0AA0 |  | 3WL9111-0AG03-0AA0 | 1 | UN | 1 | 5 | B | D | EAR99 | N | 85389099 | 1 |  | 0.047 | KG | 189.54 | 189.54 | LP25 | LP25 | accessories circuit breaker 3WL aux.switch block 1NO+1NC | - | 0 | 0
3WL9111-0AH01-0AA0 |  | 3WL9111-0AH01-0AA0 | 1 | UN | 1 | 5 | B | D | EAR99 | N | 85389099 | 1 |  | 0.018 | KG | 205.92 | 205.92 | LP25 | LP25 | accessories circuit breaker 3WL ready to run message s20 | - | 0 | 0
3WL9111-0AH02-0AA0 |  | 3WL9111-0AH02-0AA0 | 1 | UN | 1 | 5 | B | D | EAR99 | N | 85389099 | 1 |  | 0.02 | KG | 83.19 | 83.19 | LP25 | LP25 | accessories circuit breaker 3WL signal switch for 1st and 2nd aux. release | - | 0 | 0
3WL9111-0AH04-0AA0 |  | 3WL9111-0AH04-0AA0 | 1 | UN | 1 | 5 | B | D | EAR99 | N | 85389099 | 1 |  | 0.1 | KG | 126.36 | 126.36 | LP25 | LP25 | accessories circuit breaker 3WL 1st released signal switch 1W; S24 | - | 0 | 0
3WL9111-0AH07-0AA0 |  | 3WL9111-0AH07-0AA0 | 1 | UN | 1 | 5 | B | D | EAR99 | N | 85389099 | 1 |  | 0.1 | KG | 466.83 | 466.83 | LP25 | LP25 | accessories circuit breaker 3WL 5-digit mechanical operations counter | - | 0 | 0
3WL9111-0AH08-0AA0 |  | 3WL9111-0AH08-0AA0 | 1 | UN | 1 | 5 | B | D | EAR99 | N | 85389099 | 1 |  | 0.03 | KG | 143.91 | 143.91 | LP25 | LP25 | accessories circuit breaker 3WL signal switch for spring storage state | - | 0 | 0
3WL9111-0AH11-0AA0 |  | 3WL9111-0AH11-0AA0 | 1 | UN | 1 | 5 | B | D | EAR99 | N | 85389099 | 1 |  | 0.2 | KG | 287.82 | 287.82 | LP25 | LP25 | accessories circuit breaker 3WL position signal switch f. guide frame, 1st block 3 micro-switches | - | 0 | 0
3WL9111-0AH12-0AA0 |  | 3WL9111-0AH12-0AA0 | 1 | UN | 1 | 5 | B | D | EAR99 | N | 85389099 | 1 |  | 0.4 | KG | 498.42 | 498.42 | LP25 | LP25 | accessories circuit breaker 3WL position signal switch f. guide frame, 2nd block 6 micro-switches | - | 0 | 0
3WL9111-0AH14-0AA0 |  | 3WL9111-0AH14-0AA0 | 1 | UN | 1 | 5 | B | D | EAR99 | N | 85389099 | 1 |  | 0.018 | KG | 126.36 | 126.36 | LP25 | LP25 | accessories circuit breaker 3WL 1st trip signalling switch 1 CO; S24 | - | 0 | 0
3WL9111-0AH17-0AA0 |  | 3WL9111-0AH17-0AA0 | 1 | UN | 1 | 5 | B | D | EAR99 | N | 85389099 | 1 |  | 0.08 | KG | 126.36 | 126.36 | LP25 | LP25 | accessories circuit breaker 3WL 2. trip signalling switch 1NO (S25) for 3WL1 or 3WL5 nur moeglich mit option K07 | - | 0 | 0
3WL9111-0AJ02-0AA0 |  | 3WL9111-0AJ02-0AA0 | 1 | UN | 1 | 5 | B | D | EAR99 | N | 85389099 | 1 |  | 0.15 | KG | 170.82 | 170.82 | LP25 | LP25 | accessories circuit breaker 3WL electr. on-pushbut. In op.panel with sealing cape Incl. connection cables | - | 0 | 0
3WL9111-0AJ03-0AA0 |  | 3WL9111-0AJ03-0AA0 | 1 | UN | 1 | 5 | B | D | EAR99 | N | 85389099 | 1 |  | 0.14 | KG | 287.82 | 287.82 | LP25 | LP25 | accessories circuit breaker 3WL electr. on-pushbut. In op.panel with ces lock iNCl. connection cables | - | 0 | 0
3WL9111-0AJ05-0AA0 |  | 3WL9111-0AJ05-0AA0 | 1 | UN | 1 | 5 | B | D | EAR99 | N | 85389099 | 1 |  | 0.14 | KG | 381.42 | 381.42 | LP25 | LP25 | accessories circuit breaker 3WL electr. on-pushbut. In op.panel with ikon lock iNCl. connection cables | - | 0 | 0
3WL9111-0AJ06-0AA0 |  | 3WL9111-0AJ06-0AA0 | 1 | UN | 1 | 5 | B | D | EAR99 | N | 85389099 | 1 |  | 0.1 | KG | 456.3 | 456.3 | LP25 | LP25 | accessories circuit breaker 3WL motor locking switch In operating panel (S25) | - | 0 | 0
3WL9111-0AK01-0AA0 |  | 3WL9111-0AK01-0AA0 | 1 | UN | 1 | 5 | B | D | EAR99 | N | 85389099 | 1 |  | 0.02 | KG | 120.51 | 120.51 | LP25 | LP25 | accessories circuit-breaker 3WL automatic reset of anti-pumping device | - | 0 | 0
3WL9111-0AK03-0AA0 |  | 3WL9111-0AK03-0AA0 | 1 | UN | 1 | 5 | B | D | EAR99 | N | 85389099 | 1 |  | 0.2 | KG | 456.3 | 456.3 | LP25 | LP25 | accessories circuit breaker 3WL remote reset magnet DC 24V | - | 0 | 0
3WL9111-0AK04-0AA0 |  | 3WL9111-0AK04-0AA0 | 1 | UN | 1 | 5 | B | D | EAR99 | N | 85389099 | 1 |  | 0.2 | KG | 456.3 | 456.3 | LP25 | LP25 | accessories circuit breaker 3WL remote reset magnet DC 48V | - | 0 | 0
3WL9111-0AK05-0AA0 |  | 3WL9111-0AK05-0AA0 | 1 | UN | 1 | 5 | B | D | EAR99 | N | 85389099 | 1 |  | 0.2 | KG | 456.3 | 456.3 | LP25 | LP25 | accessories circuit breaker 3WL remote reset magnet AC 50/60Hz 120V/DC 250V | - | 0 | 0
3WL9111-0AK06-0AA0 |  | 3WL9111-0AK06-0AA0 | 1 | UN | 1 | 5 | B | D | EAR99 | N | 85389099 | 1 |  | 0.2 | KG | 456.3 | 456.3 | LP25 | LP25 | accessories circuit breaker 3WL remote reset magnet AC 50/60Hz 220-240V/DC 250V | - | 0 | 0
3WL9111-0AK21-0AA0 |  | 3WL9111-0AK21-0AA0 | 1 | UN | 1 | 5 | B | D | EAR99 | N | 85389099 | 1 |  | 0.05 | KG | 120.51 | 120.51 | LP25 | LP25 | accessories circuit-breaker 3WL automatic reset of anti-pumping device | - | 0 | 0
3WL9111-0AK30-0AA0 |  | 3WL9111-0AK30-0AA0 | 1 | UN | 1 | 5 | B | D | EAR99 | N | 85389099 | 1 |  | 0.15 | KG | 62.48 | 62.48 | LP25 | LP25 | accessories circuit-breaker 3WL conv. kit, Intern. cubicle bus cable for connection to x8 (w/o male connector) | - | 0 | 0
3WL9111-0AK31-0AA0 |  | 3WL9111-0AK31-0AA0 | 1 | UN | 1 | 20 | D | D | EAR99 | N | 85389099 | 1 |  | 0.02 | KG | 85.64 | 85.64 | LP25 | LP25 | accessories circuit-breaker 3WL conversion kit, Internal cable for connecting external n- and g-transformer to x8 (w/o male connector) | - | 0 | 0
3WL9111-0AK32-0AA0 |  | 3WL9111-0AK32-0AA0 | 1 | UN | 1 | 5 | B | D | EAR99 | N | 85389099 | 1 |  | 0.28 | KG | 1474.2 | 1474.2 | LP25 | LP25 | accessories circuit-breaker 3WL emc-filter | - | 0 | 0
3WL9111-0AK33-0AA0 |  | 3WL9111-0AK33-0AA0 | 1 | UN | 1 | 20 | D | D | EAR99 | N | 85389099 | 1 |  | 0.015 | KG | 85.64 | 85.64 | LP25 | LP25 | accessories circuit-breaker 3WL conversion kit, Internal cable for connecting external n- and g-transformer to x8 (w/o male connector) for ETU release 2 | - | 0 | 0
3WL9111-0AK34-0AA0 |  | 3WL9111-0AK34-0AA0 | 1 | UN | 1 | 3 | B | D | EAR99 | N | 85389099 | 1 |  | 0.28 | KG | 1474.2 | 1474.2 | LP25 | LP25 | accessories circuit-breaker 3WL emc-filter release 2 | - | 0 | 0
3WL9111-0AK46-0AA0 |  | 3WL9111-0AK46-0AA0 | 1 | UN | 1 | 5 | B | D | EAR99 | N | 85389099 | 1 |  | 0.1 | KG | 85.64 | 85.64 | LP25 | LP25 | access. circuit-breaker 3WL retrofit set, Internal cable to connect the external voltage transformer at x8 (without male connector) | - | 0 | 0
3WL9111-0AL01-0AA0 |  | 3WL9111-0AL01-0AA0 | 1 | UN | 1 | 5 | B | D | EAR99 | N | 85389099 | 1 |  | 1.1 | KG | 92.55 | 92.55 | LP25 | LP25 | accessories circuit breaker 3WL maine conductor conn. 1 piece fixed-mounted circ.br. size I front conn. top single-hole front accessible up to1000A | - | 0 | 0
3WL9111-0AL02-0AA0 |  | 3WL9111-0AL02-0AA0 | 1 | UN | 1 | 5 | B | D | EAR99 | N | 85389099 | 1 |  | 1.6 | KG | 92.55 | 92.55 | LP25 | LP25 | accessories circuit breaker 3WL maine conductor conn. 1 piece fixed-mounted circ.br. size I front conn. top single-hole front accessible up to1600A | - | 0 | 0
3WL9111-0AL03-0AA0 |  | 3WL9111-0AL03-0AA0 | 1 | UN | 1 | 5 | B | D | EAR99 | N | 85389099 | 1 |  | 2 | KG | 113.96 | 113.96 | LP25 | LP25 | accessories circuit breaker 3WL maine conductor conn. 1 piece fixed-mounted circ.br. size II front conn. top single-hole front accessible up to2000A | - | 0 | 0
3WL9111-0AL04-0AA0 |  | 3WL9111-0AL04-0AA0 | 1 | UN | 1 | 5 | B | D | EAR99 | N | 85389099 | 1 |  | 3.6 | KG | 135.72 | 135.72 | LP25 | LP25 | accessories circuit breaker 3WL maine conductor conn. 1 piece fixed-mounted circ.br. size II front conn. top single-hole front accessible up to2500A | - | 0 | 0
3WL9111-0AL05-0AA0 |  | 3WL9111-0AL05-0AA0 | 1 | UN | 1 | 5 | B | D | EAR99 | N | 85389099 | 1 |  | 3.5 | KG | 181.35 | 181.35 | LP25 | LP25 | accessories circuit breaker 3WL maine conductor conn. 1 piece fixed-mounted circ.br. size II front conn. top single-hole front accessible up to3200A | - | 0 | 0
3WL9111-0AL06-0AA0 |  | 3WL9111-0AL06-0AA0 | 1 | UN | 1 | 5 | B | D | EAR99 | N | 85389099 | 1 |  | 6.1 | KG | 341.64 | 341.64 | LP25 | LP25 | accessories circuit breaker 3WL maine conductor conn. 1 piece fixed-mounted circ.br. size III front conn. top single-hole front accessible up to4000A | - | 0 | 0
3WL9111-0AL07-0AA0 |  | 3WL9111-0AL07-0AA0 | 1 | UN | 1 | 5 | B | D | EAR99 | N | 85389099 | 1 |  | 1.4 | KG | 92.55 | 92.55 | LP25 | LP25 | accessories circuit breaker 3WL maine conductor conn. 1 piece fixed-mounted circ.br. size I front conn. top dual hole front accessible up to1000A | - | 0 | 0
3WL9111-0AL08-0AA0 |  | 3WL9111-0AL08-0AA0 | 1 | UN | 1 | 5 | B | D | EAR99 | N | 85389099 | 1 |  | 2 | KG | 92.55 | 92.55 | LP25 | LP25 | accessories circuit breaker 3WL maine conductor conn. 1 piece fixed-mounted circ.br. size I front conn. top dual hole front accessible up to 2000A | - | 0 | 0
3WL9111-0AL11-0AA0 |  | 3WL9111-0AL11-0AA0 | 1 | UN | 1 | 5 | B | D | EAR99 | N | 85389099 | 1 |  | 2.4 | KG | 113.96 | 113.96 | LP25 | LP25 | accessories circuit breaker 3WL maine conductor conn. 1 piece fixed-mounted circ.br. size II front conn. top dual hole front accessible up to2000A | - | 0 | 0
3WL9111-0AL12-0AA0 |  | 3WL9111-0AL12-0AA0 | 1 | UN | 1 | 5 | B | D | EAR99 | N | 85389099 | 1 |  | 4.5 | KG | 135.72 | 135.72 | LP25 | LP25 | accessories circuit breaker 3WL maine conductor conn. 1 piece fixed-mounted circ.br. size II front conn. top dual hole front accessible up to2500A | - | 0 | 0
3WL9111-0AL13-0AA0 |  | 3WL9111-0AL13-0AA0 | 1 | UN | 1 | 5 | B | D | EAR99 | N | 85389099 | 1 |  | 4.4 | KG | 181.35 | 181.35 | LP25 | LP25 | accessories circuit breaker 3WL maine conductor conn. 1 piece fixed-mounted circ.br. size II front conn. top dual hole front accessible up to3200A | - | 0 | 0
3WL9111-0AL14-0AA0 |  | 3WL9111-0AL14-0AA0 | 1 | UN | 1 | 5 | B | D | EAR99 | N | 85389099 | 1 |  | 7.8 | KG | 341.64 | 341.64 | LP25 | LP25 | accessories circuit breaker 3WL maine conductor conn. 1 piece fixed-mounted circ.br. size III front conn. top dual hole front accessible up to4000A | - | 0 | 0
3WL9111-0AL51-0AA0 |  | 3WL9111-0AL51-0AA0 | 1 | UN | 1 | 5 | B | D | EAR99 | N | 85389099 | 1 |  | 1 | KG | 92.55 | 92.55 | LP25 | LP25 | accessories circuit breaker 3WL maine conductor conn. 1 piece fixed-mounted circ.br. size I front conn. bottom single hole front accessible up to1000A | - | 0 | 0
3WL9111-0AL52-0AA0 |  | 3WL9111-0AL52-0AA0 | 1 | UN | 1 | 5 | B | D | EAR99 | N | 85389099 | 1 |  | 1.3 | KG | 92.55 | 92.55 | LP25 | LP25 | accessories circuit breaker 3WL maine conductor conn. 1 piece fixed-mounted circ.br. size I front conn. bottom single hole front accessible up to1600A | - | 0 | 0
3WL9111-0AL53-0AA0 |  | 3WL9111-0AL53-0AA0 | 1 | UN | 1 | 5 | B | D | EAR99 | N | 85389099 | 1 |  | 1.8 | KG | 113.96 | 113.96 | LP25 | LP25 | accessories circuit breaker 3WL maine conductor conn. 1 piece fixed-mounted circ.br. size II front conn. bottom single hole front accessible up to2000A | - | 0 | 0
3WL9111-0AL54-0AA0 |  | 3WL9111-0AL54-0AA0 | 1 | UN | 1 | 5 | B | D | EAR99 | N | 85389099 | 1 |  | 3.1 | KG | 135.72 | 135.72 | LP25 | LP25 | accessories circuit breaker 3WL maine conductor conn. 1 piece fixed-mounted circ.br. size II front conn. bottom single hole front accessible up to2500A | - | 0 | 0
3WL9111-0AL55-0AA0 |  | 3WL9111-0AL55-0AA0 | 1 | UN | 1 | 5 | B | D | EAR99 | N | 85389099 | 1 |  | 3 | KG | 181.35 | 181.35 | LP25 | LP25 | accessories circuit breaker 3WL maine conductor conn. 1 piece fixed-mounted circ.br. size II front conn. bottom single hole front accessible up to3200A | - | 0 | 0
3WL9111-0AL56-0AA0 |  | 3WL9111-0AL56-0AA0 | 1 | UN | 1 | 5 | B | D | EAR99 | N | 85389099 | 1 |  | 5.2 | KG | 341.64 | 341.64 | LP25 | LP25 | accessories circuit breaker 3WL maine conductor conn. 1 piece fixed-mounted circ.br. size III front conn. bottom single hole front accessible up to4000A | - | 0 | 0
3WL9111-0AL57-0AA0 |  | 3WL9111-0AL57-0AA0 | 1 | UN | 1 | 5 | B | D | EAR99 | N | 85389099 | 1 |  | 1.3 | KG | 92.55 | 92.55 | LP25 | LP25 | accessories circuit breaker 3WL maine conductor conn. 1 piece fixed-mounted circ.br. size I front conn. bottom dual hole front accessible up to1000A | - | 0 | 0
3WL9111-0AL58-0AA0 |  | 3WL9111-0AL58-0AA0 | 1 | UN | 1 | 5 | B | D | EAR99 | N | 85389099 | 1 |  | 1.7 | KG | 92.55 | 92.55 | LP25 | LP25 | accessories circuit breaker 3WL maine conductor conn. 1 piece fixed-mounted circ.br. size I front conn. bottom dual hole front accessible up to 2000A | - | 0 | 0
3WL9111-0AL61-0AA0 |  | 3WL9111-0AL61-0AA0 | 1 | UN | 1 | 5 | B | D | EAR99 | N | 85389099 | 1 |  | 2 | KG | 113.96 | 113.96 | LP25 | LP25 | accessories circuit breaker 3WL maine conductor conn. 1 piece fixed-mounted circ.br. size II front conn. bottom dual hole front accessible up to2000A | - | 0 | 0
3WL9111-0AL62-0AA0 |  | 3WL9111-0AL62-0AA0 | 1 | UN | 1 | 5 | B | D | EAR99 | N | 85389099 | 1 |  | 3.7 | KG | 135.72 | 135.72 | LP25 | LP25 | accessories circuit breaker 3WL maine conductor conn. 1 piece fixed-mounted circ.br. size II front conn. bottom dual hole front accessible up to2500A | - | 0 | 0
3WL9111-0AL63-0AA0 |  | 3WL9111-0AL63-0AA0 | 1 | UN | 1 | 5 | B | D | EAR99 | N | 85389099 | 1 |  | 3.6 | KG | 181.35 | 181.35 | LP25 | LP25 | accessories circuit breaker 3WL maine conductor conn. 1 piece fixed-mounted circ.br. size II front conn. bottom dual hole front accessible up to3200A | - | 0 | 0
3WL9111-0AL64-0AA0 |  | 3WL9111-0AL64-0AA0 | 1 | UN | 1 | 5 | B | D | EAR99 | N | 85389099 | 1 |  | 6.4 | KG | 341.64 | 341.64 | LP25 | LP25 | accessories circuit breaker 3WL maine conductor conn. 1 piece fixed-mounted circ.br. size III front conn. bottom dual hole front accessible up to4000A | - | 0 | 0
3WL9111-0AM01-0AA0 |  | 3WL9111-0AM01-0AA0 | 1 | UN | 1 | 5 | B | D | EAR99 | N | 85389099 | 1 |  | 0.5 | KG | 86.81 | 86.81 | LP25 | LP25 | accessories circuit breaker 3WL maine conductor conn. 1 piece fixed-mounted circ.br. size I vertical conn., up to 2000A | - | 0 | 0
3WL9111-0AM02-0AA0 |  | 3WL9111-0AM02-0AA0 | 1 | UN | 1 | 5 | B | D | EAR99 | N | 85389099 | 1 |  | 2.2 | KG | 194.22 | 194.22 | LP25 | LP25 | accessories circuit breaker 3WL maine conductor conn. 1 piece fixed-mounted circ.br. size II vertical conn., up to 2500A | - | 0 | 0
3WL9111-0AM03-0AA0 |  | 3WL9111-0AM03-0AA0 | 1 | UN | 1 | 5 | B | D | EAR99 | N | 85389099 | 1 |  | 5 | KG | 431.73 | 431.73 | LP25 | LP25 | accessories circuit breaker 3WL maine conductor conn. 1 piece fixed-mounted circ.br. size III vertical conn.,up to 5000/6300A | - | 0 | 0
3WL9111-0AM92 | L1Y | 3WL9111-0AM92L1Y | 1 | UN | 1 | 5 | B | D | EAR99 | N | 85389099 | 1 |  | 7.7 | KG | 3042 | 3042 | LP25 | LP25 | 1 maine contact 3WL, for 3 / 4 pole switches, order 3 or 4 units, for bg ii 3200A and 4000A only order with ident no. possible Please specify ID number in plain text | - | 0 | 0
3WL9111-0AN01-0AA0 |  | 3WL9111-0AN01-0AA0 | 1 | UN | 1 | 5 | B | D | EAR99 | N | 85389099 | 1 |  | 1 | KG | 92.55 | 92.55 | LP25 | LP25 | accessories circuit breaker 3WL maine conductor conn. 1 piece withdrawable circ.breaker sz i front conn. single-hole front accessible up to1000A | - | 0 | 0
3WL9111-0AN02-0AA0 |  | 3WL9111-0AN02-0AA0 | 1 | UN | 1 | 5 | B | D | EAR99 | N | 85389099 | 1 |  | 1.3 | KG | 95.24 | 95.24 | LP25 | LP25 | accessories circuit breaker 3WL maine conductor conn. 1 piece withdrawable circ.breaker sz i front conn. single-hole front accessible up to1600A | - | 0 | 0
3WL9111-0AN03-0AA0 |  | 3WL9111-0AN03-0AA0 | 1 | UN | 1 | 5 | B | D | EAR99 | N | 85389099 | 1 |  | 1.8 | KG | 113.96 | 113.96 | LP25 | LP25 | accessories circuit breaker 3WL maine conductor conn. 1 piece withdrawable circ.breaker sz ii front conn. single-hole front accessible up to2000A | - | 0 | 0
3WL9111-0AN04-0AA0 |  | 3WL9111-0AN04-0AA0 | 1 | UN | 1 | 5 | B | D | EAR99 | N | 85389099 | 1 |  | 3.1 | KG | 135.72 | 135.72 | LP25 | LP25 | accessories circuit breaker 3WL maine conductor conn. 1 piece withdrawable circ.breaker sz ii front conn. single-hole front accessible up to2500A | - | 0 | 0
3WL9111-0AN05-0AA0 |  | 3WL9111-0AN05-0AA0 | 1 | UN | 1 | 5 | B | D | EAR99 | N | 85389099 | 1 |  | 3 | KG | 170.82 | 170.82 | LP25 | LP25 | accessories circuit breaker 3WL maine conductor conn. 1 piece withdrawable circ.breaker sz ii front conn. single-hole front accessible up to3200A | - | 0 | 0
3WL9111-0AN06-0AA0 |  | 3WL9111-0AN06-0AA0 | 1 | UN | 1 | 5 | B | D | EAR99 | N | 85389099 | 1 |  | 5.2 | KG | 341.64 | 341.64 | LP25 | LP25 | accessories circuit breaker 3WL maine conductor conn. 1 piece withdraw. circ. breaker sz iii front conn. single-hole front accessible up to4000A | - | 0 | 0
3WL9111-0AN07-0AA0 |  | 3WL9111-0AN07-0AA0 | 1 | UN | 1 | 5 | B | D | EAR99 | N | 85389099 | 1 |  | 1.3 | KG | 92.55 | 92.55 | LP25 | LP25 | accessories circuit breaker 3WL maine conductor conn. 1 piece withdraw. circ. breaker sz i front conn. dual-hole front accessible up to1000A | - | 0 | 0
3WL9111-0AN08-0AA0 |  | 3WL9111-0AN08-0AA0 | 1 | UN | 1 | 5 | B | D | EAR99 | N | 85389099 | 1 |  | 1.7 | KG | 92.55 | 92.55 | LP25 | LP25 | accessories circuit breaker 3WL maine conductor conn. 1 piece withdraw. circ. breaker sz i front conn. dual-hole front accessible up to2000A | - | 0 | 0
3WL9111-0AN10-0AA0 |  | 3WL9111-0AN10-0AA0 | 1 | UN | 1 | 5 | B | D | EAR99 | N | 85389099 | 1 |  | 18.3 | KG | 2187.9 | 2187.9 | LP25 | LP25 | accessories circuit breaker 3WL maine conductor conn. 4 pcs withdraw. circ. breaker sz iii vertical conn., up to 6300A | - | 0 | 0
3WL9111-0AN11-0AA0 |  | 3WL9111-0AN11-0AA0 | 1 | UN | 1 | 5 | B | D | EAR99 | N | 85389099 | 1 |  | 2 | KG | 113.96 | 113.96 | LP25 | LP25 | accessories circuit breaker 3WL maine conductor conn. 1 piece withdraw. circ. breaker sz ii front conn. dual-hole front accessible up to2000A | - | 0 | 0
3WL9111-0AN12-0AA0 |  | 3WL9111-0AN12-0AA0 | 1 | UN | 1 | 5 | B | D | EAR99 | N | 85389099 | 1 |  | 3.7 | KG | 135.72 | 135.72 | LP25 | LP25 | accessories circuit breaker 3WL maine conductor conn. 1 piece withdraw. circ. breaker sz ii front conn. dual-hole front accessible up to2500A | - | 0 | 0
3WL9111-0AN13-0AA0 |  | 3WL9111-0AN13-0AA0 | 1 | UN | 1 | 5 | B | D | EAR99 | N | 85389099 | 1 |  | 3.6 | KG | 181.35 | 181.35 | LP25 | LP25 | accessories circuit breaker 3WL maine conductor conn. 1 piece withdraw. circ. breaker sz ii front conn. dual-hole front accessible up to3200A | - | 0 | 0
3WL9111-0AN14-0AA0 |  | 3WL9111-0AN14-0AA0 | 1 | UN | 1 | 5 | B | D | EAR99 | N | 85389099 | 1 |  | 6.4 | KG | 341.64 | 341.64 | LP25 | LP25 | accessories circuit breaker 3WL maine conductor conn. 1 piece withdraw. circ. breaker sz iii front conn. dual-hole front accessible up to4000A | - | 0 | 0
3WL9111-0AN15-0AA0 |  | 3WL9111-0AN15-0AA0 | 1 | UN | 1 | 5 | B | D | EAR99 | N | 85389099 | 1 |  | 0.66 | KG | 92.55 | 92.55 | LP25 | LP25 | accessories circuit breaker 3WL maine conductor conn. 1 piece withdraw. circ. breaker sz i vertical conn., up to 1000A | - | 0 | 0
3WL9111-0AN16-0AA0 |  | 3WL9111-0AN16-0AA0 | 1 | UN | 1 | 5 | B | D | EAR99 | N | 85389099 | 1 |  | 0.87 | KG | 92.55 | 92.55 | LP25 | LP25 | accessories circuit breaker 3WL maine conductor conn. 1 piece withdraw. circ. breaker sz i vertical conn., up to 2000A | - | 0 | 0
3WL9111-0AN17-0AA0 |  | 3WL9111-0AN17-0AA0 | 1 | UN | 1 | 5 | B | D | EAR99 | N | 85389099 | 1 |  | 1.15 | KG | 113.96 | 113.96 | LP25 | LP25 | accessories circuit breaker 3WL maine conductor conn. 1 piece withdraw. circ. breaker sz ii vertical conn., up to 2000A | - | 0 | 0
3WL9111-0AN18-0AA0 |  | 3WL9111-0AN18-0AA0 | 1 | UN | 1 | 5 | B | D | EAR99 | N | 85389099 | 1 |  | 1.49 | KG | 135.72 | 135.72 | LP25 | LP25 | accessories circuit breaker 3WL maine conductor conn. 1 piece withdraw. circ. breaker sz ii vertical conn., up to 2500A | - | 0 | 0
3WL9111-0AN20-0AA0 |  | 3WL9111-0AN20-0AA0 | 1 | UN | 1 | 5 | B | D | EAR99 | N | 85389099 | 1 |  | 18.41 | KG | 2187.9 | 2187.9 | LP25 | LP25 | accessories circuit breaker 3WL maine conductor conn. 4 pcs withdraw. circ. breaker sz iii vertical conn., up to 6300A | - | 0 | 0
3WL9111-0AN21-0AA0 |  | 3WL9111-0AN21-0AA0 | 1 | UN | 1 | 5 | B | D | EAR99 | N | 85389099 | 1 |  | 2.58 | KG | 181.35 | 181.35 | LP25 | LP25 | accessories circuit breaker 3WL maine conductor conn. 1 piece withdraw. circ. breaker sz ii vertical conn., up to 3200A | - | 0 | 0
3WL9111-0AN22-0AA0 |  | 3WL9111-0AN22-0AA0 | 1 | UN | 1 | 5 | B | D | EAR99 | N | 85389099 | 1 |  | 6.38 | KG | 370.89 | 370.89 | LP25 | LP25 | accessories circuit breaker 3WL maine conductor conn. 1 piece withdraw. circ. breaker sz iii vertical conn., up to 5000A | - | 0 | 0
3WL9111-0AN23-0AA0 |  | 3WL9111-0AN23-0AA0 | 1 | UN | 1 | 5 | B | D | EAR99 | N | 85389099 | 1 |  | 19.17 | KG | 1614.6 | 1614.6 | LP25 | LP25 | accessories circuit breaker 3WL maine conductor conn. 3 pcs withdraw. circ. breaker sz iii vertical conn., up to 6300A | - | 0 | 0
3WL9111-0AN24-0AA0 |  | 3WL9111-0AN24-0AA0 | 1 | UN | 1 | 5 | B | D | EAR99 | N | 85389099 | 1 |  | 0.61 | KG | 92.55 | 92.55 | LP25 | LP25 | accessories circuit breaker 3WL maine conductor conn. 1 piece withdraw. circ. breaker sz i connection flange, up to 1000A | - | 0 | 0
3WL9111-0AN25-0AA0 |  | 3WL9111-0AN25-0AA0 | 1 | UN | 1 | 5 | B | D | EAR99 | N | 85389099 | 1 |  | 0.64 | KG | 92.55 | 92.55 | LP25 | LP25 | accessories circuit breaker 3WL maine conductor conn. 1 piece withdraw. circ. breaker sz i connection flange, up to 2000A | - | 0 | 0
3WL9111-0AN26-0AA0 |  | 3WL9111-0AN26-0AA0 | 1 | UN | 1 | 5 | B | D | EAR99 | N | 85389099 | 1 |  | 1.023 | KG | 106.35 | 106.35 | LP25 | LP25 | accessories circuit breaker 3WL maine conductor conn. 1 piece withdraw. circ. breaker sz ii connection flange, up to 2000A | - | 0 | 0
3WL9111-0AN27-0AA0 |  | 3WL9111-0AN27-0AA0 | 1 | UN | 1 | 5 | B | D | EAR99 | N | 85389099 | 1 |  | 1.02 | KG | 135.72 | 135.72 | LP25 | LP25 | accessories circuit breaker 3WL maine conductor conn. 1 piece withdraw. circ. breaker sz ii connection flange, up to 2500A | - | 0 | 0
3WL9111-0AN28-0AA0 |  | 3WL9111-0AN28-0AA0 | 1 | UN | 1 | 5 | B | D | EAR99 | N | 85389099 | 1 |  | 1.31 | KG | 170.82 | 170.82 | LP25 | LP25 | accessories circuit breaker 3WL maine conductor conn. 1 piece withdraw. circ. breaker sz ii connection flange, up to 3200A | - | 0 | 0
3WL9111-0AN31-0AA0 |  | 3WL9111-0AN31-0AA0 | 1 | UN | 1 | 5 | B | D | EAR99 | N | 85389099 | 1 |  | 2.37 | KG | 320.58 | 320.58 | LP25 | LP25 | accessories circuit breaker 3WL maine conductor conn. 1 piece withdraw. circ. breaker sz iii connection flange, up to 4000A | - | 0 | 0
3WL9111-0AN32-0AA0 |  | 3WL9111-0AN32-0AA0 | 1 | UN | 1 | 5 | B | D | EAR99 | N | 85389099 | 1 |  | 0.63 | KG | 92.55 | 92.55 | LP25 | LP25 | accessories circuit breaker 3WL maine conductor conn. 1 piece withdraw. circ. breaker sz i horizontal conn., up to 1000A | - | 0 | 0
3WL9111-0AN33-0AA0 |  | 3WL9111-0AN33-0AA0 | 1 | UN | 1 | 5 | B | D | EAR99 | N | 85389099 | 1 |  | 0.77 | KG | 92.55 | 92.55 | LP25 | LP25 | accessories circuit breaker 3WL maine conductor conn. 1 piece withdraw. circ. breaker sz i horizontal conn., up to 2000A | - | 0 | 0
3WL9111-0AN34-0AA0 |  | 3WL9111-0AN34-0AA0 | 1 | UN | 1 | 5 | B | D | EAR99 | N | 85389099 | 1 |  | 1.02 | KG | 113.96 | 113.96 | LP25 | LP25 | accessories circuit breaker 3WL maine conductor conn. 1 piece withdraw. circ. breaker sz ii horizontal conn., up to 2000A | - | 0 | 0
3WL9111-0AN35-0AA0 |  | 3WL9111-0AN35-0AA0 | 1 | UN | 1 | 5 | B | D | EAR99 | N | 85389099 | 1 |  | 1.24 | KG | 135.72 | 135.72 | LP25 | LP25 | accessories circuit breaker 3WL maine conductor conn. 1 piece withdraw. circ. breaker sz ii horizontal conn., up to 2500A | - | 0 | 0
3WL9111-0AN36-0AA0 |  | 3WL9111-0AN36-0AA0 | 1 | UN | 1 | 5 | B | D | EAR99 | N | 85389099 | 1 |  | 2.17 | KG | 181.35 | 181.35 | LP25 | LP25 | accessories circuit breaker 3WL maine conductor conn. 1 piece withdraw. circ. breaker sz ii horizontal conn., up to 3200A | - | 0 | 0
3WL9111-0AN37-0AA0 |  | 3WL9111-0AN37-0AA0 | 1 | UN | 1 | 5 | B | D | EAR99 | N | 85389099 | 1 |  | 3.86 | KG | 370.89 | 370.89 | LP25 | LP25 | accessories circuit breaker 3WL maine conductor conn. 1 piece withdraw. circ. breaker sz iii horizontal conn., up to 5000A | - | 0 | 0
3WL9111-0AN38-0AA0 |  | 3WL9111-0AN38-0AA0 | 1 | UN | 1 | 5 | B | D | EAR99 | N | 85389099 | 1 |  | 2.6 | KG | 181.35 | 181.35 | LP25 | LP25 | accessories circuit breaker 3WL maine conductor conn. 1 piece withdraw. cb fs ii, 130 ka vertical conn., up to 3200A | - | 0 | 0
3WL9111-0AN41-0AA0 |  | 3WL9111-0AN41-0AA0 | 1 | UN | 1 | 5 | B | D | EAR99 | N | 85389099 | 1 |  | 0.7 | KG | 238.68 | 238.68 | LP25 | LP25 | accessories circuit breaker 3WL spacer for 3 front and standard terminal bar size 1, 3pole IEC | - | 0 | 0
3WL9111-0AN42-0AA0 |  | 3WL9111-0AN42-0AA0 | 1 | UN | 1 | 5 | B | D | EAR99 | N | 85389099 | 1 |  | 1.35 | KG | 329.94 | 329.94 | LP25 | LP25 | accessories circuit breaker 3WL spacer for 3 front and standard terminal bar size 2, 3pole IEC | - | 0 | 0
3WL9111-0AN43-0AA0 |  | 3WL9111-0AN43-0AA0 | 1 | UN | 1 | 5 | B | D | EAR99 | N | 85389099 | 1 |  | 2.42 | KG | 429.39 | 429.39 | LP25 | LP25 | accessories circuit breaker 3WL spacer for 3 front and standard terminal bar size 3, 3pole IEC | - | 0 | 0
3WL9111-0AN44-0AA0 |  | 3WL9111-0AN44-0AA0 | 1 | UN | 1 | 5 | B | D | EAR99 | N | 85389099 | 1 |  | 1.2 | KG | 286.65 | 286.65 | LP25 | LP25 | accessories circuit breaker 3WL spacer for 4 front and standard terminal bar size 1, 4pole iec | - | 0 | 0
3WL9111-0AN45-0AA0 |  | 3WL9111-0AN45-0AA0 | 1 | UN | 1 | 5 | B | D | EAR99 | N | 85389099 | 1 |  | 2.2 | KG | 379.08 | 379.08 | LP25 | LP25 | accessories circuit breaker 3WL spacer for 4 front and standard terminal bar size 2, 4pole iec | - | 0 | 0
3WL9111-0AN46-0AA0 |  | 3WL9111-0AN46-0AA0 | 1 | UN | 1 | 5 | B | D | EAR99 | N | 85389099 | 1 |  | 3.2 | KG | 442.26 | 442.26 | LP25 | LP25 | accessories circuit breaker 3WL spacer for 4 front and standard terminal bar size 3, 4pole iec | - | 0 | 0
3WL9111-0AN47-0AA0 |  | 3WL9111-0AN47-0AA0 | 1 | UN | 1 | 5 | B | D | EAR99 | N | 85389099 | 1 |  | 2.15 | KG | 181.35 | 181.35 | LP25 | LP25 | accessories circuit breaker 3WL maine conductor conn. 1 piece withdraw. cb fs ii, 130 ka horizontal conn., up to 3200A | - | 0 | 0
3WL9111-0AP01-0AA0 |  | 3WL9111-0AP01-0AA0 | 1 | UN | 1 | 5 | B | D | EAR99 | N | 85389099 | 1 |  | 0.649 | KG | 308.88 | 308.88 | LP25 | LP25 | accessories circuit breaker 3WL door sealing frame IP41 for inst. In contr.cabinet door | - | 0 | 0
3WL9111-0AP02-0AA0 |  | 3WL9111-0AP02-0AA0 | 1 | UN | 1 | 5 | B | D | EAR99 | N | 85389099 | 1 |  | 2.4 | KG | 649.35 | 649.35 | LP25 | LP25 | accessories circuit breaker 3WL perspex cover IP55, transp. for mount. on contr.cab. door | - | 0 | 0
3WL9111-0AP03-0AA0 |  | 3WL9111-0AP03-0AA0 | 1 | UN | 1 | 5 | B | D | EAR99 | N | 85389099 | 1 |  | 1.69 | KG | 692.64 | 692.64 | LP25 | LP25 | acc. circuit breaker 3WL2/3/5 perspex cover IP55, transp. for mount. on contr.cab. door | - | 0 | 0
3WL9111-0AP04-0AA0 |  | 3WL9111-0AP04-0AA0 | 1 | UN | 1 | 5 | B | D | EAR99 | N | 85389099 | 1 |  | 0.63 | KG | 431.73 | 431.73 | LP25 | LP25 | accessories circuit breaker 3WL shutter for guide frame 3p sz i, with locking device | - | 0 | 0
3WL9111-0AP06-0AA0 |  | 3WL9111-0AP06-0AA0 | 1 | UN | 1 | 5 | B | D | EAR99 | N | 85389099 | 1 |  | 0.69 | KG | 490.23 | 490.23 | LP25 | LP25 | accessories circuit breaker 3WL shutter for guide frame 3p size ii, with locking device | - | 0 | 0
3WL9111-0AP07-0AA0 |  | 3WL9111-0AP07-0AA0 | 1 | UN | 1 | 5 | B | D | EAR99 | N | 85389099 | 1 |  | 0.86 | KG | 845.91 | 845.91 | LP25 | LP25 | accessories circuit breaker 3WL shutter for guide frame 3p size iii, with locking device | - | 0 | 0
3WL9111-0AP08-0AA0 |  | 3WL9111-0AP08-0AA0 | 1 | UN | 1 | 5 | B | D | EAR99 | N | 85389099 | 1 |  | 0.6 | KG | 500.76 | 500.76 | LP25 | LP25 | accessories circuit breaker 3WL shutter for guide frame 4p size I, with locking device | - | 0 | 0
3WL9111-0AP11-0AA0 |  | 3WL9111-0AP11-0AA0 | 1 | UN | 1 | 5 | B | D | EAR99 | N | 85389099 | 1 |  | 2.18 | KG | 599.04 | 599.04 | LP25 | LP25 | accessories circuit breaker 3WL shutter for guide frame 4p size ii, with locking device | - | 0 | 0
3WL9111-0AP12-0AA0 |  | 3WL9111-0AP12-0AA0 | 1 | UN | 1 | 5 | B | D | EAR99 | N | 85389099 | 1 |  | 1.07 | KG | 1013.22 | 1013.22 | LP25 | LP25 | accessories circuit breaker 3WL shutter for guide frame 4p size iii, with locking device | - | 0 | 0
3WL9111-0AP43-0AA0 |  | 3WL9111-0AP43-0AA0 | 1 | UN | 1 | 5 | B | D | EAR99 | N | 85389099 | 1 |  | 0.63 | KG | 490.23 | 490.23 | LP25 | LP25 | accessories circuit breaker 3WL shutter for guide frame 3p fs ii, 130 kA, with locking dev | - | 0 | 0
3WL9111-0AP44-0AA0 |  | 3WL9111-0AP44-0AA0 | 1 | UN | 1 | 5 | B | D | EAR99 | N | 85389099 | 1 |  | 0.77 | KG | 599.04 | 599.04 | LP25 | LP25 | accessories circuit breaker 3WL shutter for guide frame 4p fs ii, 130 kA, with locking dev | - | 0 | 0
3WL9111-0AR12-0AA0 |  | 3WL9111-0AR12-0AA0 | 1 | UN | 1 | 5 | B | D | EAR99 | N | 85389099 | 1 |  | 0.4 | KG | 162.63 | 162.63 | LP25 | LP25 | accessories circuit breaker 3WL coding device with 35 different variants for size 1 + 2 | - | 0 | 0
3WL9111-0AR13-0AA0 |  | 3WL9111-0AR13-0AA0 | 1 | UN | 1 | 5 | B | D | EAR99 | N | 85389099 | 1 |  | 0.31 | KG | 162.63 | 162.63 | LP25 | LP25 | accessories circuit breaker 3WL coding device with 35 different variants for size 3 | - | 0 | 0
3WL9111-0AS01-0AA0 |  | 3WL9111-0AS01-0AA0 | 1 | UN | 1 | 5 | B | D | EAR99 | N | 85389099 | 1 |  | 1.11 | KG | 103.43 | 103.43 | LP25 | LP25 | accessories circuit breaker 3WL arc chute size I, for 690V | - | 0 | 0
3WL9111-0AS02-0AA0 |  | 3WL9111-0AS02-0AA0 | 1 | UN | 1 | 5 | B | D | EAR99 | N | 85389099 | 1 |  | 1.68 | KG | 124.02 | 124.02 | LP25 | LP25 | accessories circuit breaker 3WL arc chute size II, for 690V | - | 0 | 0
3WL9111-0AS03-0AA0 |  | 3WL9111-0AS03-0AA0 | 1 | UN | 1 | 5 | B | D | EAR99 | N | 85389099 | 1 |  | 2.98 | KG | 205.92 | 205.92 | LP25 | LP25 | accessories circuit breaker 3WL arc chute size III, for 690V | - | 0 | 0
3WL9111-0AS05-0AA0 |  | 3WL9111-0AS05-0AA0 | 1 | UN | 1 | 5 | B | D | EAR99 | N | 85389099 | 1 |  | 3.14 | KG | 287.82 | 287.82 | LP25 | LP25 | accessories circuit breaker 3WL arc chute size II, for 1000V | - | 0 | 0
3WL9111-0AS06-0AA0 |  | 3WL9111-0AS06-0AA0 | 1 | UN | 1 | 5 | B | D | EAR99 | N | 85389099 | 1 |  | 5.62 | KG | 354.51 | 354.51 | LP25 | LP25 | accessories circuit breaker 3WL arc chute size III, for 1000V | - | 0 | 0
3WL9111-0AS10-0AA0 |  | 3WL9111-0AS10-0AA0 | 1 | UN | 1 | 5 | B | D | EAR99 | N | 85389099 | 1 |  | 3.52 | KG | 159.12 | 159.12 | LP25 | LP25 | accessories circuit breaker 3WL arc chute size II, 130 ka | - | 0 | 0
3WL9111-0AS32-0AA0 |  | 3WL9111-0AS32-0AA0 | 1 | UN | 1 | 5 | B | D | EAR99 | N | 85389099 | 1 |  | 1.85 | KG | 413.01 | 413.01 | LP25 | LP25 | accessories circuit breaker 3WL arc chute cover f. withdraw. circ. breaker sz i 3-pole | - | 0 | 0
3WL9111-0AS36-0AA0 |  | 3WL9111-0AS36-0AA0 | 1 | UN | 1 | 5 | B | D | EAR99 | N | 85389099 | 1 |  | 2.6 | KG | 456.3 | 456.3 | LP25 | LP25 | accessories circuit breaker 3WL arc chute cover f. withdraw. circ. break. sz ii 3-pole | - | 0 | 0
3WL9111-0AS38-0AA0 |  | 3WL9111-0AS38-0AA0 | 1 | UN | 1 | 5 | B | D | EAR99 | N | 85389099 | 1 |  | 4.05 | KG | 518.31 | 518.31 | LP25 | LP25 | accessories circuit breaker 3WL arc chute cover f. withdraw. circ. br. size III 3-pole | - | 0 | 0
3WL9111-0AS42-0AA0 |  | 3WL9111-0AS42-0AA0 | 1 | UN | 1 | 5 | B | D | EAR99 | N | 85389099 | 1 |  | 2.34 | KG | 437.58 | 437.58 | LP25 | LP25 | accessories circuit breaker 3WL arc chute cover f. withdraw. circ. br. size I 4-pole | - | 0 | 0
3WL9111-0AS44-0AA0 |  | 3WL9111-0AS44-0AA0 | 1 | UN | 1 | 5 | B | D | EAR99 | N | 85389099 | 1 |  | 3.3 | KG | 498.42 | 498.42 | LP25 | LP25 | accessories circuit breaker 3WL arc chute cover f. withdraw. circ. br. size II 4-pole | - | 0 | 0
3WL9111-0AS46-0AA0 |  | 3WL9111-0AS46-0AA0 | 1 | UN | 1 | 5 | B | D | EAR99 | N | 85389099 | 1 |  | 5.21 | KG | 558.09 | 558.09 | LP25 | LP25 | accessories circuit breaker 3WL arc chute cover f. withdraw. circ. br. size III 4-pole | - | 0 | 0
3WL9111-0AT04-0AA0 |  | 3WL9111-0AT04-0AA0 | 1 | UN | 1 | 5 | B | D | EAR99 | N | 85389099 | 1 |  | 0.25 | KG | 2070.9 | 2070.9 | LP25 | LP25 | accessories circuit breaker 3WL meas. function plus upgradable without voltage transf. measurm. of harmonics & dist.f. for ETU release 2 | - | 0 | 0
3WL9111-0AT05-0AA0 |  | 3WL9111-0AT05-0AA0 | 1 | UN | 1 | 5 | B | D | EAR99 | N | 85389099 | 1 |  | 280 | G | 2070.9 | 2070.9 | LP25 | LP25 | access. f. 3WL air circ. br., retrofit kit PLUS meter. func. I, U, P,W, Q, f, cos phi, harmonics, distortion factor requires additional external voltage transformers for ETU45B release 2 for ETU76B release 2 | - | 0 | 0
3WL9111-0AT06-0AA0 |  | 3WL9111-0AT06-0AA0 | 1 | UN | 1 | 5 | B | D | EAR99 | N | 85389099 | 1 |  | 168 | G | 404.82 | 404.82 | LP25 | LP25 | access. f. 3WL air circ. br., voltage transformer | - | 0 | 0
3WL9111-0AT12-0AA0 |  | 3WL9111-0AT12-0AA0 | 1 | UN | 1 | 5 | B | D | EAR99 | N | 85389099 | 1 |  | 0.26 | KG | 2129.4 | 2129.4 | LP25 | LP25 | accessories circuit breaker 3WL upgrade with COM15 profibus module, breaker-status-sensor, cable set f. ETU45B, 76b | - | 0 | 0
3WL9111-0AT14-0AA0 |  | 3WL9111-0AT14-0AA0 | 1 | UN | 1 | 5 | B | D | EAR99 | N | 85389099 | 1 |  | 0.26 | KG | 2995.2 | 2995.2 | LP25 | LP25 | 3WL9-NAFTA-accessory wlcm16ret retrofit kit com16 modbus module with bss | - | 0 | 0
3WL9111-0AT15-0AA0 |  | 3WL9111-0AT15-0AA0 | 1 | UN | 1 | 5 | B | D | EAR99 | N | 85389099 | 1 |  | 0.14 | KG | 1368.9 | 1368.9 | LP25 | LP25 | accessories circuit breaker 3WL profibus gateway with COM15 module | - | 0 | 0
3WL9111-0AT16-0AA0 |  | 3WL9111-0AT16-0AA0 | 1 | UN | 1 | 5 | B | D | EAR99 | N | 85389099 | 1 |  | 0.12 | KG | 788.58 | 788.58 | LP25 | LP25 | accessories circuit breaker 3WL breaker-status-sensor | - | 0 | 0
3WL9111-0AT17-0AA0 |  | 3WL9111-0AT17-0AA0 | 1 | UN | 1 | 5 | B | D | EAR99 | N | 85389099 | 1 |  | 0.14 | KG | 1368.9 | 1368.9 | LP25 | LP25 | accessories circuit breaker 3WL modbus gateway with com16 module | - | 0 | 0
3WL9111-0AT18-0AA0 |  | 3WL9111-0AT18-0AA0 | 1 | UN | 1 | 5 | B | D | EAR99 | N | 85389099 | 1 |  | 0.26 | KG | 2129.4 | 2129.4 | LP25 | LP25 | 3WL9-IEC-accessory retrofit kit com16 modbus module with bss | - | 0 | 0
3WL9111-0AT20-0AA0 |  | 3WL9111-0AT20-0AA0 | 1 | UN | 1 | 5 | B | D | EAR99 | N | 85389099 | 1 |  | 0.31 | KG | 785.07 | 785.07 | LP25 | LP25 | accessories circuit breaker 3WL digital output module parameter., w. relay outp. for cubicle bus modULe | - | 0 | 0
3WL9111-0AT21-0AA0 |  | 3WL9111-0AT21-0AA0 | 1 | UN | 1 | 5 | B | D | EAR99 | N | 85389099 | 1 |  | 0.24 | KG | 464.49 | 464.49 | LP25 | LP25 | accessories circuit breaker 3WL zone selective Interlocking f. ETU45B, 76b can be connected to cubicle bus | - | 0 | 0
3WL9111-0AT23-0AA0 |  | 3WL9111-0AT23-0AA0 | 1 | UN | 1 | 5 | B | D | EAR99 | N | 85389099 | 1 |  | 0.24 | KG | 623.61 | 623.61 | LP25 | LP25 | accessories circuit breaker 3WL analog output module can be connected to cubicle bus | - | 0 | 0
3WL9111-0AT26-0AA0 |  | 3WL9111-0AT26-0AA0 | 1 | UN | 1 | 5 | B | D | EAR99 | N | 85389099 | 1 |  | 0.24 | KG | 663.39 | 663.39 | LP25 | LP25 | accessories circuit breaker 3WL digital output module with rot. coding switches, relay outputs can be connected to cubicle bus | - | 0 | 0
3WL9111-0AT27-0AA0 |  | 3WL9111-0AT27-0AA0 | 1 | UN | 1 | 5 | B | D | EAR99 | N | 85389099 | 1 |  | 0.24 | KG | 623.61 | 623.61 | LP25 | LP25 | accessories circuit breaker 3WL digital Input module can be connected to cubicle bus | - | 0 | 0
3WL9111-0AT32-0AA0 |  | 3WL9111-0AT32-0AA0 | 1 | UN | 1 | 5 | B | D | EAR99 | N | 85389099 | 1 |  | 1.81 | KG | 2445.3 | 2445.3 | LP25 | LP25 | accessories circuit breaker 3WL testing device f. electronic release for ETU release 2 | - | 0 | 0
3WL9111-0AT33-0AA0 |  | 3WL9111-0AT33-0AA0 | 1 | UN | 1 | 5 | B | D | EAR99 | N | 85389099 | 1 |  | 1.2 | KG | 3744 | 3744 | LP25 | LP25 | acc. for 3WL circuitbreaker breaker-data-adapter(bda)plus paramet.device with Integr. webserver for integrating SENTRON 3WL circuit breakers additionally w. ethernet conn. | - | 0 | 0
3WL9111-0AT35-0AA0 |  | 3WL9111-0AT35-0AA0 | 1 | UN | 1 | 5 | B | D | EAR99 | N | 85389099 | 1 |  | 0.1 | KG | 142.74 | 142.74 | LP25 | LP25 | accessory circuit breaker 3WL spare part f. manual test device 3WL9111-.at31-0Aa0 connecting cable for ETU | - | 0 | 0
3WL9111-0AT36-0AA0 |  | 3WL9111-0AT36-0AA0 | 1 | UN | 1 | 5 | B | D | EAR99 | N | 85389099 | 1 |  | 0.1 | KG | 142.74 | 142.74 | LP25 | LP25 | accessory 3WL circuit breaker spare part f. manual test device 3WL9111-.at32-0Aa0 connecting cable for ETU | - | 0 | 0
3WL9111-0AT44-0AA0 |  | 3WL9111-0AT44-0AA0 | 1 | UN | 1 | 20 | D | D | EAR99 | N | 90303330 | 1 |  | 9.995 | KG | 27144 | 27144 | LP25 | LP25 | accessories circuit-breaker 3WL functional testing unit for checking the tripping characteristics for overcurrent release ETU15B to ETU76B | - | 0 | 0
3WL9111-0AT45-0AA0 |  | 3WL9111-0AT45-0AA0 | 1 | UN | 1 | 5 | B | D | EAR99 | N | 85389099 | 1 |  | 0.033 | KG | 62.36 | 62.36 | LP25 | LP25 | accessories circuit breaker 3WL sealing disc for ETU25-75 for prot. against Unauthor. operation | - | 0 | 0
3WL9111-0AT46-0AA0 |  | 3WL9111-0AT46-0AA0 | 1 | UN | 1 | 5 | B | D | EAR99 | N | 85389099 | 1 |  | 0.05 | KG | 62.36 | 62.36 | LP25 | LP25 | accessories circuit breaker 3WL sealing disc for ETU76 for prot. against Unauthor. operation | - | 0 | 0
3WL9111-0AT47-0AA0 |  | 3WL9111-0AT47-0AA0 | 1 | UN | 1 | 5 | B | D | EAR99 | N | 85389099 | 1 |  | 0.35 | KG | 236.34 | 236.34 | LP25 | LP25 | connection cable for connecting the function tester to the 3WL ETU "release 2". rear connection to the ETU | - | 0 | 0
3WL9111-0AT53-0AA0 |  | 3WL9111-0AT53-0AA0 | 1 | UN | 1 | 5 | B | D | EAR99 | N | 85389099 | 1 |  | 0.026 | KG | 1333.8 | 1333.8 | LP25 | LP25 | accessories circuit breaker 3WL earth-fault prot.module customer-upgradable for ETU 45 w. display alarm & ACtivation | - | 0 | 0
3WL9111-0AT56-0AA0 |  | 3WL9111-0AT56-0AA0 | 1 | UN | 1 | 5 | B | D | EAR99 | N | 85389099 | 1 |  | 0.022 | KG | 1333.8 | 1333.8 | LP25 | LP25 | accessories circuit breaker 3WL earth-fault prot.module customer-upgradable for ETU 55-76 w. display alarm & activation | - | 0 | 0
3WL9111-0AT62-0AA0 |  | 3WL9111-0AT62-0AA0 | 1 | UN | 1 | 5 | B | D | EAR99 | N | 85389099 | 1 | 4001869559780 | 0.05 | KG | 93.48 | 93.48 | LP25 | LP25 | additional accessories for retrofit of a com module for 3WL1 FS1 withdrawn 1000V with z= A05, A15 or A16 | - | 0 | 0
3WL9111-0AT63-0AA0 |  | 3WL9111-0AT63-0AA0 | 1 | UN | 1 | 5 | B | D | EAR99 | N | 85389099 | 1 | 4001869559797 | 0.07 | KG | 112.2 | 112.2 | LP25 | LP25 | additional accessories for retrofit of a com module for 3WL1 FS2/3 withdrawn 1000V with z= A05, A15 or A16 | - | 0 | 0
3WL9111-0AT64-0AA0 |  | 3WL9111-0AT64-0AA0 | 1 | UN | 1 | 5 | B | D | N | N | 85444210 | 1 |  | 0.5 | KG | 1556.1 | 1556.1 | LP25 | LP25 | Replacement cable set for function tester with all required connecting cables | - | 0 | 0
3WL9111-0AT65-0AA0 |  | 3WL9111-0AT65-0AA0 | 1 | UN | 1 | 5 | B | D | EAR99 | N | 85389099 | 1 |  | 213 | G | 1368.9 | 1368.9 | LP25 | LP25 | access. f. 3WL air circ. br., COM35 communication module PROFINET IO and Modbus TCP | - | 0 | 0
3WL9111-0AT66-0AA0 |  | 3WL9111-0AT66-0AA0 | 1 | UN | 1 | 5 | B | D | N | N | 85176200 | 1 |  | 0.26 | KG | 2129.4 | 2129.4 | LP25 | LP25 | access. f. 3WL air circ. br., COM35 communication module PROFINET IO and Modbus TCP BSS and cable set as retrofit kit | - | 0 | 0
3WL9111-0AT71-0AA0 |  | 3WL9111-0AT71-0AA0 | 1 | UN | 1 | 5 | B | D | EAR99 | N | 85389099 | 1 |  | 257 | G | 186.03 | 186.03 | LP25 | LP25 | access. f. 3WL air circ. br., size 1, conversion of the internal voltage tap from bottom to top requires 3 units for 3-pole ACB requires 4 units for 4-pole ACB | - | 0 | 0
3WL9111-0AT72-0AA0 |  | 3WL9111-0AT72-0AA0 | 1 | UN | 1 | 5 | B | D | EAR99 | N | 85389099 | 1 |  | 340 | G | 186.03 | 186.03 | LP25 | LP25 | access. f. 3WL air circ. br., size 2, conversion of the internal voltage tap from bottom to top requires 3 units for 3-pole ACB requires 4 units for 4-pole ACB | - | 0 | 0
3WL9111-0AT73-0AA0 |  | 3WL9111-0AT73-0AA0 | 1 | UN | 1 | 5 | B | D | EAR99 | N | 85389099 | 1 |  | 418 | G | 186.03 | 186.03 | LP25 | LP25 | access. f. 3WL air circ. br., size 3, conversion of the internal voltage tap from bottom to top requires 3 units for 3-pole ACB requires 4 units for 4-pole ACB | - | 0 | 0
3WL9111-0AT74-0AA0 |  | 3WL9111-0AT74-0AA0 | 1 | UN | 1 | 5 | B | D | EAR99 | N | 85389099 | 1 |  | 257 | G | 186.03 | 186.03 | LP25 | LP25 | access. f. 3WL air circ. br., size 1, conversion of the internal voltage tap from top to bottom requires 3 units for 3-pole ACB requires 4 units for 4-pole ACB | - | 0 | 0
3WL9111-0AT75-0AA0 |  | 3WL9111-0AT75-0AA0 | 1 | UN | 1 | 5 | B | D | EAR99 | N | 85389099 | 1 |  | 341 | G | 186.03 | 186.03 | LP25 | LP25 | access. f. 3WL air circ. br., size 2, conversion of the internal voltage tap from top to bottom requires 3 units for 3-pole ACB requires 4 units for 4-pole ACB | - | 0 | 0
3WL9111-0AT76-0AA0 |  | 3WL9111-0AT76-0AA0 | 1 | UN | 1 | 5 | B | D | EAR99 | N | 85389099 | 1 |  | 418 | G | 186.03 | 186.03 | LP25 | LP25 | access. f. 3WL air circ. br., size 3, conversion of the internal voltage tap from top to bottom requires 3 units for 3-pole ACB requires 4 units for 4-pole ACB | - | 0 | 0
3WL9111-0AT81-0AA0 |  | 3WL9111-0AT81-0AA0 | 1 | UN | 1 | 5 | B | D | EAR99 | N | 85312040 | 1 |  | 0.065 | KG | 413.01 | 413.01 | LP25 | LP25 | accessories circuit breaker 3WL LCD display, 4-row for ETU45 with display illum. customer-upgradable | - | 0 | 0
3WL9111-0AT82-0AA0 |  | 3WL9111-0AT82-0AA0 | 1 | UN | 1 | 5 | B | D | EAR99 | N | 85312040 | 1 |  | 0.06 | KG | 413.01 | 413.01 | LP25 | LP25 | accessories circuit breaker 3WL LCD display, 2-row for ETU45B chinese character with display illum. customer-upgradable | - | 0 | 0
3WL9111-0BA01-0AA0 |  | 3WL9111-0BA01-0AA0 | 1 | UN | 1 | 5 | B | D | EAR99 | N | 85389099 | 1 |  | 0.33 | KG | 147.42 | 147.42 | LP25 | LP25 | accessories circuit breaker 3WL earthing contact betw. switch and guide frame with 30% Icu switch, size I and size II contact socket at guide frame | - | 0 | 0
3WL9111-0BA02-0AA0 |  | 3WL9111-0BA02-0AA0 | 1 | UN | 1 | 5 | B | D | EAR99 | N | 85389099 | 1 |  | 0.35 | KG | 205.92 | 205.92 | LP25 | LP25 | accessories circuit breaker 3WL earthing contact betw. switch and guide frame with 30% Icu switch, size III contact socket at guide frame | - | 0 | 0
3WL9111-0BA04-0AA0 |  | 3WL9111-0BA04-0AA0 | 1 | UN | 1 | 5 | B | D | EAR99 | N | 85389099 | 1 |  | 1.85 | KG | 159.12 | 159.12 | LP25 | LP25 | accessories circuit breaker 3WL earthing contact mod. f. withdr switch size II 4-pole | - | 0 | 0
3WL9111-0BA05-0AA0 |  | 3WL9111-0BA05-0AA0 | 1 | UN | 1 | 5 | B | D | EAR99 | N | 85389099 | 1 |  | 1.25 | KG | 118.17 | 118.17 | LP25 | LP25 | accessories circuit breaker 3WL earthing contact mod. withdr. switch size I 3-pole | - | 0 | 0
3WL9111-0BA06-0AA0 |  | 3WL9111-0BA06-0AA0 | 1 | UN | 1 | 5 | B | D | EAR99 | N | 85389099 | 1 |  | 1.53 | KG | 147.42 | 147.42 | LP25 | LP25 | accessories circuit breaker 3WL earthing contact mod. f. withdr switch size II 3-pole | - | 0 | 0
3WL9111-0BA07-0AA0 |  | 3WL9111-0BA07-0AA0 | 1 | UN | 1 | 5 | B | D | EAR99 | N | 85389099 | 1 |  | 2.27 | KG | 176.67 | 176.67 | LP25 | LP25 | accessories circuit breaker 3WL earthing contact mod. f. withdr switch size III 3-pole | - | 0 | 0
3WL9111-0BA08-0AA0 |  | 3WL9111-0BA08-0AA0 | 1 | UN | 1 | 5 | B | D | EAR99 | N | 85389099 | 1 |  | 1.5 | KG | 133.38 | 133.38 | LP25 | LP25 | accessories circuit breaker 3WL earthing contact mod. f. withdr switch size I 4-pole | - | 0 | 0
3WL9111-0BA10-0AA0 |  | 3WL9111-0BA10-0AA0 | 1 | UN | 1 | 5 | B | D | EAR99 | N | 85389099 | 1 |  | 2.95 | KG | 193.05 | 193.05 | LP25 | LP25 | accessories circuit breaker 3WL earthing contact mod. f. withdr switch size III 4-pole | - | 0 | 0
3WL9111-0BA14-0AA0 |  | 3WL9111-0BA14-0AA0 | 1 | UN | 1 | 5 | B | D | EAR99 | N | 85389099 | 1 |  | 0.353 | KG | 1102.14 | 1102.14 | LP25 | LP25 | access.f. 3WL/3VL circ.-breaker capacitor storage unit f.shunt trip rated control voltage ac 50/60Hz 220-240V,DC 220-250V | - | 0 | 0
3WL9111-0BA21-0AA0 |  | 3WL9111-0BA21-0AA0 | 1 | UN | 1 | 5 | B | D | EAR99 | N | 85389099 | 1 |  | 0.092 | KG | 234 | 234 | LP25 | LP25 | accessories circuit breaker 3WL prot.cover f. mech. on/off lock mount f. safety lock | - | 0 | 0
3WL9111-0BA22-0AA0 |  | 3WL9111-0BA22-0AA0 | 1 | UN | 1 | 5 | B | D | EAR99 | N | 85389099 | 1 |  | 0.512 | KG | 446.94 | 446.94 | LP25 | LP25 | accessories circuit breaker 3WL prot.cover f. mech. on/off safety lock ces | - | 0 | 0
3WL9111-0BA24-0AA0 |  | 3WL9111-0BA24-0AA0 | 1 | UN | 1 | 5 | B | D | EAR99 | N | 85389099 | 1 |  | 0.3 | KG | 487.89 | 487.89 | LP25 | LP25 | accessories circuit breaker 3WL prot.cover f. mech. on/off safety lock ikon | - | 0 | 0
3WL9111-0BA31-0AA0 |  | 3WL9111-0BA31-0AA0 | 1 | UN | 1 | 5 | B | D | EAR99 | N | 85389099 | 1 |  | 0.2 | KG | 217.62 | 217.62 | LP25 | LP25 | accessories circuit breaker 3WL locking device off-position castell- lock In oper.panel fuNCtion safe off separator oper. IEC 60947-2 | - | 0 | 0
3WL9111-0BA33-0AA0 |  | 3WL9111-0BA33-0AA0 | 1 | UN | 1 | 5 | B | D | EAR99 | N | 85389099 | 1 |  | 0.247 | KG | 363.87 | 363.87 | LP25 | LP25 | accessories circuit breaker 3WL locking device off-position ronis lock In oper.panel fuNCtion safe off separator oper. IEC 60947-2 | - | 0 | 0
3WL9111-0BA34-0AA0 |  | 3WL9111-0BA34-0AA0 | 1 | UN | 1 | 5 | B | D | EAR99 | N | 85389099 | 1 |  | 0.27 | KG | 443.43 | 443.43 | LP25 | LP25 | accessories circuit breaker 3WL locking device off-position kirk-key lock In oper.panel fuNCtion safe off separator oper. IEC 60947-2 | - | 0 | 0
3WL9111-0BA35-0AA0 |  | 3WL9111-0BA35-0AA0 | 1 | UN | 1 | 5 | B | D | EAR99 | N | 85389099 | 1 |  | 0.25 | KG | 363.87 | 363.87 | LP25 | LP25 | accessories circuit breaker 3WL locking device off-position profalux lock In oper.panel fuNCtion safe off separator oper. IEC 60947-2 | - | 0 | 0
3WL9111-0BA36-0AA0 |  | 3WL9111-0BA36-0AA0 | 1 | UN | 1 | 5 | B | D | EAR99 | N | 85389099 | 1 |  | 0.565 | KG | 329.94 | 329.94 | LP25 | LP25 | accessories circuit breaker 3WL locking device off-position ces lock In oper.panel function safe off separator oper. iec 60947-2 | - | 0 | 0
3WL9111-0BA38-0AA0 |  | 3WL9111-0BA38-0AA0 | 1 | UN | 1 | 5 | B | D | EAR99 | N | 85389099 | 1 |  | 0.2 | KG | 432.9 | 432.9 | LP25 | LP25 | accessories circuit breaker 3WL locking device off-position ikon lock In oper.panel fuNCtion safe off separator oper. IEC 60947-2 | - | 0 | 0
3WL9111-0BA41-0AA0 |  | 3WL9111-0BA41-0AA0 | 1 | UN | 1 | 5 | B | D | EAR99 | N | 85389099 | 1 |  | 0.36 | KG | 152.1 | 152.1 | LP25 | LP25 | accessories circuit breaker 3WL locking device off-position padlock f. oper.panel function safe off separator oper. iec 60204-1 | - | 0 | 0
3WL9111-0BA43-0AA0 |  | 3WL9111-0BA43-0AA0 | 1 | UN | 1 | 5 | B | D | EAR99 | N | 85389099 | 1 |  | 0.36 | KG | 881.01 | 881.01 | LP25 | LP25 | accessories circuit breaker 3WL locking device off-position ces lock In oper.panel function safe off isolation cond. iec 60947-2 Interlock system 2 identical keys for 3 switches max. 2 switches can be switched on ces product | - | 0 | 0
3WL9111-0BA50-0AA0 |  | 3WL9111-0BA50-0AA0 | 1 | UN | 1 | 5 | B | D | EAR99 | N | 85389099 | 1 |  | 0.227 | KG | 1003.86 | 1003.86 | LP25 | LP25 | accessories circuit breaker 3WL locking device f. Insert against Unauth. switching on w. lock In cabinet door and locking component effective In operating pos. make: profalux | - | 0 | 0
3WL9111-0BA51-0AA0 |  | 3WL9111-0BA51-0AA0 | 1 | UN | 1 | 5 | B | D | EAR99 | N | 85389099 | 1 |  | 0.3 | KG | 724.23 | 724.23 | LP25 | LP25 | accessories circuit breaker 3WL locking device f. Insert against Unauth. switching on w. lock In cabinet door and locking component effective In operating pos. make: ces | - | 0 | 0
3WL9111-0BA53-0AA0 |  | 3WL9111-0BA53-0AA0 | 1 | UN | 1 | 5 | B | D | EAR99 | N | 85389099 | 1 |  | 0.3 | KG | 746.46 | 746.46 | LP25 | LP25 | accessories circuit breaker 3WL locking device f. Insert against Unauth. switching on w. lock In cabinet door and locking component effective In operating pos. make: ikon | - | 0 | 0
3WL9111-0BA57-0AA0 |  | 3WL9111-0BA57-0AA0 | 1 | UN | 1 | 5 | B | D | EAR99 | N | 85389099 | 1 |  | 0.3 | KG | 823.68 | 823.68 | LP25 | LP25 | accessories circuit breaker 3WL locking device f. Insert against Unauth. switching on w. lock In cabinet door and locking component effective In operating pos. make: kirk-key | - | 0 | 0
3WL9111-0BA58-0AA0 |  | 3WL9111-0BA58-0AA0 | 1 | UN | 1 | 5 | B | D | EAR99 | N | 85389099 | 1 |  | 0.3 | KG | 823.68 | 823.68 | LP25 | LP25 | accessories circuit breaker 3WL locking device f. Insert against Unauth. switching on w. lock In cabinet door and locking component effective In operating pos. make: ronis | - | 0 | 0
3WL9111-0BA71-0AA0 |  | 3WL9111-0BA71-0AA0 | 1 | UN | 1 | 5 | B | D | EAR99 | N | 85389099 | 1 |  | 0.08 | KG | 256.23 | 256.23 | LP25 | LP25 | accessories circuit breaker 3WL locking device f. manual drive lever | - | 0 | 0
3WL9111-0BA72-0AA0 |  | 3WL9111-0BA72-0AA0 | 1 | UN | 1 | 5 | B | D | EAR99 | N | 85389099 | 1 |  | 0.08 | KG | 446.94 | 446.94 | LP25 | LP25 | accessories circuit breaker 3WL mushr.button emerg.off | - | 0 | 0
3WL9111-0BA73-0AA0 |  | 3WL9111-0BA73-0AA0 | 1 | UN | 1 | 5 | B | D | EAR99 | N | 85389099 | 1 |  | 0.3 | KG | 724.23 | 724.23 | LP25 | LP25 | accessories circuit breaker 3WL locking device against traversing of circ. breaker safety lock at crank hole ces lock | - | 0 | 0
3WL9111-0BA75-0AA0 |  | 3WL9111-0BA75-0AA0 | 1 | UN | 1 | 5 | B | D | EAR99 | N | 85389099 | 1 |  | 0.2 | KG | 731.25 | 731.25 | LP25 | LP25 | accessories circuit breaker 3WL locking device against traversing of circ. breaker safety lock at crank hole ikon lock | - | 0 | 0
3WL9111-0BA76-0AA0 |  | 3WL9111-0BA76-0AA0 | 1 | UN | 1 | 5 | B | D | EAR99 | N | 85389099 | 1 |  | 0.3 | KG | 910.26 | 910.26 | LP25 | LP25 | accessories circuit breaker 3WL locking device against traversing of circ. breaker safety lock at crank hole profalux lock | - | 0 | 0
3WL9111-0BA77-0AA0 |  | 3WL9111-0BA77-0AA0 | 1 | UN | 1 | 5 | B | D | EAR99 | N | 85389099 | 1 |  | 0.3 | KG | 886.86 | 886.86 | LP25 | LP25 | accessories circuit breaker 3WL locking device against traversing of circ. breaker safety lock at crank hole ronis lock | - | 0 | 0
3WL9111-0BA80-0AA0 |  | 3WL9111-0BA80-0AA0 | 1 | UN | 1 | 5 | B | D | EAR99 | N | 85389099 | 1 |  | 0.4 | KG | 1028.43 | 1028.43 | LP25 | LP25 | accessories circuit breaker 3WL locking device against traversing of circ. breaker safety lock at crank hole kirk-key mount. set | - | 0 | 0
3WL9111-0BA81-0AA0 |  | 3WL9111-0BA81-0AA0 | 1 | UN | 1 | 5 | B | D | EAR99 | N | 85389099 | 1 |  | 0.8 | KG | 724.23 | 724.23 | LP25 | LP25 | accessories circuit breaker 3WL locking device against traversing of circ. breaker In sep. position (cable pULl a. lock In cabinet door) make: ces | - | 0 | 0
3WL9111-0BA83-0AA0 |  | 3WL9111-0BA83-0AA0 | 1 | UN | 1 | 5 | B | D | EAR99 | N | 85389099 | 1 |  | 0.8 | KG | 731.25 | 731.25 | LP25 | LP25 | accessories circuit breaker 3WL locking device against traversing of circ. breaker In sep. position (cable pULl a. lock In cabinet door) make: ikon | - | 0 | 0
3WL9111-0BA85-0AA0 |  | 3WL9111-0BA85-0AA0 | 1 | UN | 1 | 5 | B | D | EAR99 | N | 85389099 | 1 |  | 0.8 | KG | 910.26 | 910.26 | LP25 | LP25 | accessories circuit breaker 3WL locking device against traversing of circ. breaker In sep. position (cable pULl a. lock In cabinet door) make: profalux | - | 0 | 0
3WL9111-0BA86-0AA0 |  | 3WL9111-0BA86-0AA0 | 1 | UN | 1 | 5 | B | D | EAR99 | N | 85389099 | 1 |  | 0.8 | KG | 910.26 | 910.26 | LP25 | LP25 | accessories circuit breaker 3WL locking device against traversing of circ. breaker In sep. position (cable pULl a. lock In cabinet door) make: ronis | - | 0 | 0
3WL9111-0BB12-0AA0 |  | 3WL9111-0BB12-0AA0 | 1 | UN | 1 | 5 | B | D | EAR99 | N | 85389099 | 1 |  | 0.6 | KG | 284.31 | 284.31 | LP25 | LP25 | accessories circuit breaker 3WL locking device against opening the cabinet door In setting (outwittable) | - | 0 | 0
3WL9111-0BB13-0AA0 |  | 3WL9111-0BB13-0AA0 | 1 | UN | 1 | 5 | B | D | EAR99 | N | 85389099 | 1 |  | 0.194 | KG | 284.31 | 284.31 | LP25 | LP25 | accessories circuit breaker 3WL locking device against opening the cabinet door (outwittable) | - | 0 | 0
3WL9111-0BB15-0AA0 |  | 3WL9111-0BB15-0AA0 | 1 | UN | 1 | 5 | B | D | EAR99 | N | 85389099 | 1 |  | 0.15 | KG | 284.31 | 284.31 | LP25 | LP25 | accessories circuit breaker 3WL locking device against traversing of circ. breaker with door open | - | 0 | 0
3WL9111-0BB21-0AA0 |  | 3WL9111-0BB21-0AA0 | 1 | UN | 1 | 5 | B | D | EAR99 | N | 85389099 | 1 |  | 2.7 | KG | 1008.54 | 1008.54 | LP25 | LP25 | accessories circuit breaker 3WL mutual mechanical Interlock w. cable pull 2m for fixed- mount. switch | - | 0 | 0
3WL9111-0BB22-0AA0 |  | 3WL9111-0BB22-0AA0 | 1 | UN | 1 | 5 | B | D | EAR99 | N | 85389099 | 1 |  | 1.1 | KG | 897.39 | 897.39 | LP25 | LP25 | accessories circuit breaker 3WL mutual mechanical Interlock w. cable pull 2m for guide frame | - | 0 | 0
3WL9111-0BB23-0AA0 |  | 3WL9111-0BB23-0AA0 | 1 | UN | 1 | 5 | B | D | EAR99 | N | 85389099 | 1 |  | 0.15 | KG | 136.89 | 136.89 | LP25 | LP25 | accessories circuit breaker 3WL mutual mechanical Interlock comp. for withdr. circ.br. without frame | - | 0 | 0
3WL9111-0BB24-0AA0 |  | 3WL9111-0BB24-0AA0 | 1 | UN | 1 | 5 | B | D | EAR99 | N | 85389099 | 1 |  | 1.85 | KG | 1008.54 | 1008.54 | LP25 | LP25 | accessories circuit breaker 3WL mutual mechanical Interlock w. c.pull 2m for withd.cir.br. with guide frame | - | 0 | 0
3WL9111-0BB25-0AA0 |  | 3WL9111-0BB25-0AA0 | 1 | UN | 1 | 5 | B | D | EAR99 | N | 85389099 | 1 |  | 0.18 | KG | 204.75 | 204.75 | LP25 | LP25 | accessories circuit breaker 3WL bowden wire f. mutual mech. interlockinGS, 2m, thread M5 | - | 0 | 0
3WL9111-0BB26-0AA0 |  | 3WL9111-0BB26-0AA0 | 1 | UN | 1 | 5 | B | D | EAR99 | N | 85389099 | 1 |  | 0.23 | KG | 265.59 | 265.59 | LP25 | LP25 | accessories circuit breaker 3WL bowden wire f. mutual mech. interlockinGS, 3m, thread M5 | - | 0 | 0
3WL9111-0BB27-0AA0 |  | 3WL9111-0BB27-0AA0 | 1 | UN | 1 | 5 | B | D | EAR99 | N | 85389099 | 1 |  | 0.4 | KG | 369.72 | 369.72 | LP25 | LP25 | accessories circuit breaker 3WL bowden wire f. mutual mech. interlockinGS, 4.5m, thread M5 | - | 0 | 0
3WL9111-0BB30-0AA0 |  | 3WL9111-0BB30-0AA0 | 1 | UN | 1 | 5 | B | D | EAR99 | N | 85389099 | 1 |  | 0.043 | KG | 94.89 | 94.89 | LP25 | LP25 | circuit-breaker accessor. 3WL mutual mechanical locking for withdrawable c.b. size 3 | - | 0 | 0
3WL9111-0BB45-0AA0 |  | 3WL9111-0BB45-0AA0 | 1 | UN | 1 | 5 | B | D | EAR99 | N | 85389099 | 1 |  | 0.15 | KG | 204.75 | 204.75 | LP25 | LP25 | accessories circuit breaker 3WL bowden wire f. mutual mech. interlockinGS, 2m, thread M8x1 | - | 0 | 0
3WL9111-0BB46-0AA0 |  | 3WL9111-0BB46-0AA0 | 1 | UN | 1 | 5 | B | D | EAR99 | N | 85389099 | 1 |  | 0.22 | KG | 265.59 | 265.59 | LP25 | LP25 | accessories circuit breaker 3WL bowden wire f. mutual mech. interlockinGS, 3m, thread M8x1 | - | 0 | 0
3WL9111-0BB47-0AA0 |  | 3WL9111-0BB47-0AA0 | 1 | UN | 1 | 5 | B | D | EAR99 | N | 85389099 | 1 |  | 0.36 | KG | 369.72 | 369.72 | LP25 | LP25 | accessories circuit breaker 3WL bowden wire f. mutual mech. interlockinGS,4.5m, thread M8x1 | - | 0 | 0
3WL9111-0BB50-0AA0 |  | 3WL9111-0BB50-0AA0 | 1 | UN | 1 | 5 | B | D | EAR99 | N | 85389099 | 1 |  | 7 | KG | 379.08 | 379.08 | LP25 | LP25 | accessories circuit breaker 3WL bracket angle f.fixed mount. f. mounting on the cabinet wall 1 pair (2off) | - | 0 | 0
3WL9111-0BB55-0AA0 |  | 3WL9111-0BB55-0AA0 | 1 | UN | 1 | 5 | B | D | EAR99 | N | 85389099 | 1 |  | 4.8 | KG | 223.47 | 223.47 | LP25 | LP25 | circuit-breaker accessor. 3WL low-profile base for fixed-mounted circuit-breaker | - | 0 | 0
3WL9111-0BB68-0AA0 |  | 3WL9111-0BB68-0AA0 | 1 | UN | 1 | 5 | B | D | EAR99 | N | 85389099 | 1 |  | 2.95 | KG | 575.64 | 575.64 | LP25 | LP25 | circuit-breaker accessor. 3WL voltage transformer 3-pole for meas.function and meas.f. plus 380-690V/100V class 0.5 | - | 0 | 0
3WL9111-0BC02-0AA0 |  | 3WL9111-0BC02-0AA0 | 1 | UN | 1 | 5 | B | D | EAR99 | N | 85389099 | 1 |  | 0.05 | KG | 24.22 | 24.22 | LP25 | LP25 | ready-made cabling f. cubicle bus module 1 m long | - | 0 | 0
3WL9111-0BC03-0AA0 |  | 3WL9111-0BC03-0AA0 | 1 | UN | 1 | 5 | B | D | EAR99 | N | 85389099 | 1 |  | 0.06 | KG | 26.09 | 26.09 | LP25 | LP25 | ready-made cabling f. cubicle bus module 2 m long | - | 0 | 0
3WL9111-0BC04-0AA0 |  | 3WL9111-0BC04-0AA0 | 1 | UN | 1 | 5 | B | D | EAR99 | N | 85389099 | 1 |  | 0.02 | KG | 20.71 | 20.71 | LP25 | LP25 | ready-made cabling f. cubicle bus module 0.2 m long | - | 0 | 0
3WL9111-0BC05-0AA0 |  | 3WL9111-0BC05-0AA0 | 1 | UN | 1 | 5 | B | D | EAR99 | N | 85389099 | 1 |  | 0.07 | KG | 29.37 | 29.37 | LP25 | LP25 | preassembled cable for connecting external cubicle bus no COM15 module present 2m long | - | 0 | 0
3WL9111-0BC11-0AA0 |  | 3WL9111-0BC11-0AA0 | 1 | UN | 1 | 5 | B | D | EAR99 | N | 85389099 | 1 |  | 5.1 | KG | 647.01 | 647.01 | LP25 | LP25 | accessories circuit-breaker 3WL kit for conv. fixed-mounted to withdrawable size 1 3-pole (aux.current shift modULes and guide frames are to be ordered individually) | - | 0 | 0
3WL9111-0BC12-0AA0 |  | 3WL9111-0BC12-0AA0 | 1 | UN | 1 | 5 | B | D | EAR99 | N | 85389099 | 1 |  | 5.9 | KG | 856.44 | 856.44 | LP25 | LP25 | accessories circuit-breaker 3WL kit for conv. fixed-mounted to withdrawable size 2 3-pole (aux.current shift modULes and guide frames are to be ordered individually) | - | 0 | 0
3WL9111-0BC13-0AA0 |  | 3WL9111-0BC13-0AA0 | 1 | UN | 1 | 5 | B | D | EAR99 | N | 85389099 | 1 |  | 8.1 | KG | 1287 | 1287 | LP25 | LP25 | accessories circuit-breaker 3WL kit for conv. fixed-mounted to withdrawable size 3 3-pole (aux.current shift modULes and guide frames are to be ordered individually) | - | 0 | 0
3WL9111-0BC14-0AA0 |  | 3WL9111-0BC14-0AA0 | 1 | UN | 1 | 5 | B | D | EAR99 | N | 85389099 | 1 |  | 6.4 | KG | 751.14 | 751.14 | LP25 | LP25 | accessories circuit-breaker 3WL kit for conv. fixed-mounted to withdrawable size 1 4-pole (aux.current shift modULes and guide frames are to be ordered individually) | - | 0 | 0
3WL9111-0BC15-0AA0 |  | 3WL9111-0BC15-0AA0 | 1 | UN | 1 | 5 | B | D | EAR99 | N | 85389099 | 1 |  | 6.45 | KG | 962.91 | 962.91 | LP25 | LP25 | accessories circuit-breaker 3WL kit for conv. fixed-mounted to withdrawable size 2 4-pole (aux.current shift modULes and guide frames are to be ordered individually) | - | 0 | 0
3WL9111-0BC16-0AA0 |  | 3WL9111-0BC16-0AA0 | 1 | UN | 1 | 5 | B | D | EAR99 | N | 85389099 | 1 |  | 10.7 | KG | 1392.3 | 1392.3 | LP25 | LP25 | accessories circuit-breaker 3WL kit for conv. fixed-mounted to withdrawable size 3 4-pole (aux.current shift modULes and guide frames are to be ordered individually) | - | 0 | 0
3WL9111-0BC20-0AA0 |  | 3WL9111-0BC20-0AA0 | 1 | UN | 1 | 15 | C | D | EAR99 | N | 85389099 | 1 |  | 0.2 | KG | 68.56 | 68.56 | LP25 | LP25 | connection cable to adapt the bda and bda plus onto the ETU at the 3WL circuit breaker, length 1m | - | 0 | 0
3WL9111-0BC21-0AA0 |  | 3WL9111-0BC21-0AA0 | 1 | UN | 1 | 5 | B | D | EAR99 | N | 85389099 | 1 |  | 0.35 | KG | 58.85 | 58.85 | LP25 | LP25 | connection cable to adapt the bda plus onto the aux. contact x8 At the SENTRON WL circuit breaker necessary if neither COM15 nor external cubiclebus modules attached. length 2m | - | 0 | 0
3WL9111-0BC22-0AA0 |  | 3WL9111-0BC22-0AA0 | 1 | UN | 1 | 5 | B | D | EAR99 | N | 85389099 | 1 |  | 0.35 | KG | 58.85 | 58.85 | LP25 | LP25 | connection cable to adapt the bda plus onto front plug x25 of ETU release 2. | - | 0 | 0
3WL9111-1AH11-0AA0 |  | 3WL9111-1AH11-0AA0 | 1 | UN | 1 | 5 | B | D | EAR99 | N | 85389099 | 1 |  | 0.18 | KG | 579.15 | 579.15 | LP25 | LP25 | accessories circuit breaker 3WL position signal switch f. guide frame, 1st block 3 micro-switches | - | 0 | 0
3WL9111-1AH12-0AA0 |  | 3WL9111-1AH12-0AA0 | 1 | UN | 1 | 5 | B | D | EAR99 | N | 85389099 | 1 |  | 0.204 | KG | 693.81 | 693.81 | LP25 | LP25 | accessories circuit breaker 3WL position signal switch f. guide frame, 2nd block 6 micro-switches | - | 0 | 0
3WL9111-1AT15-0AA0 |  | 3WL9111-1AT15-0AA0 | 1 | UN | 1 | 10 | C | D | EAR99 | N | 85389099 | 1 |  | 0.18 | KG | 2609.1 | 2609.1 | LP25 | LP25 | 3WL9 NAFTA accessory WLCM16MD com16 modbus module | - | 0 | 0
3WL9111-1AT66-0AA0 |  | 3WL9111-1AT66-0AA0 | 1 | UN | 1 | 5 | B | D | N | N | 85176200 | 1 |  | 0.14 | KG | 2609.1 | 2609.1 | LP25 | LP25 | Accessory circuit breaker 3WL, COM35 communication module PROFINET IO and Modbus TCP | - | 0 | 0
3WL9111-1AT67-0AA0 |  | 3WL9111-1AT67-0AA0 | 1 | UN | 1 | 5 | B | D | N | N | 85176200 | 1 |  | 0.26 | KG | 2995.2 | 2995.2 | LP25 | LP25 | Accessory circuit breaker 3WL, COM35 communication module Kit PROFINET IO and Modbus TCP BSS and cableset for retrofit | - | 0 | 0
3WL9111-2AA51-0AA0 |  | 3WL9111-2AA51-0AA0 | 1 | UN | 1 | 5 | B | D | EAR99 | N | 85389099 | 1 |  | 0.01 | KG | 494.91 | 494.91 | LP25 | LP25 | accessories circuit breaker 3WL rated current ref. module 250A f. ETU25, 27, 45, 55, 75, 76 approved to UL 489 | - | 0 | 0
3WL9111-2AA52-0AA0 |  | 3WL9111-2AA52-0AA0 | 1 | UN | 1 | 5 | B | D | EAR99 | N | 85389099 | 1 |  | 0.01 | KG | 494.91 | 494.91 | LP25 | LP25 | accessories circuit breaker 3WL rated current ref. module 315A f. ETU25, 27, 45, 55, 75, 76 approved to UL 489 | - | 0 | 0
3WL9111-2AA53-0AA0 |  | 3WL9111-2AA53-0AA0 | 1 | UN | 1 | 5 | B | D | EAR99 | N | 85389099 | 1 |  | 0.01 | KG | 494.91 | 494.91 | LP25 | LP25 | accessories circuit breaker 3WL rated current ref. module 400A f. ETU25, 27, 45, 55, 75, 76 approved to UL 489 | - | 0 | 0
3WL9111-2AA54-0AA0 |  | 3WL9111-2AA54-0AA0 | 1 | UN | 1 | 5 | B | D | EAR99 | N | 85389099 | 1 |  | 0.01 | KG | 494.91 | 494.91 | LP25 | LP25 | accessories circuit breaker 3WL rated current ref. module 500A f. ETU25, 27, 45, 55, 75, 76 approved to UL 489 | - | 0 | 0
3WL9111-2AA55-0AA0 |  | 3WL9111-2AA55-0AA0 | 1 | UN | 1 | 5 | B | D | EAR99 | N | 85389099 | 1 |  | 0.01 | KG | 494.91 | 494.91 | LP25 | LP25 | accessories circuit breaker 3WL rated current ref. module 630A f. ETU25, 27, 45, 55, 75, 76 approved to UL 489 | - | 0 | 0
3WL9111-2AA56-0AA0 |  | 3WL9111-2AA56-0AA0 | 1 | UN | 1 | 5 | B | D | EAR99 | N | 85389099 | 1 |  | 0.01 | KG | 494.91 | 494.91 | LP25 | LP25 | accessories circuit breaker 3WL rated current ref. module 800A f. ETU25, 27, 45, 55, 75, 76 approved to UL 489 | - | 0 | 0
3WL9111-2AA57-0AA0 |  | 3WL9111-2AA57-0AA0 | 1 | UN | 1 | 5 | B | D | EAR99 | N | 85389099 | 1 |  | 0.01 | KG | 494.91 | 494.91 | LP25 | LP25 | accessories circuit breaker 3WL rated current ref. module 1000A f. ETU25, 27, 45, 55, 75, 76 approved to UL 489 | - | 0 | 0
3WL9111-2AA58-0AA0 |  | 3WL9111-2AA58-0AA0 | 1 | UN | 1 | 5 | B | D | EAR99 | N | 85389099 | 1 |  | 0.01 | KG | 494.91 | 494.91 | LP25 | LP25 | accessories circuit breaker 3WL rated current ref. module 1250A f. ETU25, 27, 45, 55, 75, 76 approved to UL 489 | - | 0 | 0
3WL9111-2AA61-0AA0 |  | 3WL9111-2AA61-0AA0 | 1 | UN | 1 | 5 | B | D | EAR99 | N | 85389099 | 1 |  | 0.01 | KG | 494.91 | 494.91 | LP25 | LP25 | accessories circuit breaker 3WL rated current ref. module 1600A f. ETU25, 27, 45, 55, 75, 76 approved to UL 489 | - | 0 | 0
3WL9111-2AA62-0AA0 |  | 3WL9111-2AA62-0AA0 | 1 | UN | 1 | 5 | B | D | EAR99 | N | 85389099 | 1 |  | 0.01 | KG | 494.91 | 494.91 | LP25 | LP25 | accessories circuit breaker 3WL rated current ref. module 2000A f. ETU25, 27, 45, 55, 75, 76 approved to UL 489 | - | 0 | 0
3WL9111-2AA63-0AA0 |  | 3WL9111-2AA63-0AA0 | 1 | UN | 1 | 5 | B | D | EAR99 | N | 85389099 | 1 |  | 0.01 | KG | 494.91 | 494.91 | LP25 | LP25 | accessories circuit breaker 3WL rated current ref. module 2500A f. ETU25, 27, 45, 55, 75, 76 approved to UL 489 | - | 0 | 0
3WL9111-2AA64-0AA0 |  | 3WL9111-2AA64-0AA0 | 1 | UN | 1 | 5 | B | D | EAR99 | N | 85389099 | 1 |  | 0.01 | KG | 494.91 | 494.91 | LP25 | LP25 | accessories circuit breaker 3WL rated current ref. module 3200A f. ETU25, 27, 45, 55, 75, 76 approved to UL 489 | - | 0 | 0
3WL9111-2AA65-0AA0 |  | 3WL9111-2AA65-0AA0 | 1 | UN | 1 | 5 | B | D | EAR99 | N | 85389099 | 1 |  | 0.01 | KG | 494.91 | 494.91 | LP25 | LP25 | accessories circuit breaker 3WL rated current ref. module 4000A f. ETU25, 27, 45, 55, 75, 76 approved to UL 489 | - | 0 | 0
3WL9111-2AA66-0AA0 |  | 3WL9111-2AA66-0AA0 | 1 | UN | 1 | 5 | B | D | EAR99 | N | 85389099 | 1 |  | 0.01 | KG | 494.91 | 494.91 | LP25 | LP25 | accessories circuit breaker 3WL rated current ref. module 5000A f. ETU25, 27, 45, 55, 75, 76 approved to UL 489 | - | 0 | 0
3WL9111-2AA77-0AA0 |  | 3WL9111-2AA77-0AA0 | 1 | UN | 1 | 5 | B | D | EAR99 | N | 85389099 | 1 |  | 0.01 | KG | 494.91 | 494.91 | LP25 | LP25 | accessories circuit breaker 3WL rated current ref. module 3000A f. ETU25, 27, 45, 55, 75, 76 approved to UL 489 | - | 0 | 0
3WL9111-2AT33-0AA0 |  | 3WL9111-2AT33-0AA0 | 1 | UN | 1 | 5 | B | D | EAR99 | N | 85389099 | 1 |  | 1 | KG | 4832.1 | 4832.1 | LP25 | LP25 | accessories for SENTRON 3WL/3VL breaker-data-adapter (bda) plus approved to UL489 paramet. device with integr. parameterization dev. w. Integ. SENTRON circuit breaker additionally w. ethernet conn. | - | 0 | 0
3WL9111-2AT53-0AA0 |  | 3WL9111-2AT53-0AA0 | 1 | UN | 1 | 5 | B | D | EAR99 | N | 85389099 | 1 |  | 0.2 | KG | 1719.9 | 1719.9 | LP25 | LP25 | accessories circuit breaker 3WL earth-fault prot.module customer-upgradable for ETU 45 w. display alarm & activation approved to UL 489 | - | 0 | 0
3WL9112-8AH47-0AA0 |  | 3WL9112-8AH47-0AA0 | 1 | UN | 1 | 5 | B | D | EAR99 | N | 85389099 | 1 |  | 0.024 | KG | 43.99 | 43.99 | LP25 | LP25 | accessories circuit breaker 3WL 1 clutch with ring f. mutual me locking device. | - | 0 | 0
3WL9211-1AB31-1BA1-Z | A61R30 | 3WL9211-1AB31-1BA1-ZA61R30 | 1 | UN | 1 | 5 | B | D | EAR99 | N | 85389099 | 1 |  | 25 | KG | 3423.31 | 3423.31 | LP25 | LP25 | accessory for breaker 3WL guide frame size I 630-1000A design up to 66ka 3-pole, front connection top/bottom dual-hole With 3 auxiliary plug connectors With SIGUT screw terminals With 3 change-over contacts, Operation 1 CO, Test 1 CO, Isolated position 1 CO With 2-piece shutter, can be locked A61= Special packaging for increased transport requirements, for foam packaging carton packaging with wax coating (moisture protection) R30= Locking device against opening of the Control cabinet door | - | 0 | 0
3WL9211-1BC41-0BA1 |  | 3WL9211-1BC41-0BA1 | 1 | UN | 1 | 5 | B | D | EAR99 | N | 85389099 | 1 |  | 30 | KG | 3009.71 | 3009.71 | LP25 | LP25 | accessory for breaker 3WL guide frame size I 630-1000A design up to 66ka 4-pole, rear horizontal connection With 4 auxiliary plug connectors With SIGUT screw terminals without position signaling switch With 2-piece shutter, can be locked | - | 0 | 0
3WL9211-2AC21-0AA1-Z | A61 | 3WL9211-2AC21-0AA1-ZA61 | 1 | UN | 1 | 5 | B | D | EAR99 | N | 85389099 | 1 |  | 25 | KG | 2468.59 | 2468.59 | LP25 | LP25 | accessory for breaker 3WL guide frame size I 1250-1600A design up to 66ka 3-pole, rear horizontal connection With 2 auxiliary plug connectors With SIGUT screw terminals without position signaling switch without shutter A61= Special packaging for increased transport requirements, for foam packaging carton packaging with wax coating (moisture protection) | - | 0 | 0
3WL9211-2AE41-0AA1 |  | 3WL9211-2AE41-0AA1 | 1 | UN | 1 | 5 | B | D | EAR99 | N | 85389099 | 1 |  | 25 | KG | 2553.41 | 2553.41 | LP25 | LP25 | accessory for breaker 3WL guide frame size I 1250-1600A design up to 66ka 3-pole, with conn. flange With 4 auxiliary plug connectors With SIGUT screw terminals without position signaling switch without shutter | - | 0 | 0
3WL9212-3AC00-0AA1 |  | 3WL9212-3AC00-0AA1 | 1 | UN | 1 | 5 | B | D | EAR99 | N | 85389099 | 1 |  | 31 | KG | 2562.3 | 2562.3 | LP25 | LP25 | Accessory f. breaker 3WL guide frame size II 2000A 3-pole, rear horizontal connection Without auxiliary plug connectors without auxiliary current plug connectors without position signaling switch without shutter | - | 0 | 0
3WL9212-3AC41-0AA1-Z | A61 | 3WL9212-3AC41-0AA1-ZA61 | 1 | UN | 1 | 5 | B | D | EAR99 | N | 85389099 | 1 |  | 31 | KG | 2957.65 | 2957.65 | LP25 | LP25 | Accessory f. breaker 3WL guide frame size II 2000A 3-pole, rear horizontal connection With 4 auxiliary plug connectors With SIGUT screw terminals without position signaling switch without shutter A61= Special packaging for increased transport requirements, for foam packaging carton packaging with wax coating (moisture protection) | - | 0 | 0
3WL9212-3AC41-2AA1 |  | 3WL9212-3AC41-2AA1 | 1 | UN | 1 | 5 | B | D | EAR99 | N | 85389099 | 1 |  | 31 | KG | 3353.69 | 3353.69 | LP25 | LP25 | Accessory f. breaker 3WL guide frame size II 2000A 3-pole, rear horizontal connection With 4 auxiliary plug connectors With SIGUT screw terminals With 6 change-over contacts, Operation 3 COs, Test 2 CO, Isolated position 1 CO without shutter | - | 0 | 0
3WL9212-3AC41-2BA1 |  | 3WL9212-3AC41-2BA1 | 1 | UN | 1 | 5 | B | D | EAR99 | N | 85389099 | 1 |  | 31 | KG | 3827.54 | 3827.54 | LP25 | LP25 | Accessory f. breaker 3WL guide frame size II 2000A 3-pole, rear horizontal connection With 4 auxiliary plug connectors With SIGUT screw terminals With 6 change-over contacts, Operation 3 COs, Test 2 CO, Isolated position 1 CO With 2-piece shutter, can be locked | - | 0 | 0
3WL9212-3AD21-0BA1-Z | A61 | 3WL9212-3AD21-0BA1-ZA61 | 1 | UN | 1 | 5 | B | D | EAR99 | N | 85389099 | 1 |  | 31 | KG | 3831.64 | 3831.64 | LP25 | LP25 | Accessory f. breaker 3WL guide frame size II 2000A 3-pole, rear vertical connection With 2 auxiliary plug connectors With SIGUT screw terminals without position signaling switch With 2-piece shutter, can be locked A61= Special packaging for increased transport requirements, for foam packaging carton packaging with wax coating (moisture protection) | - | 0 | 0
3WL9212-3AD41-0AA1-Z | A61 | 3WL9212-3AD41-0AA1-ZA61 | 1 | UN | 1 | 5 | B | D | EAR99 | N | 85389099 | 1 |  | 31 | KG | 3484.15 | 3484.15 | LP25 | LP25 | Accessory f. breaker 3WL guide frame size II 2000A 3-pole, rear vertical connection With 4 auxiliary plug connectors With SIGUT screw terminals without position signaling switch without shutter A61= Special packaging for increased transport requirements, for foam packaging carton packaging with wax coating (moisture protection) | - | 0 | 0
3WL9212-3AE41-0AA1-Z | A61 | 3WL9212-3AE41-0AA1-ZA61 | 1 | UN | 1 | 5 | B | D | EAR99 | N | 85389099 | 1 |  | 31 | KG | 2957.65 | 2957.65 | LP25 | LP25 | Accessory f. breaker 3WL guide frame size II 2000A 3-pole, with conn. flange With 4 auxiliary plug connectors With SIGUT screw terminals without position signaling switch without shutter A61= Special packaging for increased transport requirements, for foam packaging carton packaging with wax coating (moisture protection) | - | 0 | 0
3WL9212-4AC21-0BA1-Z | A61P23R10R21 | 3WL9212-4AC21-0BA1-ZA61P23R10R21 | 1 | UN | 1 | 5 | B | D | EAR99 | N | 85389099 | 1 |  | 39 | KG | 5190.01 | 5190.01 | LP25 | LP25 | Accessory f. breaker 3WL guide frame size II 2500A 3-pole, rear horizontal connection With 2 auxiliary plug connectors With SIGUT screw terminals without position signaling switch With 2-piece shutter, can be locked A61= Special packaging for increased transport requirements, for foam packaging carton packaging with wax coating (moisture protection) P23= Retrofitted to connection: Top horizontal, bottom vertical R10= Withdrawable arc chamber cover not possible with option A05 Rated voltage 1000 V R21= Shutter 2-part can be locked with bracket lock | - | 0 | 0
3WL9212-4AE31-0AA1 |  | 3WL9212-4AE31-0AA1 | 1 | UN | 1 | 5 | B | D | EAR99 | N | 85389099 | 1 |  | 39 | KG | 3565.46 | 3565.46 | LP25 | LP25 | Accessory f. breaker 3WL guide frame size II 2500A 3-pole, with conn. flange With 3 auxiliary plug connectors With SIGUT screw terminals without position signaling switch without shutter | - | 0 | 0
3WL9212-5AE41-0BA1 |  | 3WL9212-5AE41-0BA1 | 1 | UN | 1 | 5 | B | D | EAR99 | N | 85389099 | 1 |  | 45 | KG | 5940.56 | 5940.56 | LP25 | LP25 | Accessory f. breaker 3WL guide frame size II 3200A 3-pole, with conn. flange With 4 auxiliary plug connectors With SIGUT screw terminals without position signaling switch With 2-piece shutter, can be locked | - | 0 | 0
3WL9212-6DE41-0AA1-Z | A61 | 3WL9212-6DE41-0AA1-ZA61 | 1 | UN | 1 | 5 | B | D | EAR99 | N | 85389099 | 1 |  | 60 | KG | 8222.65 | 8222.65 | LP25 | LP25 | Accessory f. breaker 3WL guide frame size II 4000A 3-pole, with conn. flange to 600V DC With 4 auxiliary plug connectors With SIGUT screw terminals without position signaling switch without shutter A61= Special packaging for increased transport requirements, for foam packaging carton packaging with wax coating (moisture protection) | - | 0 | 0
3WL9213-6AC41-2AA1-Z | A61 | 3WL9213-6AC41-2AA1-ZA61 | 1 | UN | 1 | 5 | B | D | EAR99 | N | 85389099 | 1 |  | 60 | KG | 7186.03 | 7186.03 | LP25 | LP25 | Accessory f. breaker 3WL guide frame size III 4000A 3-pole, rear horizontal connection With 4 auxiliary plug connectors With SIGUT screw terminals With 6 change-over contacts, Operation 3 COs, Test 2 CO, Isolated position 1 CO without shutter A61= Special packaging for increased transport requirements, for foam packaging carton packaging with wax coating (moisture protection) | - | 0 | 0
3WL9213-6AE41-0AA1 |  | 3WL9213-6AE41-0AA1 | 1 | UN | 1 | 5 | B | D | EAR99 | N | 85389099 | 1 |  | 60 | KG | 6706.91 | 6706.91 | LP25 | LP25 | Accessory f. breaker 3WL guide frame size III 4000A 3-pole, with conn. flange With 4 auxiliary plug connectors With SIGUT screw terminals without position signaling switch without shutter | - | 0 | 0
3WL9213-8AD11-0AC1-Z | A61 | 3WL9213-8AD11-0AC1-ZA61 | 1 | UN | 1 | 5 | B | D | EAR99 | N | 85389099 | 1 |  | 143 | KG | 13779.33 | 13779.33 | LP25 | LP25 | Accessory f. breaker 3WL guide frame size III 6300A 3-pole, rear vertical connection With 1 auxiliary plug connector With SIGUT screw terminals without position signaling switch without shutter A61= Special packaging for increased transport requirements, for foam packaging carton packaging with wax coating (moisture protection) | - | 0 | 0
3WL9213-8AD31-0AA1 |  | 3WL9213-8AD31-0AA1 | 1 | UN | 1 | 5 | B | D | EAR99 | N | 85389099 | 1 |  | 143 | KG | 12223.46 | 12223.46 | LP25 | LP25 | Accessory f. breaker 3WL guide frame size III 6300A 3-pole, rear vertical connection With 3 auxiliary plug connectors With SIGUT screw terminals without position signaling switch without shutter | - | 0 | 0
3WL9213-8AD41-0BA1 |  | 3WL9213-8AD41-0BA1 | 1 | UN | 1 | 5 | B | D | EAR99 | N | 85389099 | 1 |  | 143 | KG | 13072.88 | 13072.88 | LP25 | LP25 | Accessory f. breaker 3WL guide frame size III 6300A 3-pole, rear vertical connection With 4 auxiliary plug connectors With SIGUT screw terminals without position signaling switch With 2-piece shutter, can be locked | - | 0 | 0
3WL9213-8AD41-2AA1-Z | A61 | 3WL9213-8AD41-2AA1-ZA61 | 1 | UN | 1 | 5 | B | D | EAR99 | N | 85389099 | 1 |  | 143 | KG | 12766.93 | 12766.93 | LP25 | LP25 | Accessory f. breaker 3WL guide frame size III 6300A 3-pole, rear vertical connection With 4 auxiliary plug connectors With SIGUT screw terminals With 6 change-over contacts, Operation 3 COs, Test 2 CO, Isolated position 1 CO without shutter A61= Special packaging for increased transport requirements, for foam packaging carton packaging with wax coating (moisture protection) | - | 0 | 0
3WL9311-5AA00-0AA2 |  | 3WL9311-5AA00-0AA2 | 1 | UN | 1 | 10 | C | D | EAR99 | N | 85389099 | 1 |  | 0.72 | KG | 1953.9 | 1953.9 | LP25 | LP25 | accessories circuit-breaker 3WL overcurrent release ETU15B li protection option w/o rated current id modULe | - | 0 | 0
3WL9312-5AA00-0AA2 |  | 3WL9312-5AA00-0AA2 | 1 | UN | 1 | 10 | C | D | EAR99 | N | 85389099 | 1 |  | 0.72 | KG | 2152.8 | 2152.8 | LP25 | LP25 | accessories circuit-breaker 3WL overcurrent release ETU25B LSI protection option w/o rated current id modULe | - | 0 | 0
3WL9312-7AA00-0AA2 |  | 3WL9312-7AA00-0AA2 | 1 | UN | 1 | 10 | C | D | EAR99 | N | 85389099 | 1 |  | 0.72 | KG | 3229.2 | 3229.2 | LP25 | LP25 | accessories circuit-breaker 3WL overcurrent release ETU27B LSINg protection option w/o rated current id modULe | - | 0 | 0
3WL9314-5AA00-0AA2 |  | 3WL9314-5AA00-0AA2 | 1 | UN | 1 | 10 | C | D | EAR99 | N | 85389099 | 1 |  | 0.53 | KG | 2620.8 | 2620.8 | LP25 | LP25 | accessories circuit-breaker 3WL overcurrent release ETU45B LSIN protection option NO measurement fuNCtion no display w/o earth fault module with cubicle bus connection | - | 0 | 0
3WL9314-5AA20-0AA2 |  | 3WL9314-5AA20-0AA2 | 1 | UN | 1 | 5 | B | D | EAR99 | N | 85389099 | 1 |  | 0.72 | KG | 4598.1 | 4598.1 | LP25 | LP25 | accessories circuit-breaker 3WL overcurrent release ETU45B LSIN protection option w. meas. fuNCt. u,i,p,w,q,f,cos harmonics and harm. distortion w/o display w/o rated current id module w/o earth fault module with cubicle bus connection | - | 0 | 0
3WL9314-5AA30-0AA2 |  | 3WL9314-5AA30-0AA2 | 1 | UN | 1 | 5 | B | D | EAR99 | N | 85389099 | 1 |  | 547 | G | 4598.1 | 4598.1 | LP25 | LP25 | access. f. 3WL air circ. br., Electronic Trip Unit ETU45B release 2 LSIN protection adjustable with PLUS metering function I, U, P,W, Q, f, cos phi, harmonics, distortion factor without display without rated current module without ground-fault module with CubicleBUS connection | - | 0 | 0
3WL9317-6AA00-0AA1 |  | 3WL9317-6AA00-0AA1 | 1 | UN | 1 | 10 | C | D | EAR99 | N | 85389099 | 1 |  | 0.72 | KG | 9512.1 | 9512.1 | LP25 | LP25 | accessories circuit breaker 3WL overcurrent release ETU76B LSIN protection option w/o measurement fuNCtion w/o rated current id module w/o ground fault module with cubicle bus connection design for areva with software qualification | - | 0 | 0
3WL9317-6AA00-0AA2 |  | 3WL9317-6AA00-0AA2 | 1 | UN | 1 | 10 | C | D | EAR99 | N | 85389099 | 1 |  | 0.72 | KG | 5580.9 | 5580.9 | LP25 | LP25 | accessories circuit-breaker 3WL overcurrent release ETU76B LSIN protection option NO measurement fuNCtion w/o rated current id module w/o earth fault module with cubicle bus connection | - | 0 | 0
3WL9317-6AA20-0AA2 |  | 3WL9317-6AA20-0AA2 | 1 | UN | 1 | 5 | B | D | EAR99 | N | 85389099 | 1 |  | 1.81 | KG | 7066.8 | 7066.8 | LP25 | LP25 | accessories circuit-breaker 3WL overcurrent release ETU76B LSIN protection option w. meas. fuNCt. u,i,p,w,q,f,cos harmonics and harm. distortion w/o rated current id module w/o earth fault module with cubicle bus connection | - | 0 | 0
3WL9317-6AA30-0AA2 |  | 3WL9317-6AA30-0AA2 | 1 | UN | 1 | 5 | B | D | EAR99 | N | 85389099 | 1 |  | 601 | G | 7066.8 | 7066.8 | LP25 | LP25 | access. f. 3WL air circ. br., Electronic Trip Unit ETU76B release 2 LSIN protection adjustable with PLUS metering function I, U, P,W, Q, f, cos phi, harmonics, distortion factor with display without rated current module without ground-fault module with CubicleBUS connection | - | 0 | 0
3WL9352-5AA00-0AA1 |  | 3WL9352-5AA00-0AA1 | 1 | UN | 1 | 10 | C | D | EAR99 | N | 85389099 | 1 |  | 0.72 | KG | 2784.6 | 2784.6 | LP25 | LP25 | accessories circuit-breaker 3WL overcurrent release ETU25B LSI protection option w/o rated current id modULe UL 489 APproval | - | 0 | 0
3WL9354-5AA00-0AA1 |  | 3WL9354-5AA00-0AA1 | 1 | UN | 1 | 10 | C | D | EAR99 | N | 85389099 | 1 |  | 0.72 | KG | 3393 | 3393 | LP25 | LP25 | accessories circuit-breaker 3WL overcurrent release ETU45B LSIN protection option NO measurement fuNCtion no display w/o earth fault module with cubicle bus connection UL 489 APproval | - | 0 | 0
3WL9354-5AA20-0AA1 |  | 3WL9354-5AA20-0AA1 | 1 | UN | 1 | 10 | C | D | EAR99 | N | 85389099 | 1 |  | 0.72 | KG | 6867.9 | 6867.9 | LP25 | LP25 | accessories circuit-breaker 3WL overcurrent release ETU45B LSIN protection option w. meas. fuNCt. plus no display w/o rated current id module w/o earth fault module with cubicle bus connection | - | 0 | 0
3ZS1200-0CC13-0YA0 |  | 3ZS1200-0CC13-0YA0 | 1 | UN | 1 | 0 | A | D | N | N | 85234920 | 1 | 4019169099547 | 0.1 | KG | 1728 | 1728 | CP01 | CP01 | ECOFAST CONFIGURING SOFTWARE ECOFAST ES VERSION 1.3 POWER CONFIGURING FOR DISTRIBUTION WITHOUT CONTROL CABINET | - | 0 | 7
3ZS1200-0CC14-0YA0 |  | 3ZS1200-0CC14-0YA0 | 1 | UN | 1 | 5 | B | D | N | N | 85234920 | 1 | 4011209677517 | 0.1 | KG | 1452 | 1452 | CP01 | CP01 | SIRIUS, ECOFAST ES V1.4 SINGLE LICENSE F.1 INSTALLATION E SW, SW ON CD CLASS A 3 LANGUAGES (DE,EN,FR) EXECUTABLE UNDER: WIN2000/WINXPPROF | - | 0 | 7
3ZS1310-1CC10-0YA0 |  | 3ZS1310-1CC10-0YA0 | 1 | UN | 1 | 5 | B | D | N | N | 85234920 | 1 | 4019169146463 | 0.23 | KG | 423.6 | 423.6 | CP01 | CP01 | SIRIUS Motor Starter ES 2006 SMART Single License for one installation Class A 2 languages (de,en) Executable in: Windows 2000 / Windows XP Professional Reference hardware: SIRIUS Motor Starters ECOFAST / ET 200pro / ET200S PTP data connection | - | 0 | 7
3ZS1310-2CC10-0YA0 |  | 3ZS1310-2CC10-0YA0 | 1 | UN | 1 | 5 | B | D | N | N | 85234920 | 1 | 4019169146470 | 0.23 | KG | 1272 | 1272 | CP01 | CP01 | SIRIUS Motor Starter ES 2006 Professional Single License for one installation Class A 2 languages (de,en) Executable in: Windows 2000 / Windows XP Professional Reference hardware: SIRIUS Motor Starters ECOFAST / ET 200PRO / ET200S for integration into STEP 7 HW-CON and PTP data connection | - | 0 | 7
3ZS1310-2CC10-0YE0 |  | 3ZS1310-2CC10-0YE0 | 1 | UN | 1 | 5 | B | D | N | N | 85234920 | 1 | 4019169146494 | 0.23 | KG | 848.4 | 848.4 | CP01 | CP01 | SIRIUS Motor Starter ES 2006 Professional Upgrade single license for one installation Class A 2 languages (de,en) Executable in: Windows 2000 / XP Professional Reference hardware: SIRIUS Motor Starters ECOFAST / ET 200pro / ET200S for integration into STEP 7 HW-CON and PTP data connection | - | 0 | 7
3ZS1310-4CC10-0YA5 |  | 3ZS1310-4CC10-0YA5 | 1 | UN | 1 | 5 | B | D | N | N | 85234920 | 1 | 4019169160148 | 0.221 | KG | 79.56 | 79.56 | CP01 | CP01 | SIRIUS Motor Starter ES 2007 Basic Floating License for one user Engineering software Software on CD License key on USB stick Class A 3 languages (de, en, fr) Executable in: Win 7 SP1 / Win 10 - 64 Bit Prof./Ultimate/Enterprise Win Server 2008 R2 Std. SP1 / 2012 R2 / 2016 - 64 bit Communications via system interface Content: Set (1xDVD + 1x USB) | - | 0 | 0
3ZS1310-4CE10-0YB5 |  | 3ZS1310-4CE10-0YB5 | 1 | UN | 1 | 6 | C | D | N | N | 85234990 | 1 | 4019169185189 | 0.23 | KG | 79.56 | 79.56 | CP01 | CP01 | SIRIUS Motor Starter ES 2007 Basic Floating license for one user engineering software, without software, without documentation License key download, Class A 3 languages (de, en, fr) Executable in: Win 7 SP1 / Win 10 - 64 bit Prof./Ultimate/Enterprise Win Server 2008 R2 Std. SP1 / 2012 R2 / 2016 - 64 bit communication via system interface E-mail address for delivery is absolutely essential | - | 0 | 0
3ZS1310-5CC10-0YA5 |  | 3ZS1310-5CC10-0YA5 | 1 | UN | 1 | 5 | B | D | N | N | 85234920 | 1 | 4019169160117 | 0.228 | KG | 349.2 | 349.2 | CP01 | CP01 | SIRIUS Motor Starter ES 2007 standard Floating License for one user Engineering software, software and documentation on CD License key on USB stick Class A 3 languages (de, en, fr) Executable in: Win 7 SP1 / Win 10 - 64-bit Prof./Ultimate/Enterprise Win Server 2008 R2 Std. SP1 / 2012 R2 / 2016 - 64 bit Communications via system interface Content: Set (1xDVD + 1x USB) | - | 0 | 0
3ZS1310-5CC10-0YD5 |  | 3ZS1310-5CC10-0YD5 | 1 | UN | 1 | 0 | A | D | N | N | 85234920 | 1 | 4019169160131 | 0.142 | KG | 321.6 | 321.6 | CP01 | CP01 | SIRIUS Motor Starter ES 2007 standard, Power Pack for Motor Starter ES 2007 Floating license for one user Engineering software, without software, without documentation License key on USB stick Class A 3 languages (de, en, fr) Executable in: Windows XP Prof./Win7 32/64-bit Prof./Ultimate/Enterprise Reference hardware: SIRIUS Motor Starter 3RK13* Communications via system interface Content: Set (1xDVD + 1x USB) | - | 0 | 7
3ZS1310-5CC10-0YE5 |  | 3ZS1310-5CC10-0YE5 | 1 | UN | 1 | 5 | B | D | N | N | 85234920 | 1 | 4019169160124 | 0.23 | KG | 108 | 108 | CP01 | CP01 | SIRIUS Motor Starter ES 2007 standard, upgrade for Motor Starter ES as of 2006 Floating license for one user Engineering software, Software and documentation on CD License key on USB flash drive Class A 3 languages (de, en, fr) Executable in: Windows XP Prof./Win7 32/64-bit Prof./Ultimate/Enterprise Reference hardware: SIRIUS Motor Starter 3RK13* Communications via system interface | - | 0 | 7
3ZS1310-5CC10-0YL5 |  | 3ZS1310-5CC10-0YL5 | 1 | UN | 1 | 8 | C | D | N | N | 49119900 | 1 | 4019169196741 | 0.23 | KG | 86.52 | 86.52 | CP01 | CP01 | SIRIUS Motor Starter ES 2007 standard Software Update Service for 1 year with automatic extension, requires current software version Engineering software, software and documentation on CD Reference hardware: SIRIUS Motor Starter 3RK13* Communications via system interface Content: Set (1xDVD + 1x USB) | - | 0 | 7
3ZS1310-5CE10-0YB5 |  | 3ZS1310-5CE10-0YB5 | 1 | UN | 1 | 6 | C | D | N | N | 85234990 | 1 | 4019169185172 | 0.23 | KG | 349.2 | 349.2 | CP01 | CP01 | SIRIUS Motor Starter ES 2007 standard Floating license for one user engineering software, without software, without documentation License key download, Class A 3 languages (de, en, fr) Executable in: Win 7 SP1 / Win 10 - 64 bit Prof./Ultimate/Enterprise Win Server 2008 R2 Std. SP1 / 2012 R2 / 2016 - 64 bit communication via system interface E-mail address for delivery is absolutely essential | - | 0 | 0
3ZS1310-6CC10-0YA5 |  | 3ZS1310-6CC10-0YA5 | 1 | UN | 1 | 5 | B | D | N | N | 85234920 | 1 | 4019169160087 | 0.224 | KG | 955.2 | 955.2 | CP01 | CP01 | SIRIUS motor starter ES 2007 Premium Floating License for one user Engineering software, software and documentation on CD License key on USB stick Class A 3 languages (de, en, fr) Executable on: Win 7 SP1 / Win 10 - 64-bit Prof./Ultimate/Enterprise Win Server 2008 R2 Std. SP1 / 2012 R2 / 2016 - 64-bit Communications via system interface and optional PROFIBUS DP and PROFINET interface (without ET 200S (DPV0)) | - | 0 | 0
3ZS1310-6CC10-0YD5 |  | 3ZS1310-6CC10-0YD5 | 1 | UN | 1 | 5 | B | D | N | N | 85234920 | 1 | 4019169160100 | 0.141 | KG | 753.6 | 753.6 | CP01 | CP01 | SIRIUS Motor Starter ES 2007 Premium, Power Pack for Motor Starter ES 2007 Floating license for one user Engineering software, without Software, without documentation License key on USB flash drive Class A 3 languages (de, en, fr) Executable in: Windows XP Prof./Win7 32/64-bit Prof./Ultimate/Enterprise Reference hardware: SIRIUS Motor Starter 3RK13* Communications via system interface and optional PROFIBUS DP and PROFINET interface (without ET 200S (DPV0)) | - | 0 | 7
3ZS1310-6CC10-0YE5 |  | 3ZS1310-6CC10-0YE5 | 1 | UN | 1 | 5 | B | D | N | N | 85234920 | 1 | 4019169160094 | 0.223 | KG | 297.6 | 297.6 | CP01 | CP01 | SIRIUS Motor Starter ES 2007 standard, upgrade for Motor Starter ES as of 2006 Floating license for one user Engineering software, Software and documentation on CD License key on USB flash drive Class A 3 languages (de, en, fr) Executable in: Windows XP Prof./Win7 32/64-bit Prof./Ultimate/Enterprise Reference hardware: SIRIUS Motor Starter 3RK13* Communications via system interface and optional PROFIBUS DP and PROFINET interface (without ET 200S (DPV0)) | - | 0 | 7
3ZS1310-6CC10-0YL5 |  | 3ZS1310-6CC10-0YL5 | 1 | UN | 1 | 8 | C | D | N | N | 49119900 | 1 | 4019169196758 | 0.23 | KG | 236.4 | 236.4 | CP01 | CP01 | SIRIUS Motor Starter ES 2007 Premium Software Update Service for 1 year with automatic extension, requires current software version Engineering software, software and documentation on CD Reference hardware: SIRIUS Motor Starter 3RK13* Communications via system interface and optional PROFIBUS DP and PROFINET interface (without ET 200S (DPV0)) Content: Set (1xDVD + 1x USB) | - | 0 | 7
3ZS1310-6CC10-4YA5 |  | 3ZS1310-6CC10-4YA5 | 1 | UN | 1 | 8 | C | D | N | N | 85234990 | 1 | 4019169181105 | 0.23 | KG | 212.4 | 212.4 | CP01 | CP01 | SIRIUS Motor Starter ES 2007 Premium, promotion pack only with individual release Floating License for one user Engineering software, software+documentation on CD License key on USB stick Class A, 3 languages (de,en,fr) Executable in: Windows2000/Windows XP Prof. Reference hardware: SIRIUS Motor Starter 3RK13* Communications via system interface and Optional PROFIBUS DP interface Content: Set (1xDVD + 1x USB) | - | 0 | 7
3ZS1310-6CE10-0YB5 |  | 3ZS1310-6CE10-0YB5 | 1 | UN | 1 | 6 | C | D | N | N | 85234990 | 1 | 4019169185165 | 0.23 | KG | 955.2 | 955.2 | CP01 | CP01 | SIRIUS Motor starter ES 2007 Premium Floating License for one user Engineering Software, without software, without documentation 3 languages (de, en fr) Executable in: Win 7 SP1 / Win 10 - 64 bit Prof./Ultimate/Enterprise Win Server 2008 R2 Std. SP1 / 2012 R2 / 2016 - 64 bit Communications via system interface E-mail address for delivery is mandatory | - | 0 | 0
3ZS1312-1CC10-0KA0 |  | 3ZS1312-1CC10-0KA0 | 1 | UN | 1 | 2 | A | D | N | N | 85234920 | 1 |  | 0.211 | KG | 615 | 615 | CP14 | CP14 | SIMOCODE ES Smart; Parameterization and service software for SIMOCODE pro; for parameterization via system interface; executable on PC/PG under Windows 2000/XP; without PC cable; Type of delivery: CD; Single License; Language: Chinese | - | 0 | 7
3ZS1312-1CC10-0PA0 |  | 3ZS1312-1CC10-0PA0 | 1 | UN | 1 | 2 | A | D | N | N | 85234920 | 1 |  | 0.227 | KG | 615 | 615 | CP14 | CP14 | SIMOCODE ES Smart; Parameterization and service software for SIMOCODE pro; for parameterization via system interface; executable on PC/PG under Windows 2000/XP; without PC cable; Type of delivery: CD; Single License; Language: Polish; | - | 0 | 7
3ZS1312-2CC10-0KA0 |  | 3ZS1312-2CC10-0KA0 | 1 | UN | 1 | 2 | A | D | N | N | 85234920 | 1 |  | 0.216 | KG | 2324.7 | 2324.7 | CP14 | CP14 | SIMOCODE ES Professional; Parameterization and service software for SIMOCODE pro; for parameterization via PROFIBUS and system interface; executable on PC/PG under Windows 2000/XP; incl. STEP 7 - object manager; without PC cable; Type of delivery: CD; Single License; Language: Chinese; | - | 0 | 7
3ZS1312-2CC10-0PA0 |  | 3ZS1312-2CC10-0PA0 | 1 | UN | 1 | 2 | A | D | N | N | 85234920 | 1 |  | 0.228 | KG | 2324.7 | 2324.7 | CP14 | CP14 | SIMOCODE ES Professional; Parameterization and service software for SIMOCODE pro; for parameterization via PROFIBUS and system interface; executable on PC/PG under Windows 2000/XP; incl. STEP 7 - object manager; without PC cable; Type of delivery: CD; Single License; Language: Polish; | - | 0 | 7
3ZS1312-3CC10-0PA0 |  | 3ZS1312-3CC10-0PA0 | 1 | UN | 1 | 2 | A | D | N | N | 85234920 | 1 |  | 0.226 | KG | 615 | 615 | CP14 | CP14 | SIMOCODE ES Graphic; for the graphic parameterization of SIMOCODE pro; as add-on for SIMOCODE ES Smart / Prof.; Language: Polish | - | 0 | 7
3ZS1312-4CC10-0YA5 |  | 3ZS1312-4CC10-0YA5 | 1 | UN | 1 | 2 | A | D | N | N | 85234920 | 1 | 4019169179492 | 0.225 | KG | 97.17 | 97.17 | CP14 | CP14 | SIRIUS SIMOCODE ES 2007 basic, Floating license for one user Engineering software, SW and documentation on CD; License key on USB stick, Class A, 3 languages (DE,EN,FR), Executable in: Win 7 SP1 / Win 10 - 64 Bit (Prof./Ultimate/Enterprise) / Win Server 2008 R2 Std. SP1 / 2012 R2 / 2016 - 64 bit Reference HW: SIRIUS SIMOCODE PRO 3UF7*, Communications via system interface Content: Set (1xDVD + 1x USB) | - | 0 | 0
3ZS1312-4CE10-0YB5 |  | 3ZS1312-4CE10-0YB5 | 1 | UN | 1 | 6 | C | D | N | N | 85234990 | 1 | 4019169184748 | 0.001 | KG | 101.72 | 101.72 | CP14 | CP14 | SIRIUS SIMOCODE ES 2007 Basic, Floating License for one user engineering software, without SW, without documentation, license key download, Class A, 3 languages (de,en,fr) Executable in: Win 7 SP1 / Win 10 - 64 bit (Prof./Ultimate/Enterprise) / Win Server 2008 R2 Std. SP1 / 2012 R2 / 2016 - 64 bit, Reference hardware: SIRIUS SIMOCODE PRO 3UF7*,, communication via system interface, e-mail address for delivery is absolutely essential | - | 0 | 0
3ZS1312-5CC10-0YA5 |  | 3ZS1312-5CC10-0YA5 | 1 | UN | 1 | 1 | A | D | N | N | 85234920 | 1 | 4019169179461 | 0.217 | KG | 959.4 | 959.4 | CP14 | CP14 | SIRIUS SIMOCODE ES 2007 Standard, Floating License for one user Engineering software, SW and documentation on CD, License key on USB flash drive Class A, 3 languages (de,en,fr) Executable in: Win 7 SP1 / Win 10 - 64 bit (Prof./Ultimate/Enterprise) / Win Server 2008 R2 Std. SP1 / 2012 R2 / 2016 - 64 bit,, Reference HW: SIRIUS SIMOCODE PRO 3UF7*, Communications via system interface Content: Set (1xDVD + 1x USB) | - | 0 | 0
3ZS1312-5CC10-0YD5 |  | 3ZS1312-5CC10-0YD5 | 1 | UN | 1 | 2 | A | D | N | N | 85234920 | 1 | 4019169179485 | 0.148 | KG | 923.73 | 923.73 | CP14 | CP14 | SIRIUS SIMOCODE ES 2007 Standard, Power Pack for SIMOCODE ES 2007 Basic, Floating License for one user engineering SW, license key on USB flash drive, Class A, 3 languages (de,en,fr) Executable in: Win 7 SP1 / Win 10 - 64 bit (Prof./Ultimate/Enterprise) / Win Server 2008 R2 Std. SP1 / 2012 R2 / 2016 - 64 bit, Reference hardware: SIRIUS SIMOCODE PRO 3UF7*, communication via system interface | - | 0 | 7
3ZS1312-5CC10-0YE5 |  | 3ZS1312-5CC10-0YE5 | 1 | UN | 1 | 2 | A | D | N | N | 85234920 | 1 | 4019169179478 | 0.225 | KG | 258.3 | 258.3 | CP14 | CP14 | SIRIUS SIMOCODE ES 2007 Standard, upgrade for SIMOCODE 2004 or higher Floating License for one user engineering SW, software + documentation on CD License key on USB flash drive, Class A, 3 languages (de,en,fr) Executable in: Win 7 SP1 / Win 10 - 64 bit (Prof./Ultimate/Enterprise) / Win Server 2008 R2 Std. SP1 / 2012 R2 / 2016 - 64 bit, reference hardware: SIRIUS SIMOCODE pro 3UF7*, communication via system interface | - | 0 | 7
3ZS1312-5CC10-0YL5 |  | 3ZS1312-5CC10-0YL5 | 1 | UN | 1 | 1 | A | D | N | N | 49119900 | 1 | 4019169196765 | 0.23 | KG | 206.64 | 206.64 | CP14 | CP14 | SIRIUS SIMOCODE ES 2007 Standard, Software Update Service for 1 year with automatic extension, current software version is required, engineering software, SW and documentation on CD, Reference hardware: SIRIUS SIMOCODE PRO 3UF7* communication via system interface | - | 0 | 7
3ZS1312-5CE10-0YB5 |  | 3ZS1312-5CE10-0YB5 | 1 | UN | 1 | 6 | C | D | N | N | 85234990 | 1 | 4019169184731 | 0.001 | KG | 1003.68 | 1003.68 | CP14 | CP14 | SIRIUS SIMOCODE ES 2007 Standard, Floating License for one user Engineering software without SW, without documentation License key download, Class A, 3 languages (de,en,fr) Executable in: Win 7 SP1 / Win 10 - 64 bit (Prof./Ultimate/Enterprise) / Win Server 2008 R2 Std. SP1 / 2012 R2 / 2016 - 64 bit Reference hardware: SIRIUS SIMOCODE PRO 3UF7*, communication via system interface, e-mail address for delivery is absolutely essential | - | 0 | 0
3ZS1312-6CC10-0YA5 |  | 3ZS1312-6CC10-0YA5 | 1 | UN | 1 | 1 | A | D | N | N | 85234920 | 1 | 4019169179430 | 0.22 | KG | 1599 | 1599 | CP14 | CP14 | SIRIUS SIMOCODE ES 2007 Premium, Floating License for one user Engineering software Software and documentation on CD License key on USB flash drive, Class A, 3 languages (de,en,fr) Executable in: Win 7 SP1 / Win 10 - 64 bit (Prof./Ultimate/Enterprise) / Win Server 2008 R2 Std. SP1 / 2012 R2 / 2016 - 64 bit, Reference HW: SIRIUS SIMOCODE PRO 3UF7*, Communications via system interface or PROFIBUS DP interface Content: Set (1xDVD + 1x USB) | - | 0 | 0
3ZS1312-6CC10-0YD5 |  | 3ZS1312-6CC10-0YD5 | 1 | UN | 1 | 2 | A | D | N | N | 85234920 | 1 | 4019169179454 | 0.132 | KG | 686.34 | 686.34 | CP14 | CP14 | SIRIUS SIMOCODE ES 2007 Premium, Power Pack for SIMOCODE ES 2007 Standard, engineering SW, license key on USB flash drive, Class A, 3 languages (de,en,fr) Executable in: Win 7 SP1 / Win 10 - 64 bit (Prof./Ultimate/Enterprise) / Win Server 2008 R2 Std. SP1 / 2012 R2 / 2016 - 64 bit, Reference hardware: SIRIUS SIMOCODE PRO 3UF7*, communication via system interface or PROFIBUS DP interface | - | 0 | 7
3ZS1312-6CC10-0YE5 |  | 3ZS1312-6CC10-0YE5 | 1 | UN | 1 | 2 | A | D | N | N | 85234920 | 1 | 4019169179447 | 0.231 | KG | 431.73 | 431.73 | CP14 | CP14 | SIRIUS SIMOCODE ES 2007 Premium, upgrade for SIMOCODE 2004 or higher, Floating License for one user engineering SW, software + documentation on CD, License key on USB flash drive, Class A, 3 languages (de,en,fr) Executable in: Win 7 SP1 / Win 10 - 64 bit (Prof./Ultimate/Enterprise) / Win Server 2008 R2 Std. SP1 / 2012 R2 / 2016 - 64 bit, reference hardware: SIRIUS SIMOCODE pro 3UF7*, communication via system interface or PROFIBUS DP interface | - | 0 | 7
3ZS1312-6CC10-0YL5 |  | 3ZS1312-6CC10-0YL5 | 1 | UN | 1 | 1 | A | D | N | N | 49119900 | 1 | 4019169196772 | 0.23 | KG | 345.63 | 345.63 | CP14 | CP14 | SIRIUS SIMOCODE ES 2007 Premium, Software Update Service 1 year with automatic extension, current software version is required, engineering software, SW and documentation on CD, Reference hardware: SIRIUS SIMOCODE PRO 3UF7* communication via system interface or PROFIBUS DP interface | - | 0 | 7
3ZS1312-6CC10-4YA5 |  | 3ZS1312-6CC10-4YA5 | 1 | UN | 1 | 1 | A | D | N | N | 85234990 | 1 | 4019169181587 | 0.23 | KG | 261.99 | 261.99 | CP14 | CP14 | SIRIUS SIMOCODE ES 2007 Premium, promotion pack, Only with individual release from Bernhard.Neumann@siemens.com, Floating License for one user, engineering SW, SW and documentation on CD, license key on USB flash drive, Class A, 3 languages (de,en,fr) Executable in: MS Windows XP Prof. MS Windows 7 32/64 bit Prof. Ultimate/Enterprise, Reference hardware: SIRIUS SIMOCODE PRO 3UF7*, communication via system interface or PROFIBUS DP interface | - | 0 | 9
3ZS1312-6CE10-0YB5 |  | 3ZS1312-6CE10-0YB5 | 1 | UN | 1 | 6 | C | D | N | N | 85234990 | 1 | 4019169184724 | 0.001 | KG | 1808.1 | 1808.1 | CP14 | CP14 | SIRIUS SIMOCODE ES 2007 Premium, Floating License for one user Engineering software without SW, without documentation, License key download, Class A 3 languages (de,en,fr) Executable in: Win 7 SP1 / Win 10 - 64 bit (Prof./Ultimate/Enterprise) / Win Server 2008 R2 Std. SP1 / 2012 R2 / 2016 - 64 bit, Reference hardware: SIRIUS SIMOCODE PRO 3UF7*, communication via system interface or PROFIBUS DP interface, e-mail address for delivery is absolutely essential | - | 0 | 7
3ZS1313-1CC10-0YA0 |  | 3ZS1313-1CC10-0YA0 | 1 | UN | 1 | 5 | B | D | N | N | 85234920 | 1 | 4019169145879 | 0.21 | KG | 197.96 | 197.96 | CP12 | CP12 | SIRIUS Soft Starter ES 2006 SMART Single License for one installation E-SW, software on CD Class A 2 languages (de, en) Executable in: Windows 2000/ XP Professional Reference hardware: SIRIUS Soft Starter 3RW44 Communications via system interface Required firmware version >=*E04* implemented in devices AB Start of delivery December 2005 | - | 0 | 7
3ZS1313-2CC10-0YA0 |  | 3ZS1313-2CC10-0YA0 | 1 | UN | 1 | 5 | B | D | N | N | 85234920 | 1 | 4019169149020 | 0.214 | KG | 795.88 | 795.88 | CP12 | CP12 | SIRIUS Soft Starter ES 2006 Professional Single License for one installation Engineering software Software on CD Class A 2 languages (de, en) Executable in: Windows 2000/Windows XP Prof. Reference hardware: SIRIUS Soft Starter 3RW44 Communications via system interface and optional PROFIBUS DP interface | - | 0 | 7
3ZS1313-4CC10-0YA5 |  | 3ZS1313-4CC10-0YA5 | 1 | UN | 1 | 5 | B | D | N | N | 85234920 | 1 | 4019169160070 | 0.225 | KG | 90.9 | 90.9 | CP12 | CP12 | SIRIUS Soft Starter ES 2007 Basic Floating License for one user Engineering software Software on CD License key on USB flash drive Class A 3 languages (de, en, fr) Executable in: Windows 7 / Windows 10 / Server 08/12/16 Reference hardware: SIRIUS Soft Starter 3RW44 Communications via system interface Content: Set (1xDVD + 1x USB) | - | 0 | 7
3ZS1313-4CE10-0YB5 |  | 3ZS1313-4CE10-0YB5 | 1 | UN | 1 | 6 | C | D | N | N | 85234990 | 1 | 4019169185141 | 0.23 | KG | 90.9 | 90.9 | CP12 | CP12 | SIRIUS Soft Starter ES 2007 Basic Floating license for one user engineering software, without software, without documentation License key download, Class A 3 languages (de, en, fr) Executable in: Windows 7 / Windows 10 / Server 08/12/16 Reference hardware: SIRIUS Soft Starter 3RW44 communication via system interface E-mail address for delivery is absolutely essential | - | 0 | 7
3ZS1313-5CC10-0YA5 |  | 3ZS1313-5CC10-0YA5 | 1 | UN | 1 | 5 | B | D | N | N | 85234920 | 1 | 4019169160049 | 0.221 | KG | 364.61 | 364.61 | CP12 | CP12 | SIRIUS Soft Starter ES 2007 standard Floating License for one user Engineering software, software and documentation on CD License key on USB flash drive Class A 3 languages (de, en, fr) Executable in: Windows 7 / Windows 10 / Server 08/12/16 Reference hardware: SIRIUS Soft Starter 3RW44 Communications via system interface Content: Set (1xDVD + 1x USB) | - | 0 | 7
3ZS1313-5CC10-0YD5 |  | 3ZS1313-5CC10-0YD5 | 1 | UN | 1 | 5 | B | D | N | N | 85234920 | 1 | 4019169160063 | 0.144 | KG | 270.68 | 270.68 | CP12 | CP12 | SIRIUS Soft Starter ES 2007 Standard, powerpack for Soft Starter ES 2007 Floating license for one user engineering software, without software, without documentation License key on USB flash drive Class A 3 languages (de, en, fr) Executable in: Windows 7 / Windows 10 / Server 08/12/16 Reference hardware: SIRIUS Soft Starter 3RW44 communication via system interface | - | 0 | 7
3ZS1313-5CC10-0YE5 |  | 3ZS1313-5CC10-0YE5 | 1 | UN | 1 | 5 | B | D | N | N | 85234920 | 1 | 4019169160056 | 0.224 | KG | 90.9 | 90.9 | CP12 | CP12 | SIRIUS Soft Starter ES 2007 standard, upgrade for Motor Starter ES as of 2006 Floating license for one user Engineering software, Software and documentation on CD License key on USB flash drive Class A 3 languages (de, en, fr) Executable in: Windows XP Professional / Win 7 Reference hardware: SIRIUS Soft Starter 3RW44 Communications via system interface | - | 0 | 7
3ZS1313-5CC10-0YL5 |  | 3ZS1313-5CC10-0YL5 | 1 | UN | 1 | 1 | A | D | N | N | 49119900 | 1 | 4019169196789 | 0.23 | KG | 72.82 | 72.82 | CP12 | CP12 | SIRIUS Soft Starter ES 2007 standard Software Update Service for 1 year with automatic extension, requires current software version Engineering software, Software and documentation on CD Reference hardware: SIRIUS Soft Starter 3RW44 Communications via system interface | - | 0 | 7
3ZS1313-5CE10-0YB5 |  | 3ZS1313-5CE10-0YB5 | 1 | UN | 1 | 6 | C | D | N | N | 85234990 | 1 | 4019169185080 | 0.23 | KG | 364.61 | 364.61 | CP12 | CP12 | SIRIUS Soft Starter ES 2007 standard Floating license for one user engineering software, without software, without documentation License key download, Class A 3 languages (de, en, fr) Executable in: Windows 7 / Windows 10 / Server 08/12/16 Reference hardware: SIRIUS Soft Starter 3RW44 communication via system interface E-mail address for delivery is absolutely essential | - | 0 | 7
3ZS1313-6CC10-0YA5 |  | 3ZS1313-6CC10-0YA5 | 1 | UN | 1 | 5 | B | D | N | N | 85234920 | 1 | 4019169160001 | 0.229 | KG | 998.89 | 998.89 | CP12 | CP12 | SIRIUS Soft Starter ES 2007 Premium Floating License for one user Engineering software, software and documentation on CD License key on USB flash drive Class A 3 languages (de, en, fr) Executable in: Windows 7 / Windows 10 / Server 08/12/16 Reference hardware: SIRIUS Soft Starter 3RW44 Communications via system interface and optional PROFIBUS DP interface Content: Set (1xDVD + 1x USB) | - | 0 | 7
3ZS1313-6CC10-0YD5 |  | 3ZS1313-6CC10-0YD5 | 1 | UN | 1 | 5 | B | D | N | N | 85234920 | 1 | 4019169160032 | 0.145 | KG | 634.28 | 634.28 | CP12 | CP12 | SIRIUS Soft Starter ES 2007 Premium, powerpack for Soft Starter ES 2007 Floating license for one user engineering software, without software, without documentation License key on USB flash drive Class A 3 languages (de, en, fr) Executable in: Windows 7 / Windows 10 / Server 08/12/16 Reference hardware: SIRIUS Soft Starter 3RW44 communication via system interface and optional PROFIBUS DP interface | - | 0 | 7
3ZS1313-6CC10-0YE5 |  | 3ZS1313-6CC10-0YE5 | 1 | UN | 1 | 5 | B | D | N | N | 85234920 | 1 | 4019169160025 | 0.226 | KG | 250.48 | 250.48 | CP12 | CP12 | SIRIUS Soft Starter ES 2007 standard, upgrade for Motor Starter ES as of 2006 Floating license for one user Engineering software, Software and documentation on CD License key on USB flash drive Class A 3 languages (de, en, fr) Executable in: Windows XP Professional / Win 7 Reference hardware: SIRIUS Soft Starter 3RW44 Communications via system interface and optional PROFIBUS DP interface | - | 0 | 7
3ZS1313-6CC10-0YL5 |  | 3ZS1313-6CC10-0YL5 | 1 | UN | 1 | 1 | A | D | N | N | 49119900 | 1 | 4019169196796 | 0.23 | KG | 198.97 | 198.97 | CP12 | CP12 | SIRIUS Soft Starter ES 2007 Premium Software Update Service for 1 year with automatic extension, requires current software version Engineering software, Software and documentation on CD Reference hardware: SIRIUS Soft Starter 3RW44 Communications via system interface and optional PROFIBUS DP interface | - | 0 | 7
3ZS1313-6CC10-4YA5 |  | 3ZS1313-6CC10-4YA5 | 1 | UN | 1 | 3 | B | D | N | N | 85234990 | 1 | 4019169181594 | 0.23 | KG | 222.2 | 222.2 | CP12 | CP12 | SIRIUS Soft Starter ES 2007 Premium, promotion pack Floating license for one user Engineering software, software+documentation on CD License key on USB stick Class A, 3 languages (de,en,fr) Executable in Windows Prof. Windows 7 32/64 bit Reference hardware: SIRIUS Soft Starter 3RW44 Communications via system interface and optional PROFIBUS DP interface | - | 0 | 7
3ZS1313-6CE10-0YB5 |  | 3ZS1313-6CE10-0YB5 | 1 | UN | 1 | 6 | C | D | N | N | 85234990 | 1 | 4019169184755 | 0.23 | KG | 998.89 | 998.89 | CP12 | CP12 | SIRIUS Soft Starter ES 2007 Premium Floating license for one user engineering software, without software, without documentation License key download, Class A 3 languages (de, en, fr) Executable in: Windows 7 / Windows 10 / Server 08/12/16 Reference hardware: SIRIUS Soft Starter 3RW44 communication via system interface and optional PROFIBUS DP interface E-mail address for delivery is absolutely essential | - | 0 | 7
3ZS1314-4CC10-0YA5 |  | 3ZS1314-4CC10-0YA5 | 1 | UN | 1 | 2 | A | D | N | N | 85234920 | 1 |  | 0.226 | KG | 102.13 | 102.13 | CP18 | CP18 | SIRIUS Modular Safety System ES 2008 Basic License key on USB flash drive Software on CD Floating license for one user Engineering software Class A 3 languages (DE,EN,FR) Executable in: Windows XP Prof. SP2 + SP3 Windows 7 32/64 bit SP1 Prof./Ultimate/Enterprise Reference hardware: SIRIUS Modular Safety System 3RK3 Communications via system interface to PC (serial interface) | - | 0 | 7
3ZS1314-5CC10-0YA5 |  | 3ZS1314-5CC10-0YA5 | 1 | UN | 1 | 5 | B | D | N | N | 85234920 | 1 | 4019169156318 | 0.228 | KG | 715 | 715 | CP18 | CP18 | SIRIUS Modular Safety System ES 2008 Standard License key on USB flash drive Software on CD Floating license for one user Engineering software Class A 3 languages (DE,EN,FR) Executable in: Windows XP Prof. SP2 + SP3 Windows 7 32/64 bit SP1 Prof./Ultimate/Enterprise Reference hardware: SIRIUS Modular Safety System 3RK3 Communications via system interface to PC (serial interface) | - | 0 | 7
3ZS1314-5CC10-0YD5 |  | 3ZS1314-5CC10-0YD5 | 1 | UN | 1 | 2 | A | D | N | N | 85234920 | 1 |  | 0.145 | KG | 613.75 | 613.75 | CP18 | CP18 | SIRIUS Modular Safety System ES 2008 Power Pack for MSS ES Basic to Standard License key on USB flash drive without software Floating license for one user Engineering software Class A 3 languages (DE,EN,FR) Executable in: Windows XP Prof. SP2 + SP3 Windows 7 32/64 bit SP1 Prof./Ultimate/Enterprise Reference hardware: SIRIUS Modular Safety System 3RK3 Communications via system interface to PC (serial interface) | - | 0 | 7
3ZS1314-5CC10-0YL5 |  | 3ZS1314-5CC10-0YL5 | 1 | UN | 1 | 1 | A | D | N | N | 49119900 | 1 | 4019169196802 | 0.23 | KG | 143.75 | 143.75 | CP18 | CP18 | SIRIUS Modular Safety System ES 2008 Standard Software Update Service Phased-out product for one year with automatic extension requires current software version License key to be ordered separately Software on CD Engineering software Class A 3 languages (DE, EN, FR) Executable in: Windows XP Prof. SP2 + SP3 Windows 7 32/64 bit SP1 Prof./Ultimate/Enterprise Reference hardware: SIRIUS Modular Safety System 3RK3 | - | 0 | 7
3ZS1314-6CC10-0YA5 |  | 3ZS1314-6CC10-0YA5 | 1 | UN | 1 | 5 | B | D | N | N | 85234920 | 1 |  | 0.228 | KG | 932.5 | 932.5 | CP18 | CP18 | SIRIUS Modular Safety System ES 2008 Premium License key on USB flash drive Software on CD Floating license for one user Engineering software Class A 3 languages (DE,EN,FR) Executable in: Windows XP Prof. SP2 + SP3 Windows 7 32/64 bit SP1 Prof./Ultimate/Enterprise Reference hardware: SIRIUS Modular Safety System 3RK3 Communication with PROFIBUS or system interface to PC (serial/USB) Macro functionality | - | 0 | 7
3ZS1314-6CC10-0YD5 |  | 3ZS1314-6CC10-0YD5 | 1 | UN | 1 | 2 | A | D | N | N | 85234920 | 1 |  | 0.136 | KG | 216.25 | 216.25 | CP18 | CP18 | SIRIUS Modular Safety System ES 2008 Power Pack for MSS ES Standard to Premium License key on USB flash drive without software Floating license for one user Engineering software Class A 3 languages (DE,EN,FR) Executable in: Windows XP Prof. SP2 + SP3 Windows 7 32/64 bit SP1 Prof./Ultimate/Enterprise Reference hardware: SIRIUS Modular Safety System 3RK3 Communication with PROFIBUS or system interface to PC (serial/USB) | - | 0 | 7
3ZS1314-6CC10-0YL5 |  | 3ZS1314-6CC10-0YL5 | 1 | UN | 1 | 1 | A | D | EAR99S | N | 49119900 | 1 |  | 0.23 | KG | 187.5 | 187.5 | CP18 | CP18 | SIRIUS Modular Safety System ES 2008 Premium Software Update Service Phased-out product for one year with automatic extension requires current software version License key to be ordered separately Software on CD Engineering software Class A 3 languages (DE, EN, FR) Executable in: Windows XP Prof. SP2 + SP3 Windows 7 32/64 bit SP1 Prof./Ultimate/Enterprise Reference hardware: SIRIUS Modular Safety System 3RK3 | - | 0 | 7
3ZS1314-6CC10-4YA5 |  | 3ZS1314-6CC10-4YA5 | 1 | UN | 1 | 1 | A | D | EAR99S | N | 85234990 | 1 |  | 0.23 | KG | 256.25 | 256.25 | CP18 | CP18 | SIRIUS Modular Safety System ES 2008 Premium promotion pack only with individual release !!! Phased-out product !!! Successor: 3ZS1316-6CC10-4YA5 License key on USB stick Software on CD Floating license for one user Engineering software Class A 3 languages (de,en,fr) Executable in: Reference hardware: SIRIUS Modular Safety System 3RK3 Communication with PROFIBUS or system interface to PC (serial/USB) Macro functionality | - | 0 | 7
3ZS1316-4CC10-0YA5 |  | 3ZS1316-4CC10-0YA5 | 1 | UN | 1 | 2 | A | D | N | N | 85234920 | 1 | 4047622304600 | 0.216 | KG | 82.25 | 82.25 | CP18 | CP18 | SIRIUS engineering Safety ES V1.0 Basic License key on USB flash drive Software on CD Floating License for one user Engineering software Class A 3 languages (de,en,fr) Executable in: Windows 10 64 bit Pro/Enterprise Windows 7 32/64 bit SP 1 Prof./Ultimate/Enterprise Reference HW: SIRIUS MSS 3RK3 SIRIUS 3SK2 Communications via system interface to PC (serial interface) Content: Set (1xDVD + 1x USB) | - | 0 | 0
3ZS1316-4CE10-0YB5 |  | 3ZS1316-4CE10-0YB5 | 1 | UN | 1 | 6 | C | D | N | N | 49011000 | 1 | 4047622304662 | 0.23 | KG | 82.25 | 82.25 | CP18 | CP18 | SIRIUS engineering Safety ES V1.0 Basic License key download Floating license for one user Engineering software Class A 3 languages (DE,EN,FR) Executable in: Windows 10 64 bit Pro/Enterprise Windows 7 32/64 bit SP 1 Prof./Ultimate/Enterprise Reference hardware: SIRIUS MSS 3RK3 SIRIUS 3SK2 Communications via system interface to PC (serial interface) | - | 0 | 0
3ZS1316-5CC10-0YA5 |  | 3ZS1316-5CC10-0YA5 | 1 | UN | 1 | 5 | B | D | N | N | 85234920 | 1 | 4047622304594 | 0.23 | KG | 575 | 575 | CP18 | CP18 | SIRIUS engineering Safety ES V1.0 Standard License key on USB flash drive Software on CD Floating License for one user Engineering software Class A 3 languages (de,en,fr) Executable in: Windows 10 64 bit Pro/Enterprise Windows 7 32/64 bit SP 1 Prof./Ultimate/Enterprise Reference HW: SIRIUS MSS 3RK3 SIRIUS 3SK2 Communications via system interface to PC (serial interface) Content: Set (1xDVD + 1x USB) | - | 0 | 0
3ZS1316-5CC10-0YD5 |  | 3ZS1316-5CC10-0YD5 | 1 | UN | 1 | 2 | A | D | N | N | 85235190 | 1 | 4047622304648 | 0.141 | KG | 613.75 | 613.75 | CP18 | CP18 | SIRIUS engineering Safety ES V1.0 Power Pack for Safety ES Basic to Standard License key on USB flash drive without software Floating license for one user Engineering software Class A 3 languages (DE,EN,FR) Executable in: Windows 10 64 bit Pro/Enterprise Windows 7 32/64 bit SP 1 Prof./Ultimate/Enterprise Reference hardware: SIRIUS MSS 3RK3 SIRIUS 3SK2 Communications via system interface to PC (serial interface) | - | 0 | 7
3ZS1316-5CE10-0YB5 |  | 3ZS1316-5CE10-0YB5 | 1 | UN | 1 | 6 | C | D | N | N | 49011000 | 1 | 4047622304679 | 0.23 | KG | 575 | 575 | CP18 | CP18 | SIRIUS engineering Safety ES V1.0 Standard License key download without software, Floating license for one user Engineering software Class A 3 languages (DE,EN,FR) Executable in: Windows 10 64 bit Pro/Enterprise Windows 7 32/64 bit SP 1 Prof./Ultimate/Enterprise Reference hardware: SIRIUS MSS 3RK3 SIRIUS 3SK2 Communications via system interface to PC (serial interface) | - | 0 | 0
3ZS1316-6CC10-0YA5 |  | 3ZS1316-6CC10-0YA5 | 1 | UN | 1 | 5 | B | D | N | N | 85234920 | 1 | 4047622304617 | 0.218 | KG | 751.25 | 751.25 | CP18 | CP18 | SIRIUS engineering Safety ES V1.0 Premium License key on USB flash drive Software on CD Floating License for one user Engineering software Class A 3 languages (de,en,fr) Executable in: Windows 10 64 bit Pro/Enterprise Windows 7 32/64 bit SP 1 Prof./Ultimate/Enterprise Reference HW: SIRIUS MSS 3RK3 SIRIUS 3SK2 Communications via system interface to PC (serial/USB) Macro functionality Content: Set (1xDVD + 1x USB) | - | 0 | 0
3ZS1316-6CC10-0YD5 |  | 3ZS1316-6CC10-0YD5 | 1 | UN | 1 | 2 | A | D | N | N | 85235190 | 1 | 4047622304631 | 0.141 | KG | 216.25 | 216.25 | CP18 | CP18 | SIRIUS engineering Safety ES V1.0 Power Pack for MSS ES Standard to Premium License key on USB flash drive without software Floating license for one user Engineering software Class A 3 languages (DE,EN,FR) Executable in: Windows XP Prof. SP2 + SP3 Windows 7 32/64 bit SP 1 Prof./Ultimate/Enterprise Reference hardware: SIRIUS MSS 3RK3 SIRIUS 3SK2 Communication with PROFIBUS or system interface to PC (serial/USB) Macro functionality | - | 0 | 7
3ZS1316-6CC10-4YA5 |  | 3ZS1316-6CC10-4YA5 | 1 | UN | 1 | 2 | A | D | N | N | 85234920 | 1 | 4047622304655 | 0.23 | KG | 206.25 | 206.25 | CP18 | CP18 | SIRIUS Safety ES V1.0 Premium promotion pack Only with individual release JÃ¼rgen Wolski juergen.wolski@siemens.com License key on USB flash drive, software on CD Floating License for one user, engineering software Class A 3 languages (de,en,fr) Reference hardware: MSS 3RK3 and SIRIUS 3SK2 Communication via fieldbus or system interface to PC (serial/USB) Macro functionality Content: set (1xDVD + 1x USB) | - | 0 | 7
3ZS1316-6CE10-0YB5 |  | 3ZS1316-6CE10-0YB5 | 1 | UN | 1 | 6 | C | D | N | N | 49011000 | 1 |  | 0.23 | KG | 751.25 | 751.25 | CP18 | CP18 | SIRIUS engineering Safety ES V1.0 Premium License key download without software Floating license for one user Engineering software Class A 3 languages (de,en,FR) Executable in: Windows 10 64 bit Pro/Enterprise Windows 7 32/64 bit SP1 Prof./Ultimate/Enterprise Reference HW: SIRIUS MSS 3RK3 SIRIUS 3SK2 Communication with PROFIBUS or system interface to PC (serial/USB) Macro functionality | - | 0 | 0
3ZS1320-4CC10-0YA5 |  | 3ZS1320-4CC10-0YA5 | 1 | UN | 1 | 10 | C | D | N | N | 85234920 | 1 | 4047622481035 | 0.229 | KG | 86.96 | 86.96 | CP12 | CP12 | SIRIUS Soft Starter ES V14 Basic Floating license for 1 user Engineering software Software on DVD License key on USB flash drive Class A 6 languages (de,de, fr, enit, fr,sp,cn) Executable in: Win 7 SP1/Win 8.1/ Win 10 - 64 bit; Win Server 2008 R2 Std SP1, Win Server 2012 R2 Std, Win Server 2016 - 64 bit Reference hardware: 3RW44 Online functions via system interface | - | 0 | 7
3ZS1320-4CE10-0YB5 |  | 3ZS1320-4CE10-0YB5 | 1 | UN | 1 | 6 | C | D | N | N |  | 1 | 4047622478714 | 0.23 | KG | 85.85 | 85.85 | CP12 | CP12 | SIRIUS Soft Starter ES V14 Basic Floating license for 1 user Only license without software, without documentation License key download, Class A 6 languages (de,de, fr, enit, fr,sp,cn) Executable in: Win 7 SP1/Win 8.1/ Win 10 - 64 bit; Win Server 2008 R2 Std SP1, Win Server 2012 R2 Std, Win Server 2016 - 64 bit Reference hardware: 3RW44 Online functions via system interface E-mail address is absolutely essential | - | 0 | 7
3ZS1320-5CC00-0YL5 |  | 3ZS1320-5CC00-0YL5 | 1 | UN | 1 | 5 | B | D | N | N | 85234920 | 1 |  | 0.231 | KG | 73.23 | 73.23 | CP12 | CP12 | SIRIUS Soft Starter ES V15.1 Standard Software Update Service for Soft Starter ES V15 Floating License for one user Engineering software, software and documentation on DVD License key USB stick, Cl. A 6 languages (de,en,it, fr,sp,cn) Executable in: Win 7 SP1/Win 8.1/ Win 10 - 64-bit; Win Server 2008 R2 Std. SP1, Win Server 2012 R2 Std, Win Server 2016 - 64-bit Reference hardware: 3RW44/55 SIRIUS Soft Starter 3RW44/55 Online functions via system interface Content: set (1xDVD + 1x USB) | - | 0 | 0
3ZS1320-5CC10-0YA5 |  | 3ZS1320-5CC10-0YA5 | 1 | UN | 1 | 10 | C | D | N | N | 85234920 | 1 | 4047622481059 | 0.23 | KG | 348.45 | 348.45 | CP12 | CP12 | SIRIUS Soft Starter ES V14 Standard Floating license for 1 user Engineering software, Software and documentation on DVD License key on USB flash drive Class A 6 languages (de,de, fr, enit, fr,sp,cn) Executable in: Win 7 SP1/Win 8.1/ Win 10 - 64 bit; Win Server 2008 R2 Std SP1, Win Server 2012 R2 Std, Win Server 2016 - 64 bit Reference hardware: 3RW44 Online functions via system interface | - | 0 | 7
3ZS1320-5CC10-0YD5 |  | 3ZS1320-5CC10-0YD5 | 1 | UN | 1 | 1 | A | D | N | N | 85235190 | 1 | 4047622481127 | 0.147 | KG | 258.56 | 258.56 | CP12 | CP12 | SIRIUS Soft Starter ES V14 Standard Power Pack for Soft Starter ES V14 Basic Floating license for one user Engineering software, without Software, without documentation License key on USB flash drive, Cl. A, 6 languages (de,de, fr, enit, fr,sp,cn) Executable in: Win 7 SP1/Win 8.1/ Win 10 - 64 bit; Win Server 2008 R2 Std SP1, Win Server 2012 R2 Std, Win Server 2016 - 64 bit Reference hardware: 3RW44 SIRIUS Soft Starter 3RW44 Online functions via system interface | - | 0 | 7
3ZS1320-5CC10-0YE5 |  | 3ZS1320-5CC10-0YE5 | 1 | UN | 1 | 10 | C | D | N | N | 85234920 | 1 | 4047622481080 | 0.231 | KG | 86.96 | 86.96 | CP12 | CP12 | SIRIUS Soft Starter ES V14 Standard upgrade for Soft Starter ES 2007 Floating license for one user Engineering software, Software and documentation on DVD License key on USB flash drive, Cl. A, 6 languages (de,de, fr, enit, fr,sp,cn) Executable in: Win 7 SP1/Win 8.1/ Win 10 - 64 bit; Win Server 2008 R2 Std SP1, Win Server 2012 R2 Std, Win Server 2016 - 64 bit Reference hardware: 3RW44 SIRIUS Soft Starter 3RW44 Online functions via system interface | - | 0 | 7
3ZS1320-5CC10-0YL5 |  | 3ZS1320-5CC10-0YL5 | 1 | UN | 1 | 6 | C | D | N | N | 49119900 | 1 | 4047622481141 | 0.23 | KG | 69.69 | 69.69 | CP12 | CP12 | SIRIUS Soft Starter ES V14 Standard Software Update Service for 1 year with automatic extension, requires current software version Engineering software, Software and documentation on DVD Reference hardware: 3RW44 Online functions via system interface system interface | - | 0 | 7
3ZS1320-5CC11-0YA5 |  | 3ZS1320-5CC11-0YA5 | 1 | UN | 1 | 5 | B | D | N | N | 85234920 | 1 |  | 0.233 | KG | 293.91 | 293.91 | CP12 | CP12 | SIRIUS Soft Starter ES V15.1 Standard Floating license for 1 user Engineering software, software and documentation on DVD License key on USB stick Class A 6 languages (de,en,it, fr,sp,cn) Executable in: Win 7 SP1 Win 10 - 64 bit; Win Server 2012 R2 Std, Win Server 2016 - 64 bit Reference hardware: 3RW44/55 Online functions via system interface Content: Set (1xDVD + 1x USB) | - | 0 | 0
3ZS1320-5CC11-0YE5 |  | 3ZS1320-5CC11-0YE5 | 1 | UN | 1 | 5 | B | D | N | N | 85234920 | 1 |  | 0.23 | KG | 73.23 | 73.23 | CP12 | CP12 | SIRIUS Soft Starter ES V15.1 Standard Upgrade for Soft Starter ES 2007 Floating License for one user Engineering software, software and documentation on DVD License key USB stick, Cl. A 6 languages (de,en,it, fr,sp,cn) Executable in: Win 7 SP1 Win 10 - 64-bit; Win Server 2012 R2 Std, Win Server 2016 - 64-bit Reference hardware: 3RW44/55 SIRIUS Soft Starter 3RW44/55 Online functions via system interface Content: set (1xDVD + 1x USB) | - | 0 | 0
3ZS1320-5CE10-0YB5 |  | 3ZS1320-5CE10-0YB5 | 1 | UN | 1 | 6 | C | D | N | N |  | 1 | 4047622478721 | 0.23 | KG | 343.4 | 343.4 | CP12 | CP12 | SIRIUS Soft Starter ES V14 Standard Floating license for 1 user Only license without software, without documentation License key download, Class A 6 languages (de,de, fr, enit, fr,sp,cn) Executable in: Win 7 SP1/Win 8.1/ Win 10 - 64 bit; Win Server 2008 R2 Std SP1, Win Server 2012 R2 Std, Win Server 2016 - 64 bit Reference hardware: 3RW44 Online functions via system interface E-mail address is absolutely essential | - | 0 | 7
3ZS1320-5CE11-0YB5 |  | 3ZS1320-5CE11-0YB5 | 1 | UN | 1 | 6 | C | D | N | N | 49011000 | 1 |  | 0.23 | KG | 288.86 | 288.86 | CP12 | CP12 | SIRIUS Soft Starter ES V15.1 standard Floating license for 1 user only license without software without documentation License key download, Class A 6 languages (de,en,it, fr,sp,cn) Executable in: Win 7 SP1 Win 10 - 64 bit; Win Server 2012 R2 Std, Win Server 2016 - 64 bit Reference hardware: 3RW44/55 Online functions via system interface E-mail address is absolutely essential | - | 0 | 0
3ZS1320-6CC00-0YL5 |  | 3ZS1320-6CC00-0YL5 | 1 | UN | 1 | 5 | B | D | N | N | 85234920 | 1 |  | 0.23 | KG | 203.01 | 203.01 | CP12 | CP12 | SIRIUS Soft Starter ES V15.1 Premium Software Update Service for Soft Starter ES 2007 Floating license for one user Engineering software, software and documentation on DVD License key on USB flash drive, Cl. A, 6 languages (de,en,it, fr,sp,cn) Executable in: Win 7 SP1 Win 10 - 64 bit; Win Server 2012 R2 Std, Win Server 2016 - 64 bit Reference hardware: 3RW44 Online functions via system interface and opt. DP/PN interface Content: Set (1xDVD + 1x USB) | - | 0 | 0
3ZS1320-6CC10-0YA5 |  | 3ZS1320-6CC10-0YA5 | 1 | UN | 1 | 10 | C | D | N | N | 85234920 | 1 | 4047622481066 | 0.232 | KG | 955.46 | 955.46 | CP12 | CP12 | SIRIUS Soft Starter ES V14 Premium Floating license for 1 user Engineering software, Software and documentation on DVD License key on USB stick, Cl. A 6 languages (de,de, fr, enit, fr,sp,cn) Executable in: Win 7 SP1/Win 8.1/ Win 10 - 64 bit; Win Server 2008 R2 Std SP1, Win Server 2012 R2 Std, Win Server 2016 - 64 bit Reference hardware: 3RW44 Online functions via system interface and opt. DP/PN interface | - | 0 | 7
3ZS1320-6CC10-0YD5 |  | 3ZS1320-6CC10-0YD5 | 1 | UN | 1 | 1 | A | D | N | N | 85235190 | 1 | 4047622481134 | 0.144 | KG | 607.01 | 607.01 | CP12 | CP12 | SIRIUS Soft Starter ES V14 Premium Power Pack for Soft Starter ES V14 Standard Floating license for one user Engineering software, without Software, without documentation License key on USB flash drive, Cl. A, 6 languages (de,de, fr, enit, fr,sp,cn) Executable in: Win 7 SP1/Win 8.1/ Win 10 - 64 bit; Win Server 2008 R2 Std SP1, Win Server 2012 R2 Std, Win Server 2016 - 64 bit Reference hardware: 3RW44 Online functions via system interface and opt. DP/PN interface | - | 0 | 7
3ZS1320-6CC10-0YE5 |  | 3ZS1320-6CC10-0YE5 | 1 | UN | 1 | 10 | C | D | N | N | 85234920 | 1 | 4047622481097 | 0.23 | KG | 238.36 | 238.36 | CP12 | CP12 | SIRIUS Soft Starter ES V14 Premium upgrade for Soft Starter ES 2007 Floating license for one user Engineering software, Software and documentation on DVD License key on USB flash drive, Cl. A, 6 languages (de,de, fr, enit, fr,sp,cn) Executable in: Win 7 SP1/Win 8.1/ Win 10 - 64 bit; Win Server 2008 R2 Std SP1, Win Server 2012 R2 Std, Win Server 2016 - 64 bit Reference hardware: 3RW44 Online functions via system interface and opt. DP/PN interface | - | 0 | 7
3ZS1320-6CC10-0YL5 |  | 3ZS1320-6CC10-0YL5 | 1 | UN | 1 | 6 | C | D | N | N | 49119900 | 1 | 4047622481158 | 0.23 | KG | 189.88 | 189.88 | CP12 | CP12 | SIRIUS Soft Starter ES V14 Premium Software Update Service for 1 year with automatic extension, requires current software version Engineering software, Software and documentation on DVD Reference hardware: 3RW44 Online functions via system interface and opt. DP/PN interface | - | 0 | 7
3ZS1320-6CC10-4YA5 |  | 3ZS1320-6CC10-4YA5 | 1 | UN | 1 | 8 | C | D | N | N | 85234990 | 1 | 4047622481073 | 0.23 | KG | 222.2 | 222.2 | CP12 | CP12 | SIRIUS Soft Starter ES V14 Premium Promotion Pack Floating license for 1 user Engineering software and documentation on DVD License key on USB flash drive, Cl. A, 6 languages (de,de, fr, enit, fr,sp,cn) Executable in: Win 7 SP1/Win 8.1/ Win 10 - 64 bit; Win Server 2008 R2 Std SP1, Win Server 2012 R2 Std, Win Server 2016 - 64 bit Reference hardware: 3RW44 Online functions via system interface and opt. DP/PN interface | - | 0 | 7
3ZS1320-6CC11-0YA5 |  | 3ZS1320-6CC11-0YA5 | 1 | UN | 1 | 5 | B | D | N | N | 85234920 | 1 |  | 0.235 | KG | 803.96 | 803.96 | CP12 | CP12 | SIRIUS Soft Starter ES V15.1 Premium Floating license for 1 user Engineering software, software and documentation on DVD License key on USB stick, Cl. A 6 languages (de,en,it, fr,sp,cn) Executable in: Win 7 SP1 Win 10 - 64 bit; Win Server 2012 R2 Std, Win Server 2016 - 64 bit Reference hardware: 3RW44/3RW55 Online functions via system interface and opt. DP/PN interface Content: Set (1xDVD + 1x USB) | - | 0 | 0
3ZS1320-6CC11-0YE5 |  | 3ZS1320-6CC11-0YE5 | 1 | UN | 1 | 5 | B | D | N | N | 85234920 | 1 |  | 0.23 | KG | 203.01 | 203.01 | CP12 | CP12 | SIRIUS Soft Starter ES V15.1 Premium Upgrade for Soft Starter ES 2007 Floating license for one user Engineering software, software and documentation on DVD License key on USB flash drive, Cl. A 6 languages (de,en,it, fr,sp,cn) Executable in: Win 7 SP1 Win 10 - 64 bit; Win Server 2012 R2 Std, Win Server 2016 - 64 bit Reference hardware: 3RW44/3RW55 Online functions via system interface and opt. DP/PN interface Content: Set (1xDVD + 1x USB) | - | 0 | 0
3ZS1320-6CC11-4YA5 |  | 3ZS1320-6CC11-4YA5 | 1 | UN | 1 | 8 | C | D | N | N | 85234920 | 1 |  | 0.23 | KG | 178.77 | 178.77 | CP12 | CP12 | SIRIUS Soft Starter ES V15.1 Promotion Pack Floating license for 1 user Engineering software and documentation on DVD License Key on USB flash drive, Cl. A, 6 languages (de,en,it, fr,es,zh) Executable in: Windows 7 SP1 Windows 10 - 64 bit; Windows Server 2012 R2 Standard, Win Server 2016 - 64 bit Reference hardware: 3RW44/55 online functions via system interface and opt. DP/PN interface | - | 0 | 7
3ZS1320-6CE10-0YB5 |  | 3ZS1320-6CE10-0YB5 | 1 | UN | 1 | 6 | C | D | N | N |  | 1 | 4047622478738 | 0.23 | KG | 942.33 | 942.33 | CP12 | CP12 | SIRIUS Soft Starter ES V14 Premium Floating license for 1 user Only license without software, without documentation License key download, Class A 6 languages (de,de, fr, enit, fr,sp,cn) Executable in: Win 7 SP1/Win 8.1/ Win 10 - 64 bit; Win Server 2008 R2 Std SP1, Win Server 2012 R2 Std, Win Server 2016 - 64 bit Reference hardware: 3RW44 Online functions via system interface and opt. DP/PN interface E-mail address is absolutely essential | - | 0 | 7
3ZS1320-6CE11-0YB5 |  | 3ZS1320-6CE11-0YB5 | 1 | UN | 1 | 6 | C | D | N | N | 49011000 | 1 |  | 0.23 | KG | 792.85 | 792.85 | CP12 | CP12 | SIRIUS Soft Starter ES V15.1 Premium Floating license for 1 user only license without software without documentation License key download, Class A 6 languages (de,en,it, fr,sp,cn) Executable in: Win 7 SP1 Win 10 - 64 bit; Win Server 2012 R2 Std, Win Server 2016 - 64 bit Reference hardware: 3RW44 Online functions via system interface and opt. DP/PN interface E-mail address is absolutely essential | - | 0 | 0
3ZS1322-4CC12-0YA5 |  | 3ZS1322-4CC12-0YA5 | 1 | UN | 1 | 2 | A | D | N | N | 85234920 | 1 | 4047622481813 | 0.226 | KG | 92.99 | 92.99 | CP14 | CP14 | SIRIUS SIMOCODE ES V14 SP1 Basic, Floating License for one user; Engineering software, SW+docum. on DVD, License key on USB flash drive, Class A 6 languages (de,en,it, fr,sp,cn) Combo License parallel use of SIMOCODE ES 2007 and V14 for SIMOCODE pro, online functions via system interface; Executable in: Win 7 SP1, Win 8.1, Win 10 - 64 bit / Win Server 2008 R2 Std. SP1, Win Server 2012 R2, Win Server 2016 - 64-bit Content: set (1xDVD + 1x USB) | - | 0 | 0
3ZS1322-4CE12-0YB5 |  | 3ZS1322-4CE12-0YB5 | 1 | UN | 1 | 6 | C | D | N | N | 49019900 | 1 | 4047622478684 | 0.001 | KG | 91.51 | 91.51 | CP14 | CP14 | SIRIUS SIMOCODE ES V14 SP1 Basic, Floating License for one user; engineering software without SW, without documentation, License key download, Class A, 6 languages (de,en,it, fr,sp,cn) Combo License parallel use of SIMOCODE ES 2007 and V14 for SIMOCODE pro, online functions via system interface, Executable in: Win 7 SP1, Win 8.1, Win 10 - 64 bit / Win Server 2008 R2 Standard, Win Server 2012 R2, Win Server 2016 - 64 bit, e-mail address absolutely essential for delivery | - | 0 | 0
3ZS1322-5CC00-0YL5 |  | 3ZS1322-5CC00-0YL5 | 1 | UN | 1 | 6 | C | D | N | N | 85234920 | 1 |  | 0.23 | KG | 166.05 | 166.05 | CP14 | CP14 | SIRIUS SIMOCODE ES Standard, Software Update Service for 1 year with automatic extension, requires current software, engineering SW, SW+docu on DVD online functions via system interface Int. graphic editor (CFC-based) | - | 0 | 0
3ZS1322-5CC12-0YA5 |  | 3ZS1322-5CC12-0YA5 | 1 | UN | 1 | 2 | A | D | N | N | 85234920 | 1 | 4047622481806 | 0.227 | KG | 917.58 | 917.58 | CP14 | CP14 | SIRIUS SIMOCODE ES V14 SP1 Standard, Floating License for one user, Engineering software, SW+docum. on DVD License key on USB, Class A, 6 languages (de,en,it, fr,sp,cn) Combo License parallel use of SIMOCODE ES 2007 and V14 for SIMOCODE pro, online functions via system interface; Int. graphic editor (CFC-based) Executable in: Win 7 SP1/ Win 8.1/ Win 10 64-bit / Win Server 2008 R2 Std. SP1/ 2012 R2/2016 - 64-bit Content: set (1xDVD + 1x USB) | - | 0 | 0
3ZS1322-5CC12-0YD5 |  | 3ZS1322-5CC12-0YD5 | 1 | UN | 1 | 2 | A | D | N | N | 85235190 | 1 | 4047622481844 | 0.153 | KG | 923.73 | 923.73 | CP14 | CP14 | SIRIUS SIMOCODE ES V14 SP1 Standard, Power Pack for SIMOCODE ES V14 Basic Floating License for one user engineering software, License key on USB, Class A, 6 languages (de,en,it, fr,sp,cn) for SIMOCODE pro, online functions via system interface, Int. graphic editor (CFC-based) Executable in: Win 7 SP1/Win 8.1/Win 10-64 bit, Win Server 2008 R2 Std/ 2012 R2/2016 - 64 bit | - | 0 | 7
3ZS1322-5CC12-0YE5 |  | 3ZS1322-5CC12-0YE5 | 1 | UN | 1 | 2 | A | D | N | N | 85234920 | 1 | 4047622481837 | 0.229 | KG | 230.01 | 230.01 | CP14 | CP14 | SIRIUS SIMOCODE ES V14 SP1 Standard, upgrade for SIMOCODE ES 2007, Floating License for one user engineering SW, SW+docu on DVD License key on USB, Class A, 6 languages (de,en,it, fr,sp,cn) Combo License parallel use of SIMOCODE ES 2007 and V14 for SIMOCODE pro, online functions via system interface, Int. graphic editor (CFC-based) Executable in: Win 7 SP1/Win 8.1/ Win 10 - 64 bit / Win Server 2008 R2 Std. SP1/ 2012 R2/2016 - 64 bit | - | 0 | 0
3ZS1322-5CC12-0YL5 |  | 3ZS1322-5CC12-0YL5 | 1 | UN | 1 | 6 | C | D | N | N | 85234920 | 1 | 4047622481202 | 0.23 | KG | 184.5 | 184.5 | CP14 | CP14 | SIRIUS SIMOCODE ES V14 SP1 Standard, Software Update Service for 1 year with automatic extension, requires current software, engineering SW, SW+docu on DVD online functions via system interface, Int. graphic editor (CFC-based) | - | 0 | 0
3ZS1322-5CC13-0YA5 |  | 3ZS1322-5CC13-0YA5 | 1 | UN | 1 | 1 | A | D | N | N | 85234920 | 1 |  | 0.225 | KG | 830.25 | 830.25 | CP14 | CP14 | SIRIUS SIMOCODE ES V15.1 Standard, Floating License for one user, Engineering software, SW+docum. on DVD License key on USB, Class A, 6 languages (de,en,it, fr,sp,cn) Combo License parallel use of SIMOCODE ES 2007 and V15 for SIMOCODE pro, online functions via system interface; Int. graphic editor (CFC-based) Executable in: Win 7 SP1 / Win 10 - 64-bit (Prof./Ultimate/Enterprise) / Win Server 2012 R2 StdE / 2016 - 64-bit Content: set (1xDVD + 1x USB) | - | 0 | 0
3ZS1322-5CC13-0YE5 |  | 3ZS1322-5CC13-0YE5 | 1 | UN | 1 | 2 | A | D | N | N | 85234920 | 1 |  | 0.226 | KG | 209.1 | 209.1 | CP14 | CP14 | SIRIUS SIMOCODE ES V15.1 Standard, upgrade for SIMOCODE ES 2007, Floating License for one user Engineering software, SW+docum. on DVD License key on USB, Class A, 6 languages (de,en,it, fr,sp,cn) Combo License parallel use of SIMOCODE ES 2007 and V15 for SIMOCODE pro, online functions via system interface; Int. graphic editor (CFC-based) Executable in: Win 7 SP1 / Win 10 - 64-bit / (Prof./Ultimate/Enterprise) / Win Server 2012 R2 StdE / 2016 - 64-bit Content: set (1xDVD + 1x USB) | - | 0 | 0
3ZS1322-5CE12-0YB5 |  | 3ZS1322-5CE12-0YB5 | 1 | UN | 1 | 6 | C | D | N | N | 49019900 | 1 | 4047622478691 | 0.001 | KG | 905.28 | 905.28 | CP14 | CP14 | SIRIUS SIMOCODE ES V14 SP1 Standard, Floating License for one user; engineering SW, without SW, without documentation, license key download, Class A, 6 languages (de,en,it, fr,sp,cn) Combo License parallel use of SIMOCODE ES 2007 and V14 for SIMOCODE pro, online functions via system interface, Int. graphic editor (CFC-based) Executable in: Win 7 SP1/Win 8.1/ Win 10 - 64 bit / Win Server 2008 R2 Std. SP1/ 2012 R2 / 2016 - 64 bit, E-mail address required | - | 0 | 0
3ZS1322-5CE13-0YB5 |  | 3ZS1322-5CE13-0YB5 | 1 | UN | 1 | 6 | C | D | N | N | 49019900 | 1 |  | 0.001 | KG | 819.18 | 819.18 | CP14 | CP14 | SIRIUS SIMOCODE ES V15.1 Standard, Floating license for one user; Engineering software, without SW, without docu., license key download, Class A, 6 languages (de,en,it, fr,sp,cn) Combo license parallel use of SIMOCODE ES 2007 and V15 for SIMOCODE pro, Online functions via system interface, Int. graphic editor (CFC-based) Executable in: Win 7 SP1 / Win 10 - 64-bit (Prof./Ultimate/Enterprise) / Win Server 2012 R2 StdE / 2016 - 64-bit, E-mail address required | - | 0 | 0
3ZS1322-6CC00-0YL5 |  | 3ZS1322-6CC00-0YL5 | 1 | UN | 1 | 6 | C | D | N | N | 85234920 | 1 |  | 0.23 | KG | 276.75 | 276.75 | CP14 | CP14 | SIRIUS SIMOCODE ES Premium, Software Update Service for 1 year with automatic extension, requires current software, engineering SW, SW+docu on DVD online functions via system interface and PROFIBUS / PROFINET, Int. graphic editor (CFC-based) | - | 0 | 0
3ZS1322-6CC11-2YA0 |  | 3ZS1322-6CC11-2YA0 | 1 | UN | 1 | 0 | A | D | N | N | 85234920 | 1 | 4047622394458 | 0.225 | KG | 995.07 | 995.07 | CP14 | CP14 | SIRIUS SIMOCODE ES V13 SP2 Premium, UCL package/TIA Portal for one installation Engineering software, SW and documentation on DVD, master license on CD, UCL agreement required 6 languages (de,en,it, fr,sp,cn) for SIMOCODE pro, online functions via system interface and PROFIBUS / PROFINET, Int. graphic editor (CFC-based) Executable in: Win 7 SP1 / Win 8.1 / Win 10 - 64-bit / Win Server 2008 R2 Std. SP1 / 2012 R2 / 2016 - 64-bit; Content: set (1xDVD + 1x USB) | - | 0 | 7
3ZS1322-6CC12-0YA5 |  | 3ZS1322-6CC12-0YA5 | 1 | UN | 1 | 2 | A | D | N | N | 85234920 | 1 | 4047622481714 | 0.231 | KG | 1525.2 | 1525.2 | CP14 | CP14 | SIRIUS SIMOCODE ES V14 SP1 Premium, Floating License for one user, Engineering software, SW+docum. on DVD License key on USB, Class A, 6 languages (de,en,it, fr,sp,cn) Combo License parallel use of SIMOCODE ES 2007 and V14 for SIMOCODE pro, online functions via system interface and PROFIBUS / PROFINET, Int. graphic editor (CFC-based) Executable in: Win 7 SP1/Win 8.1/ Win 10 - 64-bit / Win Server 2008 R2 Std. SP1/ 2012 R2/2016 - 64-bit Content: set (1xDVD + 1x USB) | - | 0 | 0
3ZS1322-6CC12-0YD5 |  | 3ZS1322-6CC12-0YD5 | 1 | UN | 1 | 2 | A | D | N | N | 85235190 | 1 | 4047622481851 | 0.148 | KG | 686.34 | 686.34 | CP14 | CP14 | SIRIUS SIMOCODE ES V14 SP1 Premium, Power Pack for SIMOCODE ES V14 Standard, Floating License for one user engineering software, License key on USB, Class A, 6 languages (de,en,it, fr,sp,cn) for SIMOCODE pro, online functions via system interface or PROFIBUS / PROFINET, Int. graphic editor (CFC-based) Executable in: Win 7 SP1/Win 8.1/ Win 10 - 64 bit / Win Server 2008 R2 Std. SP1/ 2012 R2 / 2016 - 64 bit | - | 0 | 7
3ZS1322-6CC12-0YE5 |  | 3ZS1322-6CC12-0YE5 | 1 | UN | 1 | 2 | A | D | N | N | 85234920 | 1 | 4047622481820 | 0.227 | KG | 383.76 | 383.76 | CP14 | CP14 | SIRIUS SIMOCODE ES V14 SP1 Premium, upgrade for SIMOCODE ES 2007, Floating License for one user engineering SW, SW+docu on DVD License key on USB, Class A, 6 languages (de,en,it, fr,sp,cn) Combo License parallel use of SIMOCODE ES 2007 and V14 for SIMOCODE pro, online functions via system interface and PROFIBUS / PROFINET, Int. graphic editor (CFC-based) Executable in: Win 7 SP1/Win 8.1/ Win 10 - 64 bit / Win Server 2008 R2 Std. SP1/ 2012 R2 / 2016 - 64 bit | - | 0 | 0
3ZS1322-6CC12-0YL5 |  | 3ZS1322-6CC12-0YL5 | 1 | UN | 1 | 6 | C | D | N | N | 85234920 | 1 | 4047622481219 | 0.23 | KG | 307.5 | 307.5 | CP14 | CP14 | SIRIUS SIMOCODE ES V14 SP1 Premium, Software Update Service for 1 year with automatic extension requires current software, engineering SW, SW+docu on DVD online functions via system interface and PROFIBUS / PROFINET, Int. graphic editor (CFC-based) | - | 0 | 0
3ZS1322-6CC12-4YA5 |  | 3ZS1322-6CC12-4YA5 | 1 | UN | 1 | 6 | C | D | N | N | 85234920 | 1 | 4047622481707 | 0.23 | KG | 232.47 | 232.47 | CP14 | CP14 | SIRIUS SIMOCODE ES V14 SP1 Premium, promotion pack only with individual release from Bernhard.Neumann@siemens.com, Floating License for one user engineering SW, SW+docu on DVD License key on USB, Class A, 6 languages (de,en,it, fr,sp,cn) Combo License parallel use of SIMOCODE ES 2007 and V14 for SIMOCODE pro, online functions via system interface and PROFIBUS/PROFINET Int. graphic editor (CFC-based) Executable in: Win 7 SP1/Win 8.1/ Win 10 - 64 bit / Win Server 2008 R2 Std. SP1/ 2012 R2 / 2016 - 64 bit | - | 0 | 7
3ZS1322-6CC13-0YA5 |  | 3ZS1322-6CC13-0YA5 | 1 | UN | 1 | 1 | A | D | N | N | 85234920 | 1 |  | 0.228 | KG | 1389.9 | 1389.9 | CP14 | CP14 | SIRIUS SIMOCODE ES V15.1 Premium, Floating License for one user, Engineering software, SW+docum. on DVD License key on USB, Class A, 6 languages (de,en,it, fr,sp,cn) Combo License parallel use of SIMOCODE ES 2007 and V15 for SIMOCODE pro, online functions via system interface and PROFIBUS / PROFINET, Int. graphic editor (CFC-based) Executable in: Win 7 SP1 / Win 10 - 64-bit (Prof./Ultimate/Enterprise) / Win Server 2012 R2 StdE / 2016 - 64-bit Content: set (1xDVD + 1x USB) | - | 0 | 0
3ZS1322-6CC13-0YE5 |  | 3ZS1322-6CC13-0YE5 | 1 | UN | 1 | 2 | A | D | N | N | 85234920 | 1 |  | 0.225 | KG | 346.86 | 346.86 | CP14 | CP14 | SIRIUS SIMOCODE ES V15.1 Premium, upgrade for SIMOCODE ES 2007, Floating License for one user Engineering software, SW+docum. on DVD License key on USB, Class A, 6 languages (de,en,it, fr,sp,cn) Combo License parallel use of SIMOCODE ES 2007 and V15 for SIMOCODE pro, online functions via system interface and PROFIBUS / PROFINET, Int. graphic editor (CFC-based) Executable in: Win 7 SP1 / Win 10 - 64-bit (Prof./Ultimate/Enterprise) / Win Server 2012 R2 StdE / 2016 - 64-bit Content: set (1xDVD + 1x USB) | - | 0 | 0
3ZS1322-6CC13-4YA5 |  | 3ZS1322-6CC13-4YA5 | 1 | UN | 1 | 6 | C | D | N | N | 85234920 | 1 |  | 0.23 | KG | 211.56 | 211.56 | CP14 | CP14 | SIRIUS SIMOCODE ES V15.1 Premium, Promotion pack Only with individual release by Bernhard.Neumann@siemens.com, Floating license for one user Engineering software, SW+docu on DVD License key on USB, Class A, 6 languages (de,en,it, fr,sp,cn) Combo license parallel use of SIMOCODE ES 2007 and V15 for SIMOCODE pro, Online functions via system interface and PROFIBUS/PROFINET, Int. graphic editor (CFC-based) Executable in: Win 7 SP1 / Win 10 - 64-bit (Prof./Ultimate/Enterprise) / Win Server 2012 R2 StdE / 2016 - 64-bit | - | 0 | 7
3ZS1322-6CE12-0YB5 |  | 3ZS1322-6CE12-0YB5 | 1 | UN | 1 | 6 | C | D | N | N | 49019900 | 1 | 4047622478707 | 0.001 | KG | 1512.9 | 1512.9 | CP14 | CP14 | SIRIUS SIMOCODE ES V14 SP1 Premium, Floating License for one user; engineering SW, without SW, without documentation, license key download, Class A, 6 languages (de,en,it, fr,sp,cn) Combo License parallel use of SIMOCODE ES 2007 and V14 for SIMOCODE pro, online functions via system interface and PROFIBUS / PROFINET, Int. graphic editor (CFC-based) Executable in: Win 7 SP1 / Win 8.1 / Win 10 - 64 bit / Win Server 2008 R2 Std. SP1/ 2012 R2 / 2016 - 64 bit; E-mail address required | - | 0 | 0
3ZS1322-6CE13-0YB5 |  | 3ZS1322-6CE13-0YB5 | 1 | UN | 1 | 6 | C | D | N | N | 49019900 | 1 |  | 0.001 | KG | 1377.6 | 1377.6 | CP14 | CP14 | SIRIUS SIMOCODE ES V15.1 Premium, Floating license for one user; Engineering software, without SW, without docu., license key download, Class A, 6 languages (de,en,it, fr,sp,cn) Combo license parallel use of SIMOCODE ES 2007 and V15 for SIMOCODE pro, Online functions via system interface and PROFIBUS / PROFINET, Int. graphic editor (CFC-based) Executable in: Win 7 SP1 / Win 10 - 64-bit (Prof./Ultimate/Enterprise) / Win Server 2012 R2 StdE / 2016 - 64-bit, E-mail address required | - | 0 | 0
3ZS1630-1XX00-0YA0 |  | 3ZS1630-1XX00-0YA0 | 1 | UN | 1 | 0 | A | D | EAR99S | N | 85234920 | 1 | 4019169215978 | 0.213 | KG | 607.2 | 607.2 | CP01 | CP01 | PCS7 block library for SIRIUS Motor Starters V6.1/V7.0 Engineering AS blocks and faceplates for integration of SIRIUS motor starter in the PCS7 process control system for PCS7 versions V6.1 and V7.0 Engineering software for an engineering station (Single License) including runtime software for execution of the AS block in an automation system (single license) German/English Type of delivery: CD | novo jan 2019 | 0 | 7
3ZS1630-1XX01-0YA0 |  | 3ZS1630-1XX01-0YA0 | 1 | UN | 1 | 5 | B | D | N | N | 85234920 | 1 | 4019169243001 | 0.208 | KG | 595.2 | 595.2 | CP01 | CP01 | SIRIUS Motor Starters PCS7 block library V7.1 supports SIRIUS Motor starter ET 200 Single license 1 installation Engineering software Runtime software AS blocks and faceplates German/English Type of delivery CD for SIMATIC PCS7 V7.0 for SIMATIC PCS7 V7.1 | novo jan 2019 | 0 | 7
3ZS1630-1XX01-0YE0 |  | 3ZS1630-1XX01-0YE0 | 1 | UN | 1 | 0 | A | D | N | N | 85234920 | 1 | 4011209916531 | 0.212 | KG | 199.2 | 199.2 | CP01 | CP01 | SIRIUS Motor Starters PCS7 block library V7.1 Upgrade for block library SIRIUS Motor Starter V6.1/V7.0 supports SIRIUS motor starters ET 200 Single license 1 installation Engineering software Runtime software AS blocks and faceplates German/English Type of delivery: CD for SIMATIC PCS7 V7.1 | novo jan 2019 | 0 | 7
3ZS1630-1XX10-0YE0 |  | 3ZS1630-1XX10-0YE0 | 1 | UN | 1 | 5 | B | D | N | N | 85234920 | 1 | 4019169267649 | 0.204 | KG | 192 | 192 | CP01 | CP01 | SIRIUS Motor Starters PCS7 block library V8 Migration block library SIRIUS Motor Starter V7.0/V7.1 supports SIRIUS motor starters ET 200 Single license 1 installation Engineering software Runtime software AS blocks and faceplates German/English Type of delivery: CD for SIMATIC PCS7 V8 | novo jan 2019 | 0 | 7
3ZS1630-2XX00-0YB0 |  | 3ZS1630-2XX00-0YB0 | 1 | UN | 1 | 0 | A | D | N | N | 49011000 | 1 | 4019169215992 | 0.011 | KG | 404.4 | 404.4 | CP01 | CP01 | PCS7 block library for SIRIUS Motor Starters V6.1/V7.0 Runtime AS blocks for integration of SIRIUS motor starter in the PCS7 process control system for PCS7 versions V6.1 and V7.0 Runtime software for execution of the AS block in an automation system (single license) License without software and documentation | novo jan 2019 | 0 | 7
3ZS1630-2XX01-0YB0 |  | 3ZS1630-2XX01-0YB0 | 1 | UN | 1 | 0 | A | D | N | N | 49011000 | 1 | 4019169243025 | 0.012 | KG | 393.6 | 393.6 | CP01 | CP01 | SIRIUS Motor Starters PCS7 block library V7.1 supports SIRIUS Single License for one installation Runtime license for execution of the AS block in an automation system License without software and documentation for SIMATIC PCS 7 V7.0 for SIMATIC PCS 7 V7.1 | novo jan 2019 | 0 | 7
3ZS1632-1XX02-0YA0 |  | 3ZS1632-1XX02-0YA0 | 1 | UN | 1 | 1 | A | D | N | N | 85234920 | 1 | 4047622125953 | 0.24 | KG | 1402.2 | 1402.2 | CP14 | CP14 | PCS 7 Block Library SIMOCODE pro V8.2 + V8.3 AS blocks and faceplates for integration of SIMOCODE pro C/S/V in the PCS 7 Process Control System with Advanced Process Library for PCS 7 V8.1/V8.2 Engineering software for an engineering station Single License including runtime software for execution of the AS block in an automation system Single license German/English Type of delivery: CD | - | 0 | 0
3ZS1632-1XX02-0YE0 |  | 3ZS1632-1XX02-0YE0 | 1 | UN | 1 | 2 | A | D | N | N | 85234920 | 1 | 4047622154236 | 0.213 | KG | 290.28 | 290.28 | CP14 | CP14 | Upgrade for the PCS 7 Block Library SIMOCODE pro V6 or V7 to version SIMOCODE pro V8.0 for integration of SIMOCODE pro C/S/V in the process control system PCS 7 with Advanced Process Library requires PCS 7 V8.0 SP1 Advanced Process Library Single license German English Type of delivery: CD | - | 0 | 0
3ZS1632-1XX03-0YA0 |  | 3ZS1632-1XX03-0YA0 | 1 | UN | 1 | 1 | A | D | N | N | 85234920 | 1 | 4047622540817 | 0.207 | KG | 1402.2 | 1402.2 | CP14 | CP14 | PCS 7 Block Library SIMOCODE pro V9.0 + V9.0 SP1 AS blocks and faceplates for integration of SIMOCODE pro C/S/V in the PCS 7 Process Control System with Advanced Process Library for PCS 7 V9.0/V9.0 SP1 Engineering software for an engineering station Single License including runtime software for execution of the AS block in an automation system Single license German/English Type of delivery: CD | - | 0 | 0
3ZS1632-1XX03-0YE0 |  | 3ZS1632-1XX03-0YE0 | 1 | UN | 1 | 2 | A | D | N | N | 85234920 | 1 | 4047622540824 | 0.205 | KG | 259.53 | 259.53 | CP14 | CP14 | Upgrade for the PCS 7 Block Library SIMOCODE pro V8 to SIMOCODE pro V9 AS blocks and faceplates for integration of SIMOCODE pro C/S/V in the PCS 7 Process Control System with Advanced Process Library for PCS 7 V9.0 Engineering software for an engineering station Single License including runtime software for execution of the AS block in an automation system Single license German/English Type of delivery: CD | - | 0 | 0
3ZS1632-2XX02-0YB0 |  | 3ZS1632-2XX02-0YB0 | 1 | UN | 1 | 1 | A | D | N | N | 85234920 | 1 | 4047622155301 | 0.015 | KG | 907.74 | 907.74 | CP14 | CP14 | PCS 7 Block Library SIMOCODE pro V8.X AS blocks for integration of SIMOCODE pro C/S/V in the process control system PCS 7 with Advanced Process Library requires SIMATIC PCS 7 V8.X Advanced Process Library Runtime software for executing the AS blocks in a automation system Single license License without software and documentation | - | 0 | 0
3ZS1632-2XX03-0YB0 |  | 3ZS1632-2XX03-0YB0 | 1 | UN | 1 | 1 | A | D | N | N | 49011000 | 1 | 4047622540787 | 0.013 | KG | 907.74 | 907.74 | CP14 | CP14 | PCS 7 Block Library SIMOCODE pro V9.0 AS blocks for integration of SIMOCODE pro C/S/V in the process control system PCS 7 with Advanced Process Library requires SIMATIC PCS 7 V9.X Advanced Process Library Runtime software for executing the AS blocks in a automation system Single license License without software and documentation | - | 0 | 0
3ZS1633-1XX00-0YA0 |  | 3ZS1633-1XX00-0YA0 | 1 | UN | 1 | 5 | B | D | N | N | 85234920 | 1 | 4019169215961 | 0.211 | KG | 500.96 | 500.96 | CP12 | CP12 | PCS7 block library for 3RW44 soft starter V6.1/V7.0/V7.1 Engineering AS blocks and faceplates for Integration of soft starters 3RW44 in the process control system PCS 7 for the PCS 7 Versions V6.1, V7.0 and V7.1 Engineering software for an engineering station (Single License) including runtime software for execution of the AS block in an automation system (single license) German/English | - | 0 | 7
3ZS1633-1XX02-0YA0 |  | 3ZS1633-1XX02-0YA0 | 1 | UN | 1 | 5 | B | D | N | N | 85234920 | 1 | 4047622125960 | 0.212 | KG | 402.99 | 402.99 | CP12 | CP12 | PCS7 block library for 3RW44 Soft Starter V8.0 + SP2/V8.2 Engineering AS blocks and faceplates for Integration of Soft Starters 3RW44 in the process control system PCS7 with APL for the PCS 7 version V8.0+SP1/V8.1/V8.2 Engineering software for an Engineering station (single license) including runtime software for execution of the AS block in an automation system (single license) German/English Content: Set (1xDVD + 1x USB) | - | 0 | 0
3ZS1633-1XX03-0YA0 |  | 3ZS1633-1XX03-0YA0 | 1 | UN | 1 | 1 | A | D | N | N | 85234920 | 1 |  | 0.208 | KG | 402.99 | 402.99 | CP12 | CP12 | PCS7 block library for 3RW44 Soft Starter V9.0+SP1 Engineering AS blocks and faceplates for Integration of Soft Starters 3RW44 in the process control system PCS7 with APL for the PCS 7 version V9.0+SP1 Engineering software for an Engineering station (single license) including runtime software for execution of the AS block in an automation system (single license) German/English Content: Set (1xDVD + 1x USB) | - | 0 | 0
3ZS1633-1XX10-0YE0 |  | 3ZS1633-1XX10-0YE0 | 1 | UN | 1 | 5 | B | D | N | N | 85234920 | 1 | 4019169267670 | 0.202 | KG | 130.29 | 130.29 | CP12 | CP12 | PCS 7 block library for Soft starter 3RW44 migration from Version V7 to V8 or V9 AS blocks and faceplates for Integration of Soft Starters 3RW44 in the process control system PCS 7 for the PCS 7 versions V8 or V9 Engineering software for an Engineering station (single license) including runtime software for execution of the AS block in an automation system (single license) German/English Content: Set (1xDVD + 1x USB) | - | 0 | 0
3ZS1633-2XX00-0YB0 |  | 3ZS1633-2XX00-0YB0 | 1 | UN | 1 | 5 | B | D | N | N | 49011000 | 1 | 4019169215985 | 0.015 | KG | 331.28 | 331.28 | CP12 | CP12 | PCS7 block library for 3RW44 soft starter V6.1/V7.0/V7.1 Runtime AS blocks for Integration of soft starters 3RW44 in the process control system PCS 7 for PCS 7 Versions V6.1, V7.0 and V7.1 Runtime software for execution of the AS block in an automation system (single license) License without software and documentation | - | 0 | 7
3ZS1633-2XX02-0YB0 |  | 3ZS1633-2XX02-0YB0 | 1 | UN | 1 | 5 | B | D | N | N | 49011000 | 1 | 4047622178973 | 0.015 | KG | 266.64 | 266.64 | CP12 | CP12 | PCS7 block library for 3RW44 Soft Starter V8.0 + SP1/V8.1 Runtime AS blocks for Integration of Soft Starters 3RW44 in the process control system PCS7 with APL for the PCS 7 version V8.0 + SP1/V8.1 Runtime software for execution of the AS block in an automation system (single license) License without software and documentation Content: Set (1xDVD + 1x USB) | - | 0 | 0
3ZS1633-2XX03-0YB0 |  | 3ZS1633-2XX03-0YB0 | 1 | UN | 1 | 1 | A | D | N | N | 49011000 | 1 |  | 0.018 | KG | 266.64 | 266.64 | CP12 | CP12 | PCS7 block library for 3RW44 Soft Starter V9.0+SP1 Runtime AS blocks for Integration of Soft Starters 3RW44 in the process control system PCS7 with APL for the PCS 7 version V9.0+SP1 Runtime software for execution of the AS block in an automation system (single license) License without software and documentation Content: Set (1xDVD + 1x USB) | - | 0 | 0
3ZS1635-1XX00-0YA0 |  | 3ZS1635-1XX00-0YA0 | 1 | UN | 1 | 0 | A | D | 5D992 | N | 85234920 | 1 | 4019169201711 | 0.213 | KG | 235.2 | 235.2 | CP01 | CP01 | PCS 7 block library for AS-Interface AS blocks and faceplates for integration of AS-Interface in the PCS 7 process control system for PCS 7 version V6.1/7.0 supports CP343-2 + CP343-2P Engineering software for an engineering station (single license) including runtime software for execution of the AS block in an automation system (single license) German/English; Type of delivery: CD | - | 0 | 7
3ZS1635-1XX01-0YA0 |  | 3ZS1635-1XX01-0YA0 | 1 | UN | 1 | 5 | B | D | N | N | 85234920 | 1 | 4019169223768 | 0.214 | KG | 244.8 | 244.8 | CP01 | CP01 | Block library AS-Interface for SIMATIC PCS 7 Version V7 without APL. Engineering software V7.1+SP1 for an engineering station (single license) including runtime software for execution of the AS blocks in an automation system (single license). English / German. Type of delivery: CD. 1 license engineering station, 1 license automation system AS blocks and faceplates for PCS 7 Version V6.1, V7.0 or V7.1 Supports CP343-2, CP343-2P and DP/AS-i Link Advanced. Content: set (1xDVD) | - | 0 | 0
3ZS1635-1XX02-0YA0 |  | 3ZS1635-1XX02-0YA0 | 1 | UN | 1 | 2 | A | D | N | N | 85234920 | 1 | 4047622125946 | 0.215 | KG | 244.8 | 244.8 | CP01 | CP01 | Block library AS-Interface for SIMATIC PCS 7 Version V8 with APL. Engineering software V8.1 for an engineering station (Single License) including runtime software for execution of the AS modules in an automation system (Single License). German / English. Type of delivery: CD. 1 license engineering station, 1 license automation system AS blocks and faceplates for PCS 7 version as of V8.0 SP1 Upd.3 , also for PCS 7 V8.1 and V8.2 Supports CM AS-i master ST (ET 200SP), CP343-2, CP343-2P, DP/AS-i LINK Advanced and IE/AS-i LINK PN IO. | - | 0 | 0
3ZS1635-1XX03-0YA0 |  | 3ZS1635-1XX03-0YA0 | 1 | UN | 1 | 2 | A | D | N | N | 85234920 | 1 |  | 0.216 | KG | 244.8 | 244.8 | CP01 | CP01 | Block library AS-Interface for SIMATIC PCS 7 Version V9 with APL. Engineering-Software V9.0 SP1 for one engineering station (Single License) including runtime software for execution of the AS modules in an automation system (Single License). German / English. Type of delivery: CD. 1 license engineering station, 1 license automation system AS blocks and faceplates for PCS 7 Version V9.0 and V9.0 SP1 Supports CM AS-i master ST (ET 200SP), CP343-2, CP343-2P, DP/AS-i Link Advanced and IE/AS-i Link PN IO Including Engineering SW V9.0 | - | 0 | 0
3ZS1635-1XX11-0YE0 |  | 3ZS1635-1XX11-0YE0 | 1 | UN | 1 | 2 | A | D | N | N | 85234920 | 1 | 4019169267625 | 0.22 | KG | 116.4 | 116.4 | CP01 | CP01 | Block library AS-Interface for SIMATIC PCS 7 Version V9 (or V8) without APL. Engineering Software Migration V7-V9, Library version V8.0+SP4, for an engineering station (Single License), including runtime software for execution of the AS modules in an automation system (Single License). German / English. Type of delivery: CD. Condition of use: Existing license for Engineering Software V7 / V8. AS blocks and faceplates for PCS 7 version V8.0 SP1 or higher, also for PCS 7 V8.1, V8.2, V9. Supports CP343-2, CP343-2P and DP/AS-i Link Advanced. | - | 0 | 0
3ZS1635-2XX00-0YB0 |  | 3ZS1635-2XX00-0YB0 | 1 | UN | 1 | 0 | A | D | 5D992 | N | 85234920 | 1 | 4019169201728 | 0.011 | KG | 186 | 186 | CP01 | CP01 | PCS 7 block library for AS-Interface AS blocks for integration of AS-Interface in the process control system PCS 7 for PCS 7 version V6.1/7.0 supports CP343-2 + CP343-2P runtime software for execution of the AS block in an automation system (single license) License without software and Documentation | - | 0 | 7
3ZS1635-2XX01-0YB0 |  | 3ZS1635-2XX01-0YB0 | 1 | UN | 1 | 5 | B | D | N | N | 49011000 | 1 | 4019169223775 | 0.014 | KG | 186 | 186 | CP01 | CP01 | Block library AS-Interface for SIMATIC PCS 7 Version V7 or V8 without APL. Runtime license V7 for execution of the AS blocks (V7, V7.1 or migration V7-V8) in an additional automation system within a plant (Single License). Type of delivery: Only license, without software, without documentation. 1 license automation system | - | 0 | 0
3ZS1635-2XX02-0YB0 |  | 3ZS1635-2XX02-0YB0 | 1 | UN | 1 | 2 | A | D | N | N | 49011000 | 1 | 4047622178959 | 0.013 | KG | 186 | 186 | CP01 | CP01 | Block library AS-Interface for SIMATIC PCS 7 Version V8 with APL. 1 installation Runtime license V8 for execution of the AS blocks (V8 or V8.1) in an additional automation system within a plant (Single License). Type of delivery: Only license, without software, without documentation. 1 license automation system | - | 0 | 0
3ZS1635-2XX03-0YB0 |  | 3ZS1635-2XX03-0YB0 | 1 | UN | 1 | 2 | A | D | N | N | 49011000 | 1 |  | 0.015 | KG | 186 | 186 | CP01 | CP01 | Block library AS-Interface for SIMATIC PCS 7 Version V9 with APL. 1 installation Runtime license V9 for execution of the AS blocks (V9) in an additional automation system within a plant (Single License). Type of delivery: Only license, without software, without documentation. 1 license automation system | - | 0 | 0
3ZS2710-2CC20-0YH0 |  | 3ZS2710-2CC20-0YH0 | 1 | UN | 1 | 5 | B | D | EAR99 | N | 85235190 | 1 | 4011209890671 | 0.142 | KG | 7353.7 | 7353.7 | LP23 | LP23 | power management software SENTRON powermanager option pack "Expert" license on USB flash drive for Windows operating systems 2 languages (D/E) | - | 0 | 0
3ZS2710-3CC00-0YD0 |  | 3ZS2710-3CC00-0YD0 | 1 | UN | 1 | 5 | B | D | EAR99 | N | 85235190 | 1 | 4019169240178 | 140 | G | 3186.1 | 3186.1 | LP23 | LP23 | power management software SENTRON powermanager option pack "Clients (5)" license on USB flash drive for Windows operating systems 4 languages (de, en/po/es) | - | 0 | 0
3ZS2711-0CC30-0YA0 |  | 3ZS2711-0CC30-0YA0 | 1 | UN | 1 | 5 | B | D | EAR99 | N | 85234920 | 1 | 4019169239981 | 222 | G | 1721.4 | 1721.4 | LP23 | LP23 | power management software SENTRON powermanager V3.x Basic Package up to max. 10 devices software on DVD license on USB flash drive for server and 1 client for Windows operating systems 8 languages | - | 0 | 0
3ZS2711-0CC30-0YD0 |  | 3ZS2711-0CC30-0YD0 | 1 | UN | 1 | 5 | B | D | EAR99 | N | 85234920 | 1 | 4019169280518 | 138 | G | 1766.7 | 1766.7 | LP23 | LP23 | power management software SENTRON powermanager V3.X device pack (20) 20 add. devices license on USB flash drive Basic Package required for Windows operating systems 8 languages | - | 0 | 0
3ZS2711-0CC30-0YE0 |  | 3ZS2711-0CC30-0YE0 | 1 | UN | 1 | 5 | B | D | EAR99 | N | 85234920 | 1 | 4019169239974 | 234 | G | 533.03 | 533.03 | LP23 | LP23 | power management software SENTRON powermanager V3.X Upgrade V2.0 Lean to V3.X device pack (10) license on USB flash drive software on CD-ROM for server and 1 client for Windows operating systems 4 languages (de, en/po/es) | - | 0 | 0
3ZS2712-0CC20-0YD0 |  | 3ZS2712-0CC20-0YD0 | 1 | UN | 1 | 5 | B | D | EAR99 | N | 85235190 | 1 | 4011209890626 | 144 | G | 2627.4 | 2627.4 | LP23 | LP23 | power management software SENTRON powermanager V 2.0 upgrade from Lean to Standard up to max. 50 devices license for server and 1 client license on USB flash drive for Windows operating systems 2 languages (D/E) | - | 0 | 0
3ZS2712-0CC30-0YD0 |  | 3ZS2712-0CC30-0YD0 | 1 | UN | 1 | 5 | B | D | EAR99 | N | 85235190 | 1 | 4019169240031 | 138 | G | 3548.5 | 3548.5 | LP23 | LP23 | power management software SENTRON powermanager V3.X device pack (50) 50 add. devices license on USB flash drive Basic Package required for Windows operating systems 8 languages | - | 0 | 0
3ZS2712-0CC30-0YE0 |  | 3ZS2712-0CC30-0YE0 | 1 | UN | 1 | 5 | B | D | EAR99 | N | 85234920 | 1 | 4019169239998 | 227 | G | 1168.74 | 1168.74 | LP23 | LP23 | power management software SENTRON powermanager V3.X Upgrade V2.0 Standard to V3.X device pack (50) license on USB flash drive software on CD-ROM for server and 1 client for Windows operating systems 4 languages (de, en/po/es) | - | 0 | 0
3ZS2713-0CC20-0YD0 |  | 3ZS2713-0CC20-0YD0 | 1 | UN | 1 | 5 | B | D | EAR99 | N | 85235190 | 1 | 4011209890633 | 0.143 | KG | 3578.7 | 3578.7 | LP23 | LP23 | power management software SENTRON powermanager V 2.0 upgrade from Standard to Advanced up to max. 100 devices license for server and 1 client license on USB flash drive for Windows operating systems 2 languages (D/E) | - | 0 | 0
3ZS2713-0CC30-0YD0 |  | 3ZS2713-0CC30-0YD0 | 1 | UN | 1 | 5 | B | D | EAR99 | N | 85235190 | 1 | 4019169240130 | 140 | G | 6387.3 | 6387.3 | LP23 | LP23 | power management software SENTRON powermanager V3.X device pack (100) 100 add. devices license on USB flash drive Basic Package required for Windows operating systems 8 languages | - | 0 | 0
3ZS2713-0CC30-0YE0 |  | 3ZS2713-0CC30-0YE0 | 1 | UN | 1 | 5 | B | D | EAR99 | N | 85234920 | 1 | 4019169240000 | 231 | G | 2008.3 | 2008.3 | LP23 | LP23 | power management software SENTRON powermanager V3.X Upgrade V2.0 advanced to V3.X device pack (100) license on USB flash drive software on CD-ROM for server and 1 client for Windows operating systems 4 languages (de, en/po/es) | - | 0 | 0
3ZS2714-0CC20-0YD0 |  | 3ZS2714-0CC20-0YD0 | 1 | UN | 1 | 5 | B | D | EAR99 | N | 85235190 | 1 | 4011209890640 | 0.141 | KG | 6779.9 | 6779.9 | LP23 | LP23 | power management software SENTRON powermanager V 2.0 upgrade from Advanced to Maximum up to max. 200 devices license for server and 1 client license on USB flash drive for Windows operating systems 2 languages (D/E) | - | 0 | 0
3ZS2714-0CC30-0YD0 |  | 3ZS2714-0CC30-0YD0 | 1 | UN | 1 | 5 | B | D | EAR99 | N | 85235190 | 1 | 4019169240147 | 141 | G | 10992.8 | 10992.8 | LP23 | LP23 | power management software SENTRON powermanager V3.X device pack (200) 200 add. devices license on USB flash drive Basic Package required for Windows operating systems 8 languages | - | 0 | 0
3ZS2714-0CC30-0YE0 |  | 3ZS2714-0CC30-0YE0 | 1 | UN | 1 | 5 | B | D | EAR99 | N | 85234920 | 1 | 4019169240017 | 226 | G | 3608.9 | 3608.9 | LP23 | LP23 | power management software SENTRON powermanager V3.X Upgrade V2.0 Maximum to V3.X device pack (200) license on USB flash drive software on CD-ROM for server and 1 client for Windows operating systems 4 languages (de, en/po/es) | - | 0 | 0
3ZS2715-0CC30-0YD0 |  | 3ZS2715-0CC30-0YD0 | 1 | UN | 1 | 5 | B | D | EAR99 | N | 85235190 | 1 | 4019169240154 | 144 | G | 19479 | 19479 | LP23 | LP23 | power management software SENTRON powermanager V3.X device pack (500) 500 add. devices license on USB flash drive Basic Package required for Windows operating systems 8 languages | - | 0 | 0
3ZS2716-0CC30-0YD0 |  | 3ZS2716-0CC30-0YD0 | 1 | UN | 1 | 5 | B | D | EAR99 | N | 85235190 | 1 | 4019169240161 | 133 | G | 28388 | 28388 | LP23 | LP23 | power management software SENTRON powermanager V3.X device pack (1000) 1000 add. devices license on USB flash drive Basic Package required for Windows operating systems 8 languages | - | 0 | 0
3ZS2718-1CC00-0YH0 |  | 3ZS2718-1CC00-0YH0 | 1 | UN | 1 | 5 | B | D | EAR99 | N | 85234920 | 1 | 4019169223843 | 142 | G | 2823.7 | 2823.7 | LP23 | LP23 | power management software SENTRON powermanager option pack "Distributed Systems (2)" license on USB flash drive 2 languages (D/E) | - | 0 | 0
3ZS2718-2CC00-0YH0 |  | 3ZS2718-2CC00-0YH0 | 1 | UN | 1 | 5 | B | D | EAR99 | N | 85235190 | 1 | 4019169223850 | 142 | G | 4696.1 | 4696.1 | LP23 | LP23 | power management software SENTRON powermanager option pack "Distributed Systems (5)" license on USB flash drive 2 languages (D/E) | - | 0 | 0
3ZS2718-3CC00-0YH0 |  | 3ZS2718-3CC00-0YH0 | 1 | UN | 1 | 5 | B | D | EAR99 | N | 85234920 | 1 | 4019169223867 | 145 | G | 7353.7 | 7353.7 | LP23 | LP23 | power management software SENTRON powermanager option pack "Distributed Systems (10)" license on USB flash drive 2 languages (D/E) | - | 0 | 0
3ZS2787-1CC30-0YG0 |  | 3ZS2787-1CC30-0YG0 | 1 | UN | 1 | 5 | B | D | N | N | 85234920 | 1 | 4047622338285 | 0.217 | KG | 1208 | 1208 | LP23 | LP23 | PCS 7 library for PAC3200/4200/3WL/3VA/3VL V2.2 AS blocks and faceplates for integration of the devices in Process control system PCS 7 V9.0 SP1 / SP2 | - | 0 | 0
3ZS2787-1CC30-6YH0 |  | 3ZS2787-1CC30-6YH0 | 1 | UN | 1 | 5 | B | D | N | N | 49011000 | 1 | 4047622338247 | 0.014 | KG | 1035.86 | 1035.86 | LP23 | LP23 | Runtime license for PCS 7 AS blocks of the devices PAC3200/4200/3WL/3VA/3VL for integration of the devices in the process control system PCS 7 | - | 0 | 0
3ZS2791-1CC10-6YH0 |  | 3ZS2791-1CC10-6YH0 | 1 | UN | 1 | 3 | B | D | N | N | 49019900 | 1 |  | 0.011 | KG | 600.98 | 600.98 | LP23 | LP23 | SENTRON block library PAC3200 for SIMATIC WinCC AS blocks for integrating PAC3200 in WinCC Runtime license for running of AS blocks on an automation system w/o software w/o documentation | - | 0 | 0
3ZS2791-1CC11-0YG0 |  | 3ZS2791-1CC11-0YG0 | 1 | UN | 1 | 3 | B | D | N | N | 85234920 | 1 | 4019169222419 | 0.211 | KG | 659.87 | 659.87 | LP23 | LP23 | SENTRON block library PAC3200 V1.3 for SIMATIC WinCC AS blocks and faceplates for integrating PAC3200 in WinCC (V7.0, V7.2, V7.3) engineering software f. one engineering station (single license) incl. one Runtime license for running the AS blocks on an automation system type of delivery: CD-ROM w/ SW and documentation | - | 0 | 0
3ZS2812-5CC20-0AY0 |  | 3ZS2812-5CC20-0AY0 | 1 | UN | 1 | 5 | B | D | EAR99 | N | 90303100 | 1 |  | 1.31 | KG | 2141.1 | 2141.1 | LP23 | LP23 | powermanager System 1 SENTRON powermanager V3.X Basic Package, up to 10 devices software on DVD, license on USB flash drive for server and client for Windows operating systems 8 languages incl. 1 PAC4200+1 PAC3100 | - | 0 | 0
3ZS2812-6CC20-0YA0 |  | 3ZS2812-6CC20-0YA0 | 1 | UN | 1 | 5 | B | D | EAR99 | N | 90303100 | 1 |  | 1.23 | KG | 2141.1 | 2141.1 | LP23 | LP23 | powermanager System 2 SENTRON powermanager V3.X Basic Package, up to 10 devices software on DVD, license on USB flash drive for server and client for Windows operating systems 8 languages incl. 1 PAC4200+1 PAC1500 | - | 0 | 0
3ZS2812-7CC20-0YA0 |  | 3ZS2812-7CC20-0YA0 | 1 | UN | 1 | 5 | B | D | EAR99 | N | 90303100 | 1 | 4001869568225 | 1.31 | KG | 2351.7 | 2351.7 | LP23 | LP23 | Powermanager System 4 powermanager V3.x basic package, up to 10 devices software on dvd, license on usb stick; software for server and client; for windows operating systems; eight languages incl. 1 PAC4200+4 PAC1600 +RS485 module | - | 0 | 0
3ZS2812-8CC20-0YA0 |  | 3ZS2812-8CC20-0YA0 | 1 | UN | 1 | 5 | B | D | EAR99 | N | 90303330 | 1 | 4001869568232 | 1.23 | KG | 1661.4 | 1661.4 | LP23 | LP23 | Powermanager System 5 powermanager V3.x basic package, up to 10 devices software on dvd, license on usb stick; software for server and client; for windows operating systems; eight languages incl. 5 PAC2200 Modbus TCP 1A/5A variant 7KM2200-2EA30-1EA1 | - | 0 | 0
3ZS2813-2CC20-0YA0 |  | 3ZS2813-2CC20-0YA0 | 1 | UN | 1 | 5 | B | D | EAR99 | N | 90303100 | 1 | 4011209890763 | 1.61 | KG | 2141.1 | 2141.1 | LP23 | LP23 | powermanager System 3 SENTRON powermanager V 3.X Basic Package, up to 10 devices software on DVD, license on USB flash drive for server and client for Windows operating systems 8 languages incl. 3 units PAC3200 | - | 0 | 0
3ZX1812-0WL00-0AN2 |  | 3ZX1812-0WL00-0AN2 | 1 | UN | 1 | 5 | B | D | N | N | 49019900 | 1 |  | 1.8 | KG | 33.58 | 33.58 | LP25 | LP25 | Operating instructions for SENTRON 3WL bilingual German/English | - | 0 | 0
3ZX1812-0WL50-0AN2 |  | 3ZX1812-0WL50-0AN2 | 1 | UN | 1 | 5 | B | D | N | N | 49019900 | 1 |  | 1.8 | KG | 33.58 | 33.58 | LP25 | LP25 | Operating instructions for SENTRON 3WL5 bilingual German/English | - | 0 | 0
3ZY1121-1BA00 |  | 3ZY1121-1BA00 | 1 | UN | 1 | 2 | A | D | N | N | 85369010 | 6 | 4011209913431 | 0.01 | KG | 5.38 | 5.23 | CP17 | CP17 | Removable terminal 2-pole, screw terminals up to maximal 2 x 1.5 mm2 or 1 x 2.5 mm2, For SIRIUS devices in industrial standard mounting rail enclosure | Lista Papel 2020 SI | 0 | 0
3ZY1121-2BA00 |  | 3ZY1121-2BA00 | 1 | UN | 1 | 2 | A | D | N | N | 85369010 | 6 | 4011209913448 | 0.029 | KG | 5.38 | 5.23 | CP17 | CP17 | Removable terminal 2-pole, push-in terminals up to maximal 2 x 1.5 mm2 For SIRIUS devices in industrial standard mounting rail enclosure | Lista Papel 2020 SI | 0 | 0
3ZY1122-1BA00 |  | 3ZY1122-1BA00 | 1 | UN | 1 | 2 | A | D | N | N | 85369010 | 6 | 4011209920354 | 0.019 | KG | 6.46 | 6.28 | CP17 | CP17 | Removable terminal 2-pole, screw terminals up to maximum 2 x 2.5 mm2 or 1 x 4 mm2, For SIRIUS devices in industrial standard mounting rail enclosure | Lista Papel 2020 SI | 0 | 0
3ZY1122-2BA00 |  | 3ZY1122-2BA00 | 1 | UN | 1 | 2 | A | D | N | N | 85369010 | 6 | 4011209920378 | 0.007 | KG | 6.46 | 6.28 | CP17 | CP17 | Removable terminal 2-pole, push-in terminals up to maximum 1 x 4 mm2 or 2 x 1.5 mm2, (in shared wire-end ferrule), for SIRIUS devices in industrial standard mounting rail enclosure | Lista Papel 2020 SI | 0 | 0
3ZY1131-1BA00 |  | 3ZY1131-1BA00 | 1 | UN | 1 | 2 | A | D | N | N | 85369010 | 6 | 4011209913455 | 0.033 | KG | 7 | 6.8 | CP17 | CP17 | Removable terminal 3-pole, screw terminals up to maximal 2 x 1.5 mm2 or 1 x 2.5 mm2, For SIRIUS devices in industrial standard mounting rail enclosure | Lista Papel 2020 SI | 0 | 0
3ZY1131-2BA00 |  | 3ZY1131-2BA00 | 1 | UN | 1 | 2 | A | D | N | N | 85369010 | 6 | 4011209913462 | 0.032 | KG | 7 | 6.8 | CP17 | CP17 | Removable terminal 3-pole, push-in terminals up to maximal 2 x 1.5 mm2 For SIRIUS devices in industrial standard mounting rail enclosure | Lista Papel 2020 SI | 0 | 0
3ZY1141-1BA00 |  | 3ZY1141-1BA00 | 1 | UN | 1 | 2 | A | D | N | N | 85369010 | 6 | 4011209920347 | 0.018 | KG | 8.6 | 8.6 | CP17 | CP17 | Removable terminal 4-pole, screw terminals up to maximal 2 x 1.5 mm2 or 1 x 2.5 mm2, For SIRIUS devices in industrial standard mounting rail enclosure | - | 0 | 0
3ZY1141-2BA00 |  | 3ZY1141-2BA00 | 1 | UN | 1 | 2 | A | D | N | N | 85369010 | 6 | 4011209920361 | 0.013 | KG | 8.6 | 8.6 | CP17 | CP17 | Removable terminal 4-pole, push-in terminals up to maximal 2 x 1.5 mm2 For SIRIUS devices in industrial standard mounting rail enclosure | - | 0 | 0
3ZY1210-2AA00 |  | 3ZY1210-2AA00 | 1 | UN | 1 | 2 | A | D | N | N | 85369095 | 1 | 4011209916128 | 50 | G | 5.38 | 5.23 | CP17 | CP17 | Device connector for height adjustment Width 22.5 mm for connection of SIRIUS devices in industrial standard mounting rail enclosure | Lista Papel 2020 SI | 0 | 0
3ZY1212-0FA01 |  | 3ZY1212-0FA01 | 1 | UN | 1 | 2 | A | D | N | N | 85369095 | 1 | 4011209916081 | 50 | G | 25.74 | 25.02 | CP17 | CP17 | Device termination connector set for 3SK1 safety relay Width > 45 mm for electrical connection of SIRIUS devices in industrial standard mounting rail enclosure | Lista Papel 2020 SI | 0 | 0
3ZY1212-1BA00 |  | 3ZY1212-1BA00 | 1 | UN | 1 | 2 | A | D | N | N | 85369095 | 1 | 4011209913400 | 50 | G | 21.06 | 20.43 | CP17 | CP17 | Device connector for 3SK1 safety relay Width 17.5 mm for electrical connection of SIRIUS devices in industrial standard mounting rail enclosure | Lista Papel 2020 SI | 0 | 0
3ZY1212-2AB00 |  | 3ZY1212-2AB00 | 1 | UN | 1 | 2 | A | D | N | N | 85369095 | 1 | 4011209916111 | 50 | G | 19.35 | 19.35 | CP17 | CP17 | Device connector for signal loop-through Width 22.5 mm for electrical connection of SIRIUS devices in industrial standard mounting rail enclosure | - | 0 | 0
3ZY1212-2BA00 |  | 3ZY1212-2BA00 | 1 | UN | 1 | 2 | A | D | N | N | 85369095 | 1 | 4011209913417 | 50 | G | 21.06 | 20.43 | CP17 | CP17 | Device connector for 3SK1 safety relay Width 22.5 mm for electrical connection of SIRIUS devices in industrial standard mounting rail enclosure | Lista Papel 2020 SI | 0 | 0
3ZY1212-2DA00 |  | 3ZY1212-2DA00 | 1 | UN | 1 | 2 | A | D | N | N | 85369095 | 1 | 4011209913424 | 50 | G | 22.59 | 21.96 | CP17 | CP17 | Device termination connector for 3SK1 safety relay Width 22.5 mm for electrical connection of SIRIUS devices in industrial standard mounting rail enclosure | Lista Papel 2020 SI | 0 | 0
3ZY1212-2EA00 |  | 3ZY1212-2EA00 | 1 | UN | 1 | 2 | A | D | N | N | 85369095 | 1 | 4011209916098 | 50 | G | 21.06 | 20.43 | CP17 | CP17 | Device connector for 3RM1 motor starter Width 22.5 mm for electrical connection of SIRIUS devices in industrial standard mounting rail enclosure | Lista Papel 2020 SI | 0 | 0
3ZY1212-2FA00 |  | 3ZY1212-2FA00 | 1 | UN | 1 | 2 | A | D | N | N | 85369095 | 1 | 4011209916104 | 50 | G | 22.59 | 21.96 | CP17 | CP17 | Device termination connector for 3RM1 motor starter Width 22.5 mm for electrical connection of SIRIUS devices in industrial standard mounting rail enclosure | Lista Papel 2020 SI | 0 | 0
3ZY1212-2GA00 |  | 3ZY1212-2GA00 | 1 | UN | 1 | 2 | A | D | N | N | 85369095 | 1 | 4011209917903 | 688 | G | 21.06 | 21.06 | CP17 | CP17 | Device connector for 3SK2 safety relay Width 22.5 mm for electrical connection of SIRIUS devices in industrial standard mounting rail enclosure | - | 0 | 0
3ZY1212-4GA01 |  | 3ZY1212-4GA01 | 1 | UN | 1 | 2 | A | D | N | N | 85369095 | 1 | 4011209935808 | 688 | G | 25.74 | 25.74 | CP17 | CP17 | Device connector set for 3SK2 safety relay Width 45 mm for electrical connection of SIRIUS devices in industrial standard mounting rail enclosure | - | 0 | 0
3ZY1311-0AA00 |  | 3ZY1311-0AA00 | 1 | UN | 1 | 2 | A | D | EAR99 | N | 85389099 | 10 | 4011209910409 | 0.001 | KG | 1.3 | 1.3 | CP17 | CP17 | Push-in lugs for wall mounting of SIRIUS devices in industrial standard mounting rail enclosure | - | 0 | 0
3ZY1321-1AA00 |  | 3ZY1321-1AA00 | 1 | UN | 1 | 2 | A | D | EAR99 | N | 85389099 | 5 | 4011209912205 | 0.002 | KG | 3.88 | 3.88 | CP17 | CP17 | Sealable cover 17.5 mm, For SIRIUS devices in industrial standard mounting rail enclosure with cutout at the bottom | - | 0 | 0
3ZY1321-2AA00 |  | 3ZY1321-2AA00 | 1 | UN | 1 | 2 | A | D | EAR99 | N | 85389099 | 5 | 4011209912199 | 0.002 | KG | 3.88 | 3.88 | CP17 | CP17 | Sealable cover 22.5 mm, For SIRIUS devices in industrial standard mounting rail enclosure with cutout at the bottom | - | 0 | 0
3ZY1440-1AA00 |  | 3ZY1440-1AA00 | 1 | UN | 1 | 2 | A | D | N | N | 85389099 | 12 | 4011209911598 | 0.267 | G | 0.53 | 0.53 | CP17 | CP17 | Coding pins for removable terminals of the SIRIUS devices in industrial standard mounting rail enclosure | - | 0 | 0
3ZY1450-1AA00 |  | 3ZY1450-1AA00 | 1 | UN | 1 | 2 | A | D | N | N | 85389099 | 5 | 4047621061733 | 0.003 | KG | 6.02 | 6.02 | CP17 | CP17 | hinged cover 17.5 mm, For SIRIUS devices in industrial standard mounting rail ti-grey | - | 0 | 0
3ZY1450-1AB00 |  | 3ZY1450-1AB00 | 1 | UN | 1 | 2 | A | D | N | N | 85389099 | 5 | 4047621064062 | 0.004 | KG | 6.02 | 6.02 | CP17 | CP17 | hinged cover 22.5 mm, For SIRIUS devices in industrial standard mounting rail ti-grey | - | 0 | 0
3ZY1450-1BA00 |  | 3ZY1450-1BA00 | 1 | UN | 1 | 2 | A | D | N | N | 85389099 | 5 | 4047621064079 | 0.004 | KG | 6.02 | 6.02 | CP17 | CP17 | hinged cover 17.5 mm, For SIRIUS devices in industrial standard mounting rail yellow | - | 0 | 0
3ZY1450-1BB00 |  | 3ZY1450-1BB00 | 1 | UN | 1 | 2 | A | D | N | N | 85389099 | 5 | 4047621064086 | 0.003 | KG | 6.02 | 6.02 | CP17 | CP17 | hinged cover 22.5 mm, For SIRIUS devices in industrial standard mounting rail yellow | - | 0 | 0
3ZY1450-1BC00 |  | 3ZY1450-1BC00 | 1 | UN | 1 | 2 | A | D | N | N | 85389099 | 5 | 4047621064093 | 0.006 | KG | 6.95 | 6.95 | CP17 | CP17 | hinged cover 45.0 mm, For SIRIUS devices in industrial standard mounting rail yellow | - | 0 | 0
4AC2402 |  | 4AC2402 | 1 | UN | 1 | 5 | B | D | N | N | 85043200 | 1 | 4001869370569 | 95 | G | 106.1 | 102.9 | LP01 | LP01 | Power supply unit for permanent load Primary 85..265 V AC, 85..300 V DC Secondary 24 V DC +-5% Overall width 2MW Short-circuit and overload protection | Lista Papel 2020 SI | 0 | 0
4AC3208-0 |  | 4AC3208-0 | 1 | UN | 1 | 2 | A | D | N | N | 85044082 | 1 | 4001869438283 | 261 | G | 41.2 | 45.3 | LP01 | LP01 | Bell transformer, 8VA Primary 230-240 V AC, 50Hz, secondary 8 V AC With PTC fuse, 2MW++ | Lista Papel 2020 SI | 0 | 0
4AC3208-1 |  | 4AC3208-1 | 1 | UN | 1 | 2 | A | D | N | N | 85044082 | 1 | 4001869438849 | 273 | G | 53.8 | 54.2 | LP01 | LP01 | Bell transformer, 8VA Primary 230-240 V AC, 50 Hz, secondary 8 V, 12 V AC With PTC fuse, 2MW++ | Lista Papel 2020 SI | 0 | 0
4AC3214-0 |  | 4AC3214-0 | 1 | UN | 1 | 2 | A | D | N | N | 85044082 | 1 | 4001869438290 | 397 | G | 43.5 | 42.3 | LP01 | LP01 | Bell transformer, 14VA Primary 230-240 V AC, 50 Hz, secondary 8 V, 12V, 24V AC With PTC fuse, 2MW++ | Lista Papel 2020 SI | 0 | 0
4AC3218-0 |  | 4AC3218-0 | 1 | UN | 1 | 2 | A | D | N | N | 85044082 | 1 | 4001869438306 | 355 | G | 46.4 | 45.1 | LP01 | LP01 | Bell transformer, 18VA Primary 230-240 V AC, 50 Hz, secondary 8 V, 12 V AC With PTC fuse, 2MW++ | Lista Papel 2020 SI | 0 | 0
4AC3716-0 |  | 4AC3716-0 | 1 | UN | 1 | 2 | A | D | N | N | 85044082 | 1 | 4001869438320 | 425 | G | 49.5 | 48.1 | LP01 | LP01 | Safety transformer, 16VA Primary 230 V AC, 50Hz, secondary 8 V AC With PTC fuse, 2MW++ | Lista Papel 2020 SI | 0 | 0
4AC3724-0 |  | 4AC3724-0 | 1 | UN | 1 | 2 | A | D | N | N | 85044082 | 1 | 4001869438337 | 622 | G | 56.5 | 54.9 | LP01 | LP01 | Safety transformer, 24VA Primary 230 V AC, 50Hz, secondary 8 V, 12 V AC With PTC fuse, 3MW++ | Lista Papel 2020 SI | 0 | 0
4AC3740-0 |  | 4AC3740-0 | 1 | UN | 1 | 2 | A | D | N | N | 85044082 | 1 | 4001869438344 | 1.185 | KG | 108.5 | 108.8 | LP01 | LP01 | Safety transformer, 40VA Primary 230 V AC, 50Hz, secondary 2x12 V/24 V AC With PTC fuse, 5 MW++ | Lista Papel 2020 SI | 0 | 0
4AC3740-1 |  | 4AC3740-1 | 1 | UN | 1 | 2 | A | D | N | N | 85044082 | 1 | 4001869438351 | 1.214 | KG | 82.6 | 80.1 | LP01 | LP01 | Safety transformer, 40VA Primary 230 V AC, 50Hz, secondary 12 V, 16V, 24V, 32V AC With PTC fuse, 5 MW++ | Lista Papel 2020 SI | 0 | 0
4AC3763-0 |  | 4AC3763-0 | 1 | UN | 1 | 2 | A | D | N | N | 85044082 | 1 | 4001869438368 | 1.306 | KG | 128 | 126.1 | LP01 | LP01 | Safety transformer, 63VA Primary 230 V AC, 50Hz, secondary 2x12 V/24 V AC With PTC fuse, 5 MW++ | Lista Papel 2020 SI | 0 | 0
4AM2342-4TN00-0EA0 |  | 4AM2342-4TN00-0EA0 | 1 | UN | 1 | 2 | A | D | N | N | 85043180 | 1 | 4001869901305 | 1.5 | KG | 48.26 | 48.26 | CP22 | CP22 | TRANSFORMER SITAS; PHASES:1; PN/PN(S6)(KVA):0,025 /0; UPRI(V):230+/-5%; USEC(V):24; ISEC(A):1,04; F(HZ):50...60; VECTOR GR./SHIELD WNG.:II0 /0; TA/ISOKL:40 /B; IP00; TYPE OF TERMINALS:SCREW/TAB CONNECTION; INSTALLATION:SCREW; EN 61558-2-6 >UL/CSA-RECOGNIZED< >SAFETY ISOLATING TRANSFORMER< | - | 0 | 0
4AM2342-4TN00-0EA1 |  | 4AM2342-4TN00-0EA1 | 1 | UN | 1 | 20 | D | D | N | N | 85043180 | 1 | 4001869906263 | 1.5 | KG | 51.38 | 51.38 | CP22 | CP22 | SAFETY ISOLATING TRANSFORMER; PHASES:1; PN(KVA):0,025; UPRI(V):230+/-5%; USEC(V):24; ISEC(A):1,04; F(HZ):50...60; VECTOR GR./SHIELD WNG.:II0 /0; TA/ISOKL:40 /B; IP00; TYPE OF TERMINALS:CAGE-CLAMP; INSTALLATION:SCREW; EN 61558-2-6 >UL/CSA-RECOGNIZED< >SAFETY ISOLATING TRANSFORMER< | - | 0 | 0
4AM2342-4TN00-0EB0 |  | 4AM2342-4TN00-0EB0 | 1 | UN | 1 | 20 | D | D | N | N | 85043180 | 1 | 4001869908458 | 1.5 | KG | 56.78 | 56.78 | CP22 | CP22 | TRANSFORMER SITAS; PHASES:1; PN/PN(S6)(KVA):0,025 /0; UPRI(V):230+/-5%; USEC(V):24; ISEC(A):1,04; F(HZ):50...60; VECTOR GR./SHIELD WNG.:II0 /0; TA/ISOKL:40 /B; IP00; TYPE OF TERMINALS:SCREW/TAB CONNECTION; INSTALLATION:MOUNTING RAILS; EN 61558-2-6 >UL/CSA-RECOGNIZED< >SAFETY ISOLATING TRANSFORMER< | - | 0 | 0
4AM2342-4TN00-0ED0 |  | 4AM2342-4TN00-0ED0 | 1 | UN | 1 | 20 | D | D | N | N | 85043180 | 1 | 4001869918402 | 3.05 | KG | 212.16 | 212.16 | CP22 | CP22 | SAFETY ISOLATING TRANSFORMER; PHASES:1; PN(KVA):0,02; UPRI(V):230+/-5%; USEC(V):24; ISEC(A):0,83; F(HZ):50...60; VECTOR GR./SHIELD WNG.:II0 /0; TA/ISOKL:40 /B; IP54; TYPE OF TERMINALS:SCREW/TAB CONNECTION; INSTALLATION:SCREW; EN 61558-2-1, -2-6 >UL/CSA-RECOGNIZED< >SAFETY ISOLATING TRANSFORMER< | - | 0 | 9
4AM2342-4TT10-0FA0 |  | 4AM2342-4TT10-0FA0 | 1 | UN | 1 | 2 | A | D | N | N | 85043180 | 1 | 4001869901107 | 1.5 | KG | 48.26 | 48.26 | CP22 | CP22 | TRANSFORMER SITAS; PHASES:1; PN/PN(S6)(KVA):0,025 /0; UPRI(V):230+/-5%; USEC(V):230; ISEC(A):0,11; F(HZ):50...60; VECTOR GR./SHIELD WNG.:II0 /0; TA/ISOKL:40 /B; IP00; TYPE OF TERMINALS:SCREW/TAB CONNECTION; INSTALLATION:SCREW; EN 61558-2-1, -2-4 >UL/CSA-RECOGNIZED< >ISOLATION TRANSFORMER< | - | 0 | 0
4AM2342-4TV00-0EA0 |  | 4AM2342-4TV00-0EA0 | 1 | UN | 1 | 20 | D | D | N | N | 85043180 | 1 | 4001869901602 | 1.5 | KG | 48.26 | 48.26 | CP22 | CP22 | ISOLATION TRANSFORMER; PHASES:1; PN(KVA):0,025; UPRI(V):230+/-5%; USEC(V):42; ISEC(A):0,595; F(HZ):50...60; VECTOR GR./SHIELD WNG.:II0 /0; TA/ISOKL:40 /B; IP00; TYPE OF TERMINALS:SCREW/TAB CONNECTION; INSTALLATION:SCREW; EN 61558-2-4 >UL/CSA-RECOGNIZED< >ISOLATION TRANSFORMER< | - | 0 | 0
4AM2342-5AJ10-0FB0 |  | 4AM2342-5AJ10-0FB0 | 1 | UN | 1 | 20 | D | D | N | N | 85043180 | 1 | 4001869908588 | 1.5 | KG | 56.78 | 56.78 | CP22 | CP22 | TRANSFORMER SITAS; PHASES:1; PN/PN(S6)(KVA):0,025 /0; UPRI(V):400+/-5%; USEC(V):110; ISEC(A):0,23; F(HZ):50...60; VECTOR GR./SHIELD WNG.:II0 /0; TA/ISOKL:40 /B; IP00; TYPE OF TERMINALS:SCREW/TAB CONNECTION; INSTALLATION:MOUNTING RAILS; EN 61558-2-1, -2-4 >UL/CSA-RECOGNIZED< >ISOLATION TRANSFORMER< | - | 0 | 7
4AM2342-5AN00-0EA0 |  | 4AM2342-5AN00-0EA0 | 1 | UN | 1 | 2 | A | D | N | N | 85043180 | 1 | 4001869902128 | 1.5 | KG | 48.26 | 48.26 | CP22 | CP22 | TRANSFORMER SITAS; PHASES:1; PN/PN(S6)(KVA):0,025 /0; UPRI(V):400+/-5%; USEC(V):24; ISEC(A):1,04; F(HZ):50...60; VECTOR GR./SHIELD WNG.:II0 /0; TA/ISOKL:40 /B; IP00; TYPE OF TERMINALS:SCREW/TAB CONNECTION; INSTALLATION:SCREW; EN 61558-2-6 >UL/CSA-RECOGNIZED< >SAFETY ISOLATING TRANSFORMER< | - | 0 | 0
4AM2342-5AN00-0EB0 |  | 4AM2342-5AN00-0EB0 | 1 | UN | 1 | 20 | D | D | N | N | 85043180 | 1 | 4001869908687 | 1.5 | KG | 56.78 | 56.78 | CP22 | CP22 | TRANSFORMER SITAS; PHASES:1; PN/PN(S6)(KVA):0,025 /0; UPRI(V):400+/-5%; USEC(V):24; ISEC(A):1,04; F(HZ):50...60; VECTOR GR./SHIELD WNG.:II0 /0; TA/ISOKL:40 /B; IP00; TYPE OF TERMINALS:SCREW/TAB CONNECTION; INSTALLATION:MOUNTING RAILS; EN 61558-2-6 >UL/CSA-RECOGNIZED< >SAFETY ISOLATING TRANSFORMER< | - | 0 | 0
4AM2342-5AT10-0FA0 |  | 4AM2342-5AT10-0FA0 | 1 | UN | 1 | 2 | A | D | N | N | 85043180 | 1 | 4001869901923 | 1.5 | KG | 48.26 | 48.26 | CP22 | CP22 | TRANSFORMER SITAS; PHASES:1; PN/PN(S6)(KVA):0,025 /0; UPRI(V):400+/-5%; USEC(V):230; ISEC(A):0,11; F(HZ):50...60; VECTOR GR./SHIELD WNG.:II0 /0; TA/ISOKL:40 /B; IP00; TYPE OF TERMINALS:SCREW/TAB CONNECTION; INSTALLATION:SCREW; EN 61558-2-1, -2-4 >UL/CSA-RECOGNIZED< >ISOLATION TRANSFORMER< | - | 0 | 0
4AM2342-5AT10-0FB0 |  | 4AM2342-5AT10-0FB0 | 1 | UN | 1 | 20 | D | D | N | N | 85043180 | 1 | 4001869908632 | 1.5 | KG | 56.78 | 56.78 | CP22 | CP22 | TRANSFORMER SITAS; PHASES:1; PN/PN(S6)(KVA):0,025 /0; UPRI(V):400+/-5%; USEC(V):230; ISEC(A):0,11; F(HZ):50...60; VECTOR GR./SHIELD WNG.:II0 /0; TA/ISOKL:40 /B; IP00; TYPE OF TERMINALS:SCREW/TAB CONNECTION; INSTALLATION:MOUNTING RAILS; EN 61558-2-1, -2-4 >UL/CSA-RECOGNIZED< >ISOLATION TRANSFORMER< | - | 0 | 7
4AM2342-5AV00-0EA0 |  | 4AM2342-5AV00-0EA0 | 1 | UN | 1 | 20 | D | D | N | N | 85043180 | 1 | 4001869902425 | 1.5 | KG | 48.26 | 48.26 | CP22 | CP22 | ISOLATION TRANSFORMER; PHASES:1; PN(KVA):0,025; UPRI(V):400+/-5%; USEC(V):42; ISEC(A):0,595; F(HZ):50...60; VECTOR GR./SHIELD WNG.:II0 /0; TA/ISOKL:40 /B; IP00; TYPE OF TERMINALS:SCREW/TAB CONNECTION; INSTALLATION:SCREW; EN 61558-2-1, -2-4 >UL/CSA-RECOGNIZED< >ISOLATION TRANSFORMER< | - | 0 | 0
4AM2342-5AV00-0EB0 |  | 4AM2342-5AV00-0EB0 | 1 | UN | 1 | 20 | D | D | N | N | 85043180 | 1 | 4001869908762 | 1.5 | KG | 73.63 | 73.63 | CP22 | CP22 | TRANSFORMER SITAS; PHASES:1; PN/PN(S6)(KVA):0,025 /0; UPRI(V):400+/-5%; USEC(V):42; ISEC(A):0,6; F(HZ):50...60; VECTOR GR./SHIELD WNG.:II0 /0; TA/ISOKL:40 /B; IP00; TYPE OF TERMINALS:SCREW/TAB CONNECTION; INSTALLATION:MOUNTING RAILS; EN 61558-2-6 >UL/CSA-RECOGNIZED< >SAFETY ISOLATING TRANSFORMER< | - | 0 | 9
4AM2642-4TN00-0EA0 |  | 4AM2642-4TN00-0EA0 | 1 | UN | 1 | 2 | A | D | N | N | 85043180 | 1 | 4001869901312 | 1.7 | KG | 53.25 | 53.25 | CP22 | CP22 | TRANSFORMER SITAS; PHASES:1; PN/PN(S6)(KVA):0,04 /0; UPRI(V):230+/-5%; USEC(V):24; ISEC(A):1,67; F(HZ):50...60; VECTOR GR./SHIELD WNG.:II0 /0; TA/ISOKL:40 /B; IP00; TYPE OF TERMINALS:SCREW/TAB CONNECTION; INSTALLATION:SCREW; EN 61558-2-6 >UL/CSA-RECOGNIZED< >SAFETY ISOLATING TRANSFORMER< | - | 0 | 0
4AM2642-4TN00-0EB0 |  | 4AM2642-4TN00-0EB0 | 1 | UN | 1 | 20 | D | D | N | N | 85043180 | 1 | 4001869908465 | 1.7 | KG | 61.98 | 61.98 | CP22 | CP22 | TRANSFORMER SITAS; PHASES:1; PN/PN(S6)(KVA):0,04 /0; UPRI(V):230+/-5%; USEC(V):24; ISEC(A):1,67; F(HZ):50...60; VECTOR GR./SHIELD WNG.:II0 /0; TA/ISOKL:40 /B; IP00; TYPE OF TERMINALS:SCREW/TAB CONNECTION; INSTALLATION:MOUNTING RAILS; EN 61558-2-6 >UL/CSA-RECOGNIZED< >SAFETY ISOLATING TRANSFORMER< | - | 0 | 0
4AM2642-4TN00-0EC0 |  | 4AM2642-4TN00-0EC0 | 1 | UN | 1 | 20 | D | D | N | N | 85043180 | 1 | 4001869910963 | 3.25 | KG | 201.76 | 201.76 | CP22 | CP22 | ISOLATION TRANSFORMER; PHASES:1; PN(KVA):0,036; UPRI(V):230+/-5%; USEC(V):24; ISEC(A):1,5; F(HZ):50...60; VECTOR GR./SHIELD WNG.:II0 /0; TA/ISOKL:40 /B; IP23; TYPE OF TERMINALS:SCREW/TAB CONNECTION; INSTALLATION:SCREW; EN 61558-2-6 >UL/CSA-RECOGNIZED< >SAFETY ISOLATING TRANSFORMER< | - | 0 | 9
4AM2642-4TT10-0FA0 |  | 4AM2642-4TT10-0FA0 | 1 | UN | 1 | 2 | A | D | N | N | 85043180 | 1 | 4001869901114 | 1.7 | KG | 53.25 | 53.25 | CP22 | CP22 | TRANSFORMER SITAS; PHASES:1; PN/PN(S6)(KVA):0,04 /0; UPRI(V):230+/-5%; USEC(V):230; ISEC(A):0,17; F(HZ):50...60; VECTOR GR./SHIELD WNG.:II0 /0; TA/ISOKL:40 /B; IP00; TYPE OF TERMINALS:SCREW/TAB CONNECTION; INSTALLATION:SCREW; EN 61558-2-1, -2-4 >UL/CSA-RECOGNIZED< >ISOLATION TRANSFORMER< | - | 0 | 0
4AM2642-4TV00-0EA0 |  | 4AM2642-4TV00-0EA0 | 1 | UN | 1 | 20 | D | D | N | N | 85043180 | 1 | 4001869901619 | 1.7 | KG | 69.16 | 69.16 | CP22 | CP22 | ISOLATION TRANSFORMER; PHASES:1; PN(KVA):0,04; UPRI(V):230+/-5%; USEC(V):42; ISEC(A):0,952; F(HZ):50...60; VECTOR GR./SHIELD WNG.:II0 /0; TA/ISOKL:40 /B; IP00; TYPE OF TERMINALS:SCREW/TAB CONNECTION; INSTALLATION:SCREW; EN 61558-2-1, -2-4 >UL/CSA-RECOGNIZED< >ISOLATION TRANSFORMER< | - | 0 | 7
4AM2642-5AJ10-0FB0 |  | 4AM2642-5AJ10-0FB0 | 1 | UN | 1 | 20 | D | D | N | N | 85043180 | 1 | 4001869908595 | 1.7 | KG | 61.98 | 61.98 | CP22 | CP22 | TRANSFORMER SITAS; PHASES:1; PN/PN(S6)(KVA):0,04 /0; UPRI(V):400+/-5%; USEC(V):110; ISEC(A):0,36; F(HZ):50...60; VECTOR GR./SHIELD WNG.:II0 /0; TA/ISOKL:40 /B; IP00; TYPE OF TERMINALS:SCREW/TAB CONNECTION; INSTALLATION:MOUNTING RAILS; EN 61558-2-1, -2-4 >UL/CSA-RECOGNIZED< >ISOLATION TRANSFORMER< | - | 0 | 7
4AM2642-5AN00-0EA0 |  | 4AM2642-5AN00-0EA0 | 1 | UN | 1 | 2 | A | D | N | N | 85043180 | 1 | 4001869902135 | 1.7 | KG | 53.25 | 53.25 | CP22 | CP22 | TRANSFORMER SITAS; PHASES:1; PN/PN(S6)(KVA):0,04 /0; UPRI(V):400+/-5%; USEC(V):24; ISEC(A):1,67; F(HZ):50...60; VECTOR GR./SHIELD WNG.:II0 /0; TA/ISOKL:40 /B; IP00; TYPE OF TERMINALS:SCREW/TAB CONNECTION; INSTALLATION:SCREW; EN 61558-2-6 >UL/CSA-RECOGNIZED< >SAFETY ISOLATING TRANSFORMER< | - | 0 | 0
4AM2642-5AN00-0EB0 |  | 4AM2642-5AN00-0EB0 | 1 | UN | 1 | 20 | D | D | N | N | 85043180 | 1 | 4001869908694 | 1.7 | KG | 61.98 | 61.98 | CP22 | CP22 | TRANSFORMER SITAS; PHASES:1; PN/PN(S6)(KVA):0,04 /0; UPRI(V):400+/-5%; USEC(V):24; ISEC(A):1,67; F(HZ):50...60; VECTOR GR./SHIELD WNG.:II0 /0; TA/ISOKL:40 /B; IP00; TYPE OF TERMINALS:SCREW/TAB CONNECTION; INSTALLATION:MOUNTING RAILS; EN 61558-2-6 >UL/CSA-RECOGNIZED< >SAFETY ISOLATING TRANSFORMER< | - | 0 | 0
4AM2642-5AN00-0ED0 |  | 4AM2642-5AN00-0ED0 | 1 | UN | 1 | 20 | D | D | N | N | 85043180 | 1 | 4001869919232 | 3.25 | KG | 220.48 | 220.48 | CP22 | CP22 | TRANSFORMER SITAS; PHASES:1; PN/PN(S6)(KVA):0,03 /0; UPRI(V):400+/-5%; USEC(V):24; ISEC(A):1,33; F(HZ):50...60; VECTOR GR./SHIELD WNG.:II0 /0; TA/ISOKL:40 /B; IP54; TYPE OF TERMINALS:SCREW/TAB CONNECTION; INSTALLATION:SCREW; EN 61558-2-6 >UL/CSA-RECOGNIZED< >SAFETY ISOLATING TRANSFORMER< | - | 0 | 9
4AM2642-5AT10-0FA0 |  | 4AM2642-5AT10-0FA0 | 1 | UN | 1 | 2 | A | D | N | N | 85043180 | 1 | 4001869901930 | 1.7 | KG | 53.25 | 53.25 | CP22 | CP22 | TRANSFORMER SITAS; PHASES:1; PN/PN(S6)(KVA):0,04 /0; UPRI(V):400+/-5%; USEC(V):230; ISEC(A):0,17; F(HZ):50...60; VECTOR GR./SHIELD WNG.:II0 /0; TA/ISOKL:40 /B; IP00; TYPE OF TERMINALS:SCREW/TAB CONNECTION; INSTALLATION:SCREW; EN 61558-2-1, -2-4 >UL/CSA-RECOGNIZED< >ISOLATION TRANSFORMER< | - | 0 | 0
4AM2642-5AV00-0EA0 |  | 4AM2642-5AV00-0EA0 | 1 | UN | 1 | 20 | D | D | N | N | 85043180 | 1 | 4001869902432 | 1.7 | KG | 53.25 | 53.25 | CP22 | CP22 | ISOLATION TRANSFORMER; PHASES:1; PN(KVA):0,04; UPRI(V):400+/-5%; USEC(V):42; ISEC(A):0,952; F(HZ):50...60; VECTOR GR./SHIELD WNG.:II0 /0; TA/ISOKL:40 /B; IP00; TYPE OF TERMINALS:SCREW/TAB CONNECTION; INSTALLATION:SCREW; EN 61558-2-1, -2-4 >UL/CSA-RECOGNIZED< >ISOLATION TRANSFORMER< | - | 0 | 0
4AM2692-6AA00-1NA0 |  | 4AM2692-6AA00-1NA0 | 1 | UN | 1 | 20 | D | D | N | N | 85043180 | 1 | 4042948075210 | 1.7 | KG | 83.41 | 83.41 | CP22 | CP22 | SAFETY ISOLATING TRANSFORMER; PHASES:1; PN(KVA):0,024; UPRI(V):120; USEC(V):24; ISEC(A):1,0; F(HZ):50...60; VECTOR GR./SHIELD WNG.:II0 /0; TA/ISOKL:40 /B; IP00; TYPE OF TERMINALS:SCREW/TAB CONNECTION; INSTALLATION:SCREW; EN 60601-1 >UL/CSA-RECOGNIZED< | - | 0 | 7
4AM3242-1TN01-0EA0 |  | 4AM3242-1TN01-0EA0 | 1 | UN | 1 | 20 | D | D | N | N | 85043180 | 1 | 4001869978376 | 2.34 | KG | 63.65 | 63.65 | CP22 | CP22 | TRANSFORMER SITAS; PHASES:1; PN/PN(S6)(KVA):0,063 /0,09; UPRI(V):230; USEC(V):24; ISEC(A):2,63; F(HZ):50...60; VECTOR GR./SHIELD WNG.:II0 /0; TA/ISOKL:40 /B; IP00; TYPE OF TERMINALS:SCREW/TAB CONNECTION; INSTALLATION:SCREWS/MOUNTING RAILS; EN 61558-2-1, -2-2, -2-6 >MAINS TRANSFORMER< >CONTROL CIRCUIT TRANSFORMER< >SAFETY ISOLATING TRANSFORMER< | - | 0 | 7
4AM3242-4TJ10-0FA0 |  | 4AM3242-4TJ10-0FA0 | 1 | UN | 1 | 2 | A | D | N | N | 85043180 | 1 | 4001869900926 | 2.3 | KG | 63.65 | 63.65 | CP22 | CP22 | TRANSFORMER SITAS; PHASES:1; PN/PN(S6)(KVA):0,063 /0,19; UPRI(V):230+/-5%; USEC(V):110; ISEC(A):0,57; F(HZ):50...60; VECTOR GR./SHIELD WNG.:II0 /0; TA/ISOKL:40 /B; IP00; TYPE OF TERMINALS:SCREW/TAB CONNECTION; INSTALLATION:SCREWS/MOUNTING RAILS; EN 61558-2-1, -2-2, -2-4 >UL/CSA-RECOGNIZED< >CONTROL CIRCUIT TRANSFORMER< >ISOLATION TRANSFORMER< | - | 0 | 0
4AM3242-4TN00-0EA0 |  | 4AM3242-4TN00-0EA0 | 1 | UN | 1 | 2 | A | D | N | N | 85043180 | 1 | 4001869901329 | 2.3 | KG | 63.65 | 63.65 | CP22 | CP22 | TRANSFORMER SITAS; PHASES:1; PN/PN(S6)(KVA):0,063 /0,19; UPRI(V):230+/-5%; USEC(V):24; ISEC(A):2,63; F(HZ):50...60; VECTOR GR./SHIELD WNG.:II0 /0; TA/ISOKL:40 /B; IP00; TYPE OF TERMINALS:SCREW/TAB CONNECTION; INSTALLATION:SCREWS/MOUNTING RAILS; EN 61558-2-2, -2-6 >UL/CSA-RECOGNIZED< >CONTROL CIRCUIT TRANSFORMER< >SAFETY ISOLATING TRANSFORMER< | - | 0 | 0
4AM3242-4TN00-0EC0 |  | 4AM3242-4TN00-0EC0 | 1 | UN | 1 | 20 | D | D | N | N | 85043180 | 1 | 4001869910970 | 3.85 | KG | 168.48 | 168.48 | CP22 | CP22 | TRANSFORMER SITAS; PHASES:1; PN/PN(S6)(KVA):0,057 /0,19; UPRI(V):230+/-5%; USEC(V):24; ISEC(A):2,38; F(HZ):50...60; VECTOR GR./SHIELD WNG.:II0 /0; TA/ISOKL:40 /B; IP23; TYPE OF TERMINALS:SCREW/TAB CONNECTION; INSTALLATION:SCREW; EN 61558-2-2, -2-6 >UL/CSA-RECOGNIZED< >CONTROL CIRCUIT TRANSFORMER< >SAFETY ISOLATING TRANSFORMER< | - | 0 | 0
4AM3242-4TN00-0ED0 |  | 4AM3242-4TN00-0ED0 | 1 | UN | 1 | 20 | D | D | N | N | 85043180 | 1 | 4001869918426 | 3.85 | KG | 180.96 | 180.96 | CP22 | CP22 | TRANSFORMER SITAS; PHASES:1; PN/PN(S6)(KVA):0,05 /0,19; UPRI(V):230+/-5%; USEC(V):24; ISEC(A):2,09; F(HZ):50...60; VECTOR GR./SHIELD WNG.:II0 /0; TA/ISOKL:40 /B; IP54; TYPE OF TERMINALS:SCREW/TAB CONNECTION; INSTALLATION:SCREWS/MOUNTING RAILS; EN 61558-2-2, -2-6 >UL/CSA-RECOGNIZED< >CONTROL CIRCUIT TRANSFORMER< >SAFETY ISOLATING TRANSFORMER< | - | 0 | 0
4AM3242-4TT10-0FA0 |  | 4AM3242-4TT10-0FA0 | 1 | UN | 1 | 2 | A | D | N | N | 85043180 | 1 | 4001869901121 | 2.3 | KG | 63.65 | 63.65 | CP22 | CP22 | TRANSFORMER SITAS; PHASES:1; PN/PN(S6)(KVA):0,063 /0,19; UPRI(V):230+/-5%; USEC(V):230; ISEC(A):0,27; F(HZ):50...60; VECTOR GR./SHIELD WNG.:II0 /0; TA/ISOKL:40 /B; IP00; TYPE OF TERMINALS:SCREW/TAB CONNECTION; INSTALLATION:SCREWS/MOUNTING RAILS; EN 61558-2-1, -2-2, -2-4 >UL/CSA-RECOGNIZED< >CONTROL CIRCUIT TRANSFORMER< >ISOLATION TRANSFORMER< | - | 0 | 0
4AM3242-4TT10-0FA1 |  | 4AM3242-4TT10-0FA1 | 1 | UN | 1 | 20 | D | D | N | N | 85043180 | 1 | 4001869906133 | 2.3 | KG | 68.12 | 68.12 | CP22 | CP22 | TRANSFORMER SITAS; PHASES:1; PN/PN(S6)(KVA):0,063 /0,19; UPRI(V):230+/-5%; USEC(V):230; ISEC(A):0,274; F(HZ):50...60; VECTOR GR./SHIELD WNG.:II0 /0; TA/ISOKL:40 /B; IP00; TYPE OF TERMINALS:CAGE-CLAMP; INSTALLATION:SCREWS/MOUNTING RAILS; EN 61558-2-1, -2-2, -2-4 >UL/CSA-RECOGNIZED< >CONTROL CIRCUIT TRANSFORMER< >ISOLATION TRANSFORMER< | - | 0 | 0
4AM3242-4TT10-0FD0 |  | 4AM3242-4TT10-0FD0 | 1 | UN | 1 | 20 | D | D | N | N | 85043180 | 1 | 4001869918228 | 3.85 | KG | 180.96 | 180.96 | CP22 | CP22 | TRANSFORMER SITAS; PHASES:1; PN/PN(S6)(KVA):0,05 /0,19; UPRI(V):230+/-5%; USEC(V):230; ISEC(A):0,22; F(HZ):50...60; VECTOR GR./SHIELD WNG.:II0 /0; TA/ISOKL:40 /B; IP54; TYPE OF TERMINALS:SCREW/TAB CONNECTION; INSTALLATION:SCREW; EN 61558-2-1, -2-2, -2-4 >UL/CSA-RECOGNIZED< >CONTROL CIRCUIT TRANSFORMER< >ISOLATION TRANSFORMER< | - | 0 | 0
4AM3242-4TV00-0EA0 |  | 4AM3242-4TV00-0EA0 | 1 | UN | 1 | 2 | A | D | N | N | 85043180 | 1 | 4001869901626 | 2.3 | KG | 63.65 | 63.65 | CP22 | CP22 | TRANSFORMER SITAS; PHASES:1; PN/PN(S6)(KVA):0,063 /0,19; UPRI(V):230+/-5%; USEC(V):42; ISEC(A):1,5; F(HZ):50...60; VECTOR GR./SHIELD WNG.:II0 /0; TA/ISOKL:40 /B; IP00; TYPE OF TERMINALS:SCREW/TAB CONNECTION; INSTALLATION:SCREWS/MOUNTING RAILS; EN 61558-2-2, -2-6 >UL/CSA-RECOGNIZED< >CONTROL CIRCUIT TRANSFORMER< >SAFETY ISOLATING TRANSFORMER< | - | 0 | 0
4AM3242-4TV00-0EC0 |  | 4AM3242-4TV00-0EC0 | 1 | UN | 1 | 20 | D | D | N | N | 85043180 | 1 | 4001869911274 | 3.85 | KG | 168.48 | 168.48 | CP22 | CP22 | TRANSFORMER SITAS; PHASES:1; PN/PN(S6)(KVA):0,057 /0,19; UPRI(V):230+/-5%; USEC(V):42; ISEC(A):1,36; F(HZ):50...60; VECTOR GR./SHIELD WNG.:II0 /0; TA/ISOKL:40 /B; IP23; TYPE OF TERMINALS:SCREW/TAB CONNECTION; INSTALLATION:SCREW; EN 61558-2-2, -2-6 >UL/CSA-RECOGNIZED< >CONTROL CIRCUIT TRANSFORMER< >SAFETY ISOLATING TRANSFORMER< | - | 0 | 0
4AM3242-4XN00-0EA0 |  | 4AM3242-4XN00-0EA0 | 1 | UN | 1 | 20 | D | D | N | N | 85043180 | 1 | 4019169975735 | 2.34 | KG | 102.96 | 102.96 | CP22 | CP22 | TRANSFORMER SITAS; PHASES:1; PN/PN(S6)(KVA):0,063 /0,19; UPRI(V):380+/-5%; USEC(V):24; ISEC(A):2,625; F(HZ):50...60; VECTOR GR./SHIELD WNG.:II0 /0; TA/ISOKL:40 /B; IP00; TYPE OF TERMINALS:SCREW CONNECTION; INSTALLATION:SCREWS/MOUNTING RAILS; EN 61558-2-1, -2-2, -2-6 >UL/CSA-RECOGNIZED< >CONTROL CIRCUIT TRANSFORMER< >SAFETY ISOLATING TRANSFORMER< | - | 0 | 7
4AM3242-5AJ10-0FA0 |  | 4AM3242-5AJ10-0FA0 | 1 | UN | 1 | 2 | A | D | N | N | 85043180 | 1 | 4001869901749 | 2.3 | KG | 63.65 | 63.65 | CP22 | CP22 | TRANSFORMER SITAS; PHASES:1; PN/PN(S6)(KVA):0,063 /0,19; UPRI(V):400+/-5%; USEC(V):110; ISEC(A):0,57; F(HZ):50...60; VECTOR GR./SHIELD WNG.:II0 /0; TA/ISOKL:40 /B; IP00; TYPE OF TERMINALS:SCREW/TAB CONNECTION; INSTALLATION:SCREWS/MOUNTING RAILS; EN 61558-2-1, -2-2, -2-4 >UL/CSA-RECOGNIZED< >CONTROL CIRCUIT TRANSFORMER< >ISOLATION TRANSFORMER< | - | 0 | 0
4AM3242-5AN00-0EA0 |  | 4AM3242-5AN00-0EA0 | 1 | UN | 1 | 2 | A | D | N | N | 85043180 | 1 | 4001869902142 | 2.3 | KG | 63.65 | 63.65 | CP22 | CP22 | TRANSFORMER SITAS; PHASES:1; PN/PN(S6)(KVA):0,063 /0,19; UPRI(V):400+/-5%; USEC(V):24; ISEC(A):2,63; F(HZ):50...60; VECTOR GR./SHIELD WNG.:II0 /0; TA/ISOKL:40 /B; IP00; TYPE OF TERMINALS:SCREW/TAB CONNECTION; INSTALLATION:SCREWS/MOUNTING RAILS; EN 61558-2-2, -2-6 >UL/CSA-RECOGNIZED< >CONTROL CIRCUIT TRANSFORMER< >SAFETY ISOLATING TRANSFORMER< | - | 0 | 0
4AM3242-5AN00-0EA1 |  | 4AM3242-5AN00-0EA1 | 1 | UN | 1 | 20 | D | D | N | N | 85043180 | 1 | 4001869906768 | 2.3 | KG | 68.12 | 68.12 | CP22 | CP22 | TRANSFORMER SITAS; PHASES:1; PN/PN(S6)(KVA):0,063 /0,19; UPRI(V):400+/-5%; USEC(V):24; ISEC(A):2,625; F(HZ):50...60; VECTOR GR./SHIELD WNG.:II0 /0; TA/ISOKL:40 /B; IP00; TYPE OF TERMINALS:CAGE-CLAMP; INSTALLATION:SCREWS/MOUNTING RAILS; EN 61558-2-2, -2-6 >UL/CSA-RECOGNIZED< >CONTROL CIRCUIT TRANSFORMER< >SAFETY ISOLATING TRANSFORMER< | - | 0 | 0
4AM3242-5AN00-0ED0 |  | 4AM3242-5AN00-0ED0 | 1 | UN | 1 | 20 | D | D | N | N | 85043180 | 1 | 4001869919249 | 3.85 | KG | 180.96 | 180.96 | CP22 | CP22 | TRANSFORMER SITAS; PHASES:1; PN/PN(S6)(KVA):0,05 /0,19; UPRI(V):400+/-5%; USEC(V):24; ISEC(A):2,08; F(HZ):50...60; VECTOR GR./SHIELD WNG.:II0 /0; TA/ISOKL:40 /B; IP54; TYPE OF TERMINALS:SCREW/TAB CONNECTION; INSTALLATION:SCREW; EN 61558-2-2, -2-6 >UL/CSA-RECOGNIZED< >CONTROL CIRCUIT TRANSFORMER< >SAFETY ISOLATING TRANSFORMER< | - | 0 | 0
4AM3242-5AT10-0FA0 |  | 4AM3242-5AT10-0FA0 | 1 | UN | 1 | 2 | A | D | N | N | 85043180 | 1 | 4001869901947 | 2.3 | KG | 63.65 | 63.65 | CP22 | CP22 | TRANSFORMER SITAS; PHASES:1; PN/PN(S6)(KVA):0,063 /0,19; UPRI(V):400+/-5%; USEC(V):230; ISEC(A):0,27; F(HZ):50...60; VECTOR GR./SHIELD WNG.:II0 /0; TA/ISOKL:40 /B; IP00; TYPE OF TERMINALS:SCREW/TAB CONNECTION; INSTALLATION:SCREWS/MOUNTING RAILS; EN 61558-2-1, -2-2, -2-4 >UL/CSA-RECOGNIZED< >CONTROL CIRCUIT TRANSFORMER< >ISOLATION TRANSFORMER< | - | 0 | 0
4AM3242-5AT10-0FA1 |  | 4AM3242-5AT10-0FA1 | 1 | UN | 1 | 20 | D | D | N | N | 85043180 | 1 | 4001869906614 | 2.3 | KG | 68.12 | 68.12 | CP22 | CP22 | TRANSFORMER SITAS; PHASES:1; PN/PN(S6)(KVA):0,063 /0,19; UPRI(V):400+/-5%; USEC(V):230; ISEC(A):0,27; F(HZ):50...60; VECTOR GR./SHIELD WNG.:II0 /0; TA/ISOKL:40 /B; IP00; TYPE OF TERMINALS:CAGE-CLAMP; INSTALLATION:SCREWS/MOUNTING RAILS; EN 61558-2-1, -2-2, -2-4 >UL/CSA-RECOGNIZED< >CONTROL CIRCUIT TRANSFORMER< >ISOLATION TRANSFORMER< | - | 0 | 0
4AM3242-5AT10-0FA2 |  | 4AM3242-5AT10-0FA2 | 1 | UN | 1 | 20 | D | D | N | N | 85043180 | 1 | 4019169975759 | 2.3 | KG | 91.62 | 91.62 | CP22 | CP22 | TRANSFORMER SITAS; PHASES:1; PN/PN(S6)(KVA):0,063 /0,192; UPRI(V):400+/-5%; USEC(V):230; ISEC(A):0,274; F(HZ):50...60; VECTOR GR./SHIELD WNG.:II0 /0; TA/ISOKL:40 /B; IP00; TYPE OF TERMINALS:SCREW/TAB CONNECTION; INSTALLATION:SCREWS/MOUNTING RAILS; EN 61558-2-2, -2-4 >UL/CSA-RECOGNIZED< >CONTROL CIRCUIT TRANSFORMER< >ISOLATION TRANSFORMER< | - | 0 | 0
4AM3242-5AT10-0FC0 |  | 4AM3242-5AT10-0FC0 | 1 | UN | 1 | 20 | D | D | N | N | 85043180 | 1 | 4001869911595 | 3.85 | KG | 209.04 | 209.04 | CP22 | CP22 | TRANSFORMER SITAS; PHASES:1; PN/PN(S6)(KVA):0,057 /0,19; UPRI(V):400+/-5%; USEC(V):230; ISEC(A):0,25; F(HZ):50...60; VECTOR GR./SHIELD WNG.:II0 /0; TA/ISOKL:40 /B; IP23; TYPE OF TERMINALS:SCREW/TAB CONNECTION; INSTALLATION:SCREW; EN 61558-2-1, -2-2, -2-4 >UL/CSA-RECOGNIZED< >CONTROL CIRCUIT TRANSFORMER< >ISOLATION TRANSFORMER< | - | 0 | 7
4AM3242-5AV00-0EA0 |  | 4AM3242-5AV00-0EA0 | 1 | UN | 1 | 2 | A | D | N | N | 85043180 | 1 | 4001869902449 | 2.3 | KG | 63.65 | 63.65 | CP22 | CP22 | TRANSFORMER SITAS; PHASES:1; PN/PN(S6)(KVA):0,063 /0,19; UPRI(V):400+/-5%; USEC(V):42; ISEC(A):1,5; F(HZ):50...60; VECTOR GR./SHIELD WNG.:II0 /0; TA/ISOKL:40 /B; IP00; TYPE OF TERMINALS:SCREW/TAB CONNECTION; INSTALLATION:SCREWS/MOUNTING RAILS; EN 61558-2-2, -2-6 >UL/CSA-RECOGNIZED< >CONTROL CIRCUIT TRANSFORMER< >SAFETY ISOLATING TRANSFORMER< | - | 0 | 0
4AM3242-5CJ10-0FA0 |  | 4AM3242-5CJ10-0FA0 | 1 | UN | 1 | 20 | D | D | N | N | 85043180 | 1 | 4001869902999 | 2.3 | KG | 63.65 | 63.65 | CP22 | CP22 | TRANSFORMER SITAS; PHASES:1; PN/PN(S6)(KVA):0,063 /0,19; UPRI(V):440+/-5%; USEC(V):110; ISEC(A):0,57; F(HZ):50...60; VECTOR GR./SHIELD WNG.:II0 /0; TA/ISOKL:40 /B; IP00; TYPE OF TERMINALS:SCREW/TAB CONNECTION; INSTALLATION:SCREWS/MOUNTING RAILS; EN 61558-2-1, -2-2, -2-4 >UL/CSA-RECOGNIZED< >CONTROL CIRCUIT TRANSFORMER< >ISOLATION TRANSFORMER< | - | 0 | 0
4AM3242-5CN00-0EA0 |  | 4AM3242-5CN00-0EA0 | 1 | UN | 1 | 20 | D | D | N | N | 85043180 | 1 | 4001869903378 | 2.3 | KG | 63.65 | 63.65 | CP22 | CP22 | TRANSFORMER SITAS; PHASES:1; PN/PN(S6)(KVA):0,063 /0,19; UPRI(V):440+/-5%; USEC(V):24; ISEC(A):2,625; F(HZ):50...60; VECTOR GR./SHIELD WNG.:II0 /0; TA/ISOKL:40 /B; IP00; TYPE OF TERMINALS:SCREW/TAB CONNECTION; INSTALLATION:SCREWS/MOUNTING RAILS; EN 61558-2-2, -2-6 >UL/CSA-RECOGNIZED< >CONTROL CIRCUIT TRANSFORMER< >SAFETY ISOLATING TRANSFORMER< | - | 0 | 0
4AM3242-5CT10-0FA0 |  | 4AM3242-5CT10-0FA0 | 1 | UN | 1 | 2 | A | D | N | N | 85043180 | 1 | 4001869903170 | 2.3 | KG | 63.65 | 63.65 | CP22 | CP22 | TRANSFORMER SITAS; PHASES:1; PN/PN(S6)(KVA):0,063 /0,19; UPRI(V):440+/-5%; USEC(V):230; ISEC(A):0,27; F(HZ):50...60; VECTOR GR./SHIELD WNG.:II0 /0; TA/ISOKL:40 /B; IP00; TYPE OF TERMINALS:SCREW/TAB CONNECTION; INSTALLATION:SCREWS/MOUNTING RAILS; EN 61558-2-1, -2-2, -2-4 >UL/CSA-RECOGNIZED< >CONTROL CIRCUIT TRANSFORMER< >ISOLATION TRANSFORMER< | - | 0 | 0
4AM3242-5CT10-0FC0 |  | 4AM3242-5CT10-0FC0 | 1 | UN | 1 | 20 | D | D | N | N | 85043180 | 1 | 4001869912820 | 3.85 | KG | 218.4 | 218.4 | CP22 | CP22 | TRANSFORMER SITAS; PHASES:1; PN/PN(S6)(KVA):0,057 /0,19; UPRI(V):440+/-5%; USEC(V):230; ISEC(A):0,25; F(HZ):50...60; VECTOR GR./SHIELD WNG.:II0 /0; TA/ISOKL:40 /B; IP23; TYPE OF TERMINALS:SCREW/TAB CONNECTION; INSTALLATION:SCREW; EN 61558-2-1, -2-2, -2-4 >UL/CSA-RECOGNIZED< >CONTROL CIRCUIT TRANSFORMER< >ISOLATION TRANSFORMER< | - | 0 | 9
4AM3242-5FT10-0FA0 |  | 4AM3242-5FT10-0FA0 | 1 | UN | 1 | 2 | A | D | N | N | 85043180 | 1 | 4001869903972 | 2.3 | KG | 63.65 | 63.65 | CP22 | CP22 | TRANSFORMER SITAS; PHASES:1; PN/PN(S6)(KVA):0,063 /0,19; UPRI(V):500+/-5%; USEC(V):230; ISEC(A):0,27; F(HZ):50...60; VECTOR GR./SHIELD WNG.:II0 /0; TA/ISOKL:40 /B; IP00; TYPE OF TERMINALS:SCREW/TAB CONNECTION; INSTALLATION:SCREWS/MOUNTING RAILS; EN 61558-2-1, -2-2, -2-4 >UL/CSA-RECOGNIZED< >CONTROL CIRCUIT TRANSFORMER< >ISOLATION TRANSFORMER< | - | 0 | 0
4AM3242-5LT10-0FA0 |  | 4AM3242-5LT10-0FA0 | 1 | UN | 1 | 20 | D | D | N | N | 85043180 | 1 | 4001869905457 | 2.3 | KG | 63.65 | 63.65 | CP22 | CP22 | TRANSFORMER SITAS; PHASES:1; PN/PN(S6)(KVA):0,063 /0,19; UPRI(V):660+/-5%; USEC(V):230; ISEC(A):0,27; F(HZ):50...60; VECTOR GR./SHIELD WNG.:II0 /0; TA/ISOKL:40 /B; IP00; TYPE OF TERMINALS:SCREW/TAB CONNECTION; INSTALLATION:SCREWS/MOUNTING RAILS; EN 61558-2-1, -2-2, -2-4 | - | 0 | 0
4AM3242-5MT10-0FA0 |  | 4AM3242-5MT10-0FA0 | 1 | UN | 1 | 20 | D | D | N | N | 85043180 | 1 | 4001869905600 | 2.3 | KG | 63.65 | 63.65 | CP22 | CP22 | TRANSFORMER SITAS; PHASES:1; PN/PN(S6)(KVA):0,063 /0,19; UPRI(V):690+/-5%; USEC(V):230; ISEC(A):0,274; F(HZ):50...60; VECTOR GR./SHIELD WNG.:II0 /0; TA/ISOKL:40 /B; IP00; TYPE OF TERMINALS:SCREW/TAB CONNECTION; INSTALLATION:SCREWS/MOUNTING RAILS; EN 61558-2-2 >MAINS TRANSFORMER< >CONTROL CIRCUIT TRANSFORMER< | - | 0 | 0
4AM3242-5SL00-1EA0 |  | 4AM3242-5SL00-1EA0 | 1 | UN | 1 | 20 | D | D | N | N | 85043180 | 1 | 4001869941868 | 2.36 | KG | 97.14 | 97.14 | CP22 | CP22 | TRANSFORMER SITAS; PHASES:1; PN/PN(S6)(KVA):0,063 /0,195; UPRI(V):220+/-10%; USEC(V):20; ISEC(A):3,150; F(HZ):50...60; VECTOR GR./SHIELD WNG.:II0 /1; TA/ISOKL:40 /B; IP00; TYPE OF TERMINALS:SCREW/TAB CONNECTION; INSTALLATION:SCREWS/MOUNTING RAILS; EN 61558-2-2, -2-6 >UL/CSA-RECOGNIZED< >CONTROL CIRCUIT TRANSFORMER< >SAFETY ISOLATING TRANSFORMER< | - | 0 | 7
4AM3242-8DD40-0FA0 |  | 4AM3242-8DD40-0FA0 | 1 | UN | 1 | 2 | A | D | N | N | 85043180 | 1 | 4001869904726 | 2.4 | KG | 107.12 | 107.12 | CP22 | CP22 | TRANSFORMER SITAS; PHASES:1; PN/PN(S6)(KVA):0,063 /0,19; UPRI(V):550-525-500-480-460- 440-415-400-380-230-208; USEC(V):2X115; ISEC(A):0,27-0,54; F(HZ):50...60; VECTOR GR./SHIELD WNG.:II0 /0; TA/ISOKL:40 /B; IP00; TYPE OF TERMINALS:SCREW/TAB CONNECTION; INSTALLATION:SCREWS/MOUNTING RAILS; EN 61558-2-1, -2-2, -2-4 >UL/CSA-RECOGNIZED< >CONTROL CIRCUIT TRANSFORMER< >ISOLATION TRANSFORMER< | - | 0 | 0
4AM3242-8DD40-0FD0 |  | 4AM3242-8DD40-0FD0 | 1 | UN | 1 | 20 | D | D | N | N | 85043180 | 1 | 4001869921822 | 3.95 | KG | 223.6 | 223.6 | CP22 | CP22 | TRANSFORMER SITAS; PHASES:1; PN/PN(S6)(KVA):0,05 /0,19; UPRI(V):550-525-500-480-460- 440-415-400-380-230-208; USEC(V):2X115; ISEC(A):0,22-0,44; F(HZ):50...60; VECTOR GR./SHIELD WNG.:II0 /0; TA/ISOKL:40 /B; IP54; TYPE OF TERMINALS:SCREW/TAB CONNECTION; INSTALLATION:SCREWS/MOUNTING RAILS; EN 61558-2-1, -2-2, -2-4 >UL/CSA-RECOGNIZED< >CONTROL CIRCUIT TRANSFORMER< >ISOLATION TRANSFORMER< | - | 0 | 0
4AM3242-8DN00-0EA0 |  | 4AM3242-8DN00-0EA0 | 1 | UN | 1 | 2 | A | D | N | N | 85043180 | 1 | 4001869904627 | 2.4 | KG | 98.59 | 98.59 | CP22 | CP22 | TRANSFORMER SITAS; PHASES:1; PN/PN(S6)(KVA):0,063 /0,19; UPRI(V):550-525-500-480-460- 440-415-400-380-230-208; USEC(V):24; ISEC(A):2,63; F(HZ):50...60; VECTOR GR./SHIELD WNG.:II0 /0; TA/ISOKL:40 /B; IP00; TYPE OF TERMINALS:SCREW/TAB CONNECTION; INSTALLATION:SCREWS/MOUNTING RAILS; EN 61558-2-2, -2-6 >UL/CSA-RECOGNIZED< >CONTROL CIRCUIT TRANSFORMER< >SAFETY ISOLATING TRANSFORMER< | - | 0 | 0
4AM3242-8ED40-0FA0 |  | 4AM3242-8ED40-0FA0 | 1 | UN | 1 | 2 | A | D | N | N | 85043180 | 1 | 4001869905150 | 2.4 | KG | 107.12 | 107.12 | CP22 | CP22 | TRANSFORMER SITAS; PHASES:1; PN/PN(S6)(KVA):0,063 /0,19; UPRI(V):600-575-550-525-500- 480-460-440-415-400-240-230; USEC(V):2X115; ISEC(A):0,27-0,55; F(HZ):50...60; VECTOR GR./SHIELD WNG.:II0 /0; TA/ISOKL:40 /B; IP00; TYPE OF TERMINALS:SCREW/TAB CONNECTION; INSTALLATION:SCREWS/MOUNTING RAILS; EN 61558-2-1, -2-2, -2-4 >UL/CSA-RECOGNIZED< >CONTROL CIRCUIT TRANSFORMER< >ISOLATION TRANSFORMER< | - | 0 | 0
4AM3242-8EN00-0EA0 |  | 4AM3242-8EN00-0EA0 | 1 | UN | 1 | 2 | A | D | N | N | 85043180 | 1 | 4001869905051 | 2.4 | KG | 98.59 | 98.59 | CP22 | CP22 | TRANSFORMER SITAS; PHASES:1; PN/PN(S6)(KVA):0,063 /0,19; UPRI(V):600-575-550-525-500- 480-460-440-415-400-240-230; USEC(V):24; ISEC(A):2,63; F(HZ):50...60; VECTOR GR./SHIELD WNG.:II0 /0; TA/ISOKL:40 /B; IP00; TYPE OF TERMINALS:SCREW/TAB CONNECTION; INSTALLATION:SCREWS/MOUNTING RAILS; EN 61558-2-1, -2-2, -2-6 >UL/CSA-RECOGNIZED< >CONTROL CIRCUIT TRANSFORMER< >SAFETY ISOLATING TRANSFORMER< | - | 0 | 0
4AM3242-8JD40-0FA0 |  | 4AM3242-8JD40-0FA0 | 1 | UN | 1 | 2 | A | D | N | N | 85043180 | 1 | 4001869902692 | 2.4 | KG | 84.14 | 84.14 | CP22 | CP22 | TRANSFORMER SITAS; PHASES:1; PN/PN(S6)(KVA):0,063 /0,19; UPRI(V):400-230+/-15; USEC(V):2X115; ISEC(A):2X0,27; F(HZ):50...60; VECTOR GR./SHIELD WNG.:II0 /0; TA/ISOKL:40 /B; IP00; TYPE OF TERMINALS:SCREW/TAB CONNECTION; INSTALLATION:SCREWS/MOUNTING RAILS; EN 61558-2-1, -2-2, -2-4 >UL/CSA-RECOGNIZED< >CONTROL CIRCUIT TRANSFORMER< >ISOLATION TRANSFORMER< | - | 0 | 0
4AM3242-8JN00-0EA0 |  | 4AM3242-8JN00-0EA0 | 1 | UN | 1 | 2 | A | D | N | N | 85043180 | 1 | 4001869902593 | 2.4 | KG | 69.47 | 69.47 | CP22 | CP22 | TRANSFORMER SITAS; PHASES:1; PN/PN(S6)(KVA):0,063 /0,19; UPRI(V):400-230+/-15; USEC(V):24; ISEC(A):2,63; F(HZ):50...60; VECTOR GR./SHIELD WNG.:II0 /0; TA/ISOKL:40 /B; IP00; TYPE OF TERMINALS:SCREW/TAB CONNECTION; INSTALLATION:SCREWS/MOUNTING RAILS; EN 61558-2-2, -2-6 >UL/CSA-RECOGNIZED< >CONTROL CIRCUIT TRANSFORMER< >SAFETY ISOLATING TRANSFORMER< | - | 0 | 0
4AM3242-8JN00-0ED0 |  | 4AM3242-8JN00-0ED0 | 1 | UN | 1 | 20 | D | D | N | N | 85043180 | 1 | 4001869919690 | 3.95 | KG | 241.28 | 241.28 | CP22 | CP22 | TRANSFORMER SITAS; PHASES:1; PN/PN(S6)(KVA):0,05 /0,19; UPRI(V):400-230+/-15; USEC(V):24; ISEC(A):2,08; F(HZ):50...60; VECTOR GR./SHIELD WNG.:II0 /0; TA/ISOKL:40 /B; IP54; TYPE OF TERMINALS:SCREW/TAB CONNECTION; INSTALLATION:SCREW; EN 61558-2-2, -2-6 >UL/CSA-RECOGNIZED< >CONTROL CIRCUIT TRANSFORMER< >SAFETY ISOLATING TRANSFORMER< | - | 0 | 7
4AM3242-8MB40-0FA0 |  | 4AM3242-8MB40-0FA0 | 1 | UN | 1 | 2 | A | D | N | N | 85043180 | 1 | 4019169940597 | 2.4 | KG | 84.14 | 84.14 | CP22 | CP22 | TRANSFORMER SITAS; PHASES:1; PN/PN(S6)(KVA):0,063 /0,19; UPRI(V):440-400-230; USEC(V):48(2X24); ISEC(A):1,31-2,63; F(HZ):50...60; VECTOR GR./SHIELD WNG.:IIII0 /0; TA/ISOKL:40 /B; IP00; TYPE OF TERMINALS:SCREW/TAB CONNECTION; INSTALLATION:SCREWS/MOUNTING RAILS; EN 61558-2-1, -2-2, -2-4 >UL/CSA-RECOGNIZED< >CONTROL CIRCUIT TRANSFORMER< >ISOLATION TRANSFORMER< | - | 0 | 7
4AM3242-8MD40-0FA0 |  | 4AM3242-8MD40-0FA0 | 1 | UN | 1 | 2 | A | D | N | N | 85043180 | 1 | 4019169940900 | 2.4 | KG | 84.14 | 84.14 | CP22 | CP22 | TRANSFORMER SITAS; PHASES:1; PN/PN(S6)(KVA):0,063 /0,19; UPRI(V):440-400-230; USEC(V):230(2X115); ISEC(A):0,274-0,548; F(HZ):50...60; VECTOR GR./SHIELD WNG.:IIII0 /0; TA/ISOKL:40 /B; IP00; TYPE OF TERMINALS:SCREW/TAB CONNECTION; INSTALLATION:SCREWS/MOUNTING RAILS; EN 61558-2-1, -2-2, -2-4 >UL/CSA-RECOGNIZED< >CONTROL CIRCUIT TRANSFORMER< >ISOLATION TRANSFORMER< | - | 0 | 7
4AM3441-8BD40-0CN2 |  | 4AM3441-8BD40-0CN2 | 1 | UN | 1 | 2 | A | D | N | N | 85043180 | 1 | 4042948000137 | 3 | KG | 138.32 | 138.32 | CP22 | CP22 | CONTROL CIRCUIT TRANSFORMER; PHASES:1; PN/PN(S6)(KVA):0,1 /0,31; UPRI(V):575-550-525-500- 480-460 -440-415-400-380-230-220-200- 190; USEC(V):115; 115; ISEC(A):0,435; 0,435; F(HZ):50...60; VECTOR GR./SHIELD WNG.:IIII0 /0; TA/ISOKL:40 /B; IP00; TYPE OF TERMINALS:SCREW/TAB CONNECTION; INSTALLATION:SCREW; EN 61558-2-2 >CONTROL CIRCUIT TRANSFORMER< | - | 0 | 7
4AM3442-1TN01-0EA0 |  | 4AM3442-1TN01-0EA0 | 1 | UN | 1 | 20 | D | D | N | N | 85043180 | 1 | 4001869978383 | 2.9 | KG | 68.64 | 68.64 | CP22 | CP22 | TRANSFORMER SITAS; PHASES:1; PN/PN(S6)(KVA):0,1 /0,16; UPRI(V):230; USEC(V):24; ISEC(A):4,22; F(HZ):50...60; VECTOR GR./SHIELD WNG.:II0 /0; TA/ISOKL:40 /B; IP00; TYPE OF TERMINALS:SCREW/TAB CONNECTION; INSTALLATION:SCREWS/MOUNTING RAILS; EN 61558-2-1, -2-2, -2-6 >MAINS TRANSFORMER< >CONTROL CIRCUIT TRANSFORMER< >SAFETY ISOLATING TRANSFORMER< | - | 0 | 7
4AM3442-2AC50-0AA0 |  | 4AM3442-2AC50-0AA0 | 1 | UN | 1 | 20 | D | D | N | N | 85043180 | 1 | 4019169865272 | 2.9 | KG | 84.45 | 84.45 | CP22 | CP22 | AUTOTRANSFORMER; PHASES:1; PN,D(KVA):0,31; UPRI(V):400; USEC(V):310-280-230-180-140-95; ISEC(A):1,0 CONST.; F(HZ):50...60; VECTOR GR./SHIELD WNG.:IA0 /0; TA/ISOKL:50 /B; IP00; TYPE OF TERMINALS:SCREW/TAB CONNECTION; INSTALLATION:SCREWS/MOUNTING RAILS; EN 61558-2-13 >UL/CSA-RECOGNIZED< >AUTOTRANSFORMER< | - | 0 | 7
4AM3442-4TJ10-0FA0 |  | 4AM3442-4TJ10-0FA0 | 1 | UN | 1 | 2 | A | D | N | N | 85043180 | 1 | 4001869900933 | 2.9 | KG | 68.74 | 68.74 | CP22 | CP22 | TRANSFORMER SITAS; PHASES:1; PN/PN(S6)(KVA):0,1 /0,31; UPRI(V):230+/-5%; USEC(V):110; ISEC(A):0,91; F(HZ):50...60; VECTOR GR./SHIELD WNG.:II0 /0; TA/ISOKL:40 /B; IP00; TYPE OF TERMINALS:SCREW/TAB CONNECTION; INSTALLATION:SCREWS/MOUNTING RAILS; EN 61558-2-1, -2-2, -2-4 >UL/CSA-RECOGNIZED< >CONTROL CIRCUIT TRANSFORMER< >ISOLATION TRANSFORMER< | - | 0 | 0
4AM3442-4TN00-0EA0 |  | 4AM3442-4TN00-0EA0 | 1 | UN | 1 | 2 | A | D | N | N | 85043180 | 1 | 4001869901336 | 2.9 | KG | 68.74 | 68.74 | CP22 | CP22 | TRANSFORMER SITAS; PHASES:1; PN/PN(S6)(KVA):0,1 /0,31; UPRI(V):230+/-5%; USEC(V):24; ISEC(A):4,17; F(HZ):50...60; VECTOR GR./SHIELD WNG.:II0 /0; TA/ISOKL:40 /B; IP00; TYPE OF TERMINALS:SCREW/TAB CONNECTION; INSTALLATION:SCREWS/MOUNTING RAILS; EN 61558-2-2, -2-6 >UL/CSA-RECOGNIZED< >CONTROL CIRCUIT TRANSFORMER< >SAFETY ISOLATING TRANSFORMER< | - | 0 | 0
4AM3442-4TN00-0EA1 |  | 4AM3442-4TN00-0EA1 | 1 | UN | 1 | 20 | D | D | N | N | 85043180 | 1 | 4001869906294 | 2.9 | KG | 73.32 | 73.32 | CP22 | CP22 | TRANSFORMER SITAS; PHASES:1; PN/PN(S6)(KVA):0,1 /0,31; UPRI(V):230+/-5%; USEC(V):24; ISEC(A):4,167; F(HZ):50...60; VECTOR GR./SHIELD WNG.:II0 /0; TA/ISOKL:40 /B; IP00; TYPE OF TERMINALS:CAGE-CLAMP; INSTALLATION:SCREWS/MOUNTING RAILS; EN 61558-2-2, -2-6 >UL/CSA-RECOGNIZED< >CONTROL CIRCUIT TRANSFORMER< >SAFETY ISOLATING TRANSFORMER< | - | 0 | 0
4AM3442-4TN00-0EC0 |  | 4AM3442-4TN00-0EC0 | 1 | UN | 1 | 20 | D | D | N | N | 85043180 | 1 | 4001869910987 | 4.45 | KG | 171.6 | 171.6 | CP22 | CP22 | TRANSFORMER SITAS; PHASES:1; PN/PN(S6)(KVA):0,09 /0,31; UPRI(V):230+/-5%; USEC(V):24; ISEC(A):3,75; F(HZ):50...60; VECTOR GR./SHIELD WNG.:II0 /0; TA/ISOKL:40 /B; IP23; TYPE OF TERMINALS:SCREW/TAB CONNECTION; INSTALLATION:SCREW; EN 61558-2-2, -2-6 >UL/CSA-RECOGNIZED< >CONTROL CIRCUIT TRANSFORMER< >SAFETY ISOLATING TRANSFORMER< | - | 0 | 0
4AM3442-4TN00-0ED0 |  | 4AM3442-4TN00-0ED0 | 1 | UN | 1 | 20 | D | D | N | N | 85043180 | 1 | 4001869918433 | 4.45 | KG | 184.08 | 184.08 | CP22 | CP22 | TRANSFORMER SITAS; PHASES:1; PN/PN(S6)(KVA):0,08 /0,31; UPRI(V):230+/-5%; USEC(V):24; ISEC(A):3,33; F(HZ):50...60; VECTOR GR./SHIELD WNG.:II0 /0; TA/ISOKL:40 /B; IP54; TYPE OF TERMINALS:SCREW/TAB CONNECTION; INSTALLATION:SCREW; EN 61558-2-2, -2-6 >UL/CSA-RECOGNIZED< >CONTROL CIRCUIT TRANSFORMER< >SAFETY ISOLATING TRANSFORMER< | - | 0 | 0
4AM3442-4TT10-0FA0 |  | 4AM3442-4TT10-0FA0 | 1 | UN | 1 | 2 | A | D | N | N | 85043180 | 1 | 4001869901138 | 2.9 | KG | 68.74 | 68.74 | CP22 | CP22 | TRANSFORMER SITAS; PHASES:1; PN/PN(S6)(KVA):0,1 /0,31; UPRI(V):230+/-5%; USEC(V):230; ISEC(A):0,43; F(HZ):50...60; VECTOR GR./SHIELD WNG.:II0 /0; TA/ISOKL:40 /B; IP00; TYPE OF TERMINALS:SCREW/TAB CONNECTION; INSTALLATION:SCREWS/MOUNTING RAILS; EN 61558-2-1, -2-2, -2-4 >UL/CSA-RECOGNIZED< >CONTROL CIRCUIT TRANSFORMER< >ISOLATION TRANSFORMER< | - | 0 | 0
4AM3442-4TV00-0EA0 |  | 4AM3442-4TV00-0EA0 | 1 | UN | 1 | 2 | A | D | N | N | 85043180 | 1 | 4001869901633 | 2.9 | KG | 68.74 | 68.74 | CP22 | CP22 | TRANSFORMER SITAS; PHASES:1; PN/PN(S6)(KVA):0,1 /0,31; UPRI(V):230+/-5%; USEC(V):42; ISEC(A):2,38; F(HZ):50...60; VECTOR GR./SHIELD WNG.:II0 /0; TA/ISOKL:40 /B; IP00; TYPE OF TERMINALS:SCREW/TAB CONNECTION; INSTALLATION:SCREWS/MOUNTING RAILS; EN 61558-2-2, -2-6 >UL/CSA-RECOGNIZED< >CONTROL CIRCUIT TRANSFORMER< >SAFETY ISOLATING TRANSFORMER< | - | 0 | 0
4AM3442-4WT10-0FA0 |  | 4AM3442-4WT10-0FA0 | 1 | UN | 1 | 20 | D | D | N | N | 85043180 | 1 | 4042948140307 | 2.9 | KG | 86.84 | 86.84 | CP22 | CP22 | TRANSFORMER SITAS; PHASES:1; PN/PN(S6)(KVA):0,1 /0,31; UPRI(V):277+/-5%; USEC(V):230; ISEC(A):0,435; F(HZ):50...60; VECTOR GR./SHIELD WNG.:II0 /0; TA/ISOKL:40 /B; IP00; TYPE OF TERMINALS:SCREW/TAB CONNECTION; INSTALLATION:SCREWS/MOUNTING RAILS; EN 61558-2-1, -2-2, -2-4 >UL/CSA-RECOGNIZED< >CONTROL CIRCUIT TRANSFORMER< >ISOLATION TRANSFORMER< | - | 0 | 7
4AM3442-5AC00-0EA0 |  | 4AM3442-5AC00-0EA0 | 1 | UN | 1 | 20 | D | D | N | N | 85043180 | 1 | 4001869984964 | 2.9 | KG | 88.5 | 88.5 | CP22 | CP22 | TRANSFORMER SITAS; PHASES:1; PN/PN(S6)(KVA):0,1 /0,31; UPRI(V):400+/-5%; USEC(V):8,0; ISEC(A):12,5; F(HZ):50...60; VECTOR GR./SHIELD WNG.:II0 /0; TA/ISOKL:40 /H; IP00; TYPE OF TERMINALS:SCREW/TAB CONNECTION; INSTALLATION:SCREWS/MOUNTING RAILS; EN 61558-2-2, -2-6 >UL/CSA-RECOGNIZED< >CONTROL CIRCUIT TRANSFORMER< >SAFETY ISOLATING TRANSFORMER< | - | 0 | 7
4AM3442-5AD40-0FA0 |  | 4AM3442-5AD40-0FA0 | 1 | UN | 1 | 20 | D | D | N | N | 85043180 | 1 | 4001869902258 | 2.9 | KG | 74.46 | 74.46 | CP22 | CP22 | TRANSFORMER SITAS; PHASES:1; PN/PN(S6)(KVA):0,1 /0,31; UPRI(V):400+/-5%; USEC(V):230-115; ISEC(A):0,43-0,86; F(HZ):50...60; VECTOR GR./SHIELD WNG.:II0 /0; TA/ISOKL:40 /B; IP00; TYPE OF TERMINALS:SCREW/TAB CONNECTION; INSTALLATION:SCREWS/MOUNTING RAILS; EN 61558-2-1, -2-2, -2-4 | - | 0 | 0
4AM3442-5AF00-0EA0 |  | 4AM3442-5AF00-0EA0 | 1 | UN | 1 | 20 | D | D | N | N | 85043180 | 1 | 4019169976497 | 2.9 | KG | 88.4 | 88.4 | CP22 | CP22 | TRANSFORMER SITAS; PHASES:1; PN/PN(S6)(KVA):0,1 /0,31; UPRI(V):400+/-5%; USEC(V):12; ISEC(A):8,33; F(HZ):50...60; VECTOR GR./SHIELD WNG.:II0 /0; TA/ISOKL:40 /B; IP00; TYPE OF TERMINALS:SCREW CONNECTION; INSTALLATION:SCREWS/MOUNTING RAILS; EN 61558-2-2, -2-6 >UL/CSA-RECOGNIZED< >CONTROL CIRCUIT TRANSFORMER< >SAFETY ISOLATING TRANSFORMER< | - | 0 | 7
4AM3442-5AJ10-0FA0 |  | 4AM3442-5AJ10-0FA0 | 1 | UN | 1 | 2 | A | D | N | N | 85043180 | 1 | 4001869901756 | 2.9 | KG | 68.74 | 68.74 | CP22 | CP22 | TRANSFORMER SITAS; PHASES:1; PN/PN(S6)(KVA):0,1 /0,31; UPRI(V):400+/-5%; USEC(V):110; ISEC(A):0,909; F(HZ):50...60; VECTOR GR./SHIELD WNG.:II0 /0; TA/ISOKL:40 /B; IP00; TYPE OF TERMINALS:SCREW/TAB CONNECTION; INSTALLATION:SCREWS/MOUNTING RAILS; EN 61558-2-1, -2-2, -2-4 >UL/CSA-RECOGNIZED< >CONTROL CIRCUIT TRANSFORMER< >ISOLATION TRANSFORMER< | - | 0 | 0
4AM3442-5AN00-0EA0 |  | 4AM3442-5AN00-0EA0 | 1 | UN | 1 | 2 | A | D | N | N | 85043180 | 1 | 4001869902159 | 2.9 | KG | 68.74 | 68.74 | CP22 | CP22 | TRANSFORMER SITAS; PHASES:1; PN/PN(S6)(KVA):0,1 /0,31; UPRI(V):400+/-5%; USEC(V):24; ISEC(A):4,17; F(HZ):50...60; VECTOR GR./SHIELD WNG.:II0 /0; TA/ISOKL:40 /B; IP00; TYPE OF TERMINALS:SCREW/TAB CONNECTION; INSTALLATION:MOUNTING RAILS; EN 61558-2-2, -2-6 >UL/CSA-RECOGNIZED< >CONTROL CIRCUIT TRANSFORMER< >SAFETY ISOLATING TRANSFORMER< | - | 0 | 0
4AM3442-5AN00-0EA1 |  | 4AM3442-5AN00-0EA1 | 1 | UN | 1 | 20 | D | D | N | N | 85043180 | 1 | 4001869906775 | 2.9 | KG | 73.32 | 73.32 | CP22 | CP22 | TRANSFORMER SITAS; PHASES:1; PN/PN(S6)(KVA):0,1 /0,31; UPRI(V):400+/-5%; USEC(V):24; ISEC(A):4,17; F(HZ):50...60; VECTOR GR./SHIELD WNG.:II0 /0; TA/ISOKL:40 /B; IP00; TYPE OF TERMINALS:CAGE-CLAMP; INSTALLATION:SCREWS/MOUNTING RAILS; EN 61558-2-2, -2-6 >UL/CSA-RECOGNIZED< >CONTROL CIRCUIT TRANSFORMER< >SAFETY ISOLATING TRANSFORMER< | - | 0 | 0
4AM3442-5AN00-0EC0 |  | 4AM3442-5AN00-0EC0 | 1 | UN | 1 | 20 | D | D | N | N | 85043180 | 1 | 4001869911809 | 4.45 | KG | 171.6 | 171.6 | CP22 | CP22 | TRANSFORMER SITAS; PHASES:1; PN/PN(S6)(KVA):0,09 /0,31; UPRI(V):400+/-5%; USEC(V):24; ISEC(A):3,75; F(HZ):50...60; VECTOR GR./SHIELD WNG.:II0 /0; TA/ISOKL:40 /B; IP23; TYPE OF TERMINALS:SCREW/TAB CONNECTION; INSTALLATION:SCREW; EN 61558-2-2, -2-6 >UL/CSA-RECOGNIZED< >CONTROL CIRCUIT TRANSFORMER< >SAFETY ISOLATING TRANSFORMER< | - | 0 | 0
4AM3442-5AT10-0FA0 |  | 4AM3442-5AT10-0FA0 | 1 | UN | 1 | 2 | A | D | N | N | 85043180 | 1 | 4001869901954 | 2.9 | KG | 68.74 | 68.74 | CP22 | CP22 | TRANSFORMER SITAS; PHASES:1; PN/PN(S6)(KVA):0,1 /0,31; UPRI(V):400+/-5%; USEC(V):230; ISEC(A):0,43; F(HZ):50...60; VECTOR GR./SHIELD WNG.:II0 /0; TA/ISOKL:40 /B; IP00; TYPE OF TERMINALS:SCREW/TAB CONNECTION; INSTALLATION:SCREWS/MOUNTING RAILS; EN 61558-2-1, -2-2, -2-4 >UL/CSA-RECOGNIZED< >CONTROL CIRCUIT TRANSFORMER< >ISOLATION TRANSFORMER< | - | 0 | 0
4AM3442-5AT10-0FA1 |  | 4AM3442-5AT10-0FA1 | 1 | UN | 1 | 2 | A | D | N | N | 85043180 | 1 | 4001869906621 | 2.9 | KG | 73.32 | 73.32 | CP22 | CP22 | TRANSFORMER SITAS; PHASES:1; PN/PN(S6)(KVA):0,1 /0,31; UPRI(V):400+/-5%; USEC(V):230; ISEC(A):0,43; F(HZ):50...60; VECTOR GR./SHIELD WNG.:II0 /0; TA/ISOKL:40 /B; IP00; TYPE OF TERMINALS:CAGE-CLAMP; INSTALLATION:SCREWS/MOUNTING RAILS; EN 61558-2-1, -2-2, -2-4 >UL/CSA-RECOGNIZED< >CONTROL CIRCUIT TRANSFORMER< >ISOLATION TRANSFORMER< | - | 0 | 0
4AM3442-5AT10-0FC0 |  | 4AM3442-5AT10-0FC0 | 1 | UN | 1 | 20 | D | D | N | N | 85043180 | 1 | 4001869911601 | 4.45 | KG | 222.56 | 222.56 | CP22 | CP22 | TRANSFORMER SITAS; PHASES:1; PN/PN(S6)(KVA):0,09 /0,31; UPRI(V):400+/-5%; USEC(V):230; ISEC(A):0,39; F(HZ):50...60; VECTOR GR./SHIELD WNG.:II0 /0; TA/ISOKL:40 /B; IP23; TYPE OF TERMINALS:SCREW/TAB CONNECTION; INSTALLATION:SCREW; EN 61558-2-1, -2-2, -2-4 >UL/CSA-RECOGNIZED< >CONTROL CIRCUIT TRANSFORMER< >ISOLATION TRANSFORMER< | - | 0 | 7
4AM3442-5AT10-0FD0 |  | 4AM3442-5AT10-0FD0 | 1 | UN | 1 | 20 | D | D | N | N | 85043180 | 1 | 4001869919058 | 4.45 | KG | 184.08 | 184.08 | CP22 | CP22 | TRANSFORMER SITAS; PHASES:1; PN/PN(S6)(KVA):0,08 /0,31; UPRI(V):400+/-5%; USEC(V):230; ISEC(A):0,35; F(HZ):50...60; VECTOR GR./SHIELD WNG.:II0 /0; TA/ISOKL:40 /B; IP54; TYPE OF TERMINALS:SCREW/TAB CONNECTION; INSTALLATION:SCREWS/MOUNTING RAILS; EN 61558-2-1, -2-2, -2-4 >UL/CSA-RECOGNIZED< >CONTROL CIRCUIT TRANSFORMER< >ISOLATION TRANSFORMER< | - | 0 | 0
4AM3442-5AV00-0EA0 |  | 4AM3442-5AV00-0EA0 | 1 | UN | 1 | 2 | A | D | N | N | 85043180 | 1 | 4001869902456 | 2.9 | KG | 68.74 | 68.74 | CP22 | CP22 | TRANSFORMER SITAS; PHASES:1; PN/PN(S6)(KVA):0,1 /0,31; UPRI(V):400+/-5%; USEC(V):42; ISEC(A):2,38; F(HZ):50...60; VECTOR GR./SHIELD WNG.:II0 /0; TA/ISOKL:40 /B; IP00; TYPE OF TERMINALS:SCREW/TAB CONNECTION; INSTALLATION:SCREWS/MOUNTING RAILS; EN 61558-2-2, -2-6 >UL/CSA-RECOGNIZED< >CONTROL CIRCUIT TRANSFORMER< >SAFETY ISOLATING TRANSFORMER< | - | 0 | 0
4AM3442-5CJ10-0FA0 |  | 4AM3442-5CJ10-0FA0 | 1 | UN | 1 | 20 | D | D | N | N | 85043180 | 1 | 4001869903002 | 2.9 | KG | 68.74 | 68.74 | CP22 | CP22 | TRANSFORMER SITAS; PHASES:1; PN/PN(S6)(KVA):0,1 /0,31; UPRI(V):440+/-5%; USEC(V):110; ISEC(A):0,91; F(HZ):50...60; VECTOR GR./SHIELD WNG.:II0 /0; TA/ISOKL:40 /B; IP00; TYPE OF TERMINALS:SCREW/TAB CONNECTION; INSTALLATION:SCREWS/MOUNTING RAILS; EN 61558-2-1, -2-2, -2-4 >UL/CSA-RECOGNIZED< >CONTROL CIRCUIT TRANSFORMER< >ISOLATION TRANSFORMER< | - | 0 | 0
4AM3442-5CN00-0EA0 |  | 4AM3442-5CN00-0EA0 | 1 | UN | 1 | 20 | D | D | N | N | 85043180 | 1 | 4001869903385 | 2.9 | KG | 68.74 | 68.74 | CP22 | CP22 | TRANSFORMER SITAS; PHASES:1; PN/PN(S6)(KVA):0,1 /0,31; UPRI(V):440+/-5%; USEC(V):24; ISEC(A):4,17; F(HZ):50...60; VECTOR GR./SHIELD WNG.:II0 /0; TA/ISOKL:40 /B; IP00; TYPE OF TERMINALS:SCREW/TAB CONNECTION; INSTALLATION:SCREWS/MOUNTING RAILS; EN 61558-2-2, -2-6 >UL/CSA-RECOGNIZED< >CONTROL CIRCUIT TRANSFORMER< >SAFETY ISOLATING TRANSFORMER< | - | 0 | 0
4AM3442-5CT10-0FA0 |  | 4AM3442-5CT10-0FA0 | 1 | UN | 1 | 2 | A | D | N | N | 85043180 | 1 | 4001869903187 | 2.9 | KG | 68.74 | 68.74 | CP22 | CP22 | TRANSFORMER SITAS; PHASES:1; PN/PN(S6)(KVA):0,1 /0,31; UPRI(V):440+/-5%; USEC(V):230; ISEC(A):0,43; F(HZ):50...60; VECTOR GR./SHIELD WNG.:II0 /0; TA/ISOKL:40 /B; IP00; TYPE OF TERMINALS:SCREW/TAB CONNECTION; INSTALLATION:SCREWS/MOUNTING RAILS; EN 61558-2-1, -2-2, -2-4 >UL/CSA-RECOGNIZED< >CONTROL CIRCUIT TRANSFORMER< >ISOLATION TRANSFORMER< | - | 0 | 0
4AM3442-5CT10-0FA1 |  | 4AM3442-5CT10-0FA1 | 1 | UN | 1 | 20 | D | D | N | N | 85043180 | 1 | 4001869907291 | 2.9 | KG | 73.32 | 73.32 | CP22 | CP22 | TRANSFORMER SITAS; PHASES:1; PN/PN(S6)(KVA):0,1 /0,31; UPRI(V):440+/-5%; USEC(V):230; ISEC(A):0,435; F(HZ):50...60; VECTOR GR./SHIELD WNG.:II0 /0; TA/ISOKL:40 /B; IP00; TYPE OF TERMINALS:CAGE-CLAMP; INSTALLATION:SCREWS/MOUNTING RAILS; EN 61558-2-1, -2-2, -2-4 >UL/CSA-RECOGNIZED< >CONTROL CIRCUIT TRANSFORMER< >ISOLATION TRANSFORMER< | - | 0 | 0
4AM3442-5CT10-0FC0 |  | 4AM3442-5CT10-0FC0 | 1 | UN | 1 | 20 | D | D | N | N | 85043180 | 1 | 4001869912837 | 4.45 | KG | 222.56 | 222.56 | CP22 | CP22 | TRANSFORMER SITAS; PHASES:1; PN/PN(S6)(KVA):0,09 /0,31; UPRI(V):440+/-5%; USEC(V):230; ISEC(A):0,39; F(HZ):50...60; VECTOR GR./SHIELD WNG.:II0 /0; TA/ISOKL:40 /B; IP23; TYPE OF TERMINALS:SCREW/TAB CONNECTION; INSTALLATION:SCREW; EN 61558-2-1, -2-2, -2-4 >UL/CSA-RECOGNIZED< >CONTROL CIRCUIT TRANSFORMER< >ISOLATION TRANSFORMER< | - | 0 | 9
4AM3442-5FJ10-0FA0 |  | 4AM3442-5FJ10-0FA0 | 1 | UN | 1 | 20 | D | D | N | N | 85043180 | 1 | 4001869903804 | 2.9 | KG | 68.74 | 68.74 | CP22 | CP22 | TRANSFORMER SITAS; PHASES:1; PN/PN(S6)(KVA):0,1 /0,31; UPRI(V):500+/-5%; USEC(V):110; ISEC(A):0,909; F(HZ):50...60; VECTOR GR./SHIELD WNG.:II0 /0; TA/ISOKL:40 /B; IP00; TYPE OF TERMINALS:SCREW/TAB CONNECTION; INSTALLATION:SCREWS/MOUNTING RAILS; EN 61558-2-1, -2-2, -2-4 >UL/CSA-RECOGNIZED< >CONTROL CIRCUIT TRANSFORMER< >ISOLATION TRANSFORMER< | - | 0 | 0
4AM3442-5FN00-0EA0 |  | 4AM3442-5FN00-0EA0 | 1 | UN | 1 | 20 | D | D | N | N | 85043180 | 1 | 4001869904184 | 2.9 | KG | 68.74 | 68.74 | CP22 | CP22 | TRANSFORMER SITAS; PHASES:1; PN/PN(S6)(KVA):0,1 /0,31; UPRI(V):500+/-5%; USEC(V):24; ISEC(A):4,167; F(HZ):50...60; VECTOR GR./SHIELD WNG.:II0 /0; TA/ISOKL:40 /B; IP00; TYPE OF TERMINALS:SCREW/TAB CONNECTION; INSTALLATION:SCREWS/MOUNTING RAILS; EN 61558-2-2, -2-6 >UL/CSA-RECOGNIZED< >CONTROL CIRCUIT TRANSFORMER< >SAFETY ISOLATING TRANSFORMER< | - | 0 | 0
4AM3442-5FT10-0FA0 |  | 4AM3442-5FT10-0FA0 | 1 | UN | 1 | 2 | A | D | N | N | 85043180 | 1 | 4001869903989 | 2.9 | KG | 68.74 | 68.74 | CP22 | CP22 | TRANSFORMER SITAS; PHASES:1; PN/PN(S6)(KVA):0,1 /0,31; UPRI(V):500+/-5%; USEC(V):230; ISEC(A):0,435; F(HZ):50...60; VECTOR GR./SHIELD WNG.:II0 /0; TA/ISOKL:40 /B; IP00; TYPE OF TERMINALS:SCREW/TAB CONNECTION; INSTALLATION:SCREWS/MOUNTING RAILS; EN 61558-2-1, -2-2, -2-4 >UL/CSA-RECOGNIZED< >CONTROL CIRCUIT TRANSFORMER< >ISOLATION TRANSFORMER< | - | 0 | 0
4AM3442-5FT10-0FC0 |  | 4AM3442-5FT10-0FC0 | 1 | UN | 1 | 20 | D | D | N | N | 85043180 | 1 | 4001869913636 | 4.45 | KG | 222.56 | 222.56 | CP22 | CP22 | TRANSFORMER SITAS; PHASES:1; PN/PN(S6)(KVA):0,09 /0,31; UPRI(V):500+/-5%; USEC(V):230; ISEC(A):0,39; F(HZ):50...60; VECTOR GR./SHIELD WNG.:II0 /0; TA/ISOKL:40 /B; IP23; TYPE OF TERMINALS:SCREW/TAB CONNECTION; INSTALLATION:SCREW; EN 61558-2-1, -2-2, -2-4 >UL/CSA-RECOGNIZED< >CONTROL CIRCUIT TRANSFORMER< >ISOLATION TRANSFORMER< | - | 0 | 9
4AM3442-5LT10-0FA0 |  | 4AM3442-5LT10-0FA0 | 1 | UN | 1 | 20 | D | D | N | N | 85043180 | 1 | 4001869905464 | 2.9 | KG | 89.23 | 89.23 | CP22 | CP22 | TRANSFORMER SITAS; PHASES:1; PN/PN(S6)(KVA):0,1 /0,31; UPRI(V):660+/-5%; USEC(V):230; ISEC(A):0,44; F(HZ):50...60; VECTOR GR./SHIELD WNG.:II0 /0; TA/ISOKL:40 /B; IP00; TYPE OF TERMINALS:SCREW/TAB CONNECTION; INSTALLATION:SCREWS/MOUNTING RAILS; EN 61558-2-1, -2-2, -2-4 >CONTROL CIRCUIT TRANSFORMER< >ISOLATION TRANSFORMER< | - | 0 | 7
4AM3442-5MN00-0EA0 |  | 4AM3442-5MN00-0EA0 | 1 | UN | 1 | 20 | D | D | N | N | 85043180 | 1 | 4042948053706 | 2.85 | KG | 86.42 | 86.42 | CP22 | CP22 | TRANSFORMER SITAS; PHASES:1; PN/PN(S6)(KVA):0,1 /0,31; UPRI(V):690+/-5%; USEC(V):24; ISEC(A):4,167; F(HZ):50...60; VECTOR GR./SHIELD WNG.:II0 /0; TA/ISOKL:40 /B; IP00; TYPE OF TERMINALS:SCREW CONNECTION; INSTALLATION:SCREWS/MOUNTING RAILS; EN 61558-2-2, -2-6 >CONTROL CIRCUIT TRANSFORMER< >SAFETY ISOLATING TRANSFORMER< | - | 0 | 7
4AM3442-5MT10-0FA0 |  | 4AM3442-5MT10-0FA0 | 1 | UN | 1 | 20 | D | D | N | N | 85043180 | 1 | 4001869905617 | 2.9 | KG | 68.74 | 68.74 | CP22 | CP22 | TRANSFORMER SITAS; PHASES:1; PN/PN(S6)(KVA):0,1 /0,31; UPRI(V):690+/-5%; USEC(V):230; ISEC(A):0,435; F(HZ):50...60; VECTOR GR./SHIELD WNG.:II0 /0; TA/ISOKL:40 /B; IP00; TYPE OF TERMINALS:SCREW/TAB CONNECTION; INSTALLATION:SCREWS/MOUNTING RAILS; EN 61558-2-1, -2-2, -2-4 >CONTROL CIRCUIT TRANSFORMER< >ISOLATION TRANSFORMER< | - | 0 | 0
4AM3442-8AT10-0CA0 |  | 4AM3442-8AT10-0CA0 | 1 | UN | 1 | 20 | D | D | N | N | 85043180 | 1 | 4001869990118 | 2.9 | KG | 158.08 | 158.08 | CP22 | CP22 | CONTROL CIRCUIT TRANSFORMER; PHASES:1; PN/PN(S6)(KVA):0,1 /0,31; UPRI(V):550-525-500-480- 460-440-415-400-380-240-220; USEC(V):230; ISEC(A):0,435; F(HZ):50...60; VECTOR GR./SHIELD WNG.:III0 /0; TA/ISOKL:50 /B; IP00; TYPE OF TERMINALS:SCREW/TAB CONNECTION; INSTALLATION:SCREWS/MOUNTING RAILS; EN 61558-2-2 >UL/CSA-RECOGNIZED< >CONTROL CIRCUIT TRANSFORMER< | - | 0 | 9
4AM3442-8DB40-0FA0 |  | 4AM3442-8DB40-0FA0 | 1 | UN | 1 | 20 | D | D | N | N | 85043180 | 1 | 4019169946346 | 2.9 | KG | 123.76 | 123.76 | CP22 | CP22 | TRANSFORMER SITAS; PHASES:1; PN/PN(S6)(KVA):0,1 /0,31; UPRI(V):550-525-500-480-460- 440-415-400-380-230-208; USEC(V):48-(2X24); ISEC(A):2,08-4,2; F(HZ):50...60; VECTOR GR./SHIELD WNG.:II0 /0; TA/ISOKL:40 /B; IP00; TYPE OF TERMINALS:SCREW/TAB CONNECTION; INSTALLATION:SCREWS/MOUNTING RAILS; EN 61558-2-2, -2-6 >UL/CSA-RECOGNIZED< >CONTROL CIRCUIT TRANSFORMER< >SAFETY ISOLATING TRANSFORMER< | - | 0 | 7
4AM3442-8DD40-0FA0 |  | 4AM3442-8DD40-0FA0 | 1 | UN | 1 | 2 | A | D | N | N | 85043180 | 1 | 4001869904733 | 3 | KG | 111.28 | 111.28 | CP22 | CP22 | TRANSFORMER SITAS; PHASES:1; PN/PN(S6)(KVA):0,1 /0,31; UPRI(V):550-525-500-480-460- 440-415-400-380-230-208; USEC(V):2X115; ISEC(A):0,435-0,87; F(HZ):50...60; VECTOR GR./SHIELD WNG.:II0 /0; TA/ISOKL:40 /B; IP00; TYPE OF TERMINALS:SCREW/TAB CONNECTION; INSTALLATION:SCREWS/MOUNTING RAILS; EN 61558-2-1, -2-2, -2-4 >UL/CSA-RECOGNIZED< >CONTROL CIRCUIT TRANSFORMER< >ISOLATION TRANSFORMER< | - | 0 | 0
4AM3442-8DD40-0FD0 |  | 4AM3442-8DD40-0FD0 | 1 | UN | 1 | 20 | D | D | N | N | 85043180 | 1 | 4001869921839 | 4.55 | KG | 294.32 | 294.32 | CP22 | CP22 | TRANSFORMER SITAS; PHASES:1; PN/PN(S6)(KVA):0,08 /0,31; UPRI(V):550-525-500-480-460- 440-415-400-380-230-208; USEC(V):2X115; ISEC(A):0,35-0,70; F(HZ):50...60; VECTOR GR./SHIELD WNG.:II0 /0; TA/ISOKL:40 /B; IP54; TYPE OF TERMINALS:SCREW/TAB CONNECTION; INSTALLATION:SCREWS/MOUNTING RAILS; EN 61558-2-1, -2-2, -2-4 >UL/CSA-RECOGNIZED< >CONTROL CIRCUIT TRANSFORMER< >ISOLATION TRANSFORMER< | - | 0 | 7
4AM3442-8DN00-0EA0 |  | 4AM3442-8DN00-0EA0 | 1 | UN | 1 | 2 | A | D | N | N | 85043180 | 1 | 4001869904634 | 3 | KG | 102.75 | 102.75 | CP22 | CP22 | TRANSFORMER SITAS; PHASES:1; PN/PN(S6)(KVA):0,1 /0,31; UPRI(V):550-525-500-480-460- 440-415-400-380-230-208; USEC(V):24; ISEC(A):4,17; F(HZ):50...60; VECTOR GR./SHIELD WNG.:II0 /0; TA/ISOKL:40 /B; IP00; TYPE OF TERMINALS:SCREW/TAB CONNECTION; INSTALLATION:SCREWS/MOUNTING RAILS; EN 61558-2-2, -2-6 >UL/CSA-RECOGNIZED< >CONTROL CIRCUIT TRANSFORMER< >SAFETY ISOLATING TRANSFORMER< | - | 0 | 0
4AM3442-8DV00-0EA0 |  | 4AM3442-8DV00-0EA0 | 1 | UN | 1 | 20 | D | D | N | N | 85043180 | 1 | 4001869904917 | 3 | KG | 102.75 | 102.75 | CP22 | CP22 | TRANSFORMER SITAS; PHASES:1; PN/PN(S6)(KVA):0,1 /0,31; UPRI(V):550-525-500-480-460- 440-415-400-380-230-208; USEC(V):42; ISEC(A):2,38; F(HZ):50...60; VECTOR GR./SHIELD WNG.:II0 /0; TA/ISOKL:40 /B; IP00; TYPE OF TERMINALS:SCREW/TAB CONNECTION; INSTALLATION:SCREWS/MOUNTING RAILS; EN 61558-2-2, -2-6 >UL/CSA-RECOGNIZED< >CONTROL CIRCUIT TRANSFORMER< >SAFETY ISOLATING TRANSFORMER< | - | 0 | 0
4AM3442-8ED40-0FA0 |  | 4AM3442-8ED40-0FA0 | 1 | UN | 1 | 2 | A | D | N | N | 85043180 | 1 | 4001869905167 | 3 | KG | 111.28 | 111.28 | CP22 | CP22 | TRANSFORMER SITAS; PHASES:1; PN/PN(S6)(KVA):0,1 /0,31; UPRI(V):600-575-550-525-500- 480-460-440-415-400-240-230; USEC(V):2X115; ISEC(A):0,435-0,87; F(HZ):50...60; VECTOR GR./SHIELD WNG.:II0 /0; TA/ISOKL:40 /B; IP00; TYPE OF TERMINALS:SCREW/TAB CONNECTION; INSTALLATION:SCREWS/MOUNTING RAILS; EN 61558-2-1, -2-2, -2-4 >UL/CSA-RECOGNIZED< >CONTROL CIRCUIT TRANSFORMER< >ISOLATION TRANSFORMER< | - | 0 | 0
4AM3442-8EN00-0EA0 |  | 4AM3442-8EN00-0EA0 | 1 | UN | 1 | 2 | A | D | N | N | 85043180 | 1 | 4001869905068 | 3 | KG | 102.75 | 102.75 | CP22 | CP22 | TRANSFORMER SITAS; PHASES:1; PN/PN(S6)(KVA):0,1 /0,31; UPRI(V):600-575-550-525-500- 480-460-440-415-400-240-230; USEC(V):24; ISEC(A):4,17; F(HZ):50...60; VECTOR GR./SHIELD WNG.:II0 /0; TA/ISOKL:40 /B; IP00; TYPE OF TERMINALS:SCREW/TAB CONNECTION; INSTALLATION:SCREWS/MOUNTING RAILS; EN 61558-2-2, -2-6 >UL/CSA-RECOGNIZED< >CONTROL CIRCUIT TRANSFORMER< >SAFETY ISOLATING TRANSFORMER< | - | 0 | 0
4AM3442-8JD40-0FA0 |  | 4AM3442-8JD40-0FA0 | 1 | UN | 1 | 2 | A | D | N | N | 85043180 | 1 | 4001869902708 | 3 | KG | 88.71 | 88.71 | CP22 | CP22 | TRANSFORMER SITAS; PHASES:1; PN/PN(S6)(KVA):0,1 /0,31; UPRI(V):400-230+/-15; USEC(V):2X115; ISEC(A):2X0,43; F(HZ):50...60; VECTOR GR./SHIELD WNG.:II0 /0; TA/ISOKL:40 /B; IP00; TYPE OF TERMINALS:SCREW/TAB CONNECTION; INSTALLATION:SCREWS/MOUNTING RAILS; EN 61558-2-1, -2-2, -2-4 >UL/CSA-RECOGNIZED< >CONTROL CIRCUIT TRANSFORMER< >ISOLATION TRANSFORMER< | - | 0 | 0
4AM3442-8JN00-0EA0 |  | 4AM3442-8JN00-0EA0 | 1 | UN | 1 | 2 | A | D | N | N | 85043180 | 1 | 4001869902609 | 3 | KG | 73.74 | 73.74 | CP22 | CP22 | TRANSFORMER SITAS; PHASES:1; PN/PN(S6)(KVA):0,1 /0,31; UPRI(V):400-230+/-15; USEC(V):24; ISEC(A):4,17; F(HZ):50...60; VECTOR GR./SHIELD WNG.:II0 /0; TA/ISOKL:40 /B; IP00; TYPE OF TERMINALS:SCREW/TAB CONNECTION; INSTALLATION:SCREWS/MOUNTING RAILS; EN 61558-2-2, -2-6 >UL/CSA-RECOGNIZED< >CONTROL CIRCUIT TRANSFORMER< >SAFETY ISOLATING TRANSFORMER< | - | 0 | 0
4AM3442-8JV00-0EA0 |  | 4AM3442-8JV00-0EA0 | 1 | UN | 1 | 20 | D | D | N | N | 85043180 | 1 | 4001869902883 | 3 | KG | 95.68 | 95.68 | CP22 | CP22 | TRANSFORMER SITAS; PHASES:1; PN/PN(S6)(KVA):0,1 /0,31; UPRI(V):400-230+/-15; USEC(V):42; ISEC(A):2,38; F(HZ):50...60; VECTOR GR./SHIELD WNG.:II0 /0; TA/ISOKL:40 /B; IP00; TYPE OF TERMINALS:SCREW/TAB CONNECTION; INSTALLATION:SCREWS/MOUNTING RAILS; EN 61558-2-1, -2-2, -2-6 >UL/CSA-RECOGNIZED< >CONTROL CIRCUIT TRANSFORMER< >SAFETY ISOLATING TRANSFORMER< | - | 0 | 9
4AM3442-8MB40-0FA0 |  | 4AM3442-8MB40-0FA0 | 1 | UN | 1 | 2 | A | D | N | N | 85043180 | 1 | 4019169940634 | 3 | KG | 88.71 | 88.71 | CP22 | CP22 | TRANSFORMER SITAS; PHASES:1; PN/PN(S6)(KVA):0,1 /0,31; UPRI(V):440-400-230; USEC(V):48(2X24); ISEC(A):2,08-4,17; F(HZ):50...60; VECTOR GR./SHIELD WNG.:IIII0 /0; TA/ISOKL:40 /B; IP00; TYPE OF TERMINALS:SCREW/TAB CONNECTION; INSTALLATION:SCREWS/MOUNTING RAILS; EN 61558-2-1, -2-2, -2-4 >UL/CSA-RECOGNIZED< >CONTROL CIRCUIT TRANSFORMER< >ISOLATION TRANSFORMER< | - | 0 | 7
4AM3442-8MD40-0FA0 |  | 4AM3442-8MD40-0FA0 | 1 | UN | 1 | 2 | A | D | N | N | 85043180 | 1 | 4019169940580 | 3 | KG | 88.71 | 88.71 | CP22 | CP22 | TRANSFORMER SITAS; PHASES:1; PN/PN(S6)(KVA):0,1 /0,31; UPRI(V):440-400-230; USEC(V):230(2X115); ISEC(A):0,435-0,870; F(HZ):50...60; VECTOR GR./SHIELD WNG.:IIII0 /0; TA/ISOKL:40 /B; IP00; TYPE OF TERMINALS:SCREW/TAB CONNECTION; INSTALLATION:SCREWS/MOUNTING RAILS; EN 61558-2-1, -2-2, -2-4 >UL/CSA-RECOGNIZED< >CONTROL CIRCUIT TRANSFORMER< >ISOLATION TRANSFORMER< | - | 0 | 7
4AM3841-8BD40-0CN2 |  | 4AM3841-8BD40-0CN2 | 1 | UN | 1 | 2 | A | D | N | N | 85043180 | 1 | 4019169976671 | 3.67 | KG | 160.16 | 160.16 | CP22 | CP22 | CONTROL CIRCUIT TRANSFORMER; PHASES:1; PN/PN(S6)(KVA):0,16 /0,49; UPRI(V):575-550-525-500- 480-460 -440-415-400-380-230-220-200- 190; USEC(V):230(2X115); ISEC(A):0,696-1,39; F(HZ):50...60; VECTOR GR./SHIELD WNG.:IIII0 /0; TA/ISOKL:40 /B; IP00; TYPE OF TERMINALS:SCREW/TAB CONNECTION; INSTALLATION:SCREW; EN 61558-2-2 >CONTROL CIRCUIT TRANSFORMER< | - | 0 | 7
4AM3842-1TN01-0EA0 |  | 4AM3842-1TN01-0EA0 | 1 | UN | 1 | 20 | D | D | N | N | 85043180 | 1 | 4001869978420 | 3.65 | KG | 111.28 | 111.28 | CP22 | CP22 | TRANSFORMER SITAS; PHASES:1; PN/PN(S6)(KVA):0,16 /0,22; UPRI(V):230; USEC(V):24; ISEC(A):6,67; F(HZ):50...60; VECTOR GR./SHIELD WNG.:II0 /0; TA/ISOKL:40 /B; IP00; TYPE OF TERMINALS:SCREW/TAB CONNECTION; INSTALLATION:SCREWS/MOUNTING RAILS; EN 61558-2-1, -2-2, -2-6 >MAINS TRANSFORMER< >CONTROL CIRCUIT TRANSFORMER< >SAFETY ISOLATING TRANSFORMER< | - | 0 | 7
4AM3842-4TJ10-0FA0 |  | 4AM3842-4TJ10-0FA0 | 1 | UN | 1 | 2 | A | D | N | N | 85043180 | 1 | 4001869900940 | 3.6 | KG | 89.75 | 89.75 | CP22 | CP22 | TRANSFORMER SITAS; PHASES:1; PN/PN(S6)(KVA):0,16 /0,49; UPRI(V):230+/-5%; USEC(V):110; ISEC(A):1,45; F(HZ):50...60; VECTOR GR./SHIELD WNG.:II0 /0; TA/ISOKL:40 /B; IP00; TYPE OF TERMINALS:SCREW/TAB CONNECTION; INSTALLATION:SCREWS/MOUNTING RAILS; EN 61558-2-1, -2-2, -2-4 >UL/CSA-RECOGNIZED< >CONTROL CIRCUIT TRANSFORMER< >ISOLATION TRANSFORMER< | - | 0 | 0
4AM3842-4TJ10-0FC0 |  | 4AM3842-4TJ10-0FC0 | 1 | UN | 1 | 20 | D | D | N | N | 85043180 | 1 | 4001869910598 | 8 | KG | 208 | 208 | CP22 | CP22 | TRANSFORMER SITAS; PHASES:1; PN/PN(S6)(KVA):0,145 /0,49; UPRI(V):230+/-5%; USEC(V):110; ISEC(A):1,32; F(HZ):50...60; VECTOR GR./SHIELD WNG.:II0 /0; TA/ISOKL:40 /B; IP23; TYPE OF TERMINALS:SCREW/TAB CONNECTION; INSTALLATION:SCREW; EN 61558-2-1, -2-2, -2-4 >UL/CSA-RECOGNIZED< >CONTROL CIRCUIT TRANSFORMER< >ISOLATION TRANSFORMER< | - | 0 | 0
4AM3842-4TN00-0EA0 |  | 4AM3842-4TN00-0EA0 | 1 | UN | 1 | 2 | A | D | N | N | 85043180 | 1 | 4001869901343 | 3.6 | KG | 89.75 | 89.75 | CP22 | CP22 | TRANSFORMER SITAS; PHASES:1; PN/PN(S6)(KVA):0,16 /0,49; UPRI(V):230+/-5%; USEC(V):24; ISEC(A):6,67; F(HZ):50...60; VECTOR GR./SHIELD WNG.:II0 /0; TA/ISOKL:40 /B; IP00; TYPE OF TERMINALS:SCREW/TAB CONNECTION; INSTALLATION:SCREWS/MOUNTING RAILS; EN 61558-2-2, -2-6 >UL/CSA-RECOGNIZED< >CONTROL CIRCUIT TRANSFORMER< >SAFETY ISOLATING TRANSFORMER< | - | 0 | 0
4AM3842-4TN00-0EA1 |  | 4AM3842-4TN00-0EA1 | 1 | UN | 1 | 20 | D | D | N | N | 85043180 | 1 | 4001869906300 | 3.6 | KG | 96.2 | 96.2 | CP22 | CP22 | TRANSFORMER SITAS; PHASES:1; PN/PN(S6)(KVA):0,16 /0,49; UPRI(V):230+/-5%; USEC(V):24; ISEC(A):6,67; F(HZ):50...60; VECTOR GR./SHIELD WNG.:II0 /0; TA/ISOKL:40 /B; IP00; TYPE OF TERMINALS:CAGE-CLAMP; INSTALLATION:SCREWS/MOUNTING RAILS; EN 61558-2-2, -2-6 >UL/CSA-RECOGNIZED< >CONTROL CIRCUIT TRANSFORMER< >SAFETY ISOLATING TRANSFORMER< | - | 0 | 0
4AM3842-4TN00-0EC0 |  | 4AM3842-4TN00-0EC0 | 1 | UN | 1 | 20 | D | D | N | N | 85043180 | 1 | 4001869910994 | 8 | KG | 208 | 208 | CP22 | CP22 | TRANSFORMER SITAS; PHASES:1; PN/PN(S6)(KVA):0,145 /0,49; UPRI(V):230+/-5%; USEC(V):24; ISEC(A):5,86; F(HZ):50...60; VECTOR GR./SHIELD WNG.:II0 /0; TA/ISOKL:50 /B; IP23; TYPE OF TERMINALS:SCREW/TAB CONNECTION; INSTALLATION:SCREWS/MOUNTING RAILS; EN 61558-2-2, -2-6 >UL/CSA-RECOGNIZED< >CONTROL CIRCUIT TRANSFORMER< >SAFETY ISOLATING TRANSFORMER< | - | 0 | 0
4AM3842-4TN00-0ED0 |  | 4AM3842-4TN00-0ED0 | 1 | UN | 1 | 20 | D | D | N | N | 85043180 | 1 | 4001869918440 | 8 | KG | 217.36 | 217.36 | CP22 | CP22 | TRANSFORMER SITAS; PHASES:1; PN/PN(S6)(KVA):0,128 /0,49; UPRI(V):230+/-5%; USEC(V):24; ISEC(A):5,42; F(HZ):50...60; VECTOR GR./SHIELD WNG.:II0 /0; TA/ISOKL:40 /B; IP54; TYPE OF TERMINALS:SCREW/TAB CONNECTION; INSTALLATION:SCREW; EN 61558-2-2, -2-6 >UL/CSA-RECOGNIZED< >CONTROL CIRCUIT TRANSFORMER< >SAFETY ISOLATING TRANSFORMER< | - | 0 | 0
4AM3842-4TT10-0FA0 |  | 4AM3842-4TT10-0FA0 | 1 | UN | 1 | 2 | A | D | N | N | 85043180 | 1 | 4001869901145 | 3.6 | KG | 89.75 | 89.75 | CP22 | CP22 | TRANSFORMER SITAS; PHASES:1; PN/PN(S6)(KVA):0,16 /0,49; UPRI(V):230+/-5%; USEC(V):230; ISEC(A):0,7; F(HZ):50...60; VECTOR GR./SHIELD WNG.:II0 /0; TA/ISOKL:40 /B; IP00; TYPE OF TERMINALS:SCREW/TAB CONNECTION; INSTALLATION:SCREWS/MOUNTING RAILS; EN 61558-2-1, -2-2, -2-4 >UL/CSA-RECOGNIZED< >CONTROL CIRCUIT TRANSFORMER< >ISOLATION TRANSFORMER< | - | 0 | 0
4AM3842-4TT10-0FC0 |  | 4AM3842-4TT10-0FC0 | 1 | UN | 1 | 20 | D | D | N | N | 85043180 | 1 | 4001869910796 | 8 | KG | 208 | 208 | CP22 | CP22 | TRANSFORMER SITAS; PHASES:1; PN/PN(S6)(KVA):0,145 /0,49; UPRI(V):230+/-5%; USEC(V):230; ISEC(A):0,63; F(HZ):50...60; VECTOR GR./SHIELD WNG.:II0 /0; TA/ISOKL:40 /B; IP23; TYPE OF TERMINALS:SCREW/TAB CONNECTION; INSTALLATION:SCREW; EN 61558-2-1, -2-2, -2-4 >UL/CSA-RECOGNIZED< >CONTROL CIRCUIT TRANSFORMER< >ISOLATION TRANSFORMER< | - | 0 | 0
4AM3842-4TV00-0EA0 |  | 4AM3842-4TV00-0EA0 | 1 | UN | 1 | 2 | A | D | N | N | 85043180 | 1 | 4001869901640 | 3.6 | KG | 89.75 | 89.75 | CP22 | CP22 | TRANSFORMER SITAS; PHASES:1; PN/PN(S6)(KVA):0,16 /0,49; UPRI(V):230+/-5%; USEC(V):42; ISEC(A):3,81; F(HZ):50...60; VECTOR GR./SHIELD WNG.:II0 /0; TA/ISOKL:40 /B; IP00; TYPE OF TERMINALS:SCREW/TAB CONNECTION; INSTALLATION:SCREWS/MOUNTING RAILS; EN 61558-2-2, -2-6 >UL/CSA-RECOGNIZED< >CONTROL CIRCUIT TRANSFORMER< >SAFETY ISOLATING TRANSFORMER< | - | 0 | 0
4AM3842-4TV00-0ED0 |  | 4AM3842-4TV00-0ED0 | 1 | UN | 1 | 20 | D | D | N | N | 85043180 | 1 | 4001869918747 | 8 | KG | 281.84 | 281.84 | CP22 | CP22 | TRANSFORMER SITAS; PHASES:1; PN/PN(S6)(KVA):0,128 /0,49; UPRI(V):230+/-5%; USEC(V):42; ISEC(A):3,05; F(HZ):50...60; VECTOR GR./SHIELD WNG.:II0 /0; TA/ISOKL:40 /B; IP54; TYPE OF TERMINALS:SCREW/TAB CONNECTION; INSTALLATION:SCREW; EN 61558-2-2, -2-6 >UL/CSA-RECOGNIZED< >CONTROL CIRCUIT TRANSFORMER< >SAFETY ISOLATING TRANSFORMER< | - | 0 | 7
4AM3842-5AF00-0EA0 |  | 4AM3842-5AF00-0EA0 | 1 | UN | 1 | 20 | D | D | N | N | 85043180 | 1 | 4025515507000 | 3.62 | KG | 136.24 | 136.24 | CP22 | CP22 | TRANSFORMER SITAS; PHASES:1; PN/PN(S6)(KVA):0,16 /0,49; UPRI(V):400+/-5%; USEC(V):12; ISEC(A):13,333; F(HZ):50...60; VECTOR GR./SHIELD WNG.:II0 /0; TA/ISOKL:40 /B; IP00; TYPE OF TERMINALS:SCREW/TAB CONNECTION; INSTALLATION:SCREWS/MOUNTING RAILS; EN 61558-2-2, -2-6 >UL/CSA-RECOGNIZED< >CONTROL CIRCUIT TRANSFORMER< >SAFETY ISOLATING TRANSFORMER< | - | 0 | 7
4AM3842-5AJ10-0FA0 |  | 4AM3842-5AJ10-0FA0 | 1 | UN | 1 | 2 | A | D | N | N | 85043180 | 1 | 4001869901763 | 3.6 | KG | 89.75 | 89.75 | CP22 | CP22 | TRANSFORMER SITAS; PHASES:1; PN/PN(S6)(KVA):0,16 /0,49; UPRI(V):400+/-5%; USEC(V):110; ISEC(A):1,45; F(HZ):50...60; VECTOR GR./SHIELD WNG.:II0 /0; TA/ISOKL:40 /B; IP00; TYPE OF TERMINALS:SCREW/TAB CONNECTION; INSTALLATION:SCREWS/MOUNTING RAILS; EN 61558-2-1, -2-2, -2-4 >UL/CSA-RECOGNIZED< >CONTROL CIRCUIT TRANSFORMER< >ISOLATION TRANSFORMER< | - | 0 | 0
4AM3842-5AN00-0EA0 |  | 4AM3842-5AN00-0EA0 | 1 | UN | 1 | 2 | A | D | N | N | 85043180 | 1 | 4001869902166 | 3.6 | KG | 89.75 | 89.75 | CP22 | CP22 | TRANSFORMER SITAS; PHASES:1; PN/PN(S6)(KVA):0,16 /0,49; UPRI(V):400+/-5%; USEC(V):24; ISEC(A):6,67; F(HZ):50...60; VECTOR GR./SHIELD WNG.:II0 /0; TA/ISOKL:40 /B; IP00; TYPE OF TERMINALS:SCREW/TAB CONNECTION; INSTALLATION:SCREWS/MOUNTING RAILS; EN 61558-2-2, -2-6 >UL/CSA-RECOGNIZED< >CONTROL CIRCUIT TRANSFORMER< >SAFETY ISOLATING TRANSFORMER< | - | 0 | 0
4AM3842-5AN00-0EA1 |  | 4AM3842-5AN00-0EA1 | 1 | UN | 1 | 20 | D | D | N | N | 85043180 | 1 | 4001869906782 | 3.6 | KG | 96.2 | 96.2 | CP22 | CP22 | TRANSFORMER SITAS; PHASES:1; PN/PN(S6)(KVA):0,16 /0,49; UPRI(V):400+/-5%; USEC(V):24; ISEC(A):6,67; F(HZ):50...60; VECTOR GR./SHIELD WNG.:II0 /0; TA/ISOKL:40 /B; IP00; TYPE OF TERMINALS:CAGE-CLAMP; INSTALLATION:SCREWS/MOUNTING RAILS; EN 61558-2-2, -2-6 >UL/CSA-RECOGNIZED< >CONTROL CIRCUIT TRANSFORMER< >SAFETY ISOLATING TRANSFORMER< | - | 0 | 0
4AM3842-5AT10-0FA0 |  | 4AM3842-5AT10-0FA0 | 1 | UN | 1 | 2 | A | D | N | N | 85043180 | 1 | 4001869901961 | 3.6 | KG | 89.75 | 89.75 | CP22 | CP22 | TRANSFORMER SITAS; PHASES:1; PN/PN(S6)(KVA):0,16 /0,49; UPRI(V):400+/-5%; USEC(V):230; ISEC(A):0,7; F(HZ):50...60; VECTOR GR./SHIELD WNG.:II0 /0; TA/ISOKL:40 /B; IP00; TYPE OF TERMINALS:SCREW/TAB CONNECTION; INSTALLATION:SCREWS/MOUNTING RAILS; EN 61558-2-1, -2-2, -2-4 >UL/CSA-RECOGNIZED< >CONTROL CIRCUIT TRANSFORMER< >ISOLATION TRANSFORMER< | - | 0 | 0
4AM3842-5AT10-0FA1 |  | 4AM3842-5AT10-0FA1 | 1 | UN | 1 | 20 | D | D | N | N | 85043180 | 1 | 4001869906638 | 3.6 | KG | 96.2 | 96.2 | CP22 | CP22 | TRANSFORMER SITAS; PHASES:1; PN/PN(S6)(KVA):0,16 /0,49; UPRI(V):400+/-5%; USEC(V):230; ISEC(A):0,7; F(HZ):50...60; VECTOR GR./SHIELD WNG.:II0 /0; TA/ISOKL:40 /B; IP00; TYPE OF TERMINALS:CAGE-CLAMP; INSTALLATION:SCREWS/MOUNTING RAILS; EN 61558-2-1, -2-2, -2-4 >UL/CSA-RECOGNIZED< >CONTROL CIRCUIT TRANSFORMER< >ISOLATION TRANSFORMER< | - | 0 | 0
4AM3842-5AT10-0FA2 |  | 4AM3842-5AT10-0FA2 | 1 | UN | 1 | 20 | D | D | N | N | 85043180 | 1 | 4019169976695 | 3.6 | KG | 99.84 | 99.84 | CP22 | CP22 | TRANSFORMER SITAS; PHASES:1; PN/PN(S6)(KVA):0,16 /0,49; UPRI(V):400+/-5%; USEC(V):230; ISEC(A):0,696; F(HZ):50...60; VECTOR GR./SHIELD WNG.:II0 /0; TA/ISOKL:40 /B; IP00; TYPE OF TERMINALS:SCREW/TAB CONNECTION; INSTALLATION:SCREWS/MOUNTING RAILS; EN 61558-2-2, -2-4 >CONTROL CIRCUIT TRANSFORMER< >ISOLATION TRANSFORMER< | - | 0 | 0
4AM3842-5AT10-0FD0 |  | 4AM3842-5AT10-0FD0 | 1 | UN | 1 | 20 | D | D | N | N | 85043180 | 1 | 4001869919065 | 7.84 | KG | 217.36 | 217.36 | CP22 | CP22 | TRANSFORMER SITAS; PHASES:1; PN/PN(S6)(KVA):0,128 /0,49; UPRI(V):400+/-5%; USEC(V):230; ISEC(A):0,57; F(HZ):50...60; VECTOR GR./SHIELD WNG.:II0 /0; TA/ISOKL:40 /B; IP54; TYPE OF TERMINALS:SCREW/TAB CONNECTION; INSTALLATION:SCREW; EN 61558-2-1, -2-2, -2-4 >UL/CSA-RECOGNIZED< >CONTROL CIRCUIT TRANSFORMER< >ISOLATION TRANSFORMER< | - | 0 | 0
4AM3842-5AV00-0EA0 |  | 4AM3842-5AV00-0EA0 | 1 | UN | 1 | 2 | A | D | N | N | 85043180 | 1 | 4001869902463 | 3.6 | KG | 89.75 | 89.75 | CP22 | CP22 | TRANSFORMER SITAS; PHASES:1; PN/PN(S6)(KVA):0,16 /0,49; UPRI(V):400+/-5%; USEC(V):42; ISEC(A):3,81; F(HZ):50...60; VECTOR GR./SHIELD WNG.:II0 /0; TA/ISOKL:40 /B; IP00; TYPE OF TERMINALS:SCREW/TAB CONNECTION; INSTALLATION:SCREWS/MOUNTING RAILS; EN 61558-2-2, -2-6 >UL/CSA-RECOGNIZED< >CONTROL CIRCUIT TRANSFORMER< >SAFETY ISOLATING TRANSFORMER< | - | 0 | 0
4AM3842-5CJ10-0FA0 |  | 4AM3842-5CJ10-0FA0 | 1 | UN | 1 | 20 | D | D | N | N | 85043180 | 1 | 4001869903019 | 3.6 | KG | 89.75 | 89.75 | CP22 | CP22 | TRANSFORMER SITAS; PHASES:1; PN/PN(S6)(KVA):0,16 /0,49; UPRI(V):440+/-5%; USEC(V):110; ISEC(A):1,455; F(HZ):50...60; VECTOR GR./SHIELD WNG.:II0 /0; TA/ISOKL:40 /B; IP00; TYPE OF TERMINALS:SCREW/TAB CONNECTION; INSTALLATION:SCREWS/MOUNTING RAILS; EN 61558-2-1, -2-2, -2-4 >UL/CSA-RECOGNIZED< >CONTROL CIRCUIT TRANSFORMER< >ISOLATION TRANSFORMER< | - | 0 | 0
4AM3842-5CT10-0FA0 |  | 4AM3842-5CT10-0FA0 | 1 | UN | 1 | 2 | A | D | N | N | 85043180 | 1 | 4001869903194 | 3.6 | KG | 89.75 | 89.75 | CP22 | CP22 | TRANSFORMER SITAS; PHASES:1; PN/PN(S6)(KVA):0,16 /0,49; UPRI(V):440+/-5%; USEC(V):230; ISEC(A):0,7; F(HZ):50...60; VECTOR GR./SHIELD WNG.:II0 /0; TA/ISOKL:40 /B; IP00; TYPE OF TERMINALS:SCREW/TAB CONNECTION; INSTALLATION:SCREWS/MOUNTING RAILS; EN 61558-2-1, -2-2, -2-4 >UL/CSA-RECOGNIZED< >CONTROL CIRCUIT TRANSFORMER< >ISOLATION TRANSFORMER< | - | 0 | 0
4AM3842-5CT10-0FC0 |  | 4AM3842-5CT10-0FC0 | 1 | UN | 1 | 20 | D | D | N | N | 85043180 | 1 | 4001869912844 | 8 | KG | 268.32 | 268.32 | CP22 | CP22 | TRANSFORMER SITAS; PHASES:1; PN/PN(S6)(KVA):0,145 /0,49; UPRI(V):440+/-5%; USEC(V):230; ISEC(A):0,61; F(HZ):50...60; VECTOR GR./SHIELD WNG.:II0 /0; TA/ISOKL:40 /B; IP23; TYPE OF TERMINALS:SCREW/TAB CONNECTION; INSTALLATION:SCREW; EN 61558-2-1, -2-2, -2-4 >UL/CSA-RECOGNIZED< >CONTROL CIRCUIT TRANSFORMER< >ISOLATION TRANSFORMER< | - | 0 | 9
4AM3842-5FN00-0EA0 |  | 4AM3842-5FN00-0EA0 | 1 | UN | 1 | 20 | D | D | N | N | 85043180 | 1 | 4001869904191 | 3.6 | KG | 89.75 | 89.75 | CP22 | CP22 | TRANSFORMER SITAS; PHASES:1; PN/PN(S6)(KVA):0,16 /0,49; UPRI(V):500+/-5%; USEC(V):24; ISEC(A):6,667; F(HZ):50...60; VECTOR GR./SHIELD WNG.:II0 /0; TA/ISOKL:40 /B; IP00; TYPE OF TERMINALS:SCREW/TAB CONNECTION; INSTALLATION:SCREWS/MOUNTING RAILS; EN 61558-2-2, -2-6 >UL/CSA-RECOGNIZED< >CONTROL CIRCUIT TRANSFORMER< >SAFETY ISOLATING TRANSFORMER< | - | 0 | 0
4AM3842-5FT10-0FA0 |  | 4AM3842-5FT10-0FA0 | 1 | UN | 1 | 2 | A | D | N | N | 85043180 | 1 | 4001869903996 | 3.6 | KG | 89.75 | 89.75 | CP22 | CP22 | TRANSFORMER SITAS; PHASES:1; PN/PN(S6)(KVA):0,16 /0,49; UPRI(V):500+/-5%; USEC(V):230; ISEC(A):0,7; F(HZ):50...60; VECTOR GR./SHIELD WNG.:II0 /0; TA/ISOKL:40 /B; IP00; TYPE OF TERMINALS:SCREW/TAB CONNECTION; INSTALLATION:SCREWS/MOUNTING RAILS; EN 61558-2-1, -2-2, -2-4 >UL/CSA-RECOGNIZED< >CONTROL CIRCUIT TRANSFORMER< >ISOLATION TRANSFORMER< | - | 0 | 0
4AM3842-5FT10-0FA1 |  | 4AM3842-5FT10-0FA1 | 1 | UN | 1 | 20 | D | D | N | N | 85043180 | 1 | 4001869907765 | 3.6 | KG | 124.8 | 124.8 | CP22 | CP22 | TRANSFORMER SITAS; PHASES:1; PN/PN(S6)(KVA):0,16 /0,49; UPRI(V):500+/-5%; USEC(V):230; ISEC(A):0,7; F(HZ):50...60; VECTOR GR./SHIELD WNG.:II0 /0; TA/ISOKL:40 /B; IP00; TYPE OF TERMINALS:CAGE-CLAMP; INSTALLATION:SCREWS/MOUNTING RAILS; EN 61558-2-1, -2-2, -2-4 >UL/CSA-RECOGNIZED< >CONTROL CIRCUIT TRANSFORMER< >ISOLATION TRANSFORMER< | - | 0 | 7
4AM3842-5MT10-0FA0 |  | 4AM3842-5MT10-0FA0 | 1 | UN | 1 | 20 | D | D | N | N | 85043180 | 1 | 4001869905624 | 3.6 | KG | 89.75 | 89.75 | CP22 | CP22 | TRANSFORMER SITAS; PHASES:1; PN/PN(S6)(KVA):0,16 /0,49; UPRI(V):690+/-5%; USEC(V):230; ISEC(A):0,696; F(HZ):50...60; VECTOR GR./SHIELD WNG.:II0 /0; TA/ISOKL:40 /B; IP00; TYPE OF TERMINALS:SCREW/TAB CONNECTION; INSTALLATION:SCREWS/MOUNTING RAILS; EN 61558-2-1, -2-2, -2-4 >MAINS TRANSFORMER< >CONTROL CIRCUIT TRANSFORMER< >ISOLATION TRANSFORMER< | - | 0 | 0
4AM3842-8DD40-0FA0 |  | 4AM3842-8DD40-0FA0 | 1 | UN | 1 | 2 | A | D | N | N | 85043180 | 1 | 4001869904740 | 3.7 | KG | 133.12 | 133.12 | CP22 | CP22 | TRANSFORMER SITAS; PHASES:1; PN/PN(S6)(KVA):0,16 /0,49; UPRI(V):550-525-500-480-460- 440-415-400-380-230-208; USEC(V):2X115; ISEC(A):2X0,7; F(HZ):50...60; VECTOR GR./SHIELD WNG.:II0 /0; TA/ISOKL:40 /B; IP00; TYPE OF TERMINALS:SCREW/TAB CONNECTION; INSTALLATION:SCREWS/MOUNTING RAILS; EN 61558-2-1, -2-2, -2-4 >UL/CSA-RECOGNIZED< >CONTROL CIRCUIT TRANSFORMER< >ISOLATION TRANSFORMER< | - | 0 | 0
4AM3842-8DD40-0FC0 |  | 4AM3842-8DD40-0FC0 | 1 | UN | 1 | 20 | D | D | N | N | 85043180 | 1 | 4001869914398 | 8.1 | KG | 308.88 | 308.88 | CP22 | CP22 | TRANSFORMER SITAS; PHASES:1; PN/PN(S6)(KVA):0,145 /0,49; UPRI(V):550-525-500-480-460- 440-415-400-380-230-208; USEC(V):2X115; ISEC(A):2X0,61; F(HZ):50...60; VECTOR GR./SHIELD WNG.:II0 /0; TA/ISOKL:40 /B; IP23; TYPE OF TERMINALS:SCREW/TAB CONNECTION; INSTALLATION:SCREW; EN 61558-2-1, -2-2, -2-4 >UL/CSA-RECOGNIZED< >CONTROL CIRCUIT TRANSFORMER< >ISOLATION TRANSFORMER< | - | 0 | 7
4AM3842-8DN00-0EA0 |  | 4AM3842-8DN00-0EA0 | 1 | UN | 1 | 2 | A | D | N | N | 85043180 | 1 | 4001869904641 | 3.7 | KG | 123.76 | 123.76 | CP22 | CP22 | TRANSFORMER SITAS; PHASES:1; PN/PN(S6)(KVA):0,16 /0,49; UPRI(V):550-525-500-480-460- 440-415-400-380-230-208; USEC(V):24; ISEC(A):6,67; F(HZ):50...60; VECTOR GR./SHIELD WNG.:II0 /0; TA/ISOKL:40 /B; IP00; TYPE OF TERMINALS:SCREW/TAB CONNECTION; INSTALLATION:SCREWS/MOUNTING RAILS; EN 61558-2-2, -2-6 >UL/CSA-RECOGNIZED< >CONTROL CIRCUIT TRANSFORMER< >SAFETY ISOLATING TRANSFORMER< | - | 0 | 0
4AM3842-8DV00-0EA0 |  | 4AM3842-8DV00-0EA0 | 1 | UN | 1 | 20 | D | D | N | N | 85043180 | 1 | 4001869904924 | 3.7 | KG | 123.76 | 123.76 | CP22 | CP22 | TRANSFORMER SITAS; PHASES:1; PN/PN(S6)(KVA):0,16 /0,49; UPRI(V):550-525-500-480-460- 440-415-400-380-230-208; USEC(V):42; ISEC(A):3,81; F(HZ):50...60; VECTOR GR./SHIELD WNG.:II0 /0; TA/ISOKL:40 /B; IP00; TYPE OF TERMINALS:SCREW/TAB CONNECTION; INSTALLATION:SCREWS/MOUNTING RAILS; EN 61558-2-2, -2-6 | - | 0 | 0
4AM3842-8ED40-0FA0 |  | 4AM3842-8ED40-0FA0 | 1 | UN | 1 | 2 | A | D | N | N | 85043180 | 1 | 4001869905174 | 3.7 | KG | 133.12 | 133.12 | CP22 | CP22 | TRANSFORMER SITAS; PHASES:1; PN/PN(S6)(KVA):0,16 /0,49; UPRI(V):600-575-550-525-500- 480-460-440-415-400-240-230; USEC(V):2X115; ISEC(A):0,696-1,39; F(HZ):50...60; VECTOR GR./SHIELD WNG.:II0 /0; TA/ISOKL:40 /B; IP00; TYPE OF TERMINALS:SCREW/TAB CONNECTION; INSTALLATION:SCREWS/MOUNTING RAILS; EN 61558-2-1, -2-2, -2-4 >UL/CSA-RECOGNIZED< >CONTROL CIRCUIT TRANSFORMER< >ISOLATION TRANSFORMER< | - | 0 | 0
4AM3842-8EN00-0EA0 |  | 4AM3842-8EN00-0EA0 | 1 | UN | 1 | 2 | A | D | N | N | 85043180 | 1 | 4001869905075 | 3.7 | KG | 123.76 | 123.76 | CP22 | CP22 | TRANSFORMER SITAS; PHASES:1; PN/PN(S6)(KVA):0,16 /0,49; UPRI(V):600-575-550-525-500- 480-460-440-415-400-240-230; USEC(V):24; ISEC(A):6,67; F(HZ):50...60; VECTOR GR./SHIELD WNG.:II0 /0; TA/ISOKL:40 /B; IP00; TYPE OF TERMINALS:SCREW/TAB CONNECTION; INSTALLATION:SCREWS/MOUNTING RAILS; EN 61558-2-2, -2-6 >UL/CSA-RECOGNIZED< >CONTROL CIRCUIT TRANSFORMER< >SAFETY ISOLATING TRANSFORMER< | - | 0 | 0
4AM3842-8EN00-0EC0 |  | 4AM3842-8EN00-0EC0 | 1 | UN | 1 | 20 | D | D | N | N | 85043180 | 1 | 4001869914725 | 8.1 | KG | 312 | 312 | CP22 | CP22 | TRANSFORMER SITAS; PHASES:1; PN/PN(S6)(KVA):0,145 /0,49; UPRI(V):600-575-550-525-500- 480-460-440-415-400-240-230; USEC(V):24; ISEC(A):5,83; F(HZ):50...60; VECTOR GR./SHIELD WNG.:II0 /0; TA/ISOKL:40 /B; IP23; TYPE OF TERMINALS:SCREW/TAB CONNECTION; INSTALLATION:SCREW; EN 61558-2-2, -2-6 >UL/CSA-RECOGNIZED< >CONTROL CIRCUIT TRANSFORMER< >SAFETY ISOLATING TRANSFORMER< | - | 0 | 9
4AM3842-8JD40-0FA0 |  | 4AM3842-8JD40-0FA0 | 1 | UN | 1 | 2 | A | D | N | N | 85043180 | 1 | 4001869902715 | 3.7 | KG | 110.24 | 110.24 | CP22 | CP22 | TRANSFORMER SITAS; PHASES:1; PN/PN(S6)(KVA):0,16 /0,49; UPRI(V):400-230+/-15; USEC(V):2X115; ISEC(A):2X0,7; F(HZ):50...60; VECTOR GR./SHIELD WNG.:II0 /0; TA/ISOKL:40 /B; IP00; TYPE OF TERMINALS:SCREW/TAB CONNECTION; INSTALLATION:SCREWS/MOUNTING RAILS; EN 61558-2-1, -2-2, -2-4 >UL/CSA-RECOGNIZED< >CONTROL CIRCUIT TRANSFORMER< >ISOLATION TRANSFORMER< | - | 0 | 0
4AM3842-8JD40-0FA1 |  | 4AM3842-8JD40-0FA1 | 1 | UN | 1 | 20 | D | D | N | N | 85043180 | 1 | 4001869907017 | 3.7 | KG | 118.56 | 118.56 | CP22 | CP22 | TRANSFORMER SITAS; PHASES:1; PN/PN(S6)(KVA):0,16 /0,49; UPRI(V):400-230+/-15; USEC(V):2X115; ISEC(A):2X0,7; F(HZ):50...60; VECTOR GR./SHIELD WNG.:II0 /0; TA/ISOKL:40 /B; IP00; TYPE OF TERMINALS:CAGE-CLAMP; INSTALLATION:SCREWS/MOUNTING RAILS; EN 61558-2-1, -2-2, -2-4 >UL/CSA-RECOGNIZED< >CONTROL CIRCUIT TRANSFORMER< >ISOLATION TRANSFORMER< | - | 0 | 0
4AM3842-8JD40-1FA1 |  | 4AM3842-8JD40-1FA1 | 1 | UN | 1 | 20 | D | D | N | N | 85043180 | 1 | 4001869976921 | 3.7 | KG | 203.84 | 203.84 | CP22 | CP22 | TRANSFORMER SITAS; PHASES:1; PN/PN(S6)(KVA):0,16 /0,49; UPRI(V):400-230+/-15; USEC(V):2 X 115; ISEC(A):2 X 0,7; F(HZ):50...60; VECTOR GR./SHIELD WNG.:II0 /1; TA/ISOKL:40 /B; IP00; TYPE OF TERMINALS:CAGE-CLAMP; INSTALLATION:SCREWS/MOUNTING RAILS; EN 61558-2-1, -2-2, -2-4 >UL/CSA-RECOGNIZED< >CONTROL CIRCUIT TRANSFORMER< >ISOLATION TRANSFORMER< | - | 0 | 7
4AM3842-8JN00-0EA0 |  | 4AM3842-8JN00-0EA0 | 1 | UN | 1 | 2 | A | D | N | N | 85043180 | 1 | 4001869902616 | 3.7 | KG | 95.68 | 95.68 | CP22 | CP22 | TRANSFORMER SITAS; PHASES:1; PN/PN(S6)(KVA):0,16 /0,49; UPRI(V):400-230+/-15; USEC(V):24; ISEC(A):6,67; F(HZ):50...60; VECTOR GR./SHIELD WNG.:II0 /0; TA/ISOKL:40 /B; IP00; TYPE OF TERMINALS:SCREW/TAB CONNECTION; INSTALLATION:SCREWS/MOUNTING RAILS; EN 61558-2-2, -2-6 >UL/CSA-RECOGNIZED< >CONTROL CIRCUIT TRANSFORMER< >SAFETY ISOLATING TRANSFORMER< | - | 0 | 0
4AM3842-8MB40-0FA0 |  | 4AM3842-8MB40-0FA0 | 1 | UN | 1 | 2 | A | D | N | N | 85043180 | 1 | 4019169940573 | 3.7 | KG | 110.24 | 110.24 | CP22 | CP22 | TRANSFORMER SITAS; PHASES:1; PN/PN(S6)(KVA):0,16 /0,49; UPRI(V):440-400-230; USEC(V):48(2X24); ISEC(A):3,3-6,7; F(HZ):50...60; VECTOR GR./SHIELD WNG.:IIII0 /0; TA/ISOKL:40 /B; IP00; TYPE OF TERMINALS:SCREW/TAB CONNECTION; INSTALLATION:SCREWS/MOUNTING RAILS; EN 61558-2-1, -2-2, -2-4 >UL/CSA-RECOGNIZED< >CONTROL CIRCUIT TRANSFORMER< >ISOLATION TRANSFORMER< | - | 0 | 7
4AM3842-8MD40-0FA0 |  | 4AM3842-8MD40-0FA0 | 1 | UN | 1 | 2 | A | D | N | N | 85043180 | 1 | 4019169940627 | 3.7 | KG | 110.24 | 110.24 | CP22 | CP22 | TRANSFORMER SITAS; PHASES:1; PN/PN(S6)(KVA):0,16 /0,49; UPRI(V):440-400-230; USEC(V):230(2X115); ISEC(A):0,70-1,39; F(HZ):50...60; VECTOR GR./SHIELD WNG.:IIII0 /0; TA/ISOKL:40 /B; IP00; TYPE OF TERMINALS:SCREW/TAB CONNECTION; INSTALLATION:SCREWS/MOUNTING RAILS; EN 61558-2-1, -2-2, -2-4 >UL/CSA-RECOGNIZED< >CONTROL CIRCUIT TRANSFORMER< >ISOLATION TRANSFORMER< | - | 0 | 7
4AM3852-2AC50-0AA0 |  | 4AM3852-2AC50-0AA0 | 1 | UN | 1 | 20 | D | D | N | N | 85043180 | 1 | 4019169865289 | 3.7 | KG | 92.98 | 92.98 | CP22 | CP22 | AUTOTRANSFORMER; PHASES:1; PN,D(KVA):0,62; UPRI(V):400; USEC(V):310-280-230-180-140-95; ISEC(A):2,0 CONST.; F(HZ):50...60; VECTOR GR./SHIELD WNG.:IA0 /0; TA/ISOKL:50 /B; IP00; TYPE OF TERMINALS:SCREW/TAB CONNECTION; INSTALLATION:SCREWS/MOUNTING RAILS; EN 61558-2-13 >UL/CSA-RECOGNIZED< >AUTOTRANSFORMER< | - | 0 | 7
4AM4032-1TN01-0EA0 |  | 4AM4032-1TN01-0EA0 | 1 | UN | 1 | 20 | D | D | N | N | 85043180 | 1 | 4019169865159 | 4.6 | KG | 132.08 | 132.08 | CP22 | CP22 | TRANSFORMER SITAS; PHASES:1; PN/PN(S6)(KVA):0,2 /0,25; UPRI(V):230; USEC(V):24; ISEC(A):8,33; F(HZ):50...60; VECTOR GR./SHIELD WNG.:II0 /0; TA/ISOKL:40 /B; IP00; TYPE OF TERMINALS:SCREW/TAB CONNECTION; INSTALLATION:SCREWS/MOUNTING RAILS; EN 61558-2-1, -2-2, -2-6 >CONTROL CIRCUIT TRANSFORMER< >SAFETY ISOLATING TRANSFORMER< | - | 0 | 7
4AM4041-8BD40-0CN2 |  | 4AM4041-8BD40-0CN2 | 1 | UN | 1 | 2 | A | D | N | N | 85043180 | 1 | 4001869995359 | 4.42 | KG | 186.16 | 186.16 | CP22 | CP22 | CONTROL CIRCUIT TRANSFORMER; PHASES:1; PN/PN(S6)(KVA):0,25 /0,823; UPRI(V):575-550-525-500-480- 460-440 -415-400-380-230-220-200-190; USEC(V):230(2X115); ISEC(A):1,087-2,174; F(HZ):50...50; VECTOR GR./SHIELD WNG.:III0 I0 /0; TA/ISOKL:40 /B; IP00; TYPE OF TERMINALS:SCREW CONNECTION; INSTALLATION:SCREWS/MOUNTING RAILS; EN 61558-2-1, -2-2 >MAINS TRANSFORMER< >CONTROL CIRCUIT TRANSFORMER< | - | 0 | 7
4AM4042-1LN00-0EA0 |  | 4AM4042-1LN00-0EA0 | 1 | UN | 1 | 20 | D | D | N | N | 85043180 | 1 | 4001869963228 | 4.6 | KG | 133.12 | 133.12 | CP22 | CP22 | TRANSFORMER SITAS; PHASES:1; PN/PN(S6)(KVA):0,25 /0,85; UPRI(V):120; USEC(V):24; ISEC(A):10,4; F(HZ):50...60; VECTOR GR./SHIELD WNG.:II0 /0; TA/ISOKL:40 /B; IP00; TYPE OF TERMINALS:SCREW/TAB CONNECTION; INSTALLATION:SCREWS/MOUNTING RAILS; EN 61558-2-1, -2-2, -2-4 >UL/CSA-RECOGNIZED< >CONTROL CIRCUIT TRANSFORMER< >SAFETY ISOLATING TRANSFORMER< | - | 0 | 7
4AM4042-1TJ11-0FA0 |  | 4AM4042-1TJ11-0FA0 | 1 | UN | 1 | 20 | D | D | N | N | 85043180 | 1 | 4019169865524 | 4.7 | KG | 122.72 | 122.72 | CP22 | CP22 | TRANSFORMER SITAS; PHASES:1; PN/PN(S6)(KVA):0,25 /0,315; UPRI(V):230; USEC(V):110; ISEC(A):2,27; F(HZ):50...60; VECTOR GR./SHIELD WNG.:II0 /0; TA/ISOKL:40 /B; IP00; TYPE OF TERMINALS:SCREW/TAB CONNECTION; INSTALLATION:SCREWS/MOUNTING RAILS; EN 61558-2-1, -2-2, -2-4 >CONTROL CIRCUIT TRANSFORMER< >ISOLATION TRANSFORMER< | - | 0 | 7
4AM4042-1TN01-0EA0 |  | 4AM4042-1TN01-0EA0 | 1 | UN | 1 | 20 | D | D | N | N | 85043180 | 1 | 4001869978406 | 4.7 | KG | 152.88 | 152.88 | CP22 | CP22 | TRANSFORMER SITAS; PHASES:1; PN/PN(S6)(KVA):0,25 /0,315; UPRI(V):230; USEC(V):24; ISEC(A):10,4; F(HZ):50...60; VECTOR GR./SHIELD WNG.:II0 /0; TA/ISOKL:40 /B; IP00; TYPE OF TERMINALS:SCREW/TAB CONNECTION; INSTALLATION:SCREWS/MOUNTING RAILS; EN 61558-2-1, -2-2, -2-6 >MAINS TRANSFORMER< >CONTROL CIRCUIT TRANSFORMER< >SAFETY ISOLATING TRANSFORMER< | - | 0 | 7
4AM4042-2AN01-0EA0 |  | 4AM4042-2AN01-0EA0 | 1 | UN | 1 | 20 | D | D | N | N | 85043180 | 1 | 4001869978499 | 4.7 | KG | 152.88 | 152.88 | CP22 | CP22 | TRANSFORMER SITAS; PHASES:1; PN/PN(S6)(KVA):0,25 /0,315; UPRI(V):400; USEC(V):24; ISEC(A):10,4; F(HZ):50...60; VECTOR GR./SHIELD WNG.:II0 /0; TA/ISOKL:40 /B; IP00; TYPE OF TERMINALS:SCREW/TAB CONNECTION; INSTALLATION:SCREWS/MOUNTING RAILS; EN 61558-2-1, -2-2, -2-6 >MAINS TRANSFORMER< >CONTROL CIRCUIT TRANSFORMER< >SAFETY ISOLATING TRANSFORMER< | - | 0 | 7
4AM4042-4TJ10-0FA0 |  | 4AM4042-4TJ10-0FA0 | 1 | UN | 1 | 2 | A | D | N | N | 85043180 | 1 | 4001869900957 | 4.6 | KG | 122.72 | 122.72 | CP22 | CP22 | TRANSFORMER SITAS; PHASES:1; PN/PN(S6)(KVA):0,25 /0,85; UPRI(V):230+/-5%; USEC(V):110; ISEC(A):2,27; F(HZ):50...60; VECTOR GR./SHIELD WNG.:II0 /0; TA/ISOKL:40 /B; IP00; TYPE OF TERMINALS:SCREW/TAB CONNECTION; INSTALLATION:SCREWS/MOUNTING RAILS; EN 61558-2-1, -2-2, -2-4 >UL/CSA-RECOGNIZED< >CONTROL CIRCUIT TRANSFORMER< >ISOLATION TRANSFORMER< | - | 0 | 0
4AM4042-4TJ10-0FC0 |  | 4AM4042-4TJ10-0FC0 | 1 | UN | 1 | 20 | D | D | N | N | 85043180 | 1 | 4001869910604 | 9 | KG | 309.92 | 309.92 | CP22 | CP22 | TRANSFORMER SITAS; PHASES:1; PN/PN(S6)(KVA):0,225 /0,85; UPRI(V):230+/-5%; USEC(V):110; ISEC(A):2,05; F(HZ):50...60; VECTOR GR./SHIELD WNG.:II0 /0; TA/ISOKL:40 /B; IP23; TYPE OF TERMINALS:SCREW/TAB CONNECTION; INSTALLATION:SCREW; EN 61558-2-1, -2-2, -2-4 >UL/CSA-RECOGNIZED< >CONTROL CIRCUIT TRANSFORMER< >ISOLATION TRANSFORMER< | - | 0 | 9
4AM4042-4TJ10-0FD0 |  | 4AM4042-4TJ10-0FD0 | 1 | UN | 1 | 20 | D | D | N | N | 85043180 | 1 | 4001869918051 | 9 | KG | 251.68 | 251.68 | CP22 | CP22 | TRANSFORMER SITAS; PHASES:1; PN/PN(S6)(KVA):0,2 /0,85; UPRI(V):230+/-5%; USEC(V):110; ISEC(A):1,82; F(HZ):50...60; VECTOR GR./SHIELD WNG.:II0 /0; TA/ISOKL:40 /B; IP54; TYPE OF TERMINALS:SCREW/TAB CONNECTION; INSTALLATION:SCREW; EN 61558-2-1, -2-2, -2-4 >UL/CSA-RECOGNIZED< >CONTROL CIRCUIT TRANSFORMER< >ISOLATION TRANSFORMER< | - | 0 | 0
4AM4042-4TN00-0EA0 |  | 4AM4042-4TN00-0EA0 | 1 | UN | 1 | 2 | A | D | N | N | 85043180 | 1 | 4001869901350 | 4.6 | KG | 122.72 | 122.72 | CP22 | CP22 | TRANSFORMER SITAS; PHASES:1; PN/PN(S6)(KVA):0,25 /0,85; UPRI(V):230+/-5%; USEC(V):24; ISEC(A):10,4; F(HZ):50...60; VECTOR GR./SHIELD WNG.:II0 /0; TA/ISOKL:40 /B; IP00; TYPE OF TERMINALS:SCREW/TAB CONNECTION; INSTALLATION:SCREWS/MOUNTING RAILS; EN 61558-2-2, -2-6 >UL/CSA-RECOGNIZED< >CONTROL CIRCUIT TRANSFORMER< >SAFETY ISOLATING TRANSFORMER< | - | 0 | 0
4AM4042-4TN00-0EA1 |  | 4AM4042-4TN00-0EA1 | 1 | UN | 1 | 20 | D | D | N | N | 85043180 | 1 | 4001869906317 | 4.6 | KG | 132.08 | 132.08 | CP22 | CP22 | TRANSFORMER SITAS; PHASES:1; PN/PN(S6)(KVA):0,25 /0,85; UPRI(V):230+/-5%; USEC(V):24; ISEC(A):10,4; F(HZ):50...60; VECTOR GR./SHIELD WNG.:II0 /0; TA/ISOKL:40 /B; IP00; TYPE OF TERMINALS:CAGE-CLAMP; INSTALLATION:SCREWS/MOUNTING RAILS; EN 61558-2-2, -2-6 >UL/CSA-RECOGNIZED< >CONTROL CIRCUIT TRANSFORMER< >SAFETY ISOLATING TRANSFORMER< | - | 0 | 0
4AM4042-4TN00-0EC0 |  | 4AM4042-4TN00-0EC0 | 1 | UN | 1 | 20 | D | D | N | N | 85043180 | 1 | 4001869911007 | 9 | KG | 309.92 | 309.92 | CP22 | CP22 | TRANSFORMER SITAS; PHASES:1; PN/PN(S6)(KVA):0,225 /0,85; UPRI(V):230+/-5%; USEC(V):24; ISEC(A):9,17; F(HZ):50...60; VECTOR GR./SHIELD WNG.:II0 /0; TA/ISOKL:40 /B; IP23; TYPE OF TERMINALS:SCREW/TAB CONNECTION; INSTALLATION:SCREW; EN 61558-2-2, -2-6 >UL/CSA-RECOGNIZED< >CONTROL CIRCUIT TRANSFORMER< >SAFETY ISOLATING TRANSFORMER< | - | 0 | 9
4AM4042-4TN00-0ED0 |  | 4AM4042-4TN00-0ED0 | 1 | UN | 1 | 20 | D | D | N | N | 85043180 | 1 | 4001869918457 | 9 | KG | 251.68 | 251.68 | CP22 | CP22 | TRANSFORMER SITAS; PHASES:1; PN/PN(S6)(KVA):0,2 /0,85; UPRI(V):230+/-5%; USEC(V):24; ISEC(A):8,33; F(HZ):50...60; VECTOR GR./SHIELD WNG.:II0 /0; TA/ISOKL:40 /B; IP54; TYPE OF TERMINALS:SCREW/TAB CONNECTION; INSTALLATION:SCREW; EN 61558-2-2, -2-6 >UL/CSA-RECOGNIZED< >CONTROL CIRCUIT TRANSFORMER< >SAFETY ISOLATING TRANSFORMER< | - | 0 | 0
4AM4042-4TT10-0FA0 |  | 4AM4042-4TT10-0FA0 | 1 | UN | 1 | 2 | A | D | N | N | 85043180 | 1 | 4001869901152 | 4.6 | KG | 122.72 | 122.72 | CP22 | CP22 | TRANSFORMER SITAS; PHASES:1; PN/PN(S6)(KVA):0,25 /0,85; UPRI(V):230+/-5%; USEC(V):230; ISEC(A):1,09; F(HZ):50...60; VECTOR GR./SHIELD WNG.:II0 /0; TA/ISOKL:40 /B; IP00; TYPE OF TERMINALS:SCREW/TAB CONNECTION; INSTALLATION:SCREWS/MOUNTING RAILS; EN 61558-2-1, -2-2, -2-4 >UL/CSA-RECOGNIZED< >CONTROL CIRCUIT TRANSFORMER< >ISOLATION TRANSFORMER< | - | 0 | 0
4AM4042-4TT10-0FC0 |  | 4AM4042-4TT10-0FC0 | 1 | UN | 1 | 20 | D | D | N | N | 85043180 | 1 | 4001869910802 | 9 | KG | 239.2 | 239.2 | CP22 | CP22 | TRANSFORMER SITAS; PHASES:1; PN/PN(S6)(KVA):0,225 /0,85; UPRI(V):230+/-5%; USEC(V):230; ISEC(A):0,96; F(HZ):50...60; VECTOR GR./SHIELD WNG.:II0 /0; TA/ISOKL:40 /B; IP23; TYPE OF TERMINALS:SCREW/TAB CONNECTION; INSTALLATION:SCREW; EN 61558-2-1, -2-2, -2-4 >UL/CSA-RECOGNIZED< >CONTROL CIRCUIT TRANSFORMER< >ISOLATION TRANSFORMER< | - | 0 | 0
4AM4042-4TT10-0FD0 |  | 4AM4042-4TT10-0FD0 | 1 | UN | 1 | 20 | D | D | N | N | 85043180 | 1 | 4001869918259 | 9 | KG | 326.56 | 326.56 | CP22 | CP22 | TRANSFORMER SITAS; PHASES:1; PN/PN(S6)(KVA):0,2 /0,85; UPRI(V):230+/-5%; USEC(V):230; ISEC(A):0,87; F(HZ):50...60; VECTOR GR./SHIELD WNG.:II0 /0; TA/ISOKL:40 /B; IP54; TYPE OF TERMINALS:SCREW/TAB CONNECTION; INSTALLATION:SCREW; EN 61558-2-1, -2-2, -2-4 >UL/CSA-RECOGNIZED< >CONTROL CIRCUIT TRANSFORMER< >ISOLATION TRANSFORMER< | - | 0 | 7
4AM4042-4TV00-0EA0 |  | 4AM4042-4TV00-0EA0 | 1 | UN | 1 | 2 | A | D | N | N | 85043180 | 1 | 4001869901657 | 4.6 | KG | 122.72 | 122.72 | CP22 | CP22 | TRANSFORMER SITAS; PHASES:1; PN/PN(S6)(KVA):0,25 /0,85; UPRI(V):230+/-5%; USEC(V):42; ISEC(A):5,95; F(HZ):50...60; VECTOR GR./SHIELD WNG.:II0 /0; TA/ISOKL:40 /B; IP00; TYPE OF TERMINALS:SCREW/TAB CONNECTION; INSTALLATION:SCREWS/MOUNTING RAILS; EN 61558-2-2, -2-6 >UL/CSA-RECOGNIZED< >CONTROL CIRCUIT TRANSFORMER< >SAFETY ISOLATING TRANSFORMER< | - | 0 | 0
4AM4042-4TX00-0FA0 |  | 4AM4042-4TX00-0FA0 | 1 | UN | 1 | 20 | D | D | N | N | 85043180 | 1 | 4001869985244 | 7.52 | KG | 144.56 | 144.56 | CP22 | CP22 | TRANSFORMER SITAS; PHASES:1; PN/PN(S6)(KVA):0,25 /0,85; UPRI(V):230+/-5%; USEC(V):48; ISEC(A):5,208; F(HZ):50...60; VECTOR GR./SHIELD WNG.:II0 /0; TA/ISOKL:40 /B; IP00; TYPE OF TERMINALS:SCREW CONNECTION; INSTALLATION:SCREWS/MOUNTING RAILS; EN 61558-2-2, -2-4 >UL/CSA-RECOGNIZED< >CONTROL CIRCUIT TRANSFORMER< >ISOLATION TRANSFORMER< | - | 0 | 7
4AM4042-5AJ10-0FA0 |  | 4AM4042-5AJ10-0FA0 | 1 | UN | 1 | 2 | A | D | N | N | 85043180 | 1 | 4001869901770 | 4.6 | KG | 122.72 | 122.72 | CP22 | CP22 | TRANSFORMER SITAS; PHASES:1; PN/PN(S6)(KVA):0,25 /0,85; UPRI(V):400+/-5%; USEC(V):110; ISEC(A):2,27; F(HZ):50...60; VECTOR GR./SHIELD WNG.:II0 /0; TA/ISOKL:40 /B; IP00; TYPE OF TERMINALS:SCREW/TAB CONNECTION; INSTALLATION:SCREWS/MOUNTING RAILS; EN 61558-2-1, -2-2, -2-4 >UL/CSA-RECOGNIZED< >CONTROL CIRCUIT TRANSFORMER< >ISOLATION TRANSFORMER< | - | 0 | 0
4AM4042-5AN00-0EA0 |  | 4AM4042-5AN00-0EA0 | 1 | UN | 1 | 2 | A | D | N | N | 85043180 | 1 | 4001869902173 | 4.6 | KG | 122.72 | 122.72 | CP22 | CP22 | TRANSFORMER SITAS; PHASES:1; PN/PN(S6)(KVA):0,25 /0,85; UPRI(V):400+/-5%; USEC(V):24; ISEC(A):10,4; F(HZ):50...60; VECTOR GR./SHIELD WNG.:II0 /0; TA/ISOKL:40 /B; IP00; TYPE OF TERMINALS:SCREW/TAB CONNECTION; INSTALLATION:SCREWS/MOUNTING RAILS; EN 61558-2-2, -2-6 >UL/CSA-RECOGNIZED< >CONTROL CIRCUIT TRANSFORMER< >SAFETY ISOLATING TRANSFORMER< | - | 0 | 0
4AM4042-5AN00-0EA1 |  | 4AM4042-5AN00-0EA1 | 1 | UN | 1 | 20 | D | D | N | N | 85043180 | 1 | 4001869906799 | 4.6 | KG | 132.08 | 132.08 | CP22 | CP22 | TRANSFORMER SITAS; PHASES:1; PN/PN(S6)(KVA):0,25 /0,85; UPRI(V):400+/-5%; USEC(V):24; ISEC(A):10,4; F(HZ):50...60; VECTOR GR./SHIELD WNG.:II0 /0; TA/ISOKL:40 /B; IP00; TYPE OF TERMINALS:CAGE-CLAMP; INSTALLATION:SCREWS/MOUNTING RAILS; EN 61558-2-2, -2-6 >UL/CSA-RECOGNIZED< >CONTROL CIRCUIT TRANSFORMER< >SAFETY ISOLATING TRANSFORMER< | - | 0 | 0
4AM4042-5AN00-0ED0 |  | 4AM4042-5AN00-0ED0 | 1 | UN | 1 | 20 | D | D | N | N | 85043180 | 1 | 4001869919270 | 9 | KG | 251.68 | 251.68 | CP22 | CP22 | TRANSFORMER SITAS; PHASES:1; PN/PN(S6)(KVA):0,2 /0,85; UPRI(V):400+/-5%; USEC(V):24; ISEC(A):8,33; F(HZ):50...60; VECTOR GR./SHIELD WNG.:II0 /0; TA/ISOKL:40 /B; IP54; TYPE OF TERMINALS:SCREW/TAB CONNECTION; INSTALLATION:SCREW; EN 61558-2-2, -2-6 >UL/CSA-RECOGNIZED< >CONTROL CIRCUIT TRANSFORMER< >SAFETY ISOLATING TRANSFORMER< | - | 0 | 0
4AM4042-5AT10-0FA0 |  | 4AM4042-5AT10-0FA0 | 1 | UN | 1 | 2 | A | D | N | N | 85043180 | 1 | 4001869901978 | 4.6 | KG | 122.72 | 122.72 | CP22 | CP22 | TRANSFORMER SITAS; PHASES:1; PN/PN(S6)(KVA):0,25 /0,85; UPRI(V):400+/-5%; USEC(V):230; ISEC(A):1,09; F(HZ):50...60; VECTOR GR./SHIELD WNG.:II0 /0; TA/ISOKL:40 /B; IP00; TYPE OF TERMINALS:SCREW/TAB CONNECTION; INSTALLATION:SCREWS/MOUNTING RAILS; EN 61558-2-1, -2-2, -2-4 >UL/CSA-RECOGNIZED< >CONTROL CIRCUIT TRANSFORMER< >ISOLATION TRANSFORMER< | - | 0 | 0
4AM4042-5AT10-0FA1 |  | 4AM4042-5AT10-0FA1 | 1 | UN | 1 | 20 | D | D | N | N | 85043180 | 1 | 4001869906645 | 4.6 | KG | 132.08 | 132.08 | CP22 | CP22 | TRANSFORMER SITAS; PHASES:1; PN/PN(S6)(KVA):0,25 /0,85; UPRI(V):400+/-5%; USEC(V):230; ISEC(A):1,09; F(HZ):50...60; VECTOR GR./SHIELD WNG.:II0 /0; TA/ISOKL:40 /B; IP00; TYPE OF TERMINALS:CAGE-CLAMP; INSTALLATION:SCREWS/MOUNTING RAILS; EN 61558-2-1, -2-2, -2-4 >UL/CSA-RECOGNIZED< >CONTROL CIRCUIT TRANSFORMER< >ISOLATION TRANSFORMER< | - | 0 | 0
4AM4042-5AT10-0FC0 |  | 4AM4042-5AT10-0FC0 | 1 | UN | 1 | 20 | D | D | N | N | 85043180 | 1 | 4001869911625 | 8.84 | KG | 239.2 | 239.2 | CP22 | CP22 | TRANSFORMER SITAS; PHASES:1; PN/PN(S6)(KVA):0,225 /0,85; UPRI(V):400+/-5%; USEC(V):230; ISEC(A):0,96; F(HZ):50...60; VECTOR GR./SHIELD WNG.:II0 /0; TA/ISOKL:40 /B; IP23; TYPE OF TERMINALS:SCREW/TAB CONNECTION; INSTALLATION:SCREW; EN 61558-2-1, -2-2, -2-4 >UL/CSA-RECOGNIZED< >CONTROL CIRCUIT TRANSFORMER< >ISOLATION TRANSFORMER< | - | 0 | 0
4AM4042-5AT10-0FD0 |  | 4AM4042-5AT10-0FD0 | 1 | UN | 1 | 20 | D | D | N | N | 85043180 | 1 | 4001869919072 | 9 | KG | 251.68 | 251.68 | CP22 | CP22 | TRANSFORMER SITAS; PHASES:1; PN/PN(S6)(KVA):0,2 /0,85; UPRI(V):400+/-5%; USEC(V):230; ISEC(A):0,87; F(HZ):50...60; VECTOR GR./SHIELD WNG.:II0 /0; TA/ISOKL:40 /B; IP54; TYPE OF TERMINALS:SCREW/TAB CONNECTION; INSTALLATION:SCREW; EN 61558-2-1, -2-2, -2-4 >UL/CSA-RECOGNIZED< >CONTROL CIRCUIT TRANSFORMER< >ISOLATION TRANSFORMER< | - | 0 | 0
4AM4042-5AV00-0EA0 |  | 4AM4042-5AV00-0EA0 | 1 | UN | 1 | 2 | A | D | N | N | 85043180 | 1 | 4001869902470 | 4.6 | KG | 122.72 | 122.72 | CP22 | CP22 | TRANSFORMER SITAS; PHASES:1; PN/PN(S6)(KVA):0,25 /0,85; UPRI(V):400+/-5%; USEC(V):42; ISEC(A):5,95; F(HZ):50...60; VECTOR GR./SHIELD WNG.:II0 /0; TA/ISOKL:40 /B; IP00; TYPE OF TERMINALS:SCREW/TAB CONNECTION; INSTALLATION:SCREWS/MOUNTING RAILS; EN 61558-2-2, -2-6 >UL/CSA-RECOGNIZED< >CONTROL CIRCUIT TRANSFORMER< >SAFETY ISOLATING TRANSFORMER< | - | 0 | 0
4AM4042-5AV00-0ED0 |  | 4AM4042-5AV00-0ED0 | 1 | UN | 1 | 20 | D | D | N | N | 85043180 | 1 | 4001869919577 | 9 | KG | 326.56 | 326.56 | CP22 | CP22 | TRANSFORMER SITAS; PHASES:1; PN/PN(S6)(KVA):0,2 /0,85; UPRI(V):400+/-5%; USEC(V):42; ISEC(A):4,76; F(HZ):50...60; VECTOR GR./SHIELD WNG.:II0 /0; TA/ISOKL:40 /B; IP54; TYPE OF TERMINALS:SCREW/TAB CONNECTION; INSTALLATION:SCREWS/MOUNTING RAILS; EN 61558-2-1, -2-2, -2-6 >UL/CSA-RECOGNIZED< >CONTROL CIRCUIT TRANSFORMER< >SAFETY ISOLATING TRANSFORMER< | - | 0 | 9
4AM4042-5CD40-0FA0 |  | 4AM4042-5CD40-0FA0 | 1 | UN | 1 | 20 | D | D | N | N | 85043180 | 1 | 4001869903507 | 4.6 | KG | 130 | 130 | CP22 | CP22 | TRANSFORMER SITAS; PHASES:1; PN/PN(S6)(KVA):0,25 /0,85; UPRI(V):440+/-5%; USEC(V):230-115 ( 2X 115 ); ISEC(A):1,087-2,174; F(HZ):50...60; VECTOR GR./SHIELD WNG.:II0 /0; TA/ISOKL:40 /B; IP00; TYPE OF TERMINALS:SCREW/TAB CONNECTION; INSTALLATION:SCREWS/MOUNTING RAILS; EN 61558-2-1, -2-2, -2-4 >UL/CSA-RECOGNIZED< >CONTROL CIRCUIT TRANSFORMER< >ISOLATION TRANSFORMER< | - | 0 | 0
4AM4042-5CJ10-0FA0 |  | 4AM4042-5CJ10-0FA0 | 1 | UN | 1 | 20 | D | D | N | N | 85043180 | 1 | 4001869903026 | 4.6 | KG | 122.72 | 122.72 | CP22 | CP22 | TRANSFORMER SITAS; PHASES:1; PN/PN(S6)(KVA):0,25 /0,85; UPRI(V):440+/-5%; USEC(V):110; ISEC(A):2,27; F(HZ):50...60; VECTOR GR./SHIELD WNG.:II0 /0; TA/ISOKL:40 /B; IP00; TYPE OF TERMINALS:SCREW/TAB CONNECTION; INSTALLATION:SCREWS/MOUNTING RAILS; EN 61558-2-1, -2-2, -2-4 | - | 0 | 0
4AM4042-5CT10-0FA0 |  | 4AM4042-5CT10-0FA0 | 1 | UN | 1 | 2 | A | D | N | N | 85043180 | 1 | 4001869903200 | 4.6 | KG | 122.72 | 122.72 | CP22 | CP22 | TRANSFORMER SITAS; PHASES:1; PN/PN(S6)(KVA):0,25 /0,85; UPRI(V):440+/-5%; USEC(V):230; ISEC(A):1,09; F(HZ):50...60; VECTOR GR./SHIELD WNG.:II0 /0; TA/ISOKL:40 /B; IP00; TYPE OF TERMINALS:SCREW/TAB CONNECTION; INSTALLATION:SCREWS/MOUNTING RAILS; EN 61558-2-1, -2-2, -2-4 >UL/CSA-RECOGNIZED< >CONTROL CIRCUIT TRANSFORMER< >ISOLATION TRANSFORMER< | - | 0 | 0
4AM4042-5FJ10-0FA0 |  | 4AM4042-5FJ10-0FA0 | 1 | UN | 1 | 20 | D | D | N | N | 85043180 | 1 | 4001869903828 | 4.6 | KG | 122.72 | 122.72 | CP22 | CP22 | TRANSFORMER SITAS; PHASES:1; PN/PN(S6)(KVA):0,25 /0,85; UPRI(V):500+/-5%; USEC(V):110; ISEC(A):2,27; F(HZ):50...60; VECTOR GR./SHIELD WNG.:II0 /0; TA/ISOKL:40 /B; IP00; TYPE OF TERMINALS:SCREW/TAB CONNECTION; INSTALLATION:SCREWS/MOUNTING RAILS; EN 61558-2-1, -2-2, -2-4 | - | 0 | 0
4AM4042-5FT10-0FA0 |  | 4AM4042-5FT10-0FA0 | 1 | UN | 1 | 2 | A | D | N | N | 85043180 | 1 | 4001869904009 | 4.6 | KG | 122.72 | 122.72 | CP22 | CP22 | TRANSFORMER SITAS; PHASES:1; PN/PN(S6)(KVA):0,25 /0,85; UPRI(V):500+/-5%; USEC(V):230; ISEC(A):1,09; F(HZ):50...60; VECTOR GR./SHIELD WNG.:II0 /0; TA/ISOKL:40 /B; IP00; TYPE OF TERMINALS:SCREW/TAB CONNECTION; INSTALLATION:SCREWS/MOUNTING RAILS; EN 61558-2-1, -2-2, -2-4 >UL/CSA-RECOGNIZED< >CONTROL CIRCUIT TRANSFORMER< >ISOLATION TRANSFORMER< | - | 0 | 0
4AM4042-5LT10-0FA0 |  | 4AM4042-5LT10-0FA0 | 1 | UN | 1 | 20 | D | D | N | N | 85043180 | 1 | 4001869905488 | 4.6 | KG | 122.72 | 122.72 | CP22 | CP22 | TRANSFORMER SITAS; PHASES:1; PN/PN(S6)(KVA):0,25 /0,85; UPRI(V):660+/-5%; USEC(V):230; ISEC(A):1,09; F(HZ):50...60; VECTOR GR./SHIELD WNG.:II0 /0; TA/ISOKL:40 /B; IP00; TYPE OF TERMINALS:SCREW/TAB CONNECTION; INSTALLATION:SCREWS/MOUNTING RAILS; EN 61558-2-1, -2-2, -2-4 >CONTROL CIRCUIT TRANSFORMER< >ISOLATION TRANSFORMER< | - | 0 | 0
4AM4042-5MT10-0FA0 |  | 4AM4042-5MT10-0FA0 | 1 | UN | 1 | 20 | D | D | N | N | 85043180 | 1 | 4001869905631 | 4.6 | KG | 122.72 | 122.72 | CP22 | CP22 | TRANSFORMER SITAS; PHASES:1; PN/PN(S6)(KVA):0,25 /0,85; UPRI(V):690+/-5%; USEC(V):230; ISEC(A):1,09; F(HZ):50...60; VECTOR GR./SHIELD WNG.:II0 /0; TA/ISOKL:40 /B; IP00; TYPE OF TERMINALS:SCREW/TAB CONNECTION; INSTALLATION:SCREWS/MOUNTING RAILS; EN 61558-2-2 >CONTROL CIRCUIT TRANSFORMER< >ISOLATION TRANSFORMER< | - | 0 | 0
4AM4042-5MT10-0FC0 |  | 4AM4042-5MT10-0FC0 | 1 | UN | 1 | 20 | D | D | N | N | 85043180 | 1 | 4001869915289 | 9 | KG | 239.2 | 239.2 | CP22 | CP22 | TRANSFORMER SITAS; PHASES:1; PN/PN(S6)(KVA):0,225 /0,85; UPRI(V):690+/-5%; USEC(V):230; ISEC(A):0,96; F(HZ):50...60; VECTOR GR./SHIELD WNG.:II0 /0; TA/ISOKL:40 /B; IP23; TYPE OF TERMINALS:SCREW/TAB CONNECTION; INSTALLATION:SCREW; EN 61558-2-1, -2-2, -2-4 | - | 0 | 0
4AM4042-6MT10-0FA0 |  | 4AM4042-6MT10-0FA0 | 1 | UN | 1 | 20 | D | D | N | N | 85043180 | 1 | 4042948119099 | 4.6 | KG | 186.16 | 186.16 | CP22 | CP22 | TRANSFORMER SITAS; PHASES:1; PN/PN(S6)(KVA):0,25 /0,85; UPRI(V):690+/-10%; USEC(V):230; ISEC(A):1,09; F(HZ):50...60; VECTOR GR./SHIELD WNG.:II0 /0; TA/ISOKL:40 /B; IP00; TYPE OF TERMINALS:SCREW/TAB CONNECTION; INSTALLATION:SCREWS/MOUNTING RAILS; EN 61558-2-1, -2-2, -2-4 >CONTROL CIRCUIT TRANSFORMER< >ISOLATION TRANSFORMER< | - | 0 | 7
4AM4042-8DD40-0FA0 |  | 4AM4042-8DD40-0FA0 | 1 | UN | 1 | 2 | A | D | N | N | 85043180 | 1 | 4001869904757 | 4.8 | KG | 163.28 | 163.28 | CP22 | CP22 | TRANSFORMER SITAS; PHASES:1; PN/PN(S6)(KVA):0,25 /0,85; UPRI(V):550-525-500-480-460- 440-415-400-380-230-208; USEC(V):2X115; ISEC(A):1,087-2,174; F(HZ):50...60; VECTOR GR./SHIELD WNG.:II0 /0; TA/ISOKL:40 /B; IP00; TYPE OF TERMINALS:SCREW/TAB CONNECTION; INSTALLATION:SCREWS/MOUNTING RAILS; EN 61558-2-1, -2-2, -2-4 >UL/CSA-RECOGNIZED< >CONTROL CIRCUIT TRANSFORMER< >ISOLATION TRANSFORMER< | - | 0 | 0
4AM4042-8DD40-0FD0 |  | 4AM4042-8DD40-0FD0 | 1 | UN | 1 | 20 | D | D | N | N | 85043180 | 1 | 4001869921853 | 9.2 | KG | 291.2 | 291.2 | CP22 | CP22 | TRANSFORMER SITAS; PHASES:1; PN/PN(S6)(KVA):0,2 /0,85; UPRI(V):550-525-500-480-460- 440-415-400-380-230-208; USEC(V):2X115; ISEC(A):0,87-1,74; F(HZ):50...60; VECTOR GR./SHIELD WNG.:II0 /0; TA/ISOKL:40 /B; IP54; TYPE OF TERMINALS:SCREW/TAB CONNECTION; INSTALLATION:SCREW; EN 61558-2-1, -2-2, -2-4 >UL/CSA-RECOGNIZED< >CONTROL CIRCUIT TRANSFORMER< >ISOLATION TRANSFORMER< | - | 0 | 0
4AM4042-8DN00-0EA0 |  | 4AM4042-8DN00-0EA0 | 1 | UN | 1 | 2 | A | D | N | N | 85043180 | 1 | 4001869904658 | 4.8 | KG | 156 | 156 | CP22 | CP22 | TRANSFORMER SITAS; PHASES:1; PN/PN(S6)(KVA):0,25 /0,85; UPRI(V):550-525-500-480-460- 440-415-400-380-230-208; USEC(V):24; ISEC(A):10,4; F(HZ):50...60; VECTOR GR./SHIELD WNG.:II0 /0; TA/ISOKL:40 /B; IP00; TYPE OF TERMINALS:SCREW/TAB CONNECTION; INSTALLATION:SCREWS/MOUNTING RAILS; EN 61558-2-2, -2-6 >UL/CSA-RECOGNIZED< >CONTROL CIRCUIT TRANSFORMER< >SAFETY ISOLATING TRANSFORMER< | - | 0 | 0
4AM4042-8DV00-0EA0 |  | 4AM4042-8DV00-0EA0 | 1 | UN | 1 | 20 | D | D | N | N | 85043180 | 1 | 4001869904931 | 4.8 | KG | 156 | 156 | CP22 | CP22 | TRANSFORMER SITAS; PHASES:1; PN/PN(S6)(KVA):0,25 /0,85; UPRI(V):550-525-500-480-460- 440-415-400-380-230-208; USEC(V):42; ISEC(A):5,95; F(HZ):50...60; VECTOR GR./SHIELD WNG.:II0 /0; TA/ISOKL:40 /B; IP00; TYPE OF TERMINALS:SCREW/TAB CONNECTION; INSTALLATION:SCREWS/MOUNTING RAILS; EN 61558-2-1, -2-2, -2-6 >UL/CSA-RECOGNIZED< >CONTROL CIRCUIT TRANSFORMER< >SAFETY ISOLATING TRANSFORMER< | - | 0 | 0
4AM4042-8ED40-0FA0 |  | 4AM4042-8ED40-0FA0 | 1 | UN | 1 | 2 | A | D | N | N | 85043180 | 1 | 4001869905181 | 4.8 | KG | 163.28 | 163.28 | CP22 | CP22 | TRANSFORMER SITAS; PHASES:1; PN/PN(S6)(KVA):0,25 /0,85; UPRI(V):600-575-550-525-500- 480-460-440-415-400-240-230; USEC(V):2X115; ISEC(A):1,09-2,18; F(HZ):50...60; VECTOR GR./SHIELD WNG.:II0 /0; TA/ISOKL:40 /B; IP00; TYPE OF TERMINALS:SCREW/TAB CONNECTION; INSTALLATION:SCREWS/MOUNTING RAILS; EN 61558-2-1, -2-2, -2-4 >UL/CSA-RECOGNIZED< >CONTROL CIRCUIT TRANSFORMER< >ISOLATION TRANSFORMER< | - | 0 | 0
4AM4042-8EN00-0EA0 |  | 4AM4042-8EN00-0EA0 | 1 | UN | 1 | 2 | A | D | N | N | 85043180 | 1 | 4001869905082 | 4.8 | KG | 156 | 156 | CP22 | CP22 | TRANSFORMER SITAS; PHASES:1; PN/PN(S6)(KVA):0,25 /0,85; UPRI(V):600-575-550-525-500- 480-460-440-415-400-240-230; USEC(V):24; ISEC(A):10,4; F(HZ):50...60; VECTOR GR./SHIELD WNG.:II0 /0; TA/ISOKL:40 /B; IP00; TYPE OF TERMINALS:SCREW/TAB CONNECTION; INSTALLATION:SCREWS/MOUNTING RAILS; EN 61558-2-2, -2-6 >UL/CSA-RECOGNIZED< >CONTROL CIRCUIT TRANSFORMER< >SAFETY ISOLATING TRANSFORMER< | - | 0 | 0
4AM4042-8EV00-0EA0 |  | 4AM4042-8EV00-0EA0 | 1 | UN | 1 | 20 | D | D | N | N | 85043180 | 1 | 4001869905365 | 4.8 | KG | 156 | 156 | CP22 | CP22 | TRANSFORMER SITAS; PHASES:1; PN/PN(S6)(KVA):0,25 /0,85; UPRI(V):600-575-550-525-500- 480-460-440-415-400-240-230; USEC(V):42; ISEC(A):5,95; F(HZ):50...60; VECTOR GR./SHIELD WNG.:II0 /0; TA/ISOKL:40 /B; IP00; TYPE OF TERMINALS:SCREW/TAB CONNECTION; INSTALLATION:SCREWS/MOUNTING RAILS; EN 61558-2-2, -2-6 >UL/CSA-RECOGNIZED< >CONTROL CIRCUIT TRANSFORMER< >SAFETY ISOLATING TRANSFORMER< | - | 0 | 0
4AM4042-8JD40-0FA0 |  | 4AM4042-8JD40-0FA0 | 1 | UN | 1 | 2 | A | D | N | N | 85043180 | 1 | 4001869902722 | 4.8 | KG | 143.52 | 143.52 | CP22 | CP22 | TRANSFORMER SITAS; PHASES:1; PN/PN(S6)(KVA):0,25 /0,85; UPRI(V):400-230+/-15; USEC(V):2X115; ISEC(A):2X1,09; F(HZ):50...60; VECTOR GR./SHIELD WNG.:II0 /0; TA/ISOKL:40 /B; IP00; TYPE OF TERMINALS:SCREW/TAB CONNECTION; INSTALLATION:SCREWS/MOUNTING RAILS; EN 61558-2-1, -2-2, -2-4 >UL/CSA-RECOGNIZED< >CONTROL CIRCUIT TRANSFORMER< >ISOLATION TRANSFORMER< | - | 0 | 0
4AM4042-8JN00-0EA0 |  | 4AM4042-8JN00-0EA0 | 1 | UN | 1 | 2 | A | D | N | N | 85043180 | 1 | 4001869902623 | 4.8 | KG | 127.92 | 127.92 | CP22 | CP22 | TRANSFORMER SITAS; PHASES:1; PN/PN(S6)(KVA):0,25 /0,85; UPRI(V):400-230+/-15; USEC(V):24; ISEC(A):10,4; F(HZ):50...60; VECTOR GR./SHIELD WNG.:II0 /0; TA/ISOKL:40 /B; IP00; TYPE OF TERMINALS:SCREW/TAB CONNECTION; INSTALLATION:SCREWS/MOUNTING RAILS; EN 61558-2-2, -2-6 >UL/CSA-RECOGNIZED< >CONTROL CIRCUIT TRANSFORMER< >SAFETY ISOLATING TRANSFORMER< | - | 0 | 0
4AM4042-8JN00-0ED0 |  | 4AM4042-8JN00-0ED0 | 1 | UN | 1 | 20 | D | D | N | N | 85043180 | 1 | 4001869919720 | 9.2 | KG | 253.76 | 253.76 | CP22 | CP22 | TRANSFORMER SITAS; PHASES:1; PN/PN(S6)(KVA):0,2 /0,85; UPRI(V):400-230+/-15; USEC(V):24; ISEC(A):8,33; F(HZ):50...60; VECTOR GR./SHIELD WNG.:II0 /0; TA/ISOKL:40 /B; IP54; TYPE OF TERMINALS:SCREW/TAB CONNECTION; INSTALLATION:SCREW; EN 61558-2-2, -2-6 >UL/CSA-RECOGNIZED< >CONTROL CIRCUIT TRANSFORMER< >SAFETY ISOLATING TRANSFORMER< | - | 0 | 0
4AM4042-8MB40-0FA0 |  | 4AM4042-8MB40-0FA0 | 1 | UN | 1 | 2 | A | D | N | N | 85043180 | 1 | 4019169940610 | 4.8 | KG | 143.52 | 143.52 | CP22 | CP22 | TRANSFORMER SITAS; PHASES:1; PN/PN(S6)(KVA):0,25 /0,85; UPRI(V):440-400-230; USEC(V):48(2X24); ISEC(A):5,2-10,4; F(HZ):50...60; VECTOR GR./SHIELD WNG.:IIII0 /0; TA/ISOKL:40 /B; IP00; TYPE OF TERMINALS:SCREW/TAB CONNECTION; INSTALLATION:SCREWS/MOUNTING RAILS; EN 61558-2-1, -2-2, -2-4 >UL/CSA-RECOGNIZED< >CONTROL CIRCUIT TRANSFORMER< >ISOLATION TRANSFORMER< | - | 0 | 7
4AM4042-8MD40-0FA0 |  | 4AM4042-8MD40-0FA0 | 1 | UN | 1 | 2 | A | D | N | N | 85043180 | 1 | 4019169940566 | 4.8 | KG | 143.52 | 143.52 | CP22 | CP22 | TRANSFORMER SITAS; PHASES:1; PN/PN(S6)(KVA):0,25 /0,85; UPRI(V):440-400-230; USEC(V):230(2X115); ISEC(A):1,09-2,17; F(HZ):50...60; VECTOR GR./SHIELD WNG.:IIII0 /0; TA/ISOKL:40 /B; IP00; TYPE OF TERMINALS:SCREW/TAB CONNECTION; INSTALLATION:SCREWS/MOUNTING RAILS; EN 61558-2-1, -2-2, -2-4 >UL/CSA-RECOGNIZED< >CONTROL CIRCUIT TRANSFORMER< >ISOLATION TRANSFORMER< | - | 0 | 7
4AM4342-2AA20-0FA0 |  | 4AM4342-2AA20-0FA0 | 1 | UN | 1 | 20 | D | D | N | N | 85043180 | 1 | 4001869942803 | 5.7 | KG | 194.48 | 194.48 | CP22 | CP22 | ISOLATION TRANSFORMER; PHASES:1; PN(KVA):0,315; UPRI(V):400; USEC(V):400; ISEC(A):0,8; F(HZ):50...60; VECTOR GR./SHIELD WNG.:II0 /0; TA/ISOKL:40 /B; IP00; TYPE OF TERMINALS:SCREW/TAB CONNECTION; INSTALLATION:SCREWS/MOUNTING RAILS; EN 61558-2-2, -2-4 >UL/CSA-RECOGNIZED< >CONTROL CIRCUIT TRANSFORMER< >ISOLATION TRANSFORMER< | - | 0 | 7
4AM4342-4QJ10-0FA0 |  | 4AM4342-4QJ10-0FA0 | 1 | UN | 1 | 20 | D | D | N | N | 85043180 | 1 | 4042948101629 | 5.4 | KG | 208 | 208 | CP22 | CP22 | TRANSFORMER SITAS; PHASES:1; PN/PN(S6)(KVA):0,315 /1,1; UPRI(V):200+/-5%; USEC(V):110; ISEC(A):2,86; F(HZ):50...60; VECTOR GR./SHIELD WNG.:II0 /0; TA/ISOKL:40 /B; IP00; TYPE OF TERMINALS:SCREW/TAB CONNECTION; INSTALLATION:SCREW; EN 61558-2-1, -2-2, -2-4 >UL/CSA-RECOGNIZED< >CONTROL CIRCUIT TRANSFORMER< >ISOLATION TRANSFORMER< | - | 0 | 9
4AM4342-4TJ10-0FA0 |  | 4AM4342-4TJ10-0FA0 | 1 | UN | 1 | 2 | A | D | N | N | 85043180 | 1 | 4001869900964 | 5.4 | KG | 141.44 | 141.44 | CP22 | CP22 | TRANSFORMER SITAS; PHASES:1; PN/PN(S6)(KVA):0,315 /1,12; UPRI(V):230+/-5%; USEC(V):110; ISEC(A):2,86; F(HZ):50...60; VECTOR GR./SHIELD WNG.:II0 /0; TA/ISOKL:40 /B; IP00; TYPE OF TERMINALS:SCREW/TAB CONNECTION; INSTALLATION:SCREW; EN 61558-2-1, -2-2, -2-4 >UL/CSA-RECOGNIZED< >CONTROL CIRCUIT TRANSFORMER< >ISOLATION TRANSFORMER< | - | 0 | 0
4AM4342-4TJ10-0FB0 |  | 4AM4342-4TJ10-0FB0 | 1 | UN | 1 | 20 | D | D | N | N | 85043180 | 1 | 4001869908373 | 5.4 | KG | 199.68 | 199.68 | CP22 | CP22 | TRANSFORMER SITAS; PHASES:1; PN/PN(S6)(KVA):0,315 /1,12; UPRI(V):230+/-5%; USEC(V):110; ISEC(A):2,86; F(HZ):50...60; VECTOR GR./SHIELD WNG.:II0 /0; TA/ISOKL:40 /B; IP00; TYPE OF TERMINALS:SCREW/TAB CONNECTION; INSTALLATION:MOUNTING RAILS; EN 61558-2-1, -2-2, -2-4 >UL/CSA-RECOGNIZED< >CONTROL CIRCUIT TRANSFORMER< >ISOLATION TRANSFORMER< | - | 0 | 9
4AM4342-4TJ10-0FC0 |  | 4AM4342-4TJ10-0FC0 | 1 | UN | 1 | 20 | D | D | N | N | 85043180 | 1 | 4001869910611 | 9.8 | KG | 319.28 | 319.28 | CP22 | CP22 | TRANSFORMER SITAS; PHASES:1; PN/PN(S6)(KVA):0,268 /1,12; UPRI(V):230+/-5%; USEC(V):110; ISEC(A):2,44; F(HZ):50...60; VECTOR GR./SHIELD WNG.:II0 /0; TA/ISOKL:40 /B; IP23; TYPE OF TERMINALS:SCREW/TAB CONNECTION; INSTALLATION:SCREW; EN 61558-2-1, -2-2, -2-4 >UL/CSA-RECOGNIZED< >CONTROL CIRCUIT TRANSFORMER< >ISOLATION TRANSFORMER< | - | 0 | 7
4AM4342-4TN00-0EA0 |  | 4AM4342-4TN00-0EA0 | 1 | UN | 1 | 2 | A | D | N | N | 85043180 | 1 | 4001869901367 | 5.4 | KG | 141.44 | 141.44 | CP22 | CP22 | TRANSFORMER SITAS; PHASES:1; PN/PN(S6)(KVA):0,315 /1,12; UPRI(V):230+/-5%; USEC(V):24; ISEC(A):13,1; F(HZ):50...60; VECTOR GR./SHIELD WNG.:II0 /0; TA/ISOKL:40 /B; IP00; TYPE OF TERMINALS:SCREW/TAB CONNECTION; INSTALLATION:SCREW; EN 61558-2-2, -2-6 >UL/CSA-RECOGNIZED< >CONTROL CIRCUIT TRANSFORMER< >SAFETY ISOLATING TRANSFORMER< | - | 0 | 0
4AM4342-4TN00-0EB0 |  | 4AM4342-4TN00-0EB0 | 1 | UN | 1 | 20 | D | D | N | N | 85043180 | 1 | 4001869908472 | 5.4 | KG | 153.92 | 153.92 | CP22 | CP22 | TRANSFORMER SITAS; PHASES:1; PN/PN(S6)(KVA):0,315 /1,12; UPRI(V):230+/-5%; USEC(V):24; ISEC(A):13,1; F(HZ):50...60; VECTOR GR./SHIELD WNG.:II0 /0; TA/ISOKL:40 /B; IP00; TYPE OF TERMINALS:SCREW/TAB CONNECTION; INSTALLATION:MOUNTING RAILS; EN 61558-2-2, -2-6 >UL/CSA-RECOGNIZED< >CONTROL CIRCUIT TRANSFORMER< >SAFETY ISOLATING TRANSFORMER< | - | 0 | 0
4AM4342-4TN00-0EC0 |  | 4AM4342-4TN00-0EC0 | 1 | UN | 1 | 20 | D | D | N | N | 85043180 | 1 | 4001869911014 | 9.8 | KG | 256.88 | 256.88 | CP22 | CP22 | TRANSFORMER SITAS; PHASES:1; PN/PN(S6)(KVA):0,268 /1,12; UPRI(V):230+/-5%; USEC(V):24; ISEC(A):11,3; F(HZ):50...60; VECTOR GR./SHIELD WNG.:II0 /0; TA/ISOKL:40 /B; IP23; TYPE OF TERMINALS:SCREW/TAB CONNECTION; INSTALLATION:SCREW; EN 61558-2-2, -2-6 >UL/CSA-RECOGNIZED< >CONTROL CIRCUIT TRANSFORMER< >SAFETY ISOLATING TRANSFORMER< | - | 0 | 0
4AM4342-4TN00-0ED0 |  | 4AM4342-4TN00-0ED0 | 1 | UN | 1 | 20 | D | D | N | N | 85043180 | 1 | 4001869918464 | 9.8 | KG | 332.8 | 332.8 | CP22 | CP22 | TRANSFORMER SITAS; PHASES:1; PN/PN(S6)(KVA):0,236 /1,12; UPRI(V):230+/-5%; USEC(V):24; ISEC(A):10; F(HZ):50...60; VECTOR GR./SHIELD WNG.:II0 /0; TA/ISOKL:40 /B; IP54; TYPE OF TERMINALS:SCREW/TAB CONNECTION; INSTALLATION:SCREW; EN 61558-2-2, -2-6 >UL/CSA-RECOGNIZED< >CONTROL CIRCUIT TRANSFORMER< >SAFETY ISOLATING TRANSFORMER< | - | 0 | 7
4AM4342-4TT10-0FA0 |  | 4AM4342-4TT10-0FA0 | 1 | UN | 1 | 2 | A | D | N | N | 85043180 | 1 | 4001869901169 | 5.4 | KG | 141.44 | 141.44 | CP22 | CP22 | TRANSFORMER SITAS; PHASES:1; PN/PN(S6)(KVA):0,315 /1,12; UPRI(V):230+/-5%; USEC(V):230; ISEC(A):1,37; F(HZ):50...60; VECTOR GR./SHIELD WNG.:II0 /0; TA/ISOKL:40 /B; IP00; TYPE OF TERMINALS:SCREW/TAB CONNECTION; INSTALLATION:SCREW; EN 61558-2-1, -2-2, -2-4 >UL/CSA-RECOGNIZED< >CONTROL CIRCUIT TRANSFORMER< >ISOLATION TRANSFORMER< | - | 0 | 0
4AM4342-4TT10-0FB0 |  | 4AM4342-4TT10-0FB0 | 1 | UN | 1 | 20 | D | D | N | N | 85043180 | 1 | 4001869908427 | 5.4 | KG | 153.92 | 153.92 | CP22 | CP22 | TRANSFORMER SITAS; PHASES:1; PN/PN(S6)(KVA):0,315 /1,12; UPRI(V):230+/-5%; USEC(V):230; ISEC(A):1,37; F(HZ):50...60; VECTOR GR./SHIELD WNG.:II0 /0; TA/ISOKL:40 /B; IP00; TYPE OF TERMINALS:SCREW/TAB CONNECTION; INSTALLATION:MOUNTING RAILS; EN 61558-2-1, -2-2, -2-4 >UL/CSA-RECOGNIZED< >CONTROL CIRCUIT TRANSFORMER< >ISOLATION TRANSFORMER< | - | 0 | 7
4AM4342-4TV00-0EA0 |  | 4AM4342-4TV00-0EA0 | 1 | UN | 1 | 20 | D | D | N | N | 85043180 | 1 | 4001869901664 | 5.4 | KG | 141.44 | 141.44 | CP22 | CP22 | TRANSFORMER SITAS; PHASES:1; PN/PN(S6)(KVA):0,315 /1,12; UPRI(V):230+/-5%; USEC(V):42; ISEC(A):7,500; F(HZ):50...60; VECTOR GR./SHIELD WNG.:II0 /0; TA/ISOKL:40 /B; IP00; TYPE OF TERMINALS:SCREW/TAB CONNECTION; INSTALLATION:SCREW; EN 61558-2-2, -2-6 >UL/CSA-RECOGNIZED< >CONTROL CIRCUIT TRANSFORMER< >SAFETY ISOLATING TRANSFORMER< | - | 0 | 0
4AM4342-4XT10-0FA0 |  | 4AM4342-4XT10-0FA0 | 1 | UN | 1 | 20 | D | D | N | N | 85043180 | 1 | 4019169976862 | 5.4 | KG | 161.2 | 161.2 | CP22 | CP22 | TRANSFORMER SITAS; PHASES:1; PN/PN(S6)(KVA):0,315 /1,12; UPRI(V):380+/-5%; USEC(V):230; ISEC(A):1,37; F(HZ):50...60; VECTOR GR./SHIELD WNG.:II0 /0; TA/ISOKL:40 /B; IP00; TYPE OF TERMINALS:SCREW/TAB CONNECTION; INSTALLATION:SCREW; EN 61558-2-1, -2-2, -2-4 >UL/CSA-RECOGNIZED< >CONTROL CIRCUIT TRANSFORMER< >ISOLATION TRANSFORMER< | - | 0 | 7
4AM4342-5AJ10-0FA0 |  | 4AM4342-5AJ10-0FA0 | 1 | UN | 1 | 2 | A | D | N | N | 85043180 | 1 | 4001869901787 | 5.4 | KG | 141.44 | 141.44 | CP22 | CP22 | TRANSFORMER SITAS; PHASES:1; PN/PN(S6)(KVA):0,315 /1,12; UPRI(V):400+/-5%; USEC(V):110; ISEC(A):2,86; F(HZ):50...60; VECTOR GR./SHIELD WNG.:II0 /0; TA/ISOKL:40 /B; IP00; TYPE OF TERMINALS:SCREW/TAB CONNECTION; INSTALLATION:SCREW; EN 61558-2-1, -2-2, -2-4 >UL/CSA-RECOGNIZED< >CONTROL CIRCUIT TRANSFORMER< >ISOLATION TRANSFORMER< | - | 0 | 0
4AM4342-5AN00-0EA0 |  | 4AM4342-5AN00-0EA0 | 1 | UN | 1 | 2 | A | D | N | N | 85043180 | 1 | 4001869902180 | 5.4 | KG | 141.44 | 141.44 | CP22 | CP22 | TRANSFORMER SITAS; PHASES:1; PN/PN(S6)(KVA):0,315 /1,12; UPRI(V):400+/-5%; USEC(V):24; ISEC(A):13,1; F(HZ):50...60; VECTOR GR./SHIELD WNG.:II0 /0; TA/ISOKL:40 /B; IP00; TYPE OF TERMINALS:SCREW/TAB CONNECTION; INSTALLATION:SCREW; EN 61558-2-2, -2-6 >UL/CSA-RECOGNIZED< >CONTROL CIRCUIT TRANSFORMER< >SAFETY ISOLATING TRANSFORMER< | - | 0 | 0
4AM4342-5AN00-0EA1 |  | 4AM4342-5AN00-0EA1 | 1 | UN | 1 | 20 | D | D | N | N | 85043180 | 1 | 4001869906805 | 4.86 | KG | 150.8 | 150.8 | CP22 | CP22 | TRANSFORMER SITAS; PHASES:1; PN/PN(S6)(KVA):0,315 /1,12; UPRI(V):400+/-5%; USEC(V):24; ISEC(A):13,1; F(HZ):50...60; VECTOR GR./SHIELD WNG.:II0 /0; TA/ISOKL:40 /B; IP00; TYPE OF TERMINALS:CAGE-CLAMP; INSTALLATION:SCREW; EN 61558-2-2, -2-6 >UL/CSA-RECOGNIZED< >CONTROL CIRCUIT TRANSFORMER< >SAFETY ISOLATING TRANSFORMER< | - | 0 | 0
4AM4342-5AN00-0EB0 |  | 4AM4342-5AN00-0EB0 | 1 | UN | 1 | 20 | D | D | N | N | 85043180 | 1 | 4001869908700 | 5.4 | KG | 153.92 | 153.92 | CP22 | CP22 | TRANSFORMER SITAS; PHASES:1; PN/PN(S6)(KVA):0,315 /1,12; UPRI(V):400+/-5%; USEC(V):24; ISEC(A):13,1; F(HZ):50...60; VECTOR GR./SHIELD WNG.:II0 /0; TA/ISOKL:40 /B; IP00; TYPE OF TERMINALS:SCREW/TAB CONNECTION; INSTALLATION:MOUNTING RAILS; EN 61558-2-2, -2-6 >UL/CSA-RECOGNIZED< >CONTROL CIRCUIT TRANSFORMER< >SAFETY ISOLATING TRANSFORMER< | - | 0 | 0
4AM4342-5AT10-0FA0 |  | 4AM4342-5AT10-0FA0 | 1 | UN | 1 | 2 | A | D | N | N | 85043180 | 1 | 4001869901985 | 5.4 | KG | 141.44 | 141.44 | CP22 | CP22 | TRANSFORMER SITAS; PHASES:1; PN/PN(S6)(KVA):0,315 /1,12; UPRI(V):400+/-5%; USEC(V):230; ISEC(A):1,37; F(HZ):50...60; VECTOR GR./SHIELD WNG.:II0 /0; TA/ISOKL:40 /B; IP00; TYPE OF TERMINALS:SCREW/TAB CONNECTION; INSTALLATION:SCREW; EN 61558-2-1, -2-2, -2-4 >UL/CSA-RECOGNIZED< >CONTROL CIRCUIT TRANSFORMER< >ISOLATION TRANSFORMER< | - | 0 | 0
4AM4342-5AT10-0FA1 |  | 4AM4342-5AT10-0FA1 | 1 | UN | 1 | 20 | D | D | N | N | 85043180 | 1 | 4001869906652 | 4.86 | KG | 150.8 | 150.8 | CP22 | CP22 | TRANSFORMER SITAS; PHASES:1; PN/PN(S6)(KVA):0,315 /1,12; UPRI(V):400+/-5%; USEC(V):230; ISEC(A):1,37; F(HZ):50...60; VECTOR GR./SHIELD WNG.:II0 /0; TA/ISOKL:40 /B; IP00; TYPE OF TERMINALS:CAGE-CLAMP; INSTALLATION:SCREW; EN 61558-2-1, -2-2, -2-4 >UL/CSA-RECOGNIZED< >CONTROL CIRCUIT TRANSFORMER< >ISOLATION TRANSFORMER< | - | 0 | 0
4AM4342-5AT10-0FB0 |  | 4AM4342-5AT10-0FB0 | 1 | UN | 1 | 20 | D | D | N | N | 85043180 | 1 | 4001869908656 | 5.4 | KG | 153.92 | 153.92 | CP22 | CP22 | TRANSFORMER SITAS; PHASES:1; PN/PN(S6)(KVA):0,315 /1,12; UPRI(V):400+/-5%; USEC(V):230; ISEC(A):1,37; F(HZ):50...60; VECTOR GR./SHIELD WNG.:II0 /0; TA/ISOKL:40 /B; IP00; TYPE OF TERMINALS:SCREW/TAB CONNECTION; INSTALLATION:MOUNTING RAILS; EN 61558-2-1, -2-2, -2-4 >UL/CSA-RECOGNIZED< >CONTROL CIRCUIT TRANSFORMER< >ISOLATION TRANSFORMER< | - | 0 | 7
4AM4342-5AT10-0FC0 |  | 4AM4342-5AT10-0FC0 | 1 | UN | 1 | 20 | D | D | N | N | 85043180 | 1 | 4001869911632 | 9.8 | KG | 256.88 | 256.88 | CP22 | CP22 | TRANSFORMER SITAS; PHASES:1; PN/PN(S6)(KVA):0,268 /1,12; UPRI(V):400+/-5%; USEC(V):230; ISEC(A):1,17; F(HZ):50...60; VECTOR GR./SHIELD WNG.:II0 /0; TA/ISOKL:40 /B; IP23; TYPE OF TERMINALS:SCREW/TAB CONNECTION; INSTALLATION:SCREW; EN 61558-2-1, -2-2, -2-4 >UL/CSA-RECOGNIZED< >CONTROL CIRCUIT TRANSFORMER< >ISOLATION TRANSFORMER< | - | 0 | 0
4AM4342-5AV00-0EA0 |  | 4AM4342-5AV00-0EA0 | 1 | UN | 1 | 20 | D | D | N | N | 85043180 | 1 | 4001869902487 | 5.4 | KG | 141.44 | 141.44 | CP22 | CP22 | TRANSFORMER SITAS; PHASES:1; PN/PN(S6)(KVA):0,315 /1,12; UPRI(V):400+/-5%; USEC(V):42; ISEC(A):7,5; F(HZ):50...60; VECTOR GR./SHIELD WNG.:II0 /0; TA/ISOKL:40 /B; IP00; TYPE OF TERMINALS:SCREW/TAB CONNECTION; INSTALLATION:SCREW; EN 61558-2-2, -2-6 >UL/CSA-RECOGNIZED< >CONTROL CIRCUIT TRANSFORMER< >SAFETY ISOLATING TRANSFORMER< | - | 0 | 0
4AM4342-5CJ10-0FA0 |  | 4AM4342-5CJ10-0FA0 | 1 | UN | 1 | 20 | D | D | N | N | 85043180 | 1 | 4001869903033 | 5.4 | KG | 141.44 | 141.44 | CP22 | CP22 | TRANSFORMER SITAS; PHASES:1; PN/PN(S6)(KVA):0,315 /1,12; UPRI(V):440+/-5%; USEC(V):110; ISEC(A):2,86; F(HZ):50...60; VECTOR GR./SHIELD WNG.:II0 /0; TA/ISOKL:40 /B; IP00; TYPE OF TERMINALS:SCREW/TAB CONNECTION; INSTALLATION:SCREW; EN 61558-2-1, -2-2, -2-4 >UL/CSA-RECOGNIZED< >CONTROL CIRCUIT TRANSFORMER< >ISOLATION TRANSFORMER< | - | 0 | 0
4AM4342-5CT10-0FA0 |  | 4AM4342-5CT10-0FA0 | 1 | UN | 1 | 2 | A | D | N | N | 85043180 | 1 | 4001869903217 | 5.4 | KG | 141.44 | 141.44 | CP22 | CP22 | TRANSFORMER SITAS; PHASES:1; PN/PN(S6)(KVA):0,315 /1,12; UPRI(V):440+/-5%; USEC(V):230; ISEC(A):1,37; F(HZ):50...60; VECTOR GR./SHIELD WNG.:II0 /0; TA/ISOKL:40 /B; IP00; TYPE OF TERMINALS:SCREW/TAB CONNECTION; INSTALLATION:SCREW; EN 61558-2-1, -2-2, -2-4 >UL/CSA-RECOGNIZED< >CONTROL CIRCUIT TRANSFORMER< >ISOLATION TRANSFORMER< | - | 0 | 0
4AM4342-5EJ10-0FA0 |  | 4AM4342-5EJ10-0FA0 | 1 | UN | 1 | 20 | D | D | N | N | 85043180 | 1 | 4019169976879 | 5.4 | KG | 209.04 | 209.04 | CP22 | CP22 | TRANSFORMER SITAS; PHASES:1; PN/PN(S6)(KVA):0,315 /1,12; UPRI(V):480+/-5%; USEC(V):110; ISEC(A):2,864; F(HZ):50...60; VECTOR GR./SHIELD WNG.:II0 /0; TA/ISOKL:40 /B; IP00; TYPE OF TERMINALS:SCREW/TAB CONNECTION; INSTALLATION:SCREW; EN 61558-2-1, -2-2, -2-4 >UL/CSA-RECOGNIZED< >CONTROL CIRCUIT TRANSFORMER< >ISOLATION TRANSFORMER< | - | 0 | 9
4AM4342-5FJ10-0FA0 |  | 4AM4342-5FJ10-0FA0 | 1 | UN | 1 | 20 | D | D | N | N | 85043180 | 1 | 4001869903835 | 5.4 | KG | 141.44 | 141.44 | CP22 | CP22 | TRANSFORMER SITAS; PHASES:1; PN/PN(S6)(KVA):0,315 /1,12; UPRI(V):500+/-5%; USEC(V):110; ISEC(A):2,864; F(HZ):50...60; VECTOR GR./SHIELD WNG.:II0 /0; TA/ISOKL:40 /B; IP00; TYPE OF TERMINALS:SCREW/TAB CONNECTION; INSTALLATION:SCREW; EN 61558-2-1, -2-2, -2-4 >UL/CSA-RECOGNIZED< >CONTROL CIRCUIT TRANSFORMER< >ISOLATION TRANSFORMER< | - | 0 | 0
4AM4342-5FT10-0FA0 |  | 4AM4342-5FT10-0FA0 | 1 | UN | 1 | 2 | A | D | N | N | 85043180 | 1 | 4001869904016 | 5.4 | KG | 141.44 | 141.44 | CP22 | CP22 | TRANSFORMER SITAS; PHASES:1; PN/PN(S6)(KVA):0,315 /1,12; UPRI(V):500+/-5%; USEC(V):230; ISEC(A):1,37; F(HZ):50...60; VECTOR GR./SHIELD WNG.:II0 /0; TA/ISOKL:40 /B; IP00; TYPE OF TERMINALS:SCREW/TAB CONNECTION; INSTALLATION:SCREW; EN 61558-2-1, -2-2, -2-4 >UL/CSA-RECOGNIZED< >CONTROL CIRCUIT TRANSFORMER< >ISOLATION TRANSFORMER< | - | 0 | 0
4AM4342-5FT10-0FB0 |  | 4AM4342-5FT10-0FB0 | 1 | UN | 1 | 20 | D | D | N | N | 85043180 | 1 | 4001869909165 | 5.4 | KG | 153.92 | 153.92 | CP22 | CP22 | TRANSFORMER SITAS; PHASES:1; PN/PN(S6)(KVA):0,315 /1,12; UPRI(V):500+/-5%; USEC(V):230; ISEC(A):1,370; F(HZ):50...60; VECTOR GR./SHIELD WNG.:II0 /0; TA/ISOKL:40 /B; IP00; TYPE OF TERMINALS:SCREW/TAB CONNECTION; INSTALLATION:MOUNTING RAILS; EN 61558-2-1, -2-2, -2-4 >UL/CSA-RECOGNIZED< >CONTROL CIRCUIT TRANSFORMER< >ISOLATION TRANSFORMER< | - | 0 | 7
4AM4342-5LT10-0FA0 |  | 4AM4342-5LT10-0FA0 | 1 | UN | 1 | 20 | D | D | N | N | 85043180 | 1 | 4001869905495 | 5.4 | KG | 183.04 | 183.04 | CP22 | CP22 | TRANSFORMER SITAS; PHASES:1; PN/PN(S6)(KVA):0,315 /1,12; UPRI(V):660+/-5%; USEC(V):230; ISEC(A):1,37; F(HZ):50...60; VECTOR GR./SHIELD WNG.:II0 /0; TA/ISOKL:40 /B; IP00; TYPE OF TERMINALS:SCREW/TAB CONNECTION; INSTALLATION:SCREW; EN 61558-2-1, -2-2, -2-4 >CONTROL CIRCUIT TRANSFORMER< >ISOLATION TRANSFORMER< | - | 0 | 7
4AM4342-5MT10-0FA0 |  | 4AM4342-5MT10-0FA0 | 1 | UN | 1 | 20 | D | D | N | N | 85043180 | 1 | 4001869905648 | 5.4 | KG | 141.44 | 141.44 | CP22 | CP22 | TRANSFORMER SITAS; PHASES:1; PN/PN(S6)(KVA):0,315 /1,12; UPRI(V):690+/-5%; USEC(V):230; ISEC(A):1,37; F(HZ):50...60; VECTOR GR./SHIELD WNG.:II0 /0; TA/ISOKL:40 /B; IP00; TYPE OF TERMINALS:SCREW/TAB CONNECTION; INSTALLATION:SCREW; EN 61558-2-1, -2-2, -2-4 >CONTROL CIRCUIT TRANSFORMER< >ISOLATION TRANSFORMER< | - | 0 | 0
4AM4342-8BD40-0FA1 |  | 4AM4342-8BD40-0FA1 | 1 | UN | 1 | 20 | D | D | N | N | 85043180 | 1 | 4001869991009 | 4.7 | KG | 286 | 286 | CP22 | CP22 | TRANSFORMER SITAS; PHASES:1; PN/PN(S6)(KVA):0,25 /0,837; UPRI(V):575-550-525-500-480- 460-440 -415-400-380-230-220-200-190; USEC(V):230-(2X115); ISEC(A):1,087-2,17; F(HZ):50...60; VECTOR GR./SHIELD WNG.:IIII0 /0; TA/ISOKL:40 /B; IP00; TYPE OF TERMINALS:CAGE-CLAMP; INSTALLATION:SCREW; EN 61558-2-1, -2-2, -2-4 >UL/CSA-RECOGNIZED< >CONTROL CIRCUIT TRANSFORMER< >ISOLATION TRANSFORMER< | - | 0 | 7
4AM4342-8CN00-0CA0 |  | 4AM4342-8CN00-0CA0 | 1 | UN | 1 | 20 | D | D | N | N | 85043180 | 1 | 4001869932293 | 5.7 | KG | 241.28 | 241.28 | CP22 | CP22 | CONTROL CIRCUIT TRANSFORMER; PHASES:1; PN/PN(S6)(KVA):0,315 /1,05; UPRI(V):600-575-550-525-500- 480-460 -440-415-400-380-230-208; USEC(V):24; ISEC(A):13,13; F(HZ):50...60; VECTOR GR./SHIELD WNG.:III0 /0; TA/ISOKL:40 /B; IP00; TYPE OF TERMINALS:SCREW/TAB CONNECTION; INSTALLATION:SCREW; EN 61558-2-2 >UL/CSA-RECOGNIZED< >CONTROL CIRCUIT TRANSFORMER< | - | 0 | 7
4AM4342-8DD40-0FA0 |  | 4AM4342-8DD40-0FA0 | 1 | UN | 1 | 2 | A | D | N | N | 85043180 | 1 | 4001869904764 | 5.7 | KG | 183.04 | 183.04 | CP22 | CP22 | TRANSFORMER SITAS; PHASES:1; PN/PN(S6)(KVA):0,315 /1,12; UPRI(V):550-525-500-480-460- 440-415-400-380-230-208; USEC(V):2X115; ISEC(A):1,37-2,74; F(HZ):50...60; VECTOR GR./SHIELD WNG.:II0 /0; TA/ISOKL:40 /B; IP00; TYPE OF TERMINALS:SCREW/TAB CONNECTION; INSTALLATION:SCREW; EN 61558-2-1, -2-2, -2-4 >UL/CSA-RECOGNIZED< >CONTROL CIRCUIT TRANSFORMER< >ISOLATION TRANSFORMER< | - | 0 | 0
4AM4342-8DD40-0FB0 |  | 4AM4342-8DD40-0FB0 | 1 | UN | 1 | 20 | D | D | N | N | 85043180 | 1 | 4001869909356 | 5.16 | KG | 195.52 | 195.52 | CP22 | CP22 | TRANSFORMER SITAS; PHASES:1; PN/PN(S6)(KVA):0,315 /1,12; UPRI(V):550-525-500-480-460- 440-415-400-380-230-208; USEC(V):2X115; ISEC(A):1,37-2,74; F(HZ):50...60; VECTOR GR./SHIELD WNG.:II0 /0; TA/ISOKL:40 /B; IP00; TYPE OF TERMINALS:SCREW/TAB CONNECTION; INSTALLATION:MOUNTING RAILS; EN 61558-2-1, -2-2, -2-4 >UL/CSA-RECOGNIZED< >CONTROL CIRCUIT TRANSFORMER< >ISOLATION TRANSFORMER< | - | 0 | 7
4AM4342-8DN00-0EA0 |  | 4AM4342-8DN00-0EA0 | 1 | UN | 1 | 2 | A | D | N | N | 85043180 | 1 | 4001869904665 | 5.7 | KG | 178.88 | 178.88 | CP22 | CP22 | TRANSFORMER SITAS; PHASES:1; PN/PN(S6)(KVA):0,315 /1,12; UPRI(V):550-525-500-480-460- 440-415-400-380-230-208; USEC(V):24; ISEC(A):13,1; F(HZ):50...60; VECTOR GR./SHIELD WNG.:II0 /0; TA/ISOKL:40 /B; IP00; TYPE OF TERMINALS:SCREW/TAB CONNECTION; INSTALLATION:SCREW; EN 61558-2-2, -2-6 >UL/CSA-RECOGNIZED< >CONTROL CIRCUIT TRANSFORMER< >SAFETY ISOLATING TRANSFORMER< | - | 0 | 0
4AM4342-8DN00-0EB0 |  | 4AM4342-8DN00-0EB0 | 1 | UN | 1 | 20 | D | D | N | N | 85043180 | 1 | 4001869909325 | 5.16 | KG | 187.2 | 187.2 | CP22 | CP22 | TRANSFORMER SITAS; PHASES:1; PN/PN(S6)(KVA):0,315 /1,12; UPRI(V):550-525-500-480-460- 440-415-400-380-230-208; USEC(V):24; ISEC(A):13,1; F(HZ):50...60; VECTOR GR./SHIELD WNG.:II0 /0; TA/ISOKL:40 /B; IP00; TYPE OF TERMINALS:SCREW/TAB CONNECTION; INSTALLATION:MOUNTING RAILS; EN 61558-2-2, -2-6 >UL/CSA-RECOGNIZED< >CONTROL CIRCUIT TRANSFORMER< >SAFETY ISOLATING TRANSFORMER< | - | 0 | 0
4AM4342-8ED40-0FA0 |  | 4AM4342-8ED40-0FA0 | 1 | UN | 1 | 2 | A | D | N | N | 85043180 | 1 | 4001869905198 | 5.7 | KG | 183.04 | 183.04 | CP22 | CP22 | TRANSFORMER SITAS; PHASES:1; PN/PN(S6)(KVA):0,315 /1,12; UPRI(V):600-575-550-525-500- 480-460-440-415-400-240-230; USEC(V):2X115; ISEC(A):1,37-2,74; F(HZ):50...60; VECTOR GR./SHIELD WNG.:II0 /0; TA/ISOKL:40 /B; IP00; TYPE OF TERMINALS:SCREW/TAB CONNECTION; INSTALLATION:SCREW; EN 61558-2-1, -2-2, -2-4 >UL/CSA-RECOGNIZED< >CONTROL CIRCUIT TRANSFORMER< >ISOLATION TRANSFORMER< | - | 0 | 0
4AM4342-8ED40-0FB0 |  | 4AM4342-8ED40-0FB0 | 1 | UN | 1 | 20 | D | D | N | N | 85043180 | 1 | 4001869909448 | 5.16 | KG | 254.8 | 254.8 | CP22 | CP22 | TRANSFORMER SITAS; PHASES:1; PN/PN(S6)(KVA):0,315 /1,12; UPRI(V):600-575-550-525-500- 480-460-440-415-400-240-230; USEC(V):2X115; ISEC(A):2X1,37; F(HZ):50...60; VECTOR GR./SHIELD WNG.:II0 /0; TA/ISOKL:40 /B; IP00; TYPE OF TERMINALS:SCREW/TAB CONNECTION; INSTALLATION:MOUNTING RAILS; EN 61558-2-1, -2-2, -2-4 >UL/CSA-RECOGNIZED< >CONTROL CIRCUIT TRANSFORMER< >ISOLATION TRANSFORMER< | - | 0 | 9
4AM4342-8EN00-0EA0 |  | 4AM4342-8EN00-0EA0 | 1 | UN | 1 | 2 | A | D | N | N | 85043180 | 1 | 4001869905099 | 5.7 | KG | 178.88 | 178.88 | CP22 | CP22 | TRANSFORMER SITAS; PHASES:1; PN/PN(S6)(KVA):0,315 /1,12; UPRI(V):600-575-550-525-500- 480-460-440-415-400-240-230; USEC(V):24; ISEC(A):13,1; F(HZ):50...60; VECTOR GR./SHIELD WNG.:II0 /0; TA/ISOKL:40 /B; IP00; TYPE OF TERMINALS:SCREW/TAB CONNECTION; INSTALLATION:SCREW; EN 61558-2-2, -2-6 >UL/CSA-RECOGNIZED< >CONTROL CIRCUIT TRANSFORMER< >SAFETY ISOLATING TRANSFORMER< | - | 0 | 0
4AM4342-8EN00-0EB0 |  | 4AM4342-8EN00-0EB0 | 1 | UN | 1 | 20 | D | D | N | N | 85043180 | 1 | 4001869909417 | 5.16 | KG | 244.4 | 244.4 | CP22 | CP22 | TRANSFORMER SITAS; PHASES:1; PN/PN(S6)(KVA):0,315 /1,12; UPRI(V):600-575-550-525-500- 480-460-440-415-400-240-230; USEC(V):24; ISEC(A):13,1; F(HZ):50...60; VECTOR GR./SHIELD WNG.:II0 /0; TA/ISOKL:40 /B; IP00; TYPE OF TERMINALS:SCREW/TAB CONNECTION; INSTALLATION:MOUNTING RAILS; EN 61558-2-2, -2-6 >UL/CSA-RECOGNIZED< >CONTROL CIRCUIT TRANSFORMER< >SAFETY ISOLATING TRANSFORMER< | - | 0 | 9
4AM4342-8EV00-0EA0 |  | 4AM4342-8EV00-0EA0 | 1 | UN | 1 | 20 | D | D | N | N | 85043180 | 1 | 4001869905372 | 5.16 | KG | 178.88 | 178.88 | CP22 | CP22 | TRANSFORMER SITAS; PHASES:1; PN/PN(S6)(KVA):0,315 /1,12; UPRI(V):600-575-550-525-500- 480-460-440-415-400-240-230; USEC(V):42; ISEC(A):7,5; F(HZ):50...60; VECTOR GR./SHIELD WNG.:II0 /0; TA/ISOKL:40 /B; IP00; TYPE OF TERMINALS:SCREW/TAB CONNECTION; INSTALLATION:SCREW; EN 61558-2-2, -2-6 | - | 0 | 0
4AM4342-8JD40-0FA0 |  | 4AM4342-8JD40-0FA0 | 1 | UN | 1 | 2 | A | D | N | N | 85043180 | 1 | 4001869902739 | 5.7 | KG | 159.12 | 159.12 | CP22 | CP22 | TRANSFORMER SITAS; PHASES:1; PN/PN(S6)(KVA):0,315 /1,12; UPRI(V):400-230+/-15; USEC(V):230-115; ISEC(A):1,37-2,74; F(HZ):50...60; VECTOR GR./SHIELD WNG.:II0 /0; TA/ISOKL:40 /B; IP00; TYPE OF TERMINALS:SCREW/TAB CONNECTION; INSTALLATION:SCREW; EN 61558-2-1, -2-2, -2-4 >UL/CSA-RECOGNIZED< >CONTROL CIRCUIT TRANSFORMER< >ISOLATION TRANSFORMER< | - | 0 | 0
4AM4342-8JN00-0EA0 |  | 4AM4342-8JN00-0EA0 | 1 | UN | 1 | 20 | D | D | N | N | 85043180 | 1 | 4001869902630 | 5.7 | KG | 146.64 | 146.64 | CP22 | CP22 | TRANSFORMER SITAS; PHASES:1; PN/PN(S6)(KVA):0,315 /1,12; UPRI(V):400-230+/-15; USEC(V):24; ISEC(A):13,13; F(HZ):50...60; VECTOR GR./SHIELD WNG.:II0 /0; TA/ISOKL:40 /B; IP00; TYPE OF TERMINALS:SCREW/TAB CONNECTION; INSTALLATION:SCREW; EN 61558-2-1, -2-2, -2-6 >UL/CSA-RECOGNIZED< >CONTROL CIRCUIT TRANSFORMER< >SAFETY ISOLATING TRANSFORMER< | - | 0 | 0
4AM4627-1CB00-0AN2 |  | 4AM4627-1CB00-0AN2 | 1 | UN | 1 | 20 | D | D | N | N | 85043180 | 1 | 4019169866392 | 1.4 | KG | 66.66 | 66.66 | CP22 | CP22 | MAINS TRANSFORMER; PHASES:1; PN(KVA):0,016; UPRI(V):220 - 110 (2X 110); USEC(V):24,5-LEER; ISEC(A):0,744; F(HZ):50...60; VECTOR GR./SHIELD WNG.:II0 /0; TA/ISOKL:50 /B; IP00; TYPE OF TERMINALS:SCREW/TAB CONNECTION; INSTALLATION:SCREW; EN 61558-2-1 >MAINS TRANSFORMER< | - | 0 | 7
4AM4642-4TJ10-0FA0 |  | 4AM4642-4TJ10-0FA0 | 1 | UN | 1 | 2 | A | D | N | N | 85043180 | 1 | 4001869900971 | 5.76 | KG | 162.24 | 162.24 | CP22 | CP22 | TRANSFORMER SITAS; PHASES:1; PN/PN(S6)(KVA):0,4 /1,44; UPRI(V):230+/-5%; USEC(V):110; ISEC(A):3,64; F(HZ):50...60; VECTOR GR./SHIELD WNG.:II0 /0; TA/ISOKL:40 /B; IP00; TYPE OF TERMINALS:SCREW/TAB CONNECTION; INSTALLATION:SCREW; EN 61558-2-1, -2-2, -2-4 >UL/CSA-RECOGNIZED< >CONTROL CIRCUIT TRANSFORMER< >ISOLATION TRANSFORMER< | - | 0 | 0
4AM4642-4TN00-0EA0 |  | 4AM4642-4TN00-0EA0 | 1 | UN | 1 | 2 | A | D | N | N | 85043180 | 1 | 4001869901374 | 5.76 | KG | 162.24 | 162.24 | CP22 | CP22 | TRANSFORMER SITAS; PHASES:1; PN/PN(S6)(KVA):0,4 /1,44; UPRI(V):230+/-5%; USEC(V):24; ISEC(A):16,7; F(HZ):50...60; VECTOR GR./SHIELD WNG.:II0 /0; TA/ISOKL:40 /B; IP00; TYPE OF TERMINALS:SCREW/TAB CONNECTION; INSTALLATION:SCREW; EN 61558-2-2, -2-6 >UL/CSA-RECOGNIZED< >CONTROL CIRCUIT TRANSFORMER< >SAFETY ISOLATING TRANSFORMER< | - | 0 | 0
4AM4642-4TN00-0EB0 |  | 4AM4642-4TN00-0EB0 | 1 | UN | 1 | 20 | D | D | N | N | 85043180 | 1 | 4001869908489 | 5.76 | KG | 179.92 | 179.92 | CP22 | CP22 | TRANSFORMER SITAS; PHASES:1; PN/PN(S6)(KVA):0,4 /1,44; UPRI(V):230+/-5%; USEC(V):24; ISEC(A):16,7; F(HZ):50...60; VECTOR GR./SHIELD WNG.:II0 /0; TA/ISOKL:40 /B; IP00; TYPE OF TERMINALS:SCREW/TAB CONNECTION; INSTALLATION:MOUNTING RAILS; EN 61558-2-2, -2-6 >UL/CSA-RECOGNIZED< >CONTROL CIRCUIT TRANSFORMER< >SAFETY ISOLATING TRANSFORMER< | - | 0 | 0
4AM4642-4TT10-0FA0 |  | 4AM4642-4TT10-0FA0 | 1 | UN | 1 | 2 | A | D | N | N | 85043180 | 1 | 4001869901176 | 5.76 | KG | 162.24 | 162.24 | CP22 | CP22 | TRANSFORMER SITAS; PHASES:1; PN/PN(S6)(KVA):0,4 /1,44; UPRI(V):230+/-5%; USEC(V):230; ISEC(A):1,74; F(HZ):50...60; VECTOR GR./SHIELD WNG.:II0 /0; TA/ISOKL:40 /B; IP00; TYPE OF TERMINALS:SCREW/TAB CONNECTION; INSTALLATION:SCREW; EN 61558-2-1, -2-2, -2-4 >UL/CSA-RECOGNIZED< >CONTROL CIRCUIT TRANSFORMER< >ISOLATION TRANSFORMER< | - | 0 | 0
4AM4642-4TT10-0FB0 |  | 4AM4642-4TT10-0FB0 | 1 | UN | 1 | 20 | D | D | N | N | 85043180 | 1 | 4001869908434 | 5.76 | KG | 179.92 | 179.92 | CP22 | CP22 | TRANSFORMER SITAS; PHASES:1; PN/PN(S6)(KVA):0,4 /1,44; UPRI(V):230+/-5%; USEC(V):230; ISEC(A):1,74; F(HZ):50...60; VECTOR GR./SHIELD WNG.:II0 /0; TA/ISOKL:40 /B; IP00; TYPE OF TERMINALS:SCREW/TAB CONNECTION; INSTALLATION:MOUNTING RAILS; EN 61558-2-1, -2-2, -2-4 >UL/CSA-RECOGNIZED< >CONTROL CIRCUIT TRANSFORMER< >ISOLATION TRANSFORMER< | - | 0 | 7
4AM4642-4TV00-0EA0 |  | 4AM4642-4TV00-0EA0 | 1 | UN | 1 | 20 | D | D | N | N | 85043180 | 1 | 4001869901671 | 5.76 | KG | 162.24 | 162.24 | CP22 | CP22 | TRANSFORMER SITAS; PHASES:1; PN/PN(S6)(KVA):0,4 /1,44; UPRI(V):230+/-5%; USEC(V):42; ISEC(A):9,52; F(HZ):50...60; VECTOR GR./SHIELD WNG.:II0 /0; TA/ISOKL:40 /B; IP00; TYPE OF TERMINALS:SCREW/TAB CONNECTION; INSTALLATION:SCREW; EN 61558-2-2, -2-6 >UL/CSA-RECOGNIZED< >CONTROL CIRCUIT TRANSFORMER< >SAFETY ISOLATING TRANSFORMER< | - | 0 | 0
4AM4642-4TV00-0EB0 |  | 4AM4642-4TV00-0EB0 | 1 | UN | 1 | 20 | D | D | N | N | 85043180 | 1 | 4001869908564 | 5.76 | KG | 231.92 | 231.92 | CP22 | CP22 | TRANSFORMER SITAS; PHASES:1; PN/PN(S6)(KVA):0,4 /1,44; UPRI(V):230+/-5%; USEC(V):42; ISEC(A):9,52; F(HZ):50...60; VECTOR GR./SHIELD WNG.:II0 /0; TA/ISOKL:40 /B; IP00; TYPE OF TERMINALS:SCREW/TAB CONNECTION; INSTALLATION:MOUNTING RAILS; EN 61558-2-2, -2-6 >UL/CSA-RECOGNIZED< >CONTROL CIRCUIT TRANSFORMER< >SAFETY ISOLATING TRANSFORMER< | - | 0 | 9
4AM4642-5AD40-0FA0 |  | 4AM4642-5AD40-0FA0 | 1 | UN | 1 | 20 | D | D | N | N | 85043180 | 1 | 4001869902296 | 5.76 | KG | 169.52 | 169.52 | CP22 | CP22 | TRANSFORMER SITAS; PHASES:1; PN/PN(S6)(KVA):0,4 /1,44; UPRI(V):400+/-5%; USEC(V):2X115; ISEC(A):3,48(2X1,739); F(HZ):50...60; VECTOR GR./SHIELD WNG.:II0 /0; TA/ISOKL:40 /B; IP00; TYPE OF TERMINALS:SCREW/TAB CONNECTION; INSTALLATION:SCREW; EN 61558-2-1, -2-2, -2-4 >UL/CSA-RECOGNIZED< >CONTROL CIRCUIT TRANSFORMER< | - | 0 | 0
4AM4642-5AJ10-0FA0 |  | 4AM4642-5AJ10-0FA0 | 1 | UN | 1 | 2 | A | D | N | N | 85043180 | 1 | 4001869901794 | 5.76 | KG | 162.24 | 162.24 | CP22 | CP22 | TRANSFORMER SITAS; PHASES:1; PN/PN(S6)(KVA):0,4 /1,44; UPRI(V):400+/-5%; USEC(V):110; ISEC(A):3,64; F(HZ):50...60; VECTOR GR./SHIELD WNG.:II0 /0; TA/ISOKL:40 /B; IP00; TYPE OF TERMINALS:SCREW/TAB CONNECTION; INSTALLATION:SCREW; EN 61558-2-1, -2-2, -2-4 >UL/CSA-RECOGNIZED< >CONTROL CIRCUIT TRANSFORMER< >ISOLATION TRANSFORMER< | - | 0 | 0
4AM4642-5AJ10-0FC0 |  | 4AM4642-5AJ10-0FC0 | 1 | UN | 1 | 20 | D | D | N | N | 85043180 | 1 | 4001869911441 | 10.7 | KG | 360.88 | 360.88 | CP22 | CP22 | TRANSFORMER SITAS; PHASES:1; PN/PN(S6)(KVA):0,34 /1,44; UPRI(V):400+/-5%; USEC(V):110; ISEC(A):3,09; F(HZ):50...60; VECTOR GR./SHIELD WNG.:II0 /0; TA/ISOKL:40 /B; IP23; TYPE OF TERMINALS:SCREW/TAB CONNECTION; INSTALLATION:SCREW; EN 61558-2-1, -2-2, -2-4 >UL/CSA-RECOGNIZED< >CONTROL CIRCUIT TRANSFORMER< >ISOLATION TRANSFORMER< | - | 0 | 7
4AM4642-5AN00-0EA0 |  | 4AM4642-5AN00-0EA0 | 1 | UN | 1 | 2 | A | D | N | N | 85043180 | 1 | 4001869902197 | 5.76 | KG | 162.24 | 162.24 | CP22 | CP22 | TRANSFORMER SITAS; PHASES:1; PN/PN(S6)(KVA):0,4 /1,44; UPRI(V):400+/-5%; USEC(V):24; ISEC(A):16,7; F(HZ):50...60; VECTOR GR./SHIELD WNG.:II0 /0; TA/ISOKL:40 /B; IP00; TYPE OF TERMINALS:SCREW/TAB CONNECTION; INSTALLATION:SCREW; EN 61558-2-2, -2-6 >UL/CSA-RECOGNIZED< >CONTROL CIRCUIT TRANSFORMER< >SAFETY ISOLATING TRANSFORMER< | - | 0 | 0
4AM4642-5AN00-0EB0 |  | 4AM4642-5AN00-0EB0 | 1 | UN | 1 | 20 | D | D | N | N | 85043180 | 1 | 4001869908717 | 5.76 | KG | 222.56 | 222.56 | CP22 | CP22 | TRANSFORMER SITAS; PHASES:1; PN/PN(S6)(KVA):0,4 /1,44; UPRI(V):400+/-5%; USEC(V):24; ISEC(A):16,7; F(HZ):50...60; VECTOR GR./SHIELD WNG.:II0 /0; TA/ISOKL:40 /B; IP00; TYPE OF TERMINALS:SCREW/TAB CONNECTION; INSTALLATION:MOUNTING RAILS; EN 61558-2-2, -2-6 >UL/CSA-RECOGNIZED< >CONTROL CIRCUIT TRANSFORMER< >SAFETY ISOLATING TRANSFORMER< | - | 0 | 7
4AM4642-5AN00-0ED0 |  | 4AM4642-5AN00-0ED0 | 1 | UN | 1 | 20 | D | D | N | N | 85043180 | 1 | 4001869919294 | 10.7 | KG | 291.2 | 291.2 | CP22 | CP22 | TRANSFORMER SITAS; PHASES:1; PN/PN(S6)(KVA):0,3 /1,44; UPRI(V):400+/-5%; USEC(V):24; ISEC(A):12,5; F(HZ):50...60; VECTOR GR./SHIELD WNG.:II0 /0; TA/ISOKL:40 /B; IP54; TYPE OF TERMINALS:SCREW/TAB CONNECTION; INSTALLATION:SCREW; EN 61558-2-2, -2-6 >UL/CSA-RECOGNIZED< >CONTROL CIRCUIT TRANSFORMER< >SAFETY ISOLATING TRANSFORMER< | - | 0 | 0
4AM4642-5AT10-0FA0 |  | 4AM4642-5AT10-0FA0 | 1 | UN | 1 | 2 | A | D | N | N | 85043180 | 1 | 4001869901992 | 5.76 | KG | 162.24 | 162.24 | CP22 | CP22 | TRANSFORMER SITAS; PHASES:1; PN/PN(S6)(KVA):0,4 /1,44; UPRI(V):400+/-5%; USEC(V):230; ISEC(A):1,74; F(HZ):50...60; VECTOR GR./SHIELD WNG.:II0 /0; TA/ISOKL:40 /B; IP00; TYPE OF TERMINALS:SCREW/TAB CONNECTION; INSTALLATION:SCREW; EN 61558-2-1, -2-2, -2-4 >UL/CSA-RECOGNIZED< >CONTROL CIRCUIT TRANSFORMER< >ISOLATION TRANSFORMER< | - | 0 | 0
4AM4642-5AT10-0FA1 |  | 4AM4642-5AT10-0FA1 | 1 | UN | 1 | 20 | D | D | N | N | 85043180 | 1 | 4001869906669 | 5.76 | KG | 178.88 | 178.88 | CP22 | CP22 | TRANSFORMER SITAS; PHASES:1; PN/PN(S6)(KVA):0,4 /1,44; UPRI(V):400+/-5%; USEC(V):230; ISEC(A):1,74; F(HZ):50...60; VECTOR GR./SHIELD WNG.:II0 /0; TA/ISOKL:40 /B; IP00; TYPE OF TERMINALS:CAGE-CLAMP; INSTALLATION:SCREW; EN 61558-2-1, -2-2, -2-4 >UL/CSA-RECOGNIZED< >CONTROL CIRCUIT TRANSFORMER< >ISOLATION TRANSFORMER< | - | 0 | 0
4AM4642-5AT10-0FB0 |  | 4AM4642-5AT10-0FB0 | 1 | UN | 1 | 20 | D | D | N | N | 85043180 | 1 | 4001869908663 | 5.76 | KG | 179.92 | 179.92 | CP22 | CP22 | TRANSFORMER SITAS; PHASES:1; PN/PN(S6)(KVA):0,4 /1,44; UPRI(V):400+/-5%; USEC(V):230; ISEC(A):1,74; F(HZ):50...60; VECTOR GR./SHIELD WNG.:II0 /0; TA/ISOKL:40 /B; IP00; TYPE OF TERMINALS:SCREW/TAB CONNECTION; INSTALLATION:SCREWS/MOUNTING RAILS; EN 61558-2-1, -2-2, -2-4 >UL/CSA-RECOGNIZED< >CONTROL CIRCUIT TRANSFORMER< >ISOLATION TRANSFORMER< | - | 0 | 7
4AM4642-5AT10-0FB1 |  | 4AM4642-5AT10-0FB1 | 1 | UN | 1 | 20 | D | D | N | N | 85043180 | 1 | 4001869909882 | 5.76 | KG | 190.32 | 190.32 | CP22 | CP22 | TRANSFORMER SITAS; PHASES:1; PN/PN(S6)(KVA):0,4 /1,44; UPRI(V):400+/-5%; USEC(V):230; ISEC(A):1,739; F(HZ):50...60; VECTOR GR./SHIELD WNG.:II0 /0; TA/ISOKL:40 /B; IP00; TYPE OF TERMINALS:CAGE-CLAMP; INSTALLATION:MOUNTING RAILS; EN 61558-2-1, -2-2, -2-4 >UL/CSA-RECOGNIZED< >CONTROL CIRCUIT TRANSFORMER< >ISOLATION TRANSFORMER< | - | 0 | 0
4AM4642-5AT10-0FC0 |  | 4AM4642-5AT10-0FC0 | 1 | UN | 1 | 20 | D | D | N | N | 85043180 | 1 | 4001869911649 | 10.7 | KG | 279.76 | 279.76 | CP22 | CP22 | TRANSFORMER SITAS; PHASES:1; PN/PN(S6)(KVA):0,34 /1,44; UPRI(V):400+/-5%; USEC(V):230; ISEC(A):1,48; F(HZ):50...60; VECTOR GR./SHIELD WNG.:II0 /0; TA/ISOKL:40 /B; IP23; TYPE OF TERMINALS:SCREW/TAB CONNECTION; INSTALLATION:SCREW; EN 61558-2-1, -2-2, -2-4 >UL/CSA-RECOGNIZED< >CONTROL CIRCUIT TRANSFORMER< >ISOLATION TRANSFORMER< | - | 0 | 0
4AM4642-5AT10-0FD0 |  | 4AM4642-5AT10-0FD0 | 1 | UN | 1 | 20 | D | D | N | N | 85043180 | 1 | 4001869919096 | 10.7 | KG | 291.2 | 291.2 | CP22 | CP22 | TRANSFORMER SITAS; PHASES:1; PN/PN(S6)(KVA):0,3 /1,44; UPRI(V):400+/-5%; USEC(V):230; ISEC(A):1,3; F(HZ):50...60; VECTOR GR./SHIELD WNG.:II0 /0; TA/ISOKL:40 /B; IP54; TYPE OF TERMINALS:SCREW/TAB CONNECTION; INSTALLATION:SCREW; EN 61558-2-1, -2-2, -2-4 >UL/CSA-RECOGNIZED< >CONTROL CIRCUIT TRANSFORMER< >ISOLATION TRANSFORMER< | - | 0 | 0
4AM4642-5AV00-0EA0 |  | 4AM4642-5AV00-0EA0 | 1 | UN | 1 | 20 | D | D | N | N | 85043180 | 1 | 4001869902494 | 5.76 | KG | 162.24 | 162.24 | CP22 | CP22 | TRANSFORMER SITAS; PHASES:1; PN/PN(S6)(KVA):0,4 /1,44; UPRI(V):400+/-5%; USEC(V):42; ISEC(A):9,52; F(HZ):50...60; VECTOR GR./SHIELD WNG.:II0 /0; TA/ISOKL:40 /B; IP00; TYPE OF TERMINALS:SCREW/TAB CONNECTION; INSTALLATION:SCREW; EN 61558-2-2, -2-6 >UL/CSA-RECOGNIZED< >CONTROL CIRCUIT TRANSFORMER< >SAFETY ISOLATING TRANSFORMER< | - | 0 | 0
4AM4642-5AV00-0EA1 |  | 4AM4642-5AV00-0EA1 | 1 | UN | 1 | 20 | D | D | N | N | 85043180 | 1 | 4001869906904 | 5.76 | KG | 178.88 | 178.88 | CP22 | CP22 | TRANSFORMER SITAS; PHASES:1; PN/PN(S6)(KVA):0,4 /1,44; UPRI(V):400+/-5%; USEC(V):42; ISEC(A):9,52; F(HZ):50...60; VECTOR GR./SHIELD WNG.:II0 /0; TA/ISOKL:40 /B; IP00; TYPE OF TERMINALS:CAGE-CLAMP; INSTALLATION:SCREW; EN 61558-2-1, -2-2, -2-6 >UL/CSA-RECOGNIZED< >CONTROL CIRCUIT TRANSFORMER< >SAFETY ISOLATING TRANSFORMER< | - | 0 | 0
4AM4642-5AV00-0EB0 |  | 4AM4642-5AV00-0EB0 | 1 | UN | 1 | 20 | D | D | N | N | 85043180 | 1 | 4001869908793 | 5.76 | KG | 179.92 | 179.92 | CP22 | CP22 | TRANSFORMER SITAS; PHASES:1; PN/PN(S6)(KVA):0,4 /1,44; UPRI(V):400+/-5%; USEC(V):42; ISEC(A):9,52; F(HZ):50...60; VECTOR GR./SHIELD WNG.:II0 /0; TA/ISOKL:40 /B; IP00; TYPE OF TERMINALS:SCREW/TAB CONNECTION; INSTALLATION:MOUNTING RAILS; EN 61558-2-2, -2-6 >UL/CSA-RECOGNIZED< >CONTROL CIRCUIT TRANSFORMER< >SAFETY ISOLATING TRANSFORMER< | - | 0 | 0
4AM4642-5CJ10-0FA0 |  | 4AM4642-5CJ10-0FA0 | 1 | UN | 1 | 20 | D | D | N | N | 85043180 | 1 | 4001869903040 | 5.76 | KG | 162.24 | 162.24 | CP22 | CP22 | TRANSFORMER SITAS; PHASES:1; PN/PN(S6)(KVA):0,4 /1,44; UPRI(V):440+/-5%; USEC(V):110; ISEC(A):3,64; F(HZ):50...60; VECTOR GR./SHIELD WNG.:II0 /0; TA/ISOKL:40 /B; IP00; TYPE OF TERMINALS:SCREW/TAB CONNECTION; INSTALLATION:SCREW; EN 61558-2-1, -2-2, -2-4 >UL/CSA-RECOGNIZED< >CONTROL CIRCUIT TRANSFORMER< >ISOLATION TRANSFORMER< | - | 0 | 0
4AM4642-5CT10-0FA0 |  | 4AM4642-5CT10-0FA0 | 1 | UN | 1 | 2 | A | D | N | N | 85043180 | 1 | 4001869903224 | 5.76 | KG | 162.24 | 162.24 | CP22 | CP22 | TRANSFORMER SITAS; PHASES:1; PN/PN(S6)(KVA):0,4 /1,44; UPRI(V):440+/-5%; USEC(V):230; ISEC(A):1,74; F(HZ):50...60; VECTOR GR./SHIELD WNG.:II0 /0; TA/ISOKL:40 /B; IP00; TYPE OF TERMINALS:SCREW/TAB CONNECTION; INSTALLATION:SCREW; EN 61558-2-1, -2-2, -2-4 >UL/CSA-RECOGNIZED< >CONTROL CIRCUIT TRANSFORMER< >ISOLATION TRANSFORMER< | - | 0 | 0
4AM4642-5FT10-0FA0 |  | 4AM4642-5FT10-0FA0 | 1 | UN | 1 | 2 | A | D | N | N | 85043180 | 1 | 4001869904023 | 5.76 | KG | 162.24 | 162.24 | CP22 | CP22 | TRANSFORMER SITAS; PHASES:1; PN/PN(S6)(KVA):0,4 /1,44; UPRI(V):500+/-5%; USEC(V):230; ISEC(A):1,74; F(HZ):50...60; VECTOR GR./SHIELD WNG.:II0 /0; TA/ISOKL:40 /B; IP00; TYPE OF TERMINALS:SCREW/TAB CONNECTION; INSTALLATION:SCREW; EN 61558-2-1, -2-2, -2-4 >UL/CSA-RECOGNIZED< >CONTROL CIRCUIT TRANSFORMER< >ISOLATION TRANSFORMER< | - | 0 | 0
4AM4642-5FT10-0FB0 |  | 4AM4642-5FT10-0FB0 | 1 | UN | 1 | 20 | D | D | N | N | 85043180 | 1 | 4001869909172 | 5.76 | KG | 179.92 | 179.92 | CP22 | CP22 | TRANSFORMER SITAS; PHASES:1; PN/PN(S6)(KVA):0,4 /1,44; UPRI(V):500+/-5%; USEC(V):230; ISEC(A):1,74; F(HZ):50...60; VECTOR GR./SHIELD WNG.:II0 /0; TA/ISOKL:40 /B; IP00; TYPE OF TERMINALS:SCREW/TAB CONNECTION; INSTALLATION:MOUNTING RAILS; EN 61558-2-1, -2-2, -2-4 >UL/CSA-RECOGNIZED< >CONTROL CIRCUIT TRANSFORMER< >ISOLATION TRANSFORMER< | - | 0 | 7
4AM4642-5LT10-0FA0 |  | 4AM4642-5LT10-0FA0 | 1 | UN | 1 | 20 | D | D | N | N | 85043180 | 1 | 4001869905501 | 5.76 | KG | 201.76 | 201.76 | CP22 | CP22 | TRANSFORMER SITAS; PHASES:1; PN/PN(S6)(KVA):0,4 /1,44; UPRI(V):660+/-5%; USEC(V):230; ISEC(A):1,74; F(HZ):50...60; VECTOR GR./SHIELD WNG.:II0 /0; TA/ISOKL:40 /B; IP00; TYPE OF TERMINALS:SCREW/TAB CONNECTION; INSTALLATION:SCREW; EN 61558-2-1, -2-2, -2-4 >CONTROL CIRCUIT TRANSFORMER< >ISOLATION TRANSFORMER< | - | 0 | 7
4AM4642-5MT10-0FA0 |  | 4AM4642-5MT10-0FA0 | 1 | UN | 1 | 20 | D | D | N | N | 85043180 | 1 | 4001869905655 | 5.76 | KG | 162.24 | 162.24 | CP22 | CP22 | TRANSFORMER SITAS; PHASES:1; PN/PN(S6)(KVA):0,4 /1,44; UPRI(V):690+/-5%; USEC(V):230; ISEC(A):1,74; F(HZ):50...60; VECTOR GR./SHIELD WNG.:II0 /0; TA/ISOKL:40 /B; IP00; TYPE OF TERMINALS:SCREW/TAB CONNECTION; INSTALLATION:SCREW; EN 61558-2-1, -2-2, -2-4 >CONTROL CIRCUIT TRANSFORMER< >ISOLATION TRANSFORMER< | - | 0 | 0
4AM4642-5MT10-0FB0 |  | 4AM4642-5MT10-0FB0 | 1 | UN | 1 | 20 | D | D | N | N | 85043180 | 1 | 4001869909585 | 5.76 | KG | 179.92 | 179.92 | CP22 | CP22 | TRANSFORMER SITAS; PHASES:1; PN/PN(S6)(KVA):0,4 /1,44; UPRI(V):690+/-5%; USEC(V):230; ISEC(A):1,74; F(HZ):50...60; VECTOR GR./SHIELD WNG.:II0 /0; TA/ISOKL:40 /B; IP00; TYPE OF TERMINALS:SCREW/TAB CONNECTION; INSTALLATION:MOUNTING RAILS; EN 61558-2-1, -2-2, -2-4 >CONTROL CIRCUIT TRANSFORMER< >ISOLATION TRANSFORMER< | - | 0 | 7
4AM4642-6MN00-0EA0 |  | 4AM4642-6MN00-0EA0 | 1 | UN | 1 | 20 | D | D | N | N | 85043180 | 1 | 4042948119068 | 5.76 | KG | 227.76 | 227.76 | CP22 | CP22 | TRANSFORMER SITAS; PHASES:1; PN/PN(S6)(KVA):0,4 /1,44; UPRI(V):690+/-10%; USEC(V):24; ISEC(A):16,67; F(HZ):50...60; VECTOR GR./SHIELD WNG.:II0 /0; TA/ISOKL:40 /B; IP00; TYPE OF TERMINALS:SCREW/TAB CONNECTION; INSTALLATION:SCREW; EN 61558-2-2, -2-6 >CONTROL CIRCUIT TRANSFORMER< >SAFETY ISOLATING TRANSFORMER< | - | 0 | 7
4AM4642-8DD40-0FA0 |  | 4AM4642-8DD40-0FA0 | 1 | UN | 1 | 2 | A | D | N | N | 85043180 | 1 | 4001869904771 | 6.16 | KG | 208 | 208 | CP22 | CP22 | TRANSFORMER SITAS; PHASES:1; PN/PN(S6)(KVA):0,4 /1,44; UPRI(V):550-525-500-480-460- 440-415-400-380-230-208; USEC(V):2X115; ISEC(A):1,74-3,48; F(HZ):50...60; VECTOR GR./SHIELD WNG.:II0 /0; TA/ISOKL:40 /B; IP00; TYPE OF TERMINALS:SCREW/TAB CONNECTION; INSTALLATION:SCREW; EN 61558-2-1, -2-2, -2-4 >UL/CSA-RECOGNIZED< >CONTROL CIRCUIT TRANSFORMER< >ISOLATION TRANSFORMER< | - | 0 | 0
4AM4642-8DD40-0FB0 |  | 4AM4642-8DD40-0FB0 | 1 | UN | 1 | 20 | D | D | N | N | 85043180 | 1 | 4001869909363 | 6.16 | KG | 221.52 | 221.52 | CP22 | CP22 | TRANSFORMER SITAS; PHASES:1; PN/PN(S6)(KVA):0,4 /1,44; UPRI(V):550-525-500-480-460- 440-415-400-380-230-208; USEC(V):2X115; ISEC(A):2X1,74; F(HZ):50...60; VECTOR GR./SHIELD WNG.:II0 /0; TA/ISOKL:40 /B; IP00; TYPE OF TERMINALS:SCREW/TAB CONNECTION; INSTALLATION:MOUNTING RAILS; EN 61558-2-1, -2-2, -2-4 >UL/CSA-RECOGNIZED< >CONTROL CIRCUIT TRANSFORMER< >ISOLATION TRANSFORMER< | - | 0 | 7
4AM4642-8DD40-0FC0 |  | 4AM4642-8DD40-0FC0 | 1 | UN | 1 | 20 | D | D | N | N | 85043180 | 1 | 4001869914428 | 11.1 | KG | 323.44 | 323.44 | CP22 | CP22 | TRANSFORMER SITAS; PHASES:1; PN/PN(S6)(KVA):0,34 /1,44; UPRI(V):550-525-500-480-460- 440-415-400-380-230-208; USEC(V):2X115; ISEC(A):2X1,48; F(HZ):50...60; VECTOR GR./SHIELD WNG.:II0 /0; TA/ISOKL:40 /B; IP23; TYPE OF TERMINALS:SCREW/TAB CONNECTION; INSTALLATION:SCREW; EN 61558-2-1, -2-2, -2-4 >UL/CSA-RECOGNIZED< >CONTROL CIRCUIT TRANSFORMER< >ISOLATION TRANSFORMER< | - | 0 | 0
4AM4642-8DN00-0EA0 |  | 4AM4642-8DN00-0EA0 | 1 | UN | 1 | 2 | A | D | N | N | 85043180 | 1 | 4001869904672 | 6.16 | KG | 197.6 | 197.6 | CP22 | CP22 | TRANSFORMER SITAS; PHASES:1; PN/PN(S6)(KVA):0,4 /1,44; UPRI(V):550-525-500-480-460- 440-415-400-380-230-208; USEC(V):24; ISEC(A):16,7; F(HZ):50...60; VECTOR GR./SHIELD WNG.:II0 /0; TA/ISOKL:40 /B; IP00; TYPE OF TERMINALS:SCREW/TAB CONNECTION; INSTALLATION:SCREW; EN 61558-2-2, -2-6 >UL/CSA-RECOGNIZED< >CONTROL CIRCUIT TRANSFORMER< >SAFETY ISOLATING TRANSFORMER< | - | 0 | 0
4AM4642-8DN00-0EB0 |  | 4AM4642-8DN00-0EB0 | 1 | UN | 1 | 20 | D | D | N | N | 85043180 | 1 | 4001869909332 | 6.16 | KG | 214.24 | 214.24 | CP22 | CP22 | TRANSFORMER SITAS; PHASES:1; PN/PN(S6)(KVA):0,4 /1,44; UPRI(V):550-525-500-480-460- 440-415-400-380-230-208; USEC(V):24; ISEC(A):16,7; F(HZ):50...60; VECTOR GR./SHIELD WNG.:II0 /0; TA/ISOKL:40 /B; IP00; TYPE OF TERMINALS:SCREW/TAB CONNECTION; INSTALLATION:MOUNTING RAILS; EN 61558-2-2, -2-6 >UL/CSA-RECOGNIZED< >CONTROL CIRCUIT TRANSFORMER< >SAFETY ISOLATING TRANSFORMER< | - | 0 | 0
4AM4642-8DV00-0EA0 |  | 4AM4642-8DV00-0EA0 | 1 | UN | 1 | 20 | D | D | N | N | 85043180 | 1 | 4001869904955 | 6.16 | KG | 197.6 | 197.6 | CP22 | CP22 | TRANSFORMER SITAS; PHASES:1; PN/PN(S6)(KVA):0,4 /1,44; UPRI(V):550-525-500-480-460- 440-415-400-380-230-208; USEC(V):42; ISEC(A):9,52; F(HZ):50...60; VECTOR GR./SHIELD WNG.:II0 /0; TA/ISOKL:40 /B; IP00; TYPE OF TERMINALS:SCREW/TAB CONNECTION; INSTALLATION:SCREW; EN 61558-2-2, -2-6 >UL/CSA-RECOGNIZED< >CONTROL CIRCUIT TRANSFORMER< >SAFETY ISOLATING TRANSFORMER< | - | 0 | 0
4AM4642-8ED40-0FA0 |  | 4AM4642-8ED40-0FA0 | 1 | UN | 1 | 2 | A | D | N | N | 85043180 | 1 | 4001869905204 | 6.16 | KG | 208 | 208 | CP22 | CP22 | TRANSFORMER SITAS; PHASES:1; PN/PN(S6)(KVA):0,4 /1,44; UPRI(V):600-575-550-525-500- 480-460-440-415-400-240-230; USEC(V):2X115; ISEC(A):1,74-3,5; F(HZ):50...60; VECTOR GR./SHIELD WNG.:II0 /0; TA/ISOKL:40 /B; IP00; TYPE OF TERMINALS:SCREW/TAB CONNECTION; INSTALLATION:SCREW; EN 61558-2-1, -2-2, -2-4 >UL/CSA-RECOGNIZED< >CONTROL CIRCUIT TRANSFORMER< >ISOLATION TRANSFORMER< | - | 0 | 0
4AM4642-8ED40-0FB0 |  | 4AM4642-8ED40-0FB0 | 1 | UN | 1 | 20 | D | D | N | N | 85043180 | 1 | 4001869909455 | 6.16 | KG | 287.04 | 287.04 | CP22 | CP22 | TRANSFORMER SITAS; PHASES:1; PN/PN(S6)(KVA):0,4 /1,44; UPRI(V):600-575-550-525-500- 480-460-440-415-400-240-230; USEC(V):2X115; ISEC(A):2X1,74; F(HZ):50...60; VECTOR GR./SHIELD WNG.:II0 /0; TA/ISOKL:40 /B; IP00; TYPE OF TERMINALS:SCREW/TAB CONNECTION; INSTALLATION:MOUNTING RAILS; EN 61558-2-1, -2-2, -2-4 >UL/CSA-RECOGNIZED< >CONTROL CIRCUIT TRANSFORMER< >ISOLATION TRANSFORMER< | - | 0 | 9
4AM4642-8EN00-0EA0 |  | 4AM4642-8EN00-0EA0 | 1 | UN | 1 | 2 | A | D | N | N | 85043180 | 1 | 4001869905105 | 6.16 | KG | 197.6 | 197.6 | CP22 | CP22 | TRANSFORMER SITAS; PHASES:1; PN/PN(S6)(KVA):0,4 /1,44; UPRI(V):600-575-550-525-500- 480-460-440-415-400-240-230; USEC(V):24; ISEC(A):16,667; F(HZ):50...60; VECTOR GR./SHIELD WNG.:II0 /0; TA/ISOKL:40 /B; IP00; TYPE OF TERMINALS:SCREW/TAB CONNECTION; INSTALLATION:SCREW; EN 61558-2-2, -2-6 >UL/CSA-RECOGNIZED< >CONTROL CIRCUIT TRANSFORMER< >SAFETY ISOLATING TRANSFORMER< | - | 0 | 0
4AM4642-8EN00-0ED0 |  | 4AM4642-8EN00-0ED0 | 1 | UN | 1 | 20 | D | D | N | N | 85043180 | 1 | 4001869922201 | 11.1 | KG | 425.36 | 425.36 | CP22 | CP22 | TRANSFORMER SITAS; PHASES:1; PN/PN(S6)(KVA):0,3 /1,44; UPRI(V):600-575-550-525-500- 480-460-440-415-400-240-230; USEC(V):24; ISEC(A):12,50; F(HZ):50...60; VECTOR GR./SHIELD WNG.:II0 /0; TA/ISOKL:40 /B; IP54; TYPE OF TERMINALS:SCREW/TAB CONNECTION; INSTALLATION:SCREW; EN 61558-2-2, -2-6 >UL/CSA-RECOGNIZED< >CONTROL CIRCUIT TRANSFORMER< >SAFETY ISOLATING TRANSFORMER< | - | 0 | 9
4AM4642-8EV00-0EA0 |  | 4AM4642-8EV00-0EA0 | 1 | UN | 1 | 20 | D | D | N | N | 85043180 | 1 | 4001869905389 | 6.16 | KG | 256.88 | 256.88 | CP22 | CP22 | TRANSFORMER SITAS; PHASES:1; PN/PN(S6)(KVA):0,4 /1,44; UPRI(V):600-575-550-525-500- 480-460-440-415-400-240-230; USEC(V):42; ISEC(A):9,52; F(HZ):50...60; VECTOR GR./SHIELD WNG.:II0 /0; TA/ISOKL:40 /B; IP00; TYPE OF TERMINALS:SCREW/TAB CONNECTION; INSTALLATION:SCREW; EN 61558-2-1, -2-2, -2-6 >UL/CSA-RECOGNIZED< >CONTROL CIRCUIT TRANSFORMER< >SAFETY ISOLATING TRANSFORMER< | - | 0 | 9
4AM4642-8JD40-0FA0 |  | 4AM4642-8JD40-0FA0 | 1 | UN | 1 | 2 | A | D | N | N | 85043180 | 1 | 4001869902746 | 6.16 | KG | 183.04 | 183.04 | CP22 | CP22 | TRANSFORMER SITAS; PHASES:1; PN/PN(S6)(KVA):0,4 /1,44; UPRI(V):400-230+/-15; USEC(V):2X115; ISEC(A):1,74-3,48; F(HZ):50...60; VECTOR GR./SHIELD WNG.:II0 /0; TA/ISOKL:40 /B; IP00; TYPE OF TERMINALS:SCREW/TAB CONNECTION; INSTALLATION:SCREW; EN 61558-2-1, -2-2, -2-4 >UL/CSA-RECOGNIZED< >CONTROL CIRCUIT TRANSFORMER< >ISOLATION TRANSFORMER< | - | 0 | 0
4AM4642-8JD40-0FA1 |  | 4AM4642-8JD40-0FA1 | 1 | UN | 1 | 20 | D | D | N | N | 85043180 | 1 | 4001869907048 | 6.16 | KG | 194.48 | 194.48 | CP22 | CP22 | TRANSFORMER SITAS; PHASES:1; PN/PN(S6)(KVA):0,4 /1,44; UPRI(V):400-230+/-15; USEC(V):2X115; ISEC(A):2X1,74; F(HZ):50...60; VECTOR GR./SHIELD WNG.:II0 /0; TA/ISOKL:40 /B; IP00; TYPE OF TERMINALS:CAGE-CLAMP; INSTALLATION:SCREW; EN 61558-2-1, -2-2, -2-4 >UL/CSA-RECOGNIZED< >CONTROL CIRCUIT TRANSFORMER< >ISOLATION TRANSFORMER< | - | 0 | 0
4AM4642-8JD40-0FC0 |  | 4AM4642-8JD40-0FC0 | 1 | UN | 1 | 20 | D | D | N | N | 85043180 | 1 | 4001869912394 | 11.1 | KG | 373.36 | 373.36 | CP22 | CP22 | TRANSFORMER SITAS; PHASES:1; PN/PN(S6)(KVA):0,34 /1,44; UPRI(V):400-230+/-15; USEC(V):2X115; ISEC(A):2X1,48; F(HZ):50...60; VECTOR GR./SHIELD WNG.:II0 /0; TA/ISOKL:40 /B; IP23; TYPE OF TERMINALS:SCREW/TAB CONNECTION; INSTALLATION:SCREW; EN 61558-2-1, -2-2, -2-4 >UL/CSA-RECOGNIZED< >CONTROL CIRCUIT TRANSFORMER< >ISOLATION TRANSFORMER< | - | 0 | 7
4AM4642-8JN00-0EA0 |  | 4AM4642-8JN00-0EA0 | 1 | UN | 1 | 20 | D | D | N | N | 85043180 | 1 | 4001869902647 | 6.16 | KG | 169.52 | 169.52 | CP22 | CP22 | TRANSFORMER SITAS; PHASES:1; PN/PN(S6)(KVA):0,4 /1,44; UPRI(V):400-230+/-15; USEC(V):24; ISEC(A):16,667; F(HZ):50...60; VECTOR GR./SHIELD WNG.:II0 /0; TA/ISOKL:40 /B; IP00; TYPE OF TERMINALS:SCREW/TAB CONNECTION; INSTALLATION:SCREW; EN 61558-2-2, -2-6 >UL/CSA-RECOGNIZED< >CONTROL CIRCUIT TRANSFORMER< >SAFETY ISOLATING TRANSFORMER< | - | 0 | 0
4AM4642-8JN00-0EB0 |  | 4AM4642-8JN00-0EB0 | 1 | UN | 1 | 20 | D | D | N | N | 85043180 | 1 | 4001869908823 | 6.16 | KG | 183.04 | 183.04 | CP22 | CP22 | TRANSFORMER SITAS; PHASES:1; PN/PN(S6)(KVA):0,4 /1,44; UPRI(V):400-230+/-15; USEC(V):24; ISEC(A):16,667; F(HZ):50...60; VECTOR GR./SHIELD WNG.:II0 /0; TA/ISOKL:40 /B; IP00; TYPE OF TERMINALS:SCREW/TAB CONNECTION; INSTALLATION:MOUNTING RAILS; EN 61558-2-2, -2-6 >UL/CSA-RECOGNIZED< >CONTROL CIRCUIT TRANSFORMER< >SAFETY ISOLATING TRANSFORMER< | - | 0 | 0
4AM4642-8MB40-0FA0 |  | 4AM4642-8MB40-0FA0 | 1 | UN | 1 | 20 | D | D | N | N | 85043180 | 1 | 4019169940832 | 6.16 | KG | 183.04 | 183.04 | CP22 | CP22 | TRANSFORMER SITAS; PHASES:1; PN/PN(S6)(KVA):0,4 /1,44; UPRI(V):440-400-230; USEC(V):48(2X24); ISEC(A):8,33-16,7; F(HZ):50...60; VECTOR GR./SHIELD WNG.:IIII0 /0; TA/ISOKL:40 /B; IP00; TYPE OF TERMINALS:SCREW/TAB CONNECTION; INSTALLATION:SCREW; EN 61558-2-1, -2-2, -2-4 >UL/CSA-RECOGNIZED< >CONTROL CIRCUIT TRANSFORMER< | - | 0 | 7
4AM4642-8MD40-0FA0 |  | 4AM4642-8MD40-0FA0 | 1 | UN | 1 | 2 | A | D | N | N | 85043180 | 1 | 4019169940689 | 6.16 | KG | 183.04 | 183.04 | CP22 | CP22 | TRANSFORMER SITAS; PHASES:1; PN/PN(S6)(KVA):0,4 /1,44; UPRI(V):440-400-230; USEC(V):230(2X115); ISEC(A):1,74-3,48; F(HZ):50...60; VECTOR GR./SHIELD WNG.:IIII0 /0; TA/ISOKL:40 /B; IP00; TYPE OF TERMINALS:SCREW/TAB CONNECTION; INSTALLATION:SCREW; EN 61558-2-1, -2-2, -2-4 >UL/CSA-RECOGNIZED< >CONTROL CIRCUIT TRANSFORMER< >ISOLATION TRANSFORMER< | - | 0 | 7
4AM4691-0AA20-1N |  | 4AM4691-0AA20-1N | 1 | UN | 1 | 20 | D | D | N | N | 85043180 | 1 | 4001869977102 | 5.06 | KG | 268.32 | 268.32 | CP22 | CP22 | TRANSFORMATOR F. MED-RAEUME; PHASES:1; PN(KVA):248; UPRI(V):208; IPRI(A):1,37; USEC(V):32(5,0A);22(2,0A); 22(2,0A); ISEC(A):5-2-2; F(HZ):50...60; VECTOR GR./SHIELD WNG.:IIII0 /1; TA/ISOKL:50 /B; IP00; TYPE OF TERMINALS:SCREW CONNECTION; INSTALLATION:SCREW; EN 60601-1 | - | 0 | 9
4AM4696-0FC60-0NA0 |  | 4AM4696-0FC60-0NA0 | 1 | UN | 1 | 20 | D | D | N | N | 85043180 | 1 | 4025515562962 | 6.06 | KG | 320.32 | 320.32 | CP22 | CP22 | CONVERTER; PHASES:1; UPRI(V):20 / 1,0A; USEC(V):10,7 / 1,875A; ISEC(A):1,875; F(HZ):50...60; VECTOR GR./SHIELD WNG.:II0 /0; TA/ISOKL:40 /B; IP00; TYPE OF TERMINALS:SCREW/TAB CONNECTION; INSTALLATION:SCREW; EN 61558-2-1; N>20; CL 1 >MAINS TRANSFORMER< >UL/CSA-RECOGNIZED< | - | 0 | 9
4AM4841-8BD40-0CN2 |  | 4AM4841-8BD40-0CN2 | 1 | UN | 1 | 2 | A | D | N | N | 85043180 | 1 |  | 7.16 | KG | 241.28 | 241.28 | CP22 | CP22 | CONTROL CIRCUIT TRANSFORMER; PHASES:1; PN/PN(S6)(KVA):0,5 /2; UPRI(V):575-550-525-500- 480-460 -440-415-400-380-230-220-200- 190; USEC(V):230(2X115); ISEC(A):2,17 ; 4,34; F(HZ):50...60; VECTOR GR./SHIELD WNG.:IIII0 /0; TA/ISOKL:40 /B; IP00; TYPE OF TERMINALS:SCREW/TAB CONNECTION; INSTALLATION:SCREW; EN 61558-2-2 >MAINS TRANSFORMER< >UL/CSA-RECOGNIZED< >CONTROL CIRCUIT TRANSFORMER< | - | 0 | 7
4AM4842-1JJ10-0FA0 |  | 4AM4842-1JJ10-0FA0 | 1 | UN | 1 | 20 | D | D | N | N | 85043180 | 1 | 4025515560180 | 7.24 | KG | 192.4 | 192.4 | CP22 | CP22 | TRANSFORMER SITAS; PHASES:1; PN/PN(S6)(KVA):0,5 /2,02; UPRI(V):110; USEC(V):110; ISEC(A):4,545; F(HZ):50...60; VECTOR GR./SHIELD WNG.:II0 /0; TA/ISOKL:40 /B; IP00; TYPE OF TERMINALS:SCREW/TAB CONNECTION; INSTALLATION:SCREW; EN 61558-2-2, -2-4 >UL/CSA-RECOGNIZED< >CONTROL CIRCUIT TRANSFORMER< >ISOLATION TRANSFORMER< | - | 0 | 7
4AM4842-4TJ10-0FA0 |  | 4AM4842-4TJ10-0FA0 | 1 | UN | 1 | 2 | A | D | N | N | 85043180 | 1 | 4001869900988 | 7.36 | KG | 183.04 | 183.04 | CP22 | CP22 | TRANSFORMER SITAS; PHASES:1; PN/PN(S6)(KVA):0,5 /2; UPRI(V):230+/-5%; USEC(V):110; ISEC(A):4,55; F(HZ):50...60; VECTOR GR./SHIELD WNG.:II0 /0; TA/ISOKL:40 /B; IP00; TYPE OF TERMINALS:SCREW/TAB CONNECTION; INSTALLATION:SCREW; EN 61558-2-1, -2-2, -2-4 >UL/CSA-RECOGNIZED< >CONTROL CIRCUIT TRANSFORMER< >ISOLATION TRANSFORMER< | - | 0 | 0
4AM4842-4TJ10-0FB0 |  | 4AM4842-4TJ10-0FB0 | 1 | UN | 1 | 20 | D | D | N | N | 85043180 | 1 | 4001869908397 | 7.36 | KG | 195.52 | 195.52 | CP22 | CP22 | TRANSFORMER SITAS; PHASES:1; PN/PN(S6)(KVA):0,5 /2; UPRI(V):230+/-5%; USEC(V):110; ISEC(A):4,55; F(HZ):50...60; VECTOR GR./SHIELD WNG.:II0 /0; TA/ISOKL:40 /B; IP00; TYPE OF TERMINALS:SCREW/TAB CONNECTION; INSTALLATION:MOUNTING RAILS; EN 61558-2-1, -2-2, -2-4 >UL/CSA-RECOGNIZED< >CONTROL CIRCUIT TRANSFORMER< >ISOLATION TRANSFORMER< | - | 0 | 7
4AM4842-4TJ10-0FC0 |  | 4AM4842-4TJ10-0FC0 | 1 | UN | 1 | 20 | D | D | N | N | 85043180 | 1 | 4001869910635 | 12.3 | KG | 388.96 | 388.96 | CP22 | CP22 | TRANSFORMER SITAS; PHASES:1; PN/PN(S6)(KVA):0,425 /2; UPRI(V):230+/-5%; USEC(V):110; ISEC(A):3,86; F(HZ):50...60; VECTOR GR./SHIELD WNG.:II0 /0; TA/ISOKL:40 /B; IP23; TYPE OF TERMINALS:SCREW/TAB CONNECTION; INSTALLATION:SCREW; EN 61558-2-1, -2-2, -2-4 >UL/CSA-RECOGNIZED< >CONTROL CIRCUIT TRANSFORMER< >ISOLATION TRANSFORMER< | - | 0 | 7
4AM4842-4TN00-0EA0 |  | 4AM4842-4TN00-0EA0 | 1 | UN | 1 | 2 | A | D | N | N | 85043180 | 1 | 4001869901381 | 7.36 | KG | 183.04 | 183.04 | CP22 | CP22 | TRANSFORMER SITAS; PHASES:1; PN/PN(S6)(KVA):0,5 /2; UPRI(V):230+/-5%; USEC(V):24; ISEC(A):20,8; F(HZ):50...60; VECTOR GR./SHIELD WNG.:II0 /0; TA/ISOKL:40 /B; IP00; TYPE OF TERMINALS:SCREW/TAB CONNECTION; INSTALLATION:SCREW; EN 61558-2-2, -2-6 >UL/CSA-RECOGNIZED< >CONTROL CIRCUIT TRANSFORMER< >SAFETY ISOLATING TRANSFORMER< | - | 0 | 0
4AM4842-4TN00-0EB0 |  | 4AM4842-4TN00-0EB0 | 1 | UN | 1 | 20 | D | D | N | N | 85043180 | 1 | 4001869908496 | 7.36 | KG | 195.52 | 195.52 | CP22 | CP22 | TRANSFORMER SITAS; PHASES:1; PN/PN(S6)(KVA):0,5 /2; UPRI(V):230+/-5%; USEC(V):24; ISEC(A):20,8; F(HZ):50...60; VECTOR GR./SHIELD WNG.:II0 /0; TA/ISOKL:40 /B; IP00; TYPE OF TERMINALS:SCREW/TAB CONNECTION; INSTALLATION:MOUNTING RAILS; EN 61558-2-2, -2-6 >UL/CSA-RECOGNIZED< >CONTROL CIRCUIT TRANSFORMER< >SAFETY ISOLATING TRANSFORMER< | - | 0 | 0
4AM4842-4TT10-0FA0 |  | 4AM4842-4TT10-0FA0 | 1 | UN | 1 | 2 | A | D | N | N | 85043180 | 1 | 4001869901183 | 7.36 | KG | 183.04 | 183.04 | CP22 | CP22 | TRANSFORMER SITAS; PHASES:1; PN/PN(S6)(KVA):0,5 /2; UPRI(V):230+/-5%; USEC(V):230; ISEC(A):2,17; F(HZ):50...60; VECTOR GR./SHIELD WNG.:II0 /0; TA/ISOKL:40 /B; IP00; TYPE OF TERMINALS:SCREW/TAB CONNECTION; INSTALLATION:SCREW; EN 61558-2-1, -2-2, -2-4 >UL/CSA-RECOGNIZED< >CONTROL CIRCUIT TRANSFORMER< >ISOLATION TRANSFORMER< | - | 0 | 0
4AM4842-4TT10-0FB0 |  | 4AM4842-4TT10-0FB0 | 1 | UN | 1 | 20 | D | D | N | N | 85043180 | 1 | 4001869908441 | 7.36 | KG | 195.52 | 195.52 | CP22 | CP22 | TRANSFORMER SITAS; PHASES:1; PN/PN(S6)(KVA):0,5 /2; UPRI(V):230+/-5%; USEC(V):230; ISEC(A):2,17; F(HZ):50...60; VECTOR GR./SHIELD WNG.:II0 /0; TA/ISOKL:40 /B; IP00; TYPE OF TERMINALS:SCREW/TAB CONNECTION; INSTALLATION:MOUNTING RAILS; EN 61558-2-1, -2-2, -2-4 >UL/CSA-RECOGNIZED< >CONTROL CIRCUIT TRANSFORMER< >ISOLATION TRANSFORMER< | - | 0 | 7
4AM4842-4TT10-0FC0 |  | 4AM4842-4TT10-0FC0 | 1 | UN | 1 | 20 | D | D | N | N | 85043180 | 1 | 4001869910833 | 12.3 | KG | 373.36 | 373.36 | CP22 | CP22 | TRANSFORMER SITAS; PHASES:1; PN/PN(S6)(KVA):0,425 /2; UPRI(V):230+/-5%; USEC(V):230; ISEC(A):1,848; F(HZ):50...60; VECTOR GR./SHIELD WNG.:II0 /0; TA/ISOKL:40 /B; IP23; TYPE OF TERMINALS:SCREW/TAB CONNECTION; INSTALLATION:SCREW; EN 61558-2-1, -2-2, -2-4 >UL/CSA-RECOGNIZED< >CONTROL CIRCUIT TRANSFORMER< >ISOLATION TRANSFORMER< | - | 0 | 7
4AM4842-4TV00-0EA0 |  | 4AM4842-4TV00-0EA0 | 1 | UN | 1 | 20 | D | D | N | N | 85043180 | 1 | 4001869901688 | 7.36 | KG | 183.04 | 183.04 | CP22 | CP22 | TRANSFORMER SITAS; PHASES:1; PN/PN(S6)(KVA):0,5 /2; UPRI(V):230+/-5%; USEC(V):42; ISEC(A):11,9; F(HZ):50...60; VECTOR GR./SHIELD WNG.:II0 /0; TA/ISOKL:40 /B; IP00; TYPE OF TERMINALS:SCREW/TAB CONNECTION; INSTALLATION:SCREW; EN 61558-2-2, -2-6 >UL/CSA-RECOGNIZED< >CONTROL CIRCUIT TRANSFORMER< >SAFETY ISOLATING TRANSFORMER< | - | 0 | 0
4AM4842-4TV00-0EB0 |  | 4AM4842-4TV00-0EB0 | 1 | UN | 1 | 20 | D | D | N | N | 85043180 | 1 | 4001869908571 | 7.36 | KG | 195.52 | 195.52 | CP22 | CP22 | TRANSFORMER SITAS; PHASES:1; PN/PN(S6)(KVA):0,5 /2; UPRI(V):230+/-5%; USEC(V):42; ISEC(A):11,9; F(HZ):50...60; VECTOR GR./SHIELD WNG.:II0 /0; TA/ISOKL:40 /B; IP00; TYPE OF TERMINALS:SCREW/TAB CONNECTION; INSTALLATION:MOUNTING RAILS; EN 61558-2-2, -2-6 >UL/CSA-RECOGNIZED< >CONTROL CIRCUIT TRANSFORMER< >SAFETY ISOLATING TRANSFORMER< | - | 0 | 0
4AM4842-5AD40-0FA0 |  | 4AM4842-5AD40-0FA0 | 1 | UN | 1 | 20 | D | D | N | N | 85043180 | 1 | 4001869902302 | 7.36 | KG | 187.2 | 187.2 | CP22 | CP22 | TRANSFORMER SITAS; PHASES:1; PN/PN(S6)(KVA):0,5 /2; UPRI(V):400+/-5%; USEC(V):2 X 115; ISEC(A):2,17-4,34; F(HZ):50...60; VECTOR GR./SHIELD WNG.:III0 /0; TA/ISOKL:40 /B; IP00; TYPE OF TERMINALS:SCREW/TAB CONNECTION; INSTALLATION:SCREW; EN 61558-2-1, -2-2, -2-4 >UL/CSA-RECOGNIZED< >CONTROL CIRCUIT TRANSFORMER< >ISOLATION TRANSFORMER< | - | 0 | 0
4AM4842-5AJ10-0FA0 |  | 4AM4842-5AJ10-0FA0 | 1 | UN | 1 | 2 | A | D | N | N | 85043180 | 1 | 4001869901800 | 7.36 | KG | 183.04 | 183.04 | CP22 | CP22 | TRANSFORMER SITAS; PHASES:1; PN/PN(S6)(KVA):0,5 /2; UPRI(V):400+/-5%; USEC(V):110; ISEC(A):4,55; F(HZ):50...60; VECTOR GR./SHIELD WNG.:II0 /0; TA/ISOKL:40 /B; IP00; TYPE OF TERMINALS:SCREW/TAB CONNECTION; INSTALLATION:SCREW; EN 61558-2-1, -2-2, -2-4 >UL/CSA-RECOGNIZED< >CONTROL CIRCUIT TRANSFORMER< >ISOLATION TRANSFORMER< | - | 0 | 0
4AM4842-5AJ10-0FB0 |  | 4AM4842-5AJ10-0FB0 | 1 | UN | 1 | 20 | D | D | N | N | 85043180 | 1 | 4001869908625 | 7.36 | KG | 195.52 | 195.52 | CP22 | CP22 | TRANSFORMER SITAS; PHASES:1; PN/PN(S6)(KVA):0,5 /2; UPRI(V):400+/-5%; USEC(V):110; ISEC(A):4,545; F(HZ):50...60; VECTOR GR./SHIELD WNG.:II0 /0; TA/ISOKL:40 /B; IP00; TYPE OF TERMINALS:SCREW/TAB CONNECTION; INSTALLATION:SCREWS/MOUNTING RAILS; EN 61558-2-1, -2-2, -2-4 >UL/CSA-RECOGNIZED< >CONTROL CIRCUIT TRANSFORMER< >ISOLATION TRANSFORMER< | - | 0 | 7
4AM4842-5AN00-0EA0 |  | 4AM4842-5AN00-0EA0 | 1 | UN | 1 | 2 | A | D | N | N | 85043180 | 1 | 4001869902203 | 7.36 | KG | 183.04 | 183.04 | CP22 | CP22 | TRANSFORMER SITAS; PHASES:1; PN/PN(S6)(KVA):0,5 /2; UPRI(V):400+/-5%; USEC(V):24; ISEC(A):20,8; F(HZ):50...60; VECTOR GR./SHIELD WNG.:II0 /0; TA/ISOKL:40 /B; IP00; TYPE OF TERMINALS:SCREW/TAB CONNECTION; INSTALLATION:SCREW; EN 61558-2-2, -2-6 >UL/CSA-RECOGNIZED< >CONTROL CIRCUIT TRANSFORMER< >SAFETY ISOLATING TRANSFORMER< | - | 0 | 0
4AM4842-5AN00-0EA1 |  | 4AM4842-5AN00-0EA1 | 1 | UN | 1 | 20 | D | D | N | N | 85043180 | 1 | 4001869906829 | 7.36 | KG | 241.28 | 241.28 | CP22 | CP22 | TRANSFORMER SITAS; PHASES:1; PN/PN(S6)(KVA):0,5 /2; UPRI(V):400+/-5%; USEC(V):24; ISEC(A):20,8; F(HZ):50...60; VECTOR GR./SHIELD WNG.:II0 /0; TA/ISOKL:40 /B; IP00; TYPE OF TERMINALS:CAGE-CLAMP; INSTALLATION:SCREW; EN 61558-2-2, -2-6 >UL/CSA-RECOGNIZED< >CONTROL CIRCUIT TRANSFORMER< >SAFETY ISOLATING TRANSFORMER< | - | 0 | 7
4AM4842-5AN00-0EB0 |  | 4AM4842-5AN00-0EB0 | 1 | UN | 1 | 20 | D | D | N | N | 85043180 | 1 | 4001869908724 | 7.36 | KG | 195.52 | 195.52 | CP22 | CP22 | TRANSFORMER SITAS; PHASES:1; PN/PN(S6)(KVA):0,5 /2; UPRI(V):400+/-5%; USEC(V):24; ISEC(A):20,8; F(HZ):50...60; VECTOR GR./SHIELD WNG.:II0 /0; TA/ISOKL:40 /B; IP00; TYPE OF TERMINALS:SCREW/TAB CONNECTION; INSTALLATION:MOUNTING RAILS; EN 61558-2-2, -2-6 >UL/CSA-RECOGNIZED< >CONTROL CIRCUIT TRANSFORMER< >SAFETY ISOLATING TRANSFORMER< | - | 0 | 0
4AM4842-5AT10-0FA0 |  | 4AM4842-5AT10-0FA0 | 1 | UN | 1 | 2 | A | D | N | N | 85043180 | 1 | 4001869902005 | 7.36 | KG | 183.04 | 183.04 | CP22 | CP22 | TRANSFORMER SITAS; PHASES:1; PN/PN(S6)(KVA):0,5 /2; UPRI(V):400+/-5%; USEC(V):230; ISEC(A):2,17; F(HZ):50...60; VECTOR GR./SHIELD WNG.:II0 /0; TA/ISOKL:40 /B; IP00; TYPE OF TERMINALS:SCREW/TAB CONNECTION; INSTALLATION:SCREW; EN 61558-2-1, -2-2, -2-4 >UL/CSA-RECOGNIZED< >CONTROL CIRCUIT TRANSFORMER< >ISOLATION TRANSFORMER< | - | 0 | 0
4AM4842-5AT10-0FA1 |  | 4AM4842-5AT10-0FA1 | 1 | UN | 1 | 20 | D | D | N | N | 85043180 | 1 | 4001869906676 | 7.36 | KG | 194.48 | 194.48 | CP22 | CP22 | TRANSFORMER SITAS; PHASES:1; PN/PN(S6)(KVA):0,5/2 UPRI(V):400+/-5%; USEC(V):230; ISEC(A):2,17; F(HZ):50...60; VECTOR GR./SHIELD WNG.:II0 /0; TA/ISOKL:40 /B; IP00; TYPE OF TERMINALS:CAGE-CLAMP; INSTALLATION:SCREW; EN 61558-2-1, -2-2, -2-4 >UL/CSA-RECOGNIZED<(><<)> >CONT CIRCUIT TRANSFORMER<(><<)> >ISOLATION TRANSFORMER<(><<)> | - | 0 | 0
4AM4842-5AT10-0FB0 |  | 4AM4842-5AT10-0FB0 | 1 | UN | 1 | 20 | D | D | N | N | 85043180 | 1 | 4001869908670 | 7.36 | KG | 195.52 | 195.52 | CP22 | CP22 | TRANSFORMER SITAS; PHASES:1; PN/PN(S6)(KVA):0,5 /2; UPRI(V):400+/-5%; USEC(V):230; ISEC(A):2,17; F(HZ):50...60; VECTOR GR./SHIELD WNG.:II0 /0; TA/ISOKL:40 /B; IP00; TYPE OF TERMINALS:SCREW/TAB CONNECTION; INSTALLATION:MOUNTING RAILS; EN 61558-2-1, -2-2, -2-4 >UL/CSA-RECOGNIZED< >CONTROL CIRCUIT TRANSFORMER< >ISOLATION TRANSFORMER< | - | 0 | 7
4AM4842-5AT10-0FB1 |  | 4AM4842-5AT10-0FB1 | 1 | UN | 1 | 20 | D | D | N | N | 85043180 | 1 | 4001869909899 | 7.36 | KG | 210.08 | 210.08 | CP22 | CP22 | TRANSFORMER SITAS; PHASES:1; PN/PN(S6)(KVA):0,5 /2; UPRI(V):400+/-5%; USEC(V):230; ISEC(A):2,174; F(HZ):50...60; VECTOR GR./SHIELD WNG.:II0 /0; TA/ISOKL:40 /B; IP00; TYPE OF TERMINALS:CAGE-CLAMP; INSTALLATION:MOUNTING RAILS; EN 61558-2-1, -2-2, -2-4 >UL/CSA-RECOGNIZED< >CONTROL CIRCUIT TRANSFORMER< >ISOLATION TRANSFORMER< | - | 0 | 0
4AM4842-5AT10-0FC0 |  | 4AM4842-5AT10-0FC0 | 1 | UN | 1 | 20 | D | D | N | N | 85043180 | 1 | 4001869911656 | 12.3 | KG | 299.52 | 299.52 | CP22 | CP22 | TRANSFORMER SITAS; PHASES:1; PN/PN(S6)(KVA):0,425 /2; UPRI(V):400+/-5%; USEC(V):230; ISEC(A):1,83; F(HZ):50...60; VECTOR GR./SHIELD WNG.:II0 /0; TA/ISOKL:40 /B; IP23; TYPE OF TERMINALS:SCREW/TAB CONNECTION; INSTALLATION:SCREW; EN 61558-2-1, -2-2, -2-4 >UL/CSA-RECOGNIZED< >CONTROL CIRCUIT TRANSFORMER< >ISOLATION TRANSFORMER< | - | 0 | 0
4AM4842-5AV00-0EA0 |  | 4AM4842-5AV00-0EA0 | 1 | UN | 1 | 20 | D | D | N | N | 85043180 | 1 | 4001869902500 | 7.36 | KG | 183.04 | 183.04 | CP22 | CP22 | TRANSFORMER SITAS; PHASES:1; PN/PN(S6)(KVA):0,5 /2; UPRI(V):400+/-5%; USEC(V):42; ISEC(A):11,9; F(HZ):50...60; VECTOR GR./SHIELD WNG.:II0 /0; TA/ISOKL:40 /B; IP00; TYPE OF TERMINALS:SCREW/TAB CONNECTION; INSTALLATION:SCREW; EN 61558-2-2, -2-6 >UL/CSA-RECOGNIZED< >CONTROL CIRCUIT TRANSFORMER< >SAFETY ISOLATING TRANSFORMER< | - | 0 | 0
4AM4842-5CJ10-0FA0 |  | 4AM4842-5CJ10-0FA0 | 1 | UN | 1 | 20 | D | D | N | N | 85043180 | 1 | 4001869903057 | 7.36 | KG | 183.04 | 183.04 | CP22 | CP22 | TRANSFORMER SITAS; PHASES:1; PN/PN(S6)(KVA):0,5 /2; UPRI(V):440+/-5%; USEC(V):110; ISEC(A):4,545; F(HZ):50...60; VECTOR GR./SHIELD WNG.:II0 /0; TA/ISOKL:40 /B; IP00; TYPE OF TERMINALS:SCREW/TAB CONNECTION; INSTALLATION:SCREW; EN 61558-2-1, -2-2, -2-4 >UL/CSA-RECOGNIZED< >CONTROL CIRCUIT TRANSFORMER< >ISOLATION TRANSFORMER< | - | 0 | 0
4AM4842-5CN00-0EA0 |  | 4AM4842-5CN00-0EA0 | 1 | UN | 1 | 20 | D | D | N | N | 85043180 | 1 | 4001869903439 | 7.36 | KG | 183.04 | 183.04 | CP22 | CP22 | TRANSFORMER SITAS; PHASES:1; PN/PN(S6)(KVA):0,5 /2; UPRI(V):440+/-5%; USEC(V):24; ISEC(A):20,8; F(HZ):50...60; VECTOR GR./SHIELD WNG.:II0 /0; TA/ISOKL:40 /B; IP00; TYPE OF TERMINALS:SCREW/TAB CONNECTION; INSTALLATION:SCREW; EN 61558-2-2, -2-6 >UL/CSA-RECOGNIZED< >CONTROL CIRCUIT TRANSFORMER< >SAFETY ISOLATING TRANSFORMER< | - | 0 | 0
4AM4842-5CT10-0FA0 |  | 4AM4842-5CT10-0FA0 | 1 | UN | 1 | 2 | A | D | N | N | 85043180 | 1 | 4001869903231 | 7.36 | KG | 183.04 | 183.04 | CP22 | CP22 | TRANSFORMER SITAS; PHASES:1; PN/PN(S6)(KVA):0,5 /2; UPRI(V):440+/-5%; USEC(V):230; ISEC(A):2,17; F(HZ):50...60; VECTOR GR./SHIELD WNG.:II0 /0; TA/ISOKL:40 /B; IP00; TYPE OF TERMINALS:SCREW/TAB CONNECTION; INSTALLATION:SCREW; EN 61558-2-1, -2-2, -2-4 >UL/CSA-RECOGNIZED< >CONTROL CIRCUIT TRANSFORMER< >ISOLATION TRANSFORMER< | - | 0 | 0
4AM4842-5CT10-0FB0 |  | 4AM4842-5CT10-0FB0 | 1 | UN | 1 | 20 | D | D | N | N | 85043180 | 1 | 4001869908977 | 7.36 | KG | 195.52 | 195.52 | CP22 | CP22 | TRANSFORMER SITAS; PHASES:1; PN/PN(S6)(KVA):0,5 /2; UPRI(V):440+/-5%; USEC(V):230; ISEC(A):2,17; F(HZ):50...60; VECTOR GR./SHIELD WNG.:II0 /0; TA/ISOKL:40 /B; IP00; TYPE OF TERMINALS:SCREW/TAB CONNECTION; INSTALLATION:MOUNTING RAILS; EN 61558-2-1, -2-2, -2-4 >UL/CSA-RECOGNIZED< >CONTROL CIRCUIT TRANSFORMER< >ISOLATION TRANSFORMER< | - | 0 | 7
4AM4842-5CT10-0FC0 |  | 4AM4842-5CT10-0FC0 | 1 | UN | 1 | 20 | D | D | N | N | 85043180 | 1 | 4001869912882 | 12.3 | KG | 373.36 | 373.36 | CP22 | CP22 | TRANSFORMER SITAS; PHASES:1; PN/PN(S6)(KVA):0,425 /2; UPRI(V):440+/-5%; USEC(V):230; ISEC(A):1,85; F(HZ):50...60; VECTOR GR./SHIELD WNG.:II0 /0; TA/ISOKL:40 /B; IP23; TYPE OF TERMINALS:SCREW/TAB CONNECTION; INSTALLATION:SCREW; EN 61558-2-1, -2-2, -2-4 >UL/CSA-RECOGNIZED< >CONTROL CIRCUIT TRANSFORMER< >ISOLATION TRANSFORMER< | - | 0 | 7
4AM4842-5FD40-0FA0 |  | 4AM4842-5FD40-0FA0 | 1 | UN | 1 | 20 | D | D | N | N | 85043180 | 1 | 4001869904337 | 7.36 | KG | 244.4 | 244.4 | CP22 | CP22 | TRANSFORMER SITAS; PHASES:1; PN/PN(S6)(KVA):0,5 /2; UPRI(V):500+/-5%; USEC(V):230-115 (2X115); ISEC(A):2,174-4,348; F(HZ):50...60; VECTOR GR./SHIELD WNG.:II0 /0; TA/ISOKL:40 /B; IP00; TYPE OF TERMINALS:SCREW/TAB CONNECTION; INSTALLATION:SCREW; EN 61558-2-1, -2-2, -2-4 >UL/CSA-RECOGNIZED< >CONTROL CIRCUIT TRANSFORMER< >ISOLATION TRANSFORMER< | - | 0 | 9
4AM4842-5FT10-0FA0 |  | 4AM4842-5FT10-0FA0 | 1 | UN | 1 | 2 | A | D | N | N | 85043180 | 1 | 4001869904030 | 7.36 | KG | 183.04 | 183.04 | CP22 | CP22 | TRANSFORMER SITAS; PHASES:1; PN/PN(S6)(KVA):0,5 /2; UPRI(V):500+/-5%; USEC(V):230; ISEC(A):2,17; F(HZ):50...60; VECTOR GR./SHIELD WNG.:II0 /0; TA/ISOKL:40 /B; IP00; TYPE OF TERMINALS:SCREW/TAB CONNECTION; INSTALLATION:SCREW; EN 61558-2-1, -2-2, -2-4 >UL/CSA-RECOGNIZED< >CONTROL CIRCUIT TRANSFORMER< >ISOLATION TRANSFORMER< | - | 0 | 0
4AM4842-5FT10-0FB0 |  | 4AM4842-5FT10-0FB0 | 1 | UN | 1 | 20 | D | D | N | N | 85043180 | 1 | 4001869909189 | 7.36 | KG | 195.52 | 195.52 | CP22 | CP22 | TRANSFORMER SITAS; PHASES:1; PN/PN(S6)(KVA):0,5 /2; UPRI(V):500+/-5%; USEC(V):230; ISEC(A):2,17; F(HZ):50...60; VECTOR GR./SHIELD WNG.:II0 /0; TA/ISOKL:40 /B; IP00; TYPE OF TERMINALS:SCREW/TAB CONNECTION; INSTALLATION:MOUNTING RAILS; EN 61558-2-1, -2-2, -2-4 >UL/CSA-RECOGNIZED< >CONTROL CIRCUIT TRANSFORMER< >ISOLATION TRANSFORMER< | - | 0 | 7
4AM4842-5LT10-0FA0 |  | 4AM4842-5LT10-0FA0 | 1 | UN | 1 | 20 | D | D | N | N | 85043180 | 1 | 4001869905518 | 7.36 | KG | 183.04 | 183.04 | CP22 | CP22 | TRANSFORMER SITAS; PHASES:1; PN/PN(S6)(KVA):0,5 /2; UPRI(V):660+/-5%; USEC(V):230; ISEC(A):2,174; F(HZ):50...60; VECTOR GR./SHIELD WNG.:II0 /0; TA/ISOKL:40 /B; IP00; TYPE OF TERMINALS:SCREW/TAB CONNECTION; INSTALLATION:SCREW; EN 61558-2-1, -2-2, -2-4 >CONTROL CIRCUIT TRANSFORMER< >ISOLATION TRANSFORMER< | - | 0 | 0
4AM4842-5MT10-0FA0 |  | 4AM4842-5MT10-0FA0 | 1 | UN | 1 | 20 | D | D | N | N | 85043180 | 1 | 4001869905662 | 7.36 | KG | 183.04 | 183.04 | CP22 | CP22 | TRANSFORMER SITAS; PHASES:1; PN/PN(S6)(KVA):0,5 /2; UPRI(V):690+/-5%; USEC(V):230; ISEC(A):2,17; F(HZ):50...60; VECTOR GR./SHIELD WNG.:II0 /0; TA/ISOKL:40 /B; IP00; TYPE OF TERMINALS:SCREW/TAB CONNECTION; INSTALLATION:SCREW; EN 61558-2-1, -2-2, -2-4 >CONTROL CIRCUIT TRANSFORMER< >ISOLATION TRANSFORMER< | - | 0 | 0
4AM4842-5MT10-0FA1 |  | 4AM4842-5MT10-0FA1 | 1 | UN | 1 | 20 | D | D | N | N | 85043180 | 1 | 4001869908281 | 7.36 | KG | 194.48 | 194.48 | CP22 | CP22 | TRANSFORMER SITAS; PHASES:1; PN/PN(S6)(KVA):0,5 /2; UPRI(V):690+/-5%; USEC(V):230; ISEC(A):2,17; F(HZ):50...60; VECTOR GR./SHIELD WNG.:II0 /0; TA/ISOKL:40 /B; IP00; TYPE OF TERMINALS:CAGE-CLAMP; INSTALLATION:SCREW; EN 61558-2-1, -2-2, -2-4 >CONTROL CIRCUIT TRANSFORMER< >ISOLATION TRANSFORMER< | - | 0 | 0
4AM4842-6AN00-0EA0 |  | 4AM4842-6AN00-0EA0 | 1 | UN | 1 | 20 | D | D | N | N | 85043180 | 1 | 4001869945187 | 7.44 | KG | 271.44 | 271.44 | CP22 | CP22 | TRANSFORMER SITAS; PHASES:1; PN/PN(S6)(KVA):0,5 /2; UPRI(V):400+/-10%; USEC(V):24; ISEC(A):20,8; F(HZ):50...60; VECTOR GR./SHIELD WNG.:II0 /0; TA/ISOKL:40 /B; IP00; TYPE OF TERMINALS:SCREW CONNECTION; INSTALLATION:SCREW; EN 61558-2-2, -2-6 >UL/CSA-RECOGNIZED< >CONTROL CIRCUIT TRANSFORMER< >SAFETY ISOLATING TRANSFORMER< | - | 0 | 7
4AM4842-8BB40-0EA0 |  | 4AM4842-8BB40-0EA0 | 1 | UN | 1 | 40 | X | D | N | N | 85043180 | 1 | 4001869964744 | 7.05 | KG | 295.36 | 295.36 | CP22 | CP22 | CONTROL CIRCUIT TRANSFORMER; PHASES:1; PN/PN(S6)(KVA):0,5 /1,955; UPRI(V):575-550-525-500-480- 460-440 -415-400-380-230-220-200-190; USEC(V):48-2X24; ISEC(A):10,4-20,8; F(HZ):50...60; VECTOR GR./SHIELD WNG.:IIII0 /0; TA/ISOKL:40 /B; IP00; TYPE OF TERMINALS:SCREW/TAB CONNECTION; INSTALLATION:SCREW; EN 61558-2-1, -2-2 >UL/CSA-RECOGNIZED< >CONTROL CIRCUIT TRANSFORMER< | - | 0 | 7
4AM4842-8BD40-0FA1 |  | 4AM4842-8BD40-0FA1 | 1 | UN | 1 | 2 | A | D | N | N | 85043180 | 1 | 4001869964232 | 7.172 | KG | 277.68 | 277.68 | CP22 | CP22 | TRANSFORMER SITAS; PHASES:1; PN/PN(S6)(KVA):0,5 /2; UPRI(V):575-550-525-500-480- 460-440 -415-400-380-230-220-200-190; USEC(V):230-(2X115); ISEC(A):2,174 , 4,348; F(HZ):50...60; VECTOR GR./SHIELD WNG.:II0 /0; TA/ISOKL:40 /B; IP00; TYPE OF TERMINALS:CAGE-CLAMP; INSTALLATION:SCREW; EN 61558-2-1, -2-2, -2-4 >UL/CSA-RECOGNIZED< >CONTROL CIRCUIT TRANSFORMER< >ISOLATION TRANSFORMER< | - | 0 | 7
4AM4842-8DD40-0FA0 |  | 4AM4842-8DD40-0FA0 | 1 | UN | 1 | 2 | A | D | N | N | 85043180 | 1 | 4001869904788 | 7.6 | KG | 226.72 | 226.72 | CP22 | CP22 | TRANSFORMER SITAS; PHASES:1; PN/PN(S6)(KVA):0,5 /2; UPRI(V):550-525-500-480-460- 440-415-400-380-230-208; USEC(V):2X115; ISEC(A):2X2,17; F(HZ):50...60; VECTOR GR./SHIELD WNG.:II0 /0; TA/ISOKL:40 /B; IP00; TYPE OF TERMINALS:SCREW/TAB CONNECTION; INSTALLATION:SCREW; EN 61558-2-1, -2-2, -2-4 >UL/CSA-RECOGNIZED< >CONTROL CIRCUIT TRANSFORMER< >ISOLATION TRANSFORMER< | - | 0 | 0
4AM4842-8DD40-0FB0 |  | 4AM4842-8DD40-0FB0 | 1 | UN | 1 | 20 | D | D | N | N | 85043180 | 1 | 4001869909370 | 7.6 | KG | 239.2 | 239.2 | CP22 | CP22 | TRANSFORMER SITAS; PHASES:1; PN/PN(S6)(KVA):0,5 /2; UPRI(V):550-525-500-480-460- 440-415-400-380-230-208; USEC(V):2X115; ISEC(A):2X2,17; F(HZ):50...60; VECTOR GR./SHIELD WNG.:II0 /0; TA/ISOKL:40 /B; IP00; TYPE OF TERMINALS:SCREW/TAB CONNECTION; INSTALLATION:MOUNTING RAILS; EN 61558-2-1, -2-2, -2-4 >UL/CSA-RECOGNIZED< >CONTROL CIRCUIT TRANSFORMER< >ISOLATION TRANSFORMER< | - | 0 | 7
4AM4842-8DN00-0EA0 |  | 4AM4842-8DN00-0EA0 | 1 | UN | 1 | 2 | A | D | N | N | 85043180 | 1 | 4001869904689 | 7.6 | KG | 217.36 | 217.36 | CP22 | CP22 | TRANSFORMER SITAS; PHASES:1; PN/PN(S6)(KVA):0,5 /2; UPRI(V):550-525-500-480-460- 440-415-400-380-230-208; USEC(V):24; ISEC(A):20,833; F(HZ):50...60; VECTOR GR./SHIELD WNG.:II0 /0; TA/ISOKL:40 /B; IP00; TYPE OF TERMINALS:SCREW/TAB CONNECTION; INSTALLATION:SCREW; EN 61558-2-2, -2-6 >UL/CSA-RECOGNIZED< >CONTROL CIRCUIT TRANSFORMER< >SAFETY ISOLATING TRANSFORMER< | - | 0 | 0
4AM4842-8DV00-0EA0 |  | 4AM4842-8DV00-0EA0 | 1 | UN | 1 | 20 | D | D | N | N | 85043180 | 1 | 4001869904962 | 7.6 | KG | 281.84 | 281.84 | CP22 | CP22 | TRANSFORMER SITAS; PHASES:1; PN/PN(S6)(KVA):0,5 /2; UPRI(V):550-525-500-480-460- 440-415-400-380-230-208; USEC(V):42; ISEC(A):11,9; F(HZ):50...60; VECTOR GR./SHIELD WNG.:II0 /0; TA/ISOKL:40 /B; IP00; TYPE OF TERMINALS:SCREW/TAB CONNECTION; INSTALLATION:SCREW; EN 61558-2-2, -2-6 >UL/CSA-RECOGNIZED< >CONTROL CIRCUIT TRANSFORMER< >SAFETY ISOLATING TRANSFORMER< | - | 0 | 9
4AM4842-8ED40-0FA0 |  | 4AM4842-8ED40-0FA0 | 1 | UN | 1 | 2 | A | D | N | N | 85043180 | 1 | 4001869905211 | 7.6 | KG | 226.72 | 226.72 | CP22 | CP22 | TRANSFORMER SITAS; PHASES:1; PN/PN(S6)(KVA):0,5 /2; UPRI(V):600-575-550-525-500- 480-460-440-415-400-240-230; USEC(V):2X115; ISEC(A):2,17-4,35; F(HZ):50...60; VECTOR GR./SHIELD WNG.:IIII0 /0; TA/ISOKL:40 /B; IP00; TYPE OF TERMINALS:SCREW/TAB CONNECTION; INSTALLATION:SCREW; EN 61558-2-1, -2-2, -2-4 >UL/CSA-RECOGNIZED< >CONTROL CIRCUIT TRANSFORMER< >ISOLATION TRANSFORMER< | - | 0 | 0
4AM4842-8ED40-0FB0 |  | 4AM4842-8ED40-0FB0 | 1 | UN | 1 | 20 | D | D | N | N | 85043180 | 1 | 4001869909462 | 7.6 | KG | 239.2 | 239.2 | CP22 | CP22 | TRANSFORMER SITAS; PHASES:1; PN/PN(S6)(KVA):0,5 /2; UPRI(V):600-575-550-525-500- 480-460-440-415-400-240-230; USEC(V):2X115; ISEC(A):2X2,17; F(HZ):50...60; VECTOR GR./SHIELD WNG.:II0 /0; TA/ISOKL:40 /B; IP00; TYPE OF TERMINALS:SCREW/TAB CONNECTION; INSTALLATION:MOUNTING RAILS; EN 61558-2-1, -2-2, -2-4 >UL/CSA-RECOGNIZED< >CONTROL CIRCUIT TRANSFORMER< >ISOLATION TRANSFORMER< | - | 0 | 7
4AM4842-8EN00-0EA0 |  | 4AM4842-8EN00-0EA0 | 1 | UN | 1 | 2 | A | D | N | N | 85043180 | 1 | 4001869905112 | 7.6 | KG | 217.36 | 217.36 | CP22 | CP22 | TRANSFORMER SITAS; PHASES:1; PN/PN(S6)(KVA):0,5 /2; UPRI(V):600-575-550-525-500- 480-460-440-415-400-240-230; USEC(V):24; ISEC(A):20,8; F(HZ):50...60; VECTOR GR./SHIELD WNG.:II0 /0; TA/ISOKL:40 /B; IP00; TYPE OF TERMINALS:SCREW/TAB CONNECTION; INSTALLATION:SCREW; EN 61558-2-2, -2-6 >UL/CSA-RECOGNIZED< >CONTROL CIRCUIT TRANSFORMER< >SAFETY ISOLATING TRANSFORMER< | - | 0 | 0
4AM4842-8EN00-0EB0 |  | 4AM4842-8EN00-0EB0 | 1 | UN | 1 | 20 | D | D | N | N | 85043180 | 1 | 4001869909431 | 7.6 | KG | 300.56 | 300.56 | CP22 | CP22 | TRANSFORMER SITAS; PHASES:1; PN/PN(S6)(KVA):0,5 /2; UPRI(V):600-575-550-525-500- 480-460-440-415-400-240-230; USEC(V):24; ISEC(A):20,8; F(HZ):50...60; VECTOR GR./SHIELD WNG.:II0 /0; TA/ISOKL:40 /B; IP00; TYPE OF TERMINALS:SCREW/TAB CONNECTION; INSTALLATION:MOUNTING RAILS; EN 61558-2-1, -2-2, -2-4 >UL/CSA-RECOGNIZED< >CONTROL CIRCUIT TRANSFORMER< >SAFETY ISOLATING TRANSFORMER< | - | 0 | 7
4AM4842-8EV00-0EA0 |  | 4AM4842-8EV00-0EA0 | 1 | UN | 1 | 20 | D | D | N | N | 85043180 | 1 | 4001869905396 | 7.6 | KG | 217.36 | 217.36 | CP22 | CP22 | TRANSFORMER SITAS; PHASES:1; PN/PN(S6)(KVA):0,5 /2; UPRI(V):600-575-550-525-500- 480-460-440-415-400-240-230; USEC(V):42; ISEC(A):11,9; F(HZ):50...60; VECTOR GR./SHIELD WNG.:II0 /0; TA/ISOKL:40 /B; IP00; TYPE OF TERMINALS:SCREW/TAB CONNECTION; INSTALLATION:SCREW; EN 61558-2-1, -2-2, -2-6 >UL/CSA-RECOGNIZED< >CONTROL CIRCUIT TRANSFORMER< >SAFETY ISOLATING TRANSFORMER< | - | 0 | 0
4AM4842-8JD40-0FA0 |  | 4AM4842-8JD40-0FA0 | 1 | UN | 1 | 2 | A | D | N | N | 85043180 | 1 | 4001869902753 | 7.6 | KG | 203.84 | 203.84 | CP22 | CP22 | TRANSFORMER SITAS; PHASES:1; PN/PN(S6)(KVA):0,5 /2; UPRI(V):400-230+/-15; USEC(V):2X115; ISEC(A):2X2,17; F(HZ):50...60; VECTOR GR./SHIELD WNG.:II0 /0; TA/ISOKL:40 /B; IP00; TYPE OF TERMINALS:SCREW/TAB CONNECTION; INSTALLATION:SCREW; EN 61558-2-1, -2-2, -2-4 >UL/CSA-RECOGNIZED< >CONTROL CIRCUIT TRANSFORMER< >ISOLATION TRANSFORMER< | - | 0 | 0
4AM4842-8JD40-0FB0 |  | 4AM4842-8JD40-0FB0 | 1 | UN | 1 | 20 | D | D | N | N | 85043180 | 1 | 4001869908861 | 7.6 | KG | 281.84 | 281.84 | CP22 | CP22 | TRANSFORMER SITAS; PHASES:1; PN/PN(S6)(KVA):0,5 /2; UPRI(V):400-230+/-15; USEC(V):2X115; ISEC(A):2X2,17; F(HZ):50...60; VECTOR GR./SHIELD WNG.:II0 /0; TA/ISOKL:40 /B; IP00; TYPE OF TERMINALS:SCREW/TAB CONNECTION; INSTALLATION:MOUNTING RAILS; EN 61558-2-1, -2-2, -2-4 >UL/CSA-RECOGNIZED< >CONTROL CIRCUIT TRANSFORMER< >ISOLATION TRANSFORMER< | - | 0 | 7
4AM4842-8JJ10-0FA0 |  | 4AM4842-8JJ10-0FA0 | 1 | UN | 1 | 20 | D | D | N | N | 85043180 | 1 | 4019169894678 | 7.4 | KG | 206.96 | 206.96 | CP22 | CP22 | TRANSFORMER SITAS; PHASES:1; PN/PN(S6)(KVA):0,5 /2; UPRI(V):400-230+/-15; USEC(V):110; ISEC(A):4,55; F(HZ):50...60; VECTOR GR./SHIELD WNG.:II0 /0; TA/ISOKL:40 /B; IP00; TYPE OF TERMINALS:SCREW/TAB CONNECTION; INSTALLATION:SCREW; EN 61558-2-1;-2-2; -2-4 >UL/CSA-RECOGNIZED< >CONTROL CIRCUIT TRANSFORMER< >ISOLATION TRANSFORMER< | - | 0 | 7
4AM4842-8JN00-0EA0 |  | 4AM4842-8JN00-0EA0 | 1 | UN | 1 | 20 | D | D | N | N | 85043180 | 1 | 4001869902654 | 7.6 | KG | 187.2 | 187.2 | CP22 | CP22 | TRANSFORMER SITAS; PHASES:1; PN/PN(S6)(KVA):0,5 /2; UPRI(V):400-230+/-15; USEC(V):24; ISEC(A):20,8; F(HZ):50...60; VECTOR GR./SHIELD WNG.:II0 /0; TA/ISOKL:40 /B; IP00; TYPE OF TERMINALS:SCREW/TAB CONNECTION; INSTALLATION:SCREW; EN 61558-2-2, -2-6 >UL/CSA-RECOGNIZED< >CONTROL CIRCUIT TRANSFORMER< >SAFETY ISOLATING TRANSFORMER< | - | 0 | 0
4AM4842-8MB40-0FA0 |  | 4AM4842-8MB40-0FA0 | 1 | UN | 1 | 2 | A | D | N | N | 85043180 | 1 | 4019169940719 | 7.4 | KG | 203.84 | 203.84 | CP22 | CP22 | TRANSFORMER SITAS; PHASES:1; PN/PN(S6)(KVA):0,5 /2; UPRI(V):440-400-230; USEC(V):48(2X24); ISEC(A):10,4-20,8; F(HZ):50...60; VECTOR GR./SHIELD WNG.:IIII0 /0; TA/ISOKL:40 /B; IP00; TYPE OF TERMINALS:SCREW/TAB CONNECTION; INSTALLATION:SCREW; EN 61558-2-1, -2-2, -2-4 >UL/CSA-RECOGNIZED< >CONTROL CIRCUIT TRANSFORMER< >ISOLATION TRANSFORMER< | - | 0 | 7
4AM4842-8MD40-0FA0 |  | 4AM4842-8MD40-0FA0 | 1 | UN | 1 | 2 | A | D | N | N | 85043180 | 1 | 4019169940641 | 7.4 | KG | 203.84 | 203.84 | CP22 | CP22 | TRANSFORMER SITAS; PHASES:1; PN/PN(S6)(KVA):0,5 /2; UPRI(V):440-400-230; USEC(V):230(2X115); ISEC(A):2,17-4,35; F(HZ):50...60; VECTOR GR./SHIELD WNG.:IIII0 /0; TA/ISOKL:40 /B; IP00; TYPE OF TERMINALS:SCREW/TAB CONNECTION; INSTALLATION:SCREW; EN 61558-2-1, -2-2, -2-4 >UL/CSA-RECOGNIZED< >CONTROL CIRCUIT TRANSFORMER< >ISOLATION TRANSFORMER< | - | 0 | 7
4AM5242-4TD40-0FA0 |  | 4AM5242-4TD40-0FA0 | 1 | UN | 1 | 20 | D | D | N | N | 85043180 | 1 | 4001869901497 | 9.05 | KG | 223.6 | 223.6 | CP22 | CP22 | TRANSFORMER SITAS; PHASES:1; PN/PN(S6)(KVA):0,63 /2,35; UPRI(V):230+/-5%; USEC(V):230 ( 2 X 115 ); ISEC(A):2,739 ( 2 X 2,739 ); F(HZ):50...60; VECTOR GR./SHIELD WNG.:II0 /0; TA/ISOKL:40 /B; IP00; TYPE OF TERMINALS:SCREW/TAB CONNECTION; INSTALLATION:SCREW; EN 61558-2-1, -2-2, -2-4 >UL/CSA-RECOGNIZED< >CONTROL CIRCUIT TRANSFORMER< >ISOLATION TRANSFORMER< | - | 0 | 0
4AM5242-4TJ10-0FA0 |  | 4AM5242-4TJ10-0FA0 | 1 | UN | 1 | 2 | A | D | N | N | 85043180 | 1 | 4001869900995 | 9.05 | KG | 217.36 | 217.36 | CP22 | CP22 | TRANSFORMER SITAS; PHASES:1; PN/PN(S6)(KVA):0,63 /2,35; UPRI(V):230+/-5%; USEC(V):110; ISEC(A):5,73; F(HZ):50...60; VECTOR GR./SHIELD WNG.:II0 /0; TA/ISOKL:40 /B; IP00; TYPE OF TERMINALS:SCREW/TAB CONNECTION; INSTALLATION:SCREW; EN 61558-2-1, -2-2, -2-4 >UL/CSA-RECOGNIZED< >CONTROL CIRCUIT TRANSFORMER< >ISOLATION TRANSFORMER< | - | 0 | 0
4AM5242-4TJ10-0FC0 |  | 4AM5242-4TJ10-0FC0 | 1 | UN | 1 | 20 | D | D | N | N | 85043180 | 1 | 4001869910642 | 13.2 | KG | 333.84 | 333.84 | CP22 | CP22 | TRANSFORMER SITAS; PHASES:1; PN/PN(S6)(KVA):0,535 /2,35; UPRI(V):230+/-5%; USEC(V):110; ISEC(A):4,82; F(HZ):50...60; VECTOR GR./SHIELD WNG.:II0 /0; TA/ISOKL:40 /B; IP23; TYPE OF TERMINALS:SCREW/TAB CONNECTION; INSTALLATION:SCREW; EN 61558-2-1, -2-2, -2-4 >UL/CSA-RECOGNIZED< >CONTROL CIRCUIT TRANSFORMER< >ISOLATION TRANSFORMER< | - | 0 | 0
4AM5242-4TN00-0EA0 |  | 4AM5242-4TN00-0EA0 | 1 | UN | 1 | 2 | A | D | N | N | 85043180 | 1 | 4001869901398 | 9.05 | KG | 217.36 | 217.36 | CP22 | CP22 | TRANSFORMER SITAS; PHASES:1; PN/PN(S6)(KVA):0,63 /2,35; UPRI(V):230+/-5%; USEC(V):24; ISEC(A):26,3; F(HZ):50...60; VECTOR GR./SHIELD WNG.:II0 /0; TA/ISOKL:40 /B; IP00; TYPE OF TERMINALS:SCREW/TAB CONNECTION; INSTALLATION:SCREW; EN 61558-2-2, -2-6 >UL/CSA-RECOGNIZED< >CONTROL CIRCUIT TRANSFORMER< >SAFETY ISOLATING TRANSFORMER< | - | 0 | 0
4AM5242-4TN00-0EC0 |  | 4AM5242-4TN00-0EC0 | 1 | UN | 1 | 20 | D | D | N | N | 85043180 | 1 | 4001869911045 | 13.2 | KG | 432.64 | 432.64 | CP22 | CP22 | TRANSFORMER SITAS; PHASES:1; PN/PN(S6)(KVA):0,535 /2,35; UPRI(V):230+/-5%; USEC(V):24; ISEC(A):22,29; F(HZ):50...60; VECTOR GR./SHIELD WNG.:II0 /0; TA/ISOKL:40 /B; IP23; TYPE OF TERMINALS:SCREW CONNECTION; INSTALLATION:SCREW; EN 61558-2-1, -2-2, -2-6 >UL/CSA-RECOGNIZED< >CONTROL CIRCUIT TRANSFORMER< >SAFETY ISOLATING TRANSFORMER< | - | 0 | 9
4AM5242-4TT10-0FA0 |  | 4AM5242-4TT10-0FA0 | 1 | UN | 1 | 2 | A | D | N | N | 85043180 | 1 | 4001869901190 | 9.05 | KG | 217.36 | 217.36 | CP22 | CP22 | TRANSFORMER SITAS; PHASES:1; PN/PN(S6)(KVA):0,63 /2,35; UPRI(V):230+/-5%; USEC(V):230; ISEC(A):2,74; F(HZ):50...60; VECTOR GR./SHIELD WNG.:II0 /0; TA/ISOKL:40 /B; IP00; TYPE OF TERMINALS:SCREW/TAB CONNECTION; INSTALLATION:SCREW; EN 61558-2-1, -2-2, -2-4 >UL/CSA-RECOGNIZED< >CONTROL CIRCUIT TRANSFORMER< >ISOLATION TRANSFORMER< | - | 0 | 0
4AM5242-4TT10-0FC0 |  | 4AM5242-4TT10-0FC0 | 1 | UN | 1 | 20 | D | D | N | N | 85043180 | 1 | 4001869910840 | 13.2 | KG | 413.92 | 413.92 | CP22 | CP22 | TRANSFORMER SITAS; PHASES:1; PN/PN(S6)(KVA):0,535 /2,35; UPRI(V):230+/-5%; USEC(V):230; ISEC(A):2,33; F(HZ):50...60; VECTOR GR./SHIELD WNG.:II0 /0; TA/ISOKL:40 /B; IP23; TYPE OF TERMINALS:SCREW/TAB CONNECTION; INSTALLATION:SCREW; EN 61558-2-1, -2-2, -2-4 >UL/CSA-RECOGNIZED< >CONTROL CIRCUIT TRANSFORMER< >ISOLATION TRANSFORMER< | - | 0 | 7
4AM5242-4TT10-0FD0 |  | 4AM5242-4TT10-0FD0 | 1 | UN | 1 | 20 | D | D | N | N | 85043180 | 1 | 4001869918297 | 13.2 | KG | 345.28 | 345.28 | CP22 | CP22 | TRANSFORMER SITAS; PHASES:1; PN/PN(S6)(KVA):0,475 /2,35; UPRI(V):230+/-5%; USEC(V):230; ISEC(A):2,04; F(HZ):50...60; VECTOR GR./SHIELD WNG.:II0 /0; TA/ISOKL:40 /B; IP54; TYPE OF TERMINALS:SCREW/TAB CONNECTION; INSTALLATION:SCREW; EN 61558-2-1, -2-2, -2-4 >UL/CSA-RECOGNIZED< >CONTROL CIRCUIT TRANSFORMER< >ISOLATION TRANSFORMER< | - | 0 | 0
4AM5242-4TV00-0EA0 |  | 4AM5242-4TV00-0EA0 | 1 | UN | 1 | 20 | D | D | N | N | 85043180 | 1 | 4001869901695 | 9.05 | KG | 217.36 | 217.36 | CP22 | CP22 | TRANSFORMER SITAS; PHASES:1; PN/PN(S6)(KVA):0,63 /2,35; UPRI(V):230+/-5%; USEC(V):42; ISEC(A):15,000; F(HZ):50...60; VECTOR GR./SHIELD WNG.:II0 /0; TA/ISOKL:40 /B; IP00; TYPE OF TERMINALS:SCREW/TAB CONNECTION; INSTALLATION:SCREW; EN 61558-2-1, -2-2, -2-6 >UL/CSA-RECOGNIZED< >CONTROL CIRCUIT TRANSFORMER< >SAFETY ISOLATING TRANSFORMER< | - | 0 | 0
4AM5242-4TV00-0ED0 |  | 4AM5242-4TV00-0ED0 | 1 | UN | 1 | 20 | D | D | N | N | 85043180 | 1 | 4001869918792 | 13.2 | KG | 449.28 | 449.28 | CP22 | CP22 | TRANSFORMER SITAS; PHASES:1; PN/PN(S6)(KVA):0,475 /2,35; UPRI(V):230+/-5%; USEC(V):42; ISEC(A):11,2; F(HZ):50...60; VECTOR GR./SHIELD WNG.:II0 /0; TA/ISOKL:40 /B; IP54; TYPE OF TERMINALS:SCREW/TAB CONNECTION; INSTALLATION:SCREW; EN 61558-2-2, -2-6 >UL/CSA-RECOGNIZED< >CONTROL CIRCUIT TRANSFORMER< >SAFETY ISOLATING TRANSFORMER< | - | 0 | 7
4AM5242-5AD40-0FA0 |  | 4AM5242-5AD40-0FA0 | 1 | UN | 1 | 20 | D | D | N | N | 85043180 | 1 | 4001869902319 | 9.05 | KG | 223.6 | 223.6 | CP22 | CP22 | TRANSFORMER SITAS; PHASES:1; PN/PN(S6)(KVA):0,63 /2,35; UPRI(V):400+/-5%; USEC(V):230-115; ISEC(A):2,74-5,48; F(HZ):50...60; VECTOR GR./SHIELD WNG.:III0 /0; TA/ISOKL:40 /B; IP00; TYPE OF TERMINALS:SCREW/TAB CONNECTION; INSTALLATION:SCREW; EN 61558-2-1, -2-2, -2-4 >UL/CSA-RECOGNIZED< >CONTROL CIRCUIT TRANSFORMER< >ISOLATION TRANSFORMER< | - | 0 | 0
4AM5242-5AJ10-0FA0 |  | 4AM5242-5AJ10-0FA0 | 1 | UN | 1 | 2 | A | D | N | N | 85043180 | 1 | 4001869901817 | 9.05 | KG | 217.36 | 217.36 | CP22 | CP22 | TRANSFORMER SITAS; PHASES:1; PN/PN(S6)(KVA):0,63 /2,35; UPRI(V):400+/-5%; USEC(V):110; ISEC(A):5,73; F(HZ):50...60; VECTOR GR./SHIELD WNG.:II0 /0; TA/ISOKL:40 /B; IP00; TYPE OF TERMINALS:SCREW/TAB CONNECTION; INSTALLATION:SCREW; EN 61558-2-1, -2-2, -2-4 >UL/CSA-RECOGNIZED< >CONTROL CIRCUIT TRANSFORMER< >ISOLATION TRANSFORMER< | - | 0 | 0
4AM5242-5AJ10-0FC0 |  | 4AM5242-5AJ10-0FC0 | 1 | UN | 1 | 20 | D | D | N | N | 85043180 | 1 | 4001869911465 | 13.2 | KG | 432.64 | 432.64 | CP22 | CP22 | TRANSFORMER SITAS; PHASES:1; PN/PN(S6)(KVA):0,535 /2,35; UPRI(V):400+/-5%; USEC(V):110; ISEC(A):4,82; F(HZ):50...60; VECTOR GR./SHIELD WNG.:II0 /0; TA/ISOKL:40 /B; IP23; TYPE OF TERMINALS:SCREW/TAB CONNECTION; INSTALLATION:SCREW; EN 61558-2-1, -2-2, -2-4 >UL/CSA-RECOGNIZED< >CONTROL CIRCUIT TRANSFORMER< >ISOLATION TRANSFORMER< | - | 0 | 9
4AM5242-5AN00-0EA0 |  | 4AM5242-5AN00-0EA0 | 1 | UN | 1 | 2 | A | D | N | N | 85043180 | 1 | 4001869902210 | 9.05 | KG | 217.36 | 217.36 | CP22 | CP22 | TRANSFORMER SITAS; PHASES:1; PN/PN(S6)(KVA):0,63 /2,35; UPRI(V):400+/-5%; USEC(V):24; ISEC(A):26,3; F(HZ):50...60; VECTOR GR./SHIELD WNG.:II0 /0; TA/ISOKL:40 /B; IP00; TYPE OF TERMINALS:SCREW/TAB CONNECTION; INSTALLATION:SCREW; EN 61558-2-2, -2-6 >UL/CSA-RECOGNIZED< >CONTROL CIRCUIT TRANSFORMER< >SAFETY ISOLATING TRANSFORMER< | - | 0 | 0
4AM5242-5AT10-0FA0 |  | 4AM5242-5AT10-0FA0 | 1 | UN | 1 | 2 | A | D | N | N | 85043180 | 1 | 4001869902012 | 9.05 | KG | 217.36 | 217.36 | CP22 | CP22 | TRANSFORMER SITAS; PHASES:1; PN/PN(S6)(KVA):0,63 /2,35; UPRI(V):400+/-5%; USEC(V):230; ISEC(A):2,74; F(HZ):50...60; VECTOR GR./SHIELD WNG.:II0 /0; TA/ISOKL:40 /B; IP00; TYPE OF TERMINALS:SCREW/TAB CONNECTION; INSTALLATION:SCREW; EN 61558-2-1, -2-2, -2-4 >UL/CSA-RECOGNIZED< >CONTROL CIRCUIT TRANSFORMER< >ISOLATION TRANSFORMER< | - | 0 | 0
4AM5242-5AT10-0FA1 |  | 4AM5242-5AT10-0FA1 | 1 | UN | 1 | 20 | D | D | N | N | 85043180 | 1 | 4001869906683 | 9.05 | KG | 231.92 | 231.92 | CP22 | CP22 | TRANSFORMER SITAS; PHASES:1; PN/PN(S6)(KVA):0,63 /2,35; UPRI(V):400+/-5%; USEC(V):230; ISEC(A):2,74; F(HZ):50...60; VECTOR GR./SHIELD WNG.:II0 /0; TA/ISOKL:40 /B; IP00; TYPE OF TERMINALS:CAGE-CLAMP; INSTALLATION:SCREW; EN 61558-2-1, -2-2, -2-4 >UL/CSA-RECOGNIZED< >CONTROL CIRCUIT TRANSFORMER< >ISOLATION TRANSFORMER< | - | 0 | 0
4AM5242-5AT10-0FC0 |  | 4AM5242-5AT10-0FC0 | 1 | UN | 1 | 20 | D | D | N | N | 85043180 | 1 | 4001869911663 | 13.2 | KG | 333.84 | 333.84 | CP22 | CP22 | TRANSFORMER SITAS; PHASES:1; PN/PN(S6)(KVA):0,535 /2,35; UPRI(V):400+/-5%; USEC(V):230; ISEC(A):2,3; F(HZ):50...60; VECTOR GR./SHIELD WNG.:II0 /0; TA/ISOKL:50 /B; IP23; TYPE OF TERMINALS:SCREW/TAB CONNECTION; INSTALLATION:SCREW; EN 61558-2-1, -2-2, -2-4 >UL/CSA-RECOGNIZED< >CONTROL CIRCUIT TRANSFORMER< >ISOLATION TRANSFORMER< | - | 0 | 0
4AM5242-5AT10-2XA0 |  | 4AM5242-5AT10-2XA0 | 1 | UN | 1 | 20 | D | D | N | N | 85043180 | 1 | 4042948142073 | 8.35 | KG | 269.36 | 269.36 | CP22 | CP22 | AUTOTRANSFORMER; PHASES:1; PN,D(KVA):1,3; UPRI(V):400+/-5%; USEC(V):230; ISEC(A):5,6; F(HZ):50...60; VECTOR GR./SHIELD WNG.:IA0 /0; TA/ISOKL:40 /B; IP00; TYPE OF TERMINALS:SCREW CONNECTION; INSTALLATION:SCREW; EN 61558-2-13 >UL/CSA-RECOGNIZED< >AUTOTRANSFORMER< | - | 0 | 7
4AM5242-5AV00-0EA0 |  | 4AM5242-5AV00-0EA0 | 1 | UN | 1 | 20 | D | D | N | N | 85043180 | 1 | 4001869902517 | 9.05 | KG | 217.36 | 217.36 | CP22 | CP22 | TRANSFORMER SITAS; PHASES:1; PN/PN(S6)(KVA):0,63 /2,35; UPRI(V):400+/-5%; USEC(V):42; ISEC(A):15; F(HZ):50...60; VECTOR GR./SHIELD WNG.:II0 /0; TA/ISOKL:40 /B; IP00; TYPE OF TERMINALS:SCREW/TAB CONNECTION; INSTALLATION:SCREW; EN 61558-2-2, -2-6 >UL/CSA-RECOGNIZED< >CONTROL CIRCUIT TRANSFORMER< >SAFETY ISOLATING TRANSFORMER< | - | 0 | 0
4AM5242-5AV00-0EC0 |  | 4AM5242-5AV00-0EC0 | 1 | UN | 1 | 20 | D | D | N | N | 85043180 | 1 | 4001869912165 | 13.2 | KG | 432.64 | 432.64 | CP22 | CP22 | TRANSFORMER SITAS; PHASES:1; PN/PN(S6)(KVA):0,535 /2,35; UPRI(V):400+/-5%; USEC(V):42; ISEC(A):12,7; F(HZ):50...60; VECTOR GR./SHIELD WNG.:II0 /0; TA/ISOKL:40 /B; IP23; TYPE OF TERMINALS:SCREW/TAB CONNECTION; INSTALLATION:SCREW; EN 61558-2-1, -2-2, -2-6 >UL/CSA-RECOGNIZED< >CONTROL CIRCUIT TRANSFORMER< >SAFETY ISOLATING TRANSFORMER< | - | 0 | 9
4AM5242-5CJ10-0FA0 |  | 4AM5242-5CJ10-0FA0 | 1 | UN | 1 | 20 | D | D | N | N | 85043180 | 1 | 4001869903064 | 9.05 | KG | 217.36 | 217.36 | CP22 | CP22 | TRANSFORMER SITAS; PHASES:1; PN/PN(S6)(KVA):0,63 /2,35; UPRI(V):440+/-5%; USEC(V):110; ISEC(A):5,73; F(HZ):50...60; VECTOR GR./SHIELD WNG.:II0 /0; TA/ISOKL:40 /B; IP00; TYPE OF TERMINALS:SCREW/TAB CONNECTION; INSTALLATION:SCREW; EN 61558-2-1, -2-2, -2-4 | - | 0 | 0
4AM5242-5CT10-0FA0 |  | 4AM5242-5CT10-0FA0 | 1 | UN | 1 | 2 | A | D | N | N | 85043180 | 1 | 4001869903248 | 9.05 | KG | 217.36 | 217.36 | CP22 | CP22 | TRANSFORMER SITAS; PHASES:1; PN/PN(S6)(KVA):0,63 /2,35; UPRI(V):440+/-5%; USEC(V):230; ISEC(A):2,74; F(HZ):50...60; VECTOR GR./SHIELD WNG.:II0 /0; TA/ISOKL:40 /B; IP00; TYPE OF TERMINALS:SCREW/TAB CONNECTION; INSTALLATION:SCREW; EN 61558-2-1, -2-2, -2-4 >UL/CSA-RECOGNIZED< >CONTROL CIRCUIT TRANSFORMER< >ISOLATION TRANSFORMER< | - | 0 | 0
4AM5242-5CT10-0FD0 |  | 4AM5242-5CT10-0FD0 | 1 | UN | 1 | 20 | D | D | N | N | 85043180 | 1 | 4001869920344 | 13.2 | KG | 449.28 | 449.28 | CP22 | CP22 | TRANSFORMER SITAS; PHASES:1; PN/PN(S6)(KVA):0,475 /2,35; UPRI(V):440+/-5%; USEC(V):230; ISEC(A):2,07; F(HZ):50...60; VECTOR GR./SHIELD WNG.:II0 /0; TA/ISOKL:40 /B; IP54; TYPE OF TERMINALS:SCREW/TAB CONNECTION; INSTALLATION:SCREW; EN 61558-2-1, -2-2, -2-4 >UL/CSA-RECOGNIZED< >CONTROL CIRCUIT TRANSFORMER< >ISOLATION TRANSFORMER< | - | 0 | 9
4AM5242-5FJ10-0FA0 |  | 4AM5242-5FJ10-0FA0 | 1 | UN | 1 | 20 | D | D | N | N | 85043180 | 1 | 4001869903866 | 9.05 | KG | 217.36 | 217.36 | CP22 | CP22 | TRANSFORMER SITAS; PHASES:1; PN/PN(S6)(KVA):0,63 /2,34; UPRI(V):500+/-5%; USEC(V):110; ISEC(A):5,72; F(HZ):50...60; VECTOR GR./SHIELD WNG.:II0 /0; TA/ISOKL:40 /B; IP00; TYPE OF TERMINALS:SCREW/TAB CONNECTION; INSTALLATION:SCREW; EN 61558-2-1, -2-2, -2-4 >UL/CSA-RECOGNIZED< >CONTROL CIRCUIT TRANSFORMER< >ISOLATION TRANSFORMER< | - | 0 | 0
4AM5242-5FJ10-0FD0 |  | 4AM5242-5FJ10-0FD0 | 1 | UN | 1 | 20 | D | D | N | N | 85043180 | 1 | 4001869920962 | 13.04 | KG | 345.28 | 345.28 | CP22 | CP22 | TRANSFORMER SITAS; PHASES:1; PN/PN(S6)(KVA):0,475 /2,34; UPRI(V):500+/-5%; USEC(V):110; ISEC(A):4,32; F(HZ):50...60; VECTOR GR./SHIELD WNG.:II0 /0; TA/ISOKL:40 /B; IP54; TYPE OF TERMINALS:SCREW/TAB CONNECTION; INSTALLATION:SCREW; EN 61558-2-1, -2-2, -2-4 >UL/CSA-RECOGNIZED< >CONTROL CIRCUIT TRANSFORMER< >ISOLATION TRANSFORMER< | - | 0 | 0
4AM5242-5FT10-0FA0 |  | 4AM5242-5FT10-0FA0 | 1 | UN | 1 | 2 | A | D | N | N | 85043180 | 1 | 4001869904047 | 9.05 | KG | 217.36 | 217.36 | CP22 | CP22 | TRANSFORMER SITAS; PHASES:1; PN/PN(S6)(KVA):0,63 /2,35; UPRI(V):500+/-5%; USEC(V):230; ISEC(A):2,74; F(HZ):50...60; VECTOR GR./SHIELD WNG.:II0 /0; TA/ISOKL:40 /B; IP00; TYPE OF TERMINALS:SCREW/TAB CONNECTION; INSTALLATION:SCREW; EN 61558-2-1, -2-2, -2-4 >UL/CSA-RECOGNIZED< >CONTROL CIRCUIT TRANSFORMER< >ISOLATION TRANSFORMER< | - | 0 | 0
4AM5242-5FT10-0FC0 |  | 4AM5242-5FT10-0FC0 | 1 | UN | 1 | 20 | D | D | N | N | 85043180 | 1 | 4001869913698 | 13.04 | KG | 333.84 | 333.84 | CP22 | CP22 | TRANSFORMER SITAS; PHASES:1; PN/PN(S6)(KVA):0,535 /2,35; UPRI(V):500+/-5%; USEC(V):230; ISEC(A):2,3; F(HZ):50...60; VECTOR GR./SHIELD WNG.:II0 /0; TA/ISOKL:40 /B; IP23; TYPE OF TERMINALS:SCREW/TAB CONNECTION; INSTALLATION:SCREW; EN 61558-2-1, -2-2, -2-4 >UL/CSA-RECOGNIZED< >CONTROL CIRCUIT TRANSFORMER< >ISOLATION TRANSFORMER< | - | 0 | 0
4AM5242-5GT10-0FA0 |  | 4AM5242-5GT10-0FA0 | 1 | UN | 1 | 20 | D | D | N | N | 85043180 | 1 | 4001869970103 | 9.31 | KG | 244.4 | 244.4 | CP22 | CP22 | TRANSFORMER SITAS; PHASES:1; PN/PN(S6)(KVA):0,63 /2,35; UPRI(V):525+/-5%; USEC(V):230; ISEC(A):2,74; F(HZ):50...60; VECTOR GR./SHIELD WNG.:II0 /0; TA/ISOKL:40 /B; IP00; TYPE OF TERMINALS:SCREW/TAB CONNECTION; INSTALLATION:SCREW; EN 61558-2-1, -2-2, -2-4 >UL/CSA-RECOGNIZED< >CONTROL CIRCUIT TRANSFORMER< >ISOLATION TRANSFORMER< | - | 0 | 7
4AM5242-5LT10-0FA0 |  | 4AM5242-5LT10-0FA0 | 1 | UN | 1 | 20 | D | D | N | N | 85043180 | 1 | 4001869905525 | 9.05 | KG | 281.84 | 281.84 | CP22 | CP22 | TRANSFORMER SITAS; PHASES:1; PN/PN(S6)(KVA):0,63 /2,35; UPRI(V):660+/-5%; USEC(V):230; ISEC(A):2,739; F(HZ):50...60; VECTOR GR./SHIELD WNG.:II0 /0; TA/ISOKL:40 /B; IP00; TYPE OF TERMINALS:SCREW/TAB CONNECTION; INSTALLATION:SCREW; EN 61558-2-1, -2-2, -2-4 >CONTROL CIRCUIT TRANSFORMER< >ISOLATION TRANSFORMER< | - | 0 | 9
4AM5242-5MT10-0FA0 |  | 4AM5242-5MT10-0FA0 | 1 | UN | 1 | 20 | D | D | N | N | 85043180 | 1 | 4001869905679 | 9.05 | KG | 217.36 | 217.36 | CP22 | CP22 | TRANSFORMER SITAS; PHASES:1; PN/PN(S6)(KVA):0,63 /2,35; UPRI(V):690+/-5%; USEC(V):230; ISEC(A):2,74; F(HZ):50...60; VECTOR GR./SHIELD WNG.:II0 /0; TA/ISOKL:40 /B; IP00; TYPE OF TERMINALS:SCREW/TAB CONNECTION; INSTALLATION:SCREW; EN 61558-2-1, -2-2, -2-4 >CONTROL CIRCUIT TRANSFORMER< >ISOLATION TRANSFORMER< | - | 0 | 0
4AM5242-5MT10-0FC0 |  | 4AM5242-5MT10-0FC0 | 1 | UN | 1 | 20 | D | D | N | N | 85043180 | 1 | 4001869915326 | 13.04 | KG | 432.64 | 432.64 | CP22 | CP22 | TRANSFORMER SITAS; PHASES:1; PN/PN(S6)(KVA):0,535 /2,35; UPRI(V):690+/-5%; USEC(V):230; ISEC(A):2,3; F(HZ):50...60; VECTOR GR./SHIELD WNG.:II0 /0; TA/ISOKL:40 /B; IP23; TYPE OF TERMINALS:SCREW/TAB CONNECTION; INSTALLATION:SCREW; EN 61558-2-1, -2-2, -2-4 | - | 0 | 7
4AM5242-5MV00-0EA1 |  | 4AM5242-5MV00-0EA1 | 1 | UN | 1 | 20 | D | D | N | N | 85043180 | 1 | 4019169952835 | 9.05 | KG | 328.64 | 328.64 | CP22 | CP22 | TRANSFORMER SITAS; PHASES:1; PN/PN(S6)(KVA):0,63 /2,35; UPRI(V):690+/-5%; USEC(V):42; ISEC(A):15; F(HZ):50...60; VECTOR GR./SHIELD WNG.:II0 /0; TA/ISOKL:40 /B; IP00; TYPE OF TERMINALS:CAGE-CLAMP; INSTALLATION:SCREW; EN 61558-2-1, -2-2, -2-6 >CONTROL CIRCUIT TRANSFORMER< >SAFETY ISOLATING TRANSFORMER< | - | 0 | 7
4AM5242-6MT10-0FA0 |  | 4AM5242-6MT10-0FA0 | 1 | UN | 1 | 20 | D | D | N | N | 85043180 | 1 | 4042948001752 | 9.05 | KG | 312 | 312 | CP22 | CP22 | TRANSFORMER SITAS; PHASES:1; PN/PN(S6)(KVA):0,63 /2,35; UPRI(V):690+/-10%; USEC(V):230; ISEC(A):2,74; F(HZ):50...60; VECTOR GR./SHIELD WNG.:II0 /0; TA/ISOKL:40 /B; IP00; TYPE OF TERMINALS:SCREW/TAB CONNECTION; INSTALLATION:SCREW; EN 61558-2-1, -2-2, -2-4 >CONTROL CIRCUIT TRANSFORMER< >ISOLATION TRANSFORMER< | - | 0 | 7
4AM5242-8BD40-0FA1 |  | 4AM5242-8BD40-0FA1 | 1 | UN | 1 | 2 | A | D | N | N | 85043180 | 1 | 4001869964768 | 9.43 | KG | 304.72 | 304.72 | CP22 | CP22 | TRANSFORMER SITAS; PHASES:1; PN/PN(S6)(KVA):0,63 /2,35; UPRI(V):575-550-525-500-480- 460-440 -415-400-380-230-220-200-190; USEC(V):230(2X115); ISEC(A):2,74-5,48; F(HZ):50...60; VECTOR GR./SHIELD WNG.:II0 /0; TA/ISOKL:40 /B; IP00; TYPE OF TERMINALS:CAGE-CLAMP; INSTALLATION:SCREW; EN 61558-2-2, -2-4 >UL/CSA-RECOGNIZED< >CONTROL CIRCUIT TRANSFORMER< >ISOLATION TRANSFORMER< | - | 0 | 7
4AM5242-8DD40-0FA0 |  | 4AM5242-8DD40-0FA0 | 1 | UN | 1 | 2 | A | D | N | N | 85043180 | 1 | 4001869904795 | 9.75 | KG | 263.12 | 263.12 | CP22 | CP22 | TRANSFORMER SITAS; PHASES:1; PN/PN(S6)(KVA):0,63 /2,35; UPRI(V):550-525-500-480-460- 440-415-400-380-230-208; USEC(V):2X115; ISEC(A):2,74-5,48; F(HZ):50...60; VECTOR GR./SHIELD WNG.:II0 /0; TA/ISOKL:40 /B; IP00; TYPE OF TERMINALS:SCREW/TAB CONNECTION; INSTALLATION:SCREW; EN 61558-2-1, -2-2, -2-4 >UL/CSA-RECOGNIZED< >CONTROL CIRCUIT TRANSFORMER< >ISOLATION TRANSFORMER< | - | 0 | 0
4AM5242-8DD40-0FC0 |  | 4AM5242-8DD40-0FC0 | 1 | UN | 1 | 20 | D | D | N | N | 85043180 | 1 | 4001869914442 | 13.74 | KG | 492.96 | 492.96 | CP22 | CP22 | TRANSFORMER SITAS; PHASES:1; PN/PN(S6)(KVA):0,535 /2,35; UPRI(V):550-525-500-480-460- 440-415-400-380-230-208; USEC(V):2X115; ISEC(A):2X2,3; F(HZ):50...60; VECTOR GR./SHIELD WNG.:II0 /0; TA/ISOKL:40 /B; IP23; TYPE OF TERMINALS:SCREW/TAB CONNECTION; INSTALLATION:SCREW; EN 61558-2-1, -2-2, -2-4 >UL/CSA-RECOGNIZED< >CONTROL CIRCUIT TRANSFORMER< >ISOLATION TRANSFORMER< | - | 0 | 9
4AM5242-8DD40-0FD0 |  | 4AM5242-8DD40-0FD0 | 1 | UN | 1 | 20 | D | D | N | N | 85043180 | 1 | 4001869921891 | 13.9 | KG | 508.56 | 508.56 | CP22 | CP22 | TRANSFORMER SITAS; PHASES:1; PN/PN(S6)(KVA):0,475 /2,35; UPRI(V):550-525-500-480-460- 440-415-400-380-230-208; USEC(V):2X115; ISEC(A):2X2,06; F(HZ):50...60; VECTOR GR./SHIELD WNG.:II0 /0; TA/ISOKL:40 /B; IP54; TYPE OF TERMINALS:SCREW/TAB CONNECTION; INSTALLATION:SCREW; EN 61558-2-1, -2-2, -2-4 >UL/CSA-RECOGNIZED< >CONTROL CIRCUIT TRANSFORMER< >ISOLATION TRANSFORMER< | - | 0 | 9
4AM5242-8DN00-0EA0 |  | 4AM5242-8DN00-0EA0 | 1 | UN | 1 | 2 | A | D | N | N | 85043180 | 1 | 4001869904696 | 9.75 | KG | 253.76 | 253.76 | CP22 | CP22 | TRANSFORMER SITAS; PHASES:1; PN/PN(S6)(KVA):0,63 /2,35; UPRI(V):550-525-500-480-460- 440-415-400-380-230-208; USEC(V):24; ISEC(A):26,3; F(HZ):50...60; VECTOR GR./SHIELD WNG.:II0 /0; TA/ISOKL:40 /B; IP00; TYPE OF TERMINALS:SCREW/TAB CONNECTION; INSTALLATION:SCREW; EN 61558-2-2, -2-6 >UL/CSA-RECOGNIZED< >CONTROL CIRCUIT TRANSFORMER< >SAFETY ISOLATING TRANSFORMER< | - | 0 | 0
4AM5242-8ED40-0FA0 |  | 4AM5242-8ED40-0FA0 | 1 | UN | 1 | 2 | A | D | N | N | 85043180 | 1 | 4001869905228 | 9.75 | KG | 263.12 | 263.12 | CP22 | CP22 | TRANSFORMER SITAS; PHASES:1; PN/PN(S6)(KVA):0,63 /2,35; UPRI(V):600-575-550-525-500- 480-460-440-415-400-240-230; USEC(V):2X115; ISEC(A):2,74-5,48; F(HZ):50...60; VECTOR GR./SHIELD WNG.:II0 /0; TA/ISOKL:40 /B; IP00; TYPE OF TERMINALS:SCREW/TAB CONNECTION; INSTALLATION:SCREW; EN 61558-2-1, -2-2, -2-4 >UL/CSA-RECOGNIZED< >CONTROL CIRCUIT TRANSFORMER< >ISOLATION TRANSFORMER< | - | 0 | 0
4AM5242-8ED40-0FC0 |  | 4AM5242-8ED40-0FC0 | 1 | UN | 1 | 20 | D | D | N | N | 85043180 | 1 | 4001869914879 | 13.74 | KG | 492.96 | 492.96 | CP22 | CP22 | TRANSFORMER SITAS; PHASES:1; PN/PN(S6)(KVA):0,535 /2,35; UPRI(V):600-575-550-525-500- 480-460-440-415-400-240-230; USEC(V):2X115; ISEC(A):2,33-4,65; F(HZ):50...60; VECTOR GR./SHIELD WNG.:II0 /0; TA/ISOKL:40 /B; IP23; TYPE OF TERMINALS:SCREW/TAB CONNECTION; INSTALLATION:SCREW; EN 61558-2-1, -2-2, -2-4 >UL/CSA-RECOGNIZED< >CONTROL CIRCUIT TRANSFORMER< >ISOLATION TRANSFORMER< | - | 0 | 9
4AM5242-8EN00-0EA0 |  | 4AM5242-8EN00-0EA0 | 1 | UN | 1 | 2 | A | D | N | N | 85043180 | 1 | 4001869905129 | 9.75 | KG | 253.76 | 253.76 | CP22 | CP22 | TRANSFORMER SITAS; PHASES:1; PN/PN(S6)(KVA):0,63 /2,35; UPRI(V):600-575-550-525-500- 480-460-440-415-400-240-230; USEC(V):24; ISEC(A):26,3; F(HZ):50...60; VECTOR GR./SHIELD WNG.:II0 /0; TA/ISOKL:40 /B; IP00; TYPE OF TERMINALS:SCREW/TAB CONNECTION; INSTALLATION:SCREW; EN 61558-2-2, -2-6 >UL/CSA-RECOGNIZED< >CONTROL CIRCUIT TRANSFORMER< >SAFETY ISOLATING TRANSFORMER< | - | 0 | 0
4AM5242-8EV00-0EA0 |  | 4AM5242-8EV00-0EA0 | 1 | UN | 1 | 20 | D | D | N | N | 85043180 | 1 | 4001869905402 | 9.75 | KG | 328.64 | 328.64 | CP22 | CP22 | TRANSFORMER SITAS; PHASES:1; PN/PN(S6)(KVA):0,63 /2,35; UPRI(V):600-575-550-525-500- 480-460-440-415-400-240-230; USEC(V):42; ISEC(A):15; F(HZ):50...60; VECTOR GR./SHIELD WNG.:II0 /0; TA/ISOKL:40 /B; IP00; TYPE OF TERMINALS:SCREW/TAB CONNECTION; INSTALLATION:SCREW; EN 61558-2-1, -2-2, -2-6 >UL/CSA-RECOGNIZED< >CONTROL CIRCUIT TRANSFORMER< >SAFETY ISOLATING TRANSFORMER< | - | 0 | 9
4AM5242-8JD40-0FA0 |  | 4AM5242-8JD40-0FA0 | 1 | UN | 1 | 2 | A | D | N | N | 85043180 | 1 | 4001869902760 | 9.75 | KG | 235.04 | 235.04 | CP22 | CP22 | TRANSFORMER SITAS; PHASES:1; PN/PN(S6)(KVA):0,63 /2,35; UPRI(V):400-230+/-15; USEC(V):2X115; ISEC(A):2X2,74; F(HZ):50...60; VECTOR GR./SHIELD WNG.:II0 /0; TA/ISOKL:40 /B; IP00; TYPE OF TERMINALS:SCREW/TAB CONNECTION; INSTALLATION:SCREW; EN 61558-2-1, -2-2, -2-4 >UL/CSA-RECOGNIZED< >CONTROL CIRCUIT TRANSFORMER< >ISOLATION TRANSFORMER< | - | 0 | 0
4AM5242-8JD40-0FA1 |  | 4AM5242-8JD40-0FA1 | 1 | UN | 1 | 20 | D | D | N | N | 85043180 | 1 | 4042948067628 | 9.75 | KG | 312 | 312 | CP22 | CP22 | TRANSFORMER SITAS; PHASES:1; PN/PN(S6)(KVA):0,63 /2,35; UPRI(V):400-230+/-15; USEC(V):2X115; ISEC(A):2,74-5,48; F(HZ):50...60; VECTOR GR./SHIELD WNG.:II0 /0; TA/ISOKL:40 /B; IP00; TYPE OF TERMINALS:CAGE-CLAMP; INSTALLATION:SCREW; EN 61558-2-1, -2-2, -2-4 >UL/CSA-RECOGNIZED< >CONTROL CIRCUIT TRANSFORMER< >ISOLATION TRANSFORMER< | - | 0 | 7
4AM5242-8JN00-0EA0 |  | 4AM5242-8JN00-0EA0 | 1 | UN | 1 | 20 | D | D | N | N | 85043180 | 1 | 4001869902661 | 9.75 | KG | 223.6 | 223.6 | CP22 | CP22 | TRANSFORMER SITAS; PHASES:1; PN/PN(S6)(KVA):0,63 /2,35; UPRI(V):400-230+/-15; USEC(V):24; ISEC(A):26,3; F(HZ):50...60; VECTOR GR./SHIELD WNG.:II0 /0; TA/ISOKL:40 /B; IP00; TYPE OF TERMINALS:SCREW/TAB CONNECTION; INSTALLATION:SCREW; EN 61558-2-2, -2-6 >UL/CSA-RECOGNIZED< >CONTROL CIRCUIT TRANSFORMER< >SAFETY ISOLATING TRANSFORMER< | - | 0 | 0
4AM5242-8JV00-0EA0 |  | 4AM5242-8JV00-0EA0 | 1 | UN | 1 | 20 | D | D | N | N | 85043180 | 1 | 4001869902944 | 9.75 | KG | 223.6 | 223.6 | CP22 | CP22 | TRANSFORMER SITAS; PHASES:1; PN/PN(S6)(KVA):0,63 /2,31; UPRI(V):400-230+/-15; USEC(V):42; ISEC(A):15,0; F(HZ):50...60; VECTOR GR./SHIELD WNG.:II0 /0; TA/ISOKL:40 /B; IP00; TYPE OF TERMINALS:SCREW/TAB CONNECTION; INSTALLATION:SCREW; EN 61558-2-1, -2-2, -2-6 >UL/CSA-RECOGNIZED< >CONTROL CIRCUIT TRANSFORMER< >SAFETY ISOLATING TRANSFORMER< | - | 0 | 0
4AM5242-8MB40-0FA0 |  | 4AM5242-8MB40-0FA0 | 1 | UN | 1 | 2 | A | D | N | N | 85043180 | 1 | 4019169940764 | 9.75 | KG | 235.04 | 235.04 | CP22 | CP22 | TRANSFORMER SITAS; PHASES:1; PN/PN(S6)(KVA):0,63 /2,35; UPRI(V):440-400-230; USEC(V):48(2X24); ISEC(A):13,1-26,3; F(HZ):50...60; VECTOR GR./SHIELD WNG.:IIII0 /0; TA/ISOKL:40 /B; IP00; TYPE OF TERMINALS:SCREW/TAB CONNECTION; INSTALLATION:SCREW; EN 61558-2-1, -2-2, -2-4 >UL/CSA-RECOGNIZED< >CONTROL CIRCUIT TRANSFORMER< >SAFETY ISOLATING TRANSFORMER< | - | 0 | 7
4AM5242-8MD40-0FA0 |  | 4AM5242-8MD40-0FA0 | 1 | UN | 1 | 2 | A | D | N | N | 85043180 | 1 | 4019169940665 | 9.75 | KG | 235.04 | 235.04 | CP22 | CP22 | TRANSFORMER SITAS; PHASES:1; PN/PN(S6)(KVA):0,63 /2,35; UPRI(V):440-400-230; USEC(V):230(2X115); ISEC(A):2,74-5,48; F(HZ):50...60; VECTOR GR./SHIELD WNG.:IIII0 /0; TA/ISOKL:40 /B; IP00; TYPE OF TERMINALS:SCREW/TAB CONNECTION; INSTALLATION:SCREW; EN 61558-2-1, -2-2, -2-4 >UL/CSA-RECOGNIZED< >CONTROL CIRCUIT TRANSFORMER< >ISOLATION TRANSFORMER< | - | 0 | 7
4AM5541-8BD40-0CN2 |  | 4AM5541-8BD40-0CN2 | 1 | UN | 1 | 2 | A | D | N | N | 85043180 | 1 |  | 12.15 | KG | 343.2 | 343.2 | CP22 | CP22 | CONTROL CIRCUIT TRANSFORMER; PHASES:1; PN/PN(S6)(KVA):0,8 /3,4; UPRI(V):575-550-525-500- 480-460 -440-415-400-380-230-220-200- 190; USEC(V):230(2X115); ISEC(A):2 X 3,5; F(HZ):50...60; VECTOR GR./SHIELD WNG.:III0I0 /0; TA/ISOKL:40 /B; IP00; TYPE OF TERMINALS:SCREW CONNECTION; INSTALLATION:SCREW; EN 61558-2-1, -2-4 >UL/CSA-RECOGNIZED< >CONTROL CIRCUIT TRANSFORMER< | - | 0 | 7
4AM5542-4TJ10-0FA0 |  | 4AM5542-4TJ10-0FA0 | 1 | UN | 1 | 2 | A | D | N | N | 85043180 | 1 | 4001869901008 | 12.15 | KG | 258.96 | 258.96 | CP22 | CP22 | TRANSFORMER SITAS; PHASES:1; PN/PN(S6)(KVA):0,8 /3,4; UPRI(V):230+/-5%; USEC(V):110; ISEC(A):7,27; F(HZ):50...60; VECTOR GR./SHIELD WNG.:II0 /0; TA/ISOKL:40 /B; IP00; TYPE OF TERMINALS:SCREW/TAB CONNECTION; INSTALLATION:SCREW; EN 61558-2-1, -2-2, -2-4 >UL/CSA-RECOGNIZED< >CONTROL CIRCUIT TRANSFORMER< >ISOLATION TRANSFORMER< | - | 0 | 0
4AM5542-4TN00-0EA0 |  | 4AM5542-4TN00-0EA0 | 1 | UN | 1 | 2 | A | D | N | N | 85043180 | 1 | 4001869901404 | 12.15 | KG | 258.96 | 258.96 | CP22 | CP22 | TRANSFORMER SITAS; PHASES:1; PN/PN(S6)(KVA):0,8 /3,4; UPRI(V):230+/-5%; USEC(V):24; ISEC(A):33,3; F(HZ):50...60; VECTOR GR./SHIELD WNG.:II0 /0; TA/ISOKL:40 /B; IP00; TYPE OF TERMINALS:SCREW/TAB CONNECTION; INSTALLATION:SCREW; EN 61558-2-2, -2-6 >UL/CSA-RECOGNIZED< >CONTROL CIRCUIT TRANSFORMER< >SAFETY ISOLATING TRANSFORMER< | - | 0 | 0
4AM5542-4TN00-0EC0 |  | 4AM5542-4TN00-0EC0 | 1 | UN | 1 | 20 | D | D | N | N | 85043180 | 1 | 4001869911052 | 16.3 | KG | 376.48 | 376.48 | CP22 | CP22 | TRANSFORMER SITAS; PHASES:1; PN/PN(S6)(KVA):0,68 /3,4; UPRI(V):230+/-5%; USEC(V):24; ISEC(A):28,3; F(HZ):50...60; VECTOR GR./SHIELD WNG.:II0 /0; TA/ISOKL:40 /B; IP23; TYPE OF TERMINALS:SCREW CONNECTION; INSTALLATION:SCREW; EN 61558-2-2, -2-6 >UL/CSA-RECOGNIZED< >CONTROL CIRCUIT TRANSFORMER< >SAFETY ISOLATING TRANSFORMER< | - | 0 | 0
4AM5542-4TT10-0FA0 |  | 4AM5542-4TT10-0FA0 | 1 | UN | 1 | 2 | A | D | N | N | 85043180 | 1 | 4001869901206 | 12.15 | KG | 258.96 | 258.96 | CP22 | CP22 | TRANSFORMER SITAS; PHASES:1; PN/PN(S6)(KVA):0,8 /3,4; UPRI(V):230+/-5%; USEC(V):230; ISEC(A):3,48; F(HZ):50...60; VECTOR GR./SHIELD WNG.:II0 /0; TA/ISOKL:40 /B; IP00; TYPE OF TERMINALS:SCREW/TAB CONNECTION; INSTALLATION:SCREW; EN 61558-2-1, -2-2, -2-4 >UL/CSA-RECOGNIZED< >CONTROL CIRCUIT TRANSFORMER< >ISOLATION TRANSFORMER< | - | 0 | 0
4AM5542-4TT10-0FC0 |  | 4AM5542-4TT10-0FC0 | 1 | UN | 1 | 20 | D | D | N | N | 85043180 | 1 | 4001869910857 | 16.14 | KG | 376.48 | 376.48 | CP22 | CP22 | TRANSFORMER SITAS; PHASES:1; PN/PN(S6)(KVA):0,68 /3,4; UPRI(V):230+/-5%; USEC(V):230; ISEC(A):2,96; F(HZ):50...60; VECTOR GR./SHIELD WNG.:II0 /0; TA/ISOKL:40 /B; IP23; TYPE OF TERMINALS:SCREW/TAB CONNECTION; INSTALLATION:SCREW; EN 61558-2-1, -2-2, -2-4 >UL/CSA-RECOGNIZED< >CONTROL CIRCUIT TRANSFORMER< >ISOLATION TRANSFORMER< | - | 0 | 0
4AM5542-4TT10-0FD0 |  | 4AM5542-4TT10-0FD0 | 1 | UN | 1 | 20 | D | D | N | N | 85043180 | 1 | 4001869918303 | 16.14 | KG | 503.36 | 503.36 | CP22 | CP22 | TRANSFORMER SITAS; PHASES:1; PN/PN(S6)(KVA):0,6 /3,4; UPRI(V):230+/-5%; USEC(V):230; ISEC(A):2,61; F(HZ):50...60; VECTOR GR./SHIELD WNG.:II0 /0; TA/ISOKL:40 /B; IP54; TYPE OF TERMINALS:SCREW/TAB CONNECTION; INSTALLATION:SCREW; EN 61558-2-1, -2-2, -2-4 >UL/CSA-RECOGNIZED< >CONTROL CIRCUIT TRANSFORMER< >ISOLATION TRANSFORMER< | - | 0 | 7
4AM5542-4TV00-0EA0 |  | 4AM5542-4TV00-0EA0 | 1 | UN | 1 | 20 | D | D | N | N | 85043180 | 1 | 4001869901701 | 12.15 | KG | 258.96 | 258.96 | CP22 | CP22 | TRANSFORMER SITAS; PHASES:1; PN/PN(S6)(KVA):0,8 /3,4; UPRI(V):230+/-5%; USEC(V):42; ISEC(A):19,1; F(HZ):50...60; VECTOR GR./SHIELD WNG.:II0 /0; TA/ISOKL:40 /B; IP00; TYPE OF TERMINALS:SCREW/TAB CONNECTION; INSTALLATION:SCREW; EN 61558-2-2, -2-6 >UL/CSA-RECOGNIZED< >CONTROL CIRCUIT TRANSFORMER< >SAFETY ISOLATING TRANSFORMER< | - | 0 | 0
4AM5542-4TV00-0ED0 |  | 4AM5542-4TV00-0ED0 | 1 | UN | 1 | 20 | D | D | N | N | 85043180 | 1 | 4001869918808 | 16.14 | KG | 480.48 | 480.48 | CP22 | CP22 | TRANSFORMER SITAS; PHASES:1; PN/PN(S6)(KVA):0,6 /3,4; UPRI(V):230+/-5%; USEC(V):42; ISEC(A):14,3; F(HZ):50...60; VECTOR GR./SHIELD WNG.:II0 /0; TA/ISOKL:40 /B; IP54; TYPE OF TERMINALS:SCREW/TAB CONNECTION; INSTALLATION:SCREW; EN 61558-2-2, -2-6 >UL/CSA-RECOGNIZED< >CONTROL CIRCUIT TRANSFORMER< >SAFETY ISOLATING TRANSFORMER< | - | 0 | 7
4AM5542-5AD40-0FA0 |  | 4AM5542-5AD40-0FA0 | 1 | UN | 1 | 20 | D | D | N | N | 85043180 | 1 | 4001869902326 | 12.15 | KG | 264.16 | 264.16 | CP22 | CP22 | TRANSFORMER SITAS; PHASES:1; PN/PN(S6)(KVA):0,8 /3,4; UPRI(V):400+/-5%; USEC(V):230-115; ISEC(A):3,48-6,96; F(HZ):50...60; VECTOR GR./SHIELD WNG.:II0 /0; TA/ISOKL:40 /B; IP00; TYPE OF TERMINALS:SCREW/TAB CONNECTION; INSTALLATION:SCREW; EN 61558-2-1, -2-2, -2-4 >UL/CSA-RECOGNIZED< >CONTROL CIRCUIT TRANSFORMER< >ISOLATION TRANSFORMER< | - | 0 | 0
4AM5542-5AJ10-0FA0 |  | 4AM5542-5AJ10-0FA0 | 1 | UN | 1 | 2 | A | D | N | N | 85043180 | 1 | 4001869901824 | 12.15 | KG | 258.96 | 258.96 | CP22 | CP22 | TRANSFORMER SITAS; PHASES:1; PN/PN(S6)(KVA):0,8 /3,4; UPRI(V):400+/-5%; USEC(V):110; ISEC(A):7,27; F(HZ):50...60; VECTOR GR./SHIELD WNG.:II0 /0; TA/ISOKL:40 /B; IP00; TYPE OF TERMINALS:SCREW/TAB CONNECTION; INSTALLATION:SCREW; EN 61558-2-1, -2-2, -2-4 >UL/CSA-RECOGNIZED< >CONTROL CIRCUIT TRANSFORMER< >ISOLATION TRANSFORMER< | - | 0 | 0
4AM5542-5AN00-0EA0 |  | 4AM5542-5AN00-0EA0 | 1 | UN | 1 | 2 | A | D | N | N | 85043180 | 1 | 4001869902227 | 12.15 | KG | 258.96 | 258.96 | CP22 | CP22 | TRANSFORMER SITAS; PHASES:1; PN/PN(S6)(KVA):0,8 /3,4; UPRI(V):400+/-5%; USEC(V):24; ISEC(A):33,3; F(HZ):50...60; VECTOR GR./SHIELD WNG.:II0 /0; TA/ISOKL:40 /B; IP00; TYPE OF TERMINALS:SCREW/TAB CONNECTION; INSTALLATION:SCREW; EN 61558-2-2, -2-6 >UL/CSA-RECOGNIZED< >CONTROL CIRCUIT TRANSFORMER< >SAFETY ISOLATING TRANSFORMER< | - | 0 | 0
4AM5542-5AT10-0FA0 |  | 4AM5542-5AT10-0FA0 | 1 | UN | 1 | 2 | A | D | N | N | 85043180 | 1 | 4001869902029 | 12.15 | KG | 258.96 | 258.96 | CP22 | CP22 | TRANSFORMER SITAS; PHASES:1; PN/PN(S6)(KVA):0,8 /3,4; UPRI(V):400+/-5%; USEC(V):230; ISEC(A):3,48; F(HZ):50...60; VECTOR GR./SHIELD WNG.:II0 /0; TA/ISOKL:40 /B; IP00; TYPE OF TERMINALS:SCREW/TAB CONNECTION; INSTALLATION:SCREW; EN 61558-2-1, -2-2, -2-4 >UL/CSA-RECOGNIZED< >CONTROL CIRCUIT TRANSFORMER< >ISOLATION TRANSFORMER< | - | 0 | 0
4AM5542-5AT10-0FA1 |  | 4AM5542-5AT10-0FA1 | 1 | UN | 1 | 20 | D | D | N | N | 85043180 | 1 | 4001869906690 | 12.15 | KG | 278.72 | 278.72 | CP22 | CP22 | TRANSFORMER SITAS; PHASES:1; PN/PN(S6)(KVA):0,8 /3,4; UPRI(V):400+/-5%; USEC(V):230; ISEC(A):3,48; F(HZ):50...60; VECTOR GR./SHIELD WNG.:II0 /0; TA/ISOKL:40 /B; IP00; TYPE OF TERMINALS:CAGE-CLAMP; INSTALLATION:SCREW; EN 61558-2-1, -2-2, -2-4 >UL/CSA-RECOGNIZED< >CONTROL CIRCUIT TRANSFORMER< >ISOLATION TRANSFORMER< | - | 0 | 0
4AM5542-5AT10-0FC0 |  | 4AM5542-5AT10-0FC0 | 1 | UN | 1 | 20 | D | D | N | N | 85043180 | 1 | 4001869911670 | 16.14 | KG | 376.48 | 376.48 | CP22 | CP22 | TRANSFORMER SITAS; PHASES:1; PN/PN(S6)(KVA):0,68 /3,4; UPRI(V):400+/-5%; USEC(V):230; ISEC(A):2,96; F(HZ):50...60; VECTOR GR./SHIELD WNG.:II0 /0; TA/ISOKL:40 /B; IP23; TYPE OF TERMINALS:SCREW/TAB CONNECTION; INSTALLATION:SCREW; EN 61558-2-1, -2-2, -2-4 >CONTROL CIRCUIT TRANSFORMER< >ISOLATION TRANSFORMER< | - | 0 | 0
4AM5542-5AT10-0FD0 |  | 4AM5542-5AT10-0FD0 | 1 | UN | 1 | 20 | D | D | N | N | 85043180 | 1 | 4001869919126 | 16.14 | KG | 386.88 | 386.88 | CP22 | CP22 | TRANSFORMER SITAS; PHASES:1; PN/PN(S6)(KVA):0,6 /3,4; UPRI(V):400+/-5%; USEC(V):230; ISEC(A):2,61; F(HZ):50...60; VECTOR GR./SHIELD WNG.:II0 /0; TA/ISOKL:40 /B; IP54; TYPE OF TERMINALS:SCREW/TAB CONNECTION; INSTALLATION:SCREW; EN 61558-2-1, -2-2, -2-4 >UL/CSA-RECOGNIZED< >CONTROL CIRCUIT TRANSFORMER< >ISOLATION TRANSFORMER< | - | 0 | 0
4AM5542-5AT10-2XA0 |  | 4AM5542-5AT10-2XA0 | 1 | UN | 1 | 20 | D | D | N | N | 85043180 | 1 | 4001869966540 | 11.1 | KG | 264.16 | 264.16 | CP22 | CP22 | AUTOTRANSFORMER; PHASES:1; PN,D(KVA):1,8; UPRI(V):400+/-5%; USEC(V):230; ISEC(A):7,8; F(HZ):50...60; VECTOR GR./SHIELD WNG.:IA0 /0; TA/ISOKL:40 /B; IP00; TYPE OF TERMINALS:SCREW/TAB CONNECTION; INSTALLATION:SCREW; EN 61558-2-13 >UL/CSA-RECOGNIZED< >AUTOTRANSFORMER< | - | 0 | 7
4AM5542-5AV00-0EA0 |  | 4AM5542-5AV00-0EA0 | 1 | UN | 1 | 20 | D | D | N | N | 85043180 | 1 | 4001869902524 | 12.15 | KG | 258.96 | 258.96 | CP22 | CP22 | TRANSFORMER SITAS; PHASES:1; PN/PN(S6)(KVA):0,8 /3,4; UPRI(V):400+/-5%; USEC(V):42; ISEC(A):19,1; F(HZ):50...60; VECTOR GR./SHIELD WNG.:II0 /0; TA/ISOKL:40 /B; IP00; TYPE OF TERMINALS:SCREW/TAB CONNECTION; INSTALLATION:SCREW; EN 61558-2-2, -2-6 >UL/CSA-RECOGNIZED< >CONTROL CIRCUIT TRANSFORMER< >SAFETY ISOLATING TRANSFORMER< | - | 0 | 0
4AM5542-5CJ10-0FA0 |  | 4AM5542-5CJ10-0FA0 | 1 | UN | 1 | 20 | D | D | N | N | 85043180 | 1 | 4001869903071 | 12.15 | KG | 258.96 | 258.96 | CP22 | CP22 | TRANSFORMER SITAS; PHASES:1; PN/PN(S6)(KVA):0,8 /3,4; UPRI(V):440+/-5%; USEC(V):110; ISEC(A):7,273; F(HZ):50...60; VECTOR GR./SHIELD WNG.:II0 /0; TA/ISOKL:40 /B; IP00; TYPE OF TERMINALS:SCREW/TAB CONNECTION; INSTALLATION:SCREW; EN 61558-2-1, -2-2, -2-4 >UL/CSA-RECOGNIZED< >CONTROL CIRCUIT TRANSFORMER< >ISOLATION TRANSFORMER< | - | 0 | 0
4AM5542-5CT10-0FA0 |  | 4AM5542-5CT10-0FA0 | 1 | UN | 1 | 2 | A | D | N | N | 85043180 | 1 | 4001869903255 | 12.15 | KG | 258.96 | 258.96 | CP22 | CP22 | TRANSFORMER SITAS; PHASES:1; PN/PN(S6)(KVA):0,8 /3,4; UPRI(V):440+/-5%; USEC(V):230; ISEC(A):3,48; F(HZ):50...60; VECTOR GR./SHIELD WNG.:II0 /0; TA/ISOKL:40 /B; IP00; TYPE OF TERMINALS:SCREW/TAB CONNECTION; INSTALLATION:SCREW; EN 61558-2-1, -2-2, -2-4 >UL/CSA-RECOGNIZED< >CONTROL CIRCUIT TRANSFORMER< >ISOLATION TRANSFORMER< | - | 0 | 0
4AM5542-5FT10-0FA0 |  | 4AM5542-5FT10-0FA0 | 1 | UN | 1 | 2 | A | D | N | N | 85043180 | 1 | 4001869904054 | 12.15 | KG | 258.96 | 258.96 | CP22 | CP22 | TRANSFORMER SITAS; PHASES:1; PN/PN(S6)(KVA):0,8 /3,4; UPRI(V):500+/-5%; USEC(V):230; ISEC(A):3,48; F(HZ):50...60; VECTOR GR./SHIELD WNG.:II0 /0; TA/ISOKL:40 /B; IP00; TYPE OF TERMINALS:SCREW/TAB CONNECTION; INSTALLATION:SCREW; EN 61558-2-1, -2-2, -2-4 >UL/CSA-RECOGNIZED< >CONTROL CIRCUIT TRANSFORMER< >ISOLATION TRANSFORMER< | - | 0 | 0
4AM5542-5LT10-0FA0 |  | 4AM5542-5LT10-0FA0 | 1 | UN | 1 | 20 | D | D | N | N | 85043180 | 1 | 4001869905532 | 12.15 | KG | 258.96 | 258.96 | CP22 | CP22 | TRANSFORMER SITAS; PHASES:1; PN/PN(S6)(KVA):0,8 /3,4; UPRI(V):660+/-5%; USEC(V):230; ISEC(A):3,478; F(HZ):50...60; VECTOR GR./SHIELD WNG.:II0 /0; TA/ISOKL:40 /B; IP00; TYPE OF TERMINALS:SCREW/TAB CONNECTION; INSTALLATION:SCREW; EN 61558-2-1, -2-2, -2-4 >CONTROL CIRCUIT TRANSFORMER< >ISOLATION TRANSFORMER< | - | 0 | 0
4AM5542-5MT10-0FA0 |  | 4AM5542-5MT10-0FA0 | 1 | UN | 1 | 20 | D | D | N | N | 85043180 | 1 | 4001869905686 | 12.15 | KG | 258.96 | 258.96 | CP22 | CP22 | TRANSFORMER SITAS; PHASES:1; PN/PN(S6)(KVA):0,8 /3,4; UPRI(V):690+/-5%; USEC(V):230; ISEC(A):3,478; F(HZ):50...60; VECTOR GR./SHIELD WNG.:II0 /0; TA/ISOKL:40 /B; IP00; TYPE OF TERMINALS:SCREW/TAB CONNECTION; INSTALLATION:SCREW; EN 61558-2-1, -2-2, -2-4 >CONTROL CIRCUIT TRANSFORMER< >ISOLATION TRANSFORMER< | - | 0 | 0
4AM5542-8DB40-0FA0 |  | 4AM5542-8DB40-0FA0 | 1 | UN | 1 | 20 | D | D | N | N | 85043180 | 1 | 4042948041185 | 13.15 | KG | 349.44 | 349.44 | CP22 | CP22 | TRANSFORMER SITAS; PHASES:1; PN/PN(S6)(KVA):0,8 /3,4; UPRI(V):550-525-500-480-460- 440-415-400-380-230-208; USEC(V):48 (2X24); ISEC(A):16,67-33,33; F(HZ):50...60; VECTOR GR./SHIELD WNG.:II0 /0; TA/ISOKL:40 /B; IP00; TYPE OF TERMINALS:SCREW/TAB CONNECTION; INSTALLATION:SCREW; EN 61558-2-1, -2-2, -2-4 >UL/CSA-RECOGNIZED< >CONTROL CIRCUIT TRANSFORMER< >ISOLATION TRANSFORMER< | - | 0 | 7
4AM5542-8DD40-0FA0 |  | 4AM5542-8DD40-0FA0 | 1 | UN | 1 | 2 | A | D | N | N | 85043180 | 1 | 4001869904801 | 13.15 | KG | 302.64 | 302.64 | CP22 | CP22 | TRANSFORMER SITAS; PHASES:1; PN/PN(S6)(KVA):0,8 /3,4; UPRI(V):550-525-500-480-460- 440-415-400-380-230-208; USEC(V):2X115; ISEC(A):3,48-6,96; F(HZ):50...60; VECTOR GR./SHIELD WNG.:II0 /0; TA/ISOKL:40 /B; IP00; TYPE OF TERMINALS:SCREW/TAB CONNECTION; INSTALLATION:SCREW; EN 61558-2-1, -2-2, -2-4 >UL/CSA-RECOGNIZED< >CONTROL CIRCUIT TRANSFORMER< >ISOLATION TRANSFORMER< | - | 0 | 0
4AM5542-8DD40-0FC0 |  | 4AM5542-8DD40-0FC0 | 1 | UN | 1 | 20 | D | D | N | N | 85043180 | 1 | 4001869914459 | 17.3 | KG | 547.04 | 547.04 | CP22 | CP22 | TRANSFORMER SITAS; PHASES:1; PN/PN(S6)(KVA):0,68 /3,4; UPRI(V):550-525-500-480-460- 440-415-400-380-230-208; USEC(V):2X115; ISEC(A):2,96-5,92; F(HZ):50...60; VECTOR GR./SHIELD WNG.:II0 /0; TA/ISOKL:50 /B; IP23; TYPE OF TERMINALS:SCREW/TAB CONNECTION; INSTALLATION:SCREW; EN 61558-2-1, -2-2, -2-4 >UL/CSA-RECOGNIZED< >CONTROL CIRCUIT TRANSFORMER< >ISOLATION TRANSFORMER< | - | 0 | 9
4AM5542-8DD40-0FD0 |  | 4AM5542-8DD40-0FD0 | 1 | UN | 1 | 20 | D | D | N | N | 85043180 | 1 | 4001869921907 | 17.3 | KG | 430.56 | 430.56 | CP22 | CP22 | TRANSFORMER SITAS; PHASES:1; PN/PN(S6)(KVA):0,6 /3,4; UPRI(V):550-525-500-480-460- 440-415-400-380-230-208; USEC(V):2X115; ISEC(A):2X2,61; F(HZ):50...60; VECTOR GR./SHIELD WNG.:II0 /0; TA/ISOKL:40 /B; IP54; TYPE OF TERMINALS:SCREW/TAB CONNECTION; INSTALLATION:SCREW; EN 61558-2-1, -2-2, -2-4 >UL/CSA-RECOGNIZED< >CONTROL CIRCUIT TRANSFORMER< >ISOLATION TRANSFORMER< | - | 0 | 0
4AM5542-8DN00-0EA0 |  | 4AM5542-8DN00-0EA0 | 1 | UN | 1 | 20 | D | D | N | N | 85043180 | 1 | 4001869904702 | 13.15 | KG | 294.32 | 294.32 | CP22 | CP22 | TRANSFORMER SITAS; PHASES:1; PN/PN(S6)(KVA):0,8 /3,4; UPRI(V):550-525-500-480-460- 440-415-400-380-230-208; USEC(V):24; ISEC(A):33,3; F(HZ):50...60; VECTOR GR./SHIELD WNG.:II0 /0; TA/ISOKL:40 /B; IP00; TYPE OF TERMINALS:SCREW CONNECTION; INSTALLATION:SCREW; EN 61558-2-2, -2-6 >UL/CSA-RECOGNIZED< >CONTROL CIRCUIT TRANSFORMER< >SAFETY ISOLATING TRANSFORMER< | - | 0 | 0
4AM5542-8ED40-0FA0 |  | 4AM5542-8ED40-0FA0 | 1 | UN | 1 | 2 | A | D | N | N | 85043180 | 1 | 4001869905235 | 13.15 | KG | 302.64 | 302.64 | CP22 | CP22 | TRANSFORMER SITAS; PHASES:1; PN/PN(S6)(KVA):0,8 /3,4; UPRI(V):600-575-550-525-500- 480-460-440-415-400-240-230; USEC(V):2X115; ISEC(A):2X3,48; F(HZ):50...60; VECTOR GR./SHIELD WNG.:II0 /0; TA/ISOKL:40 /B; IP00; TYPE OF TERMINALS:SCREW/TAB CONNECTION; INSTALLATION:SCREW; EN 61558-2-1, -2-2, -2-4 >UL/CSA-RECOGNIZED< >CONTROL CIRCUIT TRANSFORMER< >ISOLATION TRANSFORMER< | - | 0 | 0
4AM5542-8EN00-0EA0 |  | 4AM5542-8EN00-0EA0 | 1 | UN | 1 | 20 | D | D | N | N | 85043180 | 1 | 4001869905136 | 13.15 | KG | 294.32 | 294.32 | CP22 | CP22 | TRANSFORMER SITAS; PHASES:1; PN/PN(S6)(KVA):0,8 /3,4; UPRI(V):600-575-550-525-500- 480-460-440-415-400-240-230; USEC(V):24; ISEC(A):33,3; F(HZ):50...60; VECTOR GR./SHIELD WNG.:II0 /0; TA/ISOKL:40 /B; IP00; TYPE OF TERMINALS:SCREW CONNECTION; INSTALLATION:SCREW; EN 61558-2-2, -2-6 >UL/CSA-RECOGNIZED< >CONTROL CIRCUIT TRANSFORMER< >SAFETY ISOLATING TRANSFORMER< | - | 0 | 0
4AM5542-8EV00-0EA0 |  | 4AM5542-8EV00-0EA0 | 1 | UN | 1 | 20 | D | D | N | N | 85043180 | 1 | 4001869905419 | 13.15 | KG | 366.08 | 366.08 | CP22 | CP22 | TRANSFORMER SITAS; PHASES:1; PN/PN(S6)(KVA):0,8 /3,4; UPRI(V):600-575-550-525-500- 480-460-440-415-400-240-230; USEC(V):42; ISEC(A):19,05; F(HZ):50...60; VECTOR GR./SHIELD WNG.:II0 /0; TA/ISOKL:40 /B; IP00; TYPE OF TERMINALS:SCREW/TAB CONNECTION; INSTALLATION:SCREW; EN 61558-2-1, -2-2, -2-6 >UL/CSA-RECOGNIZED< >CONTROL CIRCUIT TRANSFORMER< >SAFETY ISOLATING TRANSFORMER< | - | 0 | 7
4AM5542-8JD40-0FA0 |  | 4AM5542-8JD40-0FA0 | 1 | UN | 1 | 2 | A | D | N | N | 85043180 | 1 | 4001869902777 | 13.15 | KG | 278.72 | 278.72 | CP22 | CP22 | TRANSFORMER SITAS; PHASES:1; PN/PN(S6)(KVA):0,8 /3,4; UPRI(V):400-230+/-15; USEC(V):2X115; ISEC(A):2X3,48; F(HZ):50...60; VECTOR GR./SHIELD WNG.:II0 /0; TA/ISOKL:40 /B; IP00; TYPE OF TERMINALS:SCREW/TAB CONNECTION; INSTALLATION:SCREW; EN 61558-2-1, -2-2, -2-4 >UL/CSA-RECOGNIZED< >CONTROL CIRCUIT TRANSFORMER< >ISOLATION TRANSFORMER< | - | 0 | 0
4AM5542-8JD40-0FA1 |  | 4AM5542-8JD40-0FA1 | 1 | UN | 1 | 20 | D | D | N | N | 85043180 | 1 | 4042948067666 | 13.15 | KG | 373.36 | 373.36 | CP22 | CP22 | TRANSFORMER SITAS; PHASES:1; PN/PN(S6)(KVA):0,8 /3,4; UPRI(V):400-230+/-15; USEC(V):2X115; ISEC(A):3,48-6,96; F(HZ):50...60; VECTOR GR./SHIELD WNG.:II0 /0; TA/ISOKL:40 /B; IP00; TYPE OF TERMINALS:CAGE-CLAMP; INSTALLATION:SCREW; EN 61558-2-1, -2-2, -2-4 >UL/CSA-RECOGNIZED< >CONTROL CIRCUIT TRANSFORMER< >ISOLATION TRANSFORMER< | - | 0 | 7
4AM5542-8JN00-0EA0 |  | 4AM5542-8JN00-0EA0 | 1 | UN | 1 | 20 | D | D | N | N | 85043180 | 1 | 4001869902678 | 13.15 | KG | 264.16 | 264.16 | CP22 | CP22 | TRANSFORMER SITAS; PHASES:1; PN/PN(S6)(KVA):0,8 /3,4; UPRI(V):400-230+/-15; USEC(V):24; ISEC(A):33,3; F(HZ):50...60; VECTOR GR./SHIELD WNG.:II0 /0; TA/ISOKL:40 /B; IP00; TYPE OF TERMINALS:SCREW CONNECTION; INSTALLATION:SCREW; EN 61558-2-2, -2-6 >UL/CSA-RECOGNIZED< >CONTROL CIRCUIT TRANSFORMER< >SAFETY ISOLATING TRANSFORMER< | - | 0 | 0
4AM5542-8MB40-0FA0 |  | 4AM5542-8MB40-0FA0 | 1 | UN | 1 | 20 | D | D | N | N | 85043180 | 1 | 4019169940887 | 13.15 | KG | 359.84 | 359.84 | CP22 | CP22 | TRANSFORMER SITAS; PHASES:1; PN/PN(S6)(KVA):0,8 /3,4; UPRI(V):440-400-230; USEC(V):48(2X24); ISEC(A):16,7-33,3; F(HZ):50...60; VECTOR GR./SHIELD WNG.:IIII0 /0; TA/ISOKL:40 /B; IP00; TYPE OF TERMINALS:SCREW/TAB CONNECTION; INSTALLATION:SCREW; EN 61558-2-1, -2-2, -2-4 >UL/CSA-RECOGNIZED< >CONTROL CIRCUIT TRANSFORMER< >SAFETY ISOLATING TRANSFORMER< | - | 0 | 9
4AM5542-8MD40-0FA0 |  | 4AM5542-8MD40-0FA0 | 1 | UN | 1 | 20 | D | D | N | N | 85043180 | 1 | 4019169940771 | 11.65 | KG | 278.72 | 278.72 | CP22 | CP22 | TRANSFORMER SITAS; PHASES:1; PN/PN(S6)(KVA):0,8 /3,4; UPRI(V):440-400-230; USEC(V):230(2X115); ISEC(A):3,48-6,96; F(HZ):50...60; VECTOR GR./SHIELD WNG.:IIII0 /0; TA/ISOKL:40 /B; IP00; TYPE OF TERMINALS:SCREW/TAB CONNECTION; INSTALLATION:SCREW; EN 61558-2-1, -2-2, -2-4 >UL/CSA-RECOGNIZED< >CONTROL CIRCUIT TRANSFORMER< >ISOLATION TRANSFORMER< | - | 0 | 7
4AM5742-0AA00-0FA0 |  | 4AM5742-0AA00-0FA0 | 1 | UN | 1 | 20 | D | D | N | N | 85043180 | 1 | 4019169977319 | 14.85 | KG | 518.96 | 518.96 | CP22 | CP22 | TRANSFORMER SITAS; PHASES:1; PN/PN(S6)(KVA):1 /5; UPRI(V):500-480-460-440-420- 400-380-360; USEC(V):220; ISEC(A):4,55; F(HZ):50...60; VECTOR GR./SHIELD WNG.:II0 /0; TA/ISOKL:40 /B; IP00; TYPE OF TERMINALS:SCREW/TAB CONNECTION; INSTALLATION:SCREW; EN 61558-2-1, -2-2, -2-4 >UL/CSA-RECOGNIZED< >CONTROL CIRCUIT TRANSFORMER< >ISOLATION TRANSFORMER< | - | 0 | 7
4AM5742-4TJ10-0FA0 |  | 4AM5742-4TJ10-0FA0 | 1 | UN | 1 | 2 | A | D | N | N | 85043180 | 1 | 4001869901015 | 15.15 | KG | 317.2 | 317.2 | CP22 | CP22 | TRANSFORMER SITAS; PHASES:1; PN/PN(S6)(KVA):1 /5; UPRI(V):230+/-5%; USEC(V):110; ISEC(A):9,09; F(HZ):50...60; VECTOR GR./SHIELD WNG.:II0 /0; TA/ISOKL:40 /B; IP00; TYPE OF TERMINALS:SCREW/TAB CONNECTION; INSTALLATION:SCREW; EN 61558-2-1, -2-2, -2-4 >UL/CSA-RECOGNIZED< >CONTROL CIRCUIT TRANSFORMER< >ISOLATION TRANSFORMER< | - | 0 | 0
4AM5742-4TJ10-0FC0 |  | 4AM5742-4TJ10-0FC0 | 1 | UN | 1 | 20 | D | D | N | N | 85043180 | 1 | 4001869910666 | 19.14 | KG | 431.6 | 431.6 | CP22 | CP22 | TRANSFORMER SITAS; PHASES:1; PN/PN(S6)(KVA):0,85 /5; UPRI(V):230+/-5%; USEC(V):110; ISEC(A):7,73; F(HZ):50...60; VECTOR GR./SHIELD WNG.:II0 /0; TA/ISOKL:40 /B; IP23; TYPE OF TERMINALS:SCREW/TAB CONNECTION; INSTALLATION:SCREW; EN 61558-2-1, -2-2, -2-4 >UL/CSA-RECOGNIZED< >CONTROL CIRCUIT TRANSFORMER< >ISOLATION TRANSFORMER< | - | 0 | 0
4AM5742-4TN00-0EA0 |  | 4AM5742-4TN00-0EA0 | 1 | UN | 1 | 2 | A | D | N | N | 85043180 | 1 | 4001869901411 | 15.15 | KG | 317.2 | 317.2 | CP22 | CP22 | TRANSFORMER SITAS; PHASES:1; PN/PN(S6)(KVA):1 /5; UPRI(V):230+/-5%; USEC(V):24; ISEC(A):41,67; F(HZ):50...60; VECTOR GR./SHIELD WNG.:II0 /0; TA/ISOKL:40 /B; IP00; TYPE OF TERMINALS:SCREW/TAB CONNECTION; INSTALLATION:SCREW; EN 61558-2-2, -2-6 >UL/CSA-RECOGNIZED< >CONTROL CIRCUIT TRANSFORMER< >SAFETY ISOLATING TRANSFORMER< | - | 0 | 0
4AM5742-4TN00-0EC0 |  | 4AM5742-4TN00-0EC0 | 1 | UN | 1 | 20 | D | D | N | N | 85043180 | 1 | 4001869911069 | 19.3 | KG | 559.52 | 559.52 | CP22 | CP22 | TRANSFORMER SITAS; PHASES:1; PN/PN(S6)(KVA):0,85 /5; UPRI(V):230+/-5%; USEC(V):24; ISEC(A):35,4; F(HZ):50...60; VECTOR GR./SHIELD WNG.:II0 /0; TA/ISOKL:40 /B; IP23; TYPE OF TERMINALS:SCREW CONNECTION; INSTALLATION:SCREW; EN 61558-2-1, -2-2, -2-4 >UL/CSA-RECOGNIZED< >CONTROL CIRCUIT TRANSFORMER< >SAFETY ISOLATING TRANSFORMER< | - | 0 | 9
4AM5742-4TT10-0FA0 |  | 4AM5742-4TT10-0FA0 | 1 | UN | 1 | 2 | A | D | N | N | 85043180 | 1 | 4001869901213 | 15.15 | KG | 317.2 | 317.2 | CP22 | CP22 | TRANSFORMER SITAS; PHASES:1; PN/PN(S6)(KVA):1 /5; UPRI(V):230+/-5%; USEC(V):230; ISEC(A):4,35; F(HZ):50...60; VECTOR GR./SHIELD WNG.:II0 /0; TA/ISOKL:40 /B; IP00; TYPE OF TERMINALS:SCREW/TAB CONNECTION; INSTALLATION:SCREW; EN 61558-2-1, -2-2, -2-4 >UL/CSA-RECOGNIZED< >CONTROL CIRCUIT TRANSFORMER< >ISOLATION TRANSFORMER< | - | 0 | 0
4AM5742-4TT10-0FC0 |  | 4AM5742-4TT10-0FC0 | 1 | UN | 1 | 20 | D | D | N | N | 85043180 | 1 | 4001869910864 | 19.14 | KG | 559.52 | 559.52 | CP22 | CP22 | TRANSFORMER SITAS; PHASES:1; PN/PN(S6)(KVA):0,85 /5; UPRI(V):230+/-5%; USEC(V):230; ISEC(A):3,7; F(HZ):50...60; VECTOR GR./SHIELD WNG.:II0 /0; TA/ISOKL:40 /B; IP23; TYPE OF TERMINALS:SCREW/TAB CONNECTION; INSTALLATION:SCREW; EN 61558-2-1, -2-2, -2-4 >UL/CSA-RECOGNIZED< >CONTROL CIRCUIT TRANSFORMER< >ISOLATION TRANSFORMER< | - | 0 | 7
4AM5742-4TV00-0EA0 |  | 4AM5742-4TV00-0EA0 | 1 | UN | 1 | 20 | D | D | N | N | 85043180 | 1 | 4001869901718 | 15.15 | KG | 317.2 | 317.2 | CP22 | CP22 | TRANSFORMER SITAS; PHASES:1; PN/PN(S6)(KVA):1 /5; UPRI(V):230+/-5%; USEC(V):42; ISEC(A):23,8; F(HZ):50...60; VECTOR GR./SHIELD WNG.:II0 /0; TA/ISOKL:40 /B; IP00; TYPE OF TERMINALS:SCREW/TAB CONNECTION; INSTALLATION:SCREW; EN 61558-2-2, -2-6 >UL/CSA-RECOGNIZED< >CONTROL CIRCUIT TRANSFORMER< >SAFETY ISOLATING TRANSFORMER< | - | 0 | 0
4AM5742-4TV00-0EC0 |  | 4AM5742-4TV00-0EC0 | 1 | UN | 1 | 20 | D | D | N | N | 85043180 | 1 | 4001869911366 | 19.3 | KG | 559.52 | 559.52 | CP22 | CP22 | TRANSFORMER SITAS; PHASES:1; PN/PN(S6)(KVA):0,85 /5; UPRI(V):230+/-5%; USEC(V):42; ISEC(A):20,2; F(HZ):50...60; VECTOR GR./SHIELD WNG.:II0 /0; TA/ISOKL:40 /B; IP23; TYPE OF TERMINALS:SCREW/TAB CONNECTION; INSTALLATION:SCREW; EN 61558-2-2, -2-6 >UL/CSA-RECOGNIZED< >CONTROL CIRCUIT TRANSFORMER< >SAFETY ISOLATING TRANSFORMER< | - | 0 | 9
4AM5742-5AD40-0FA0 |  | 4AM5742-5AD40-0FA0 | 1 | UN | 1 | 20 | D | D | N | N | 85043180 | 1 | 4001869902333 | 15.15 | KG | 319.28 | 319.28 | CP22 | CP22 | TRANSFORMER SITAS; PHASES:1; PN/PN(S6)(KVA):1 /5; UPRI(V):400+/-5%; USEC(V):230(2X115); ISEC(A):4,35-8,70; F(HZ):50...60; VECTOR GR./SHIELD WNG.:II0 /0; TA/ISOKL:40 /B; IP00; TYPE OF TERMINALS:SCREW/TAB CONNECTION; INSTALLATION:SCREW; EN 61558-2-1, -2-2, -2-4 >UL/CSA-RECOGNIZED< >CONTROL CIRCUIT TRANSFORMER< >ISOLATION TRANSFORMER< | - | 0 | 0
4AM5742-5AD40-1FA0 |  | 4AM5742-5AD40-1FA0 | 1 | UN | 1 | 20 | D | D | N | N | 85043180 | 1 | 4042948010495 | 15.15 | KG | 444.08 | 444.08 | CP22 | CP22 | TRANSFORMER SITAS; PHASES:1; PN/PN(S6)(KVA):1 /5; UPRI(V):400+/-5%; USEC(V):230(2X115); ISEC(A):4,35-8,70; F(HZ):50...60; VECTOR GR./SHIELD WNG.:II0 /1; TA/ISOKL:40 /B; IP00; TYPE OF TERMINALS:SCREW/TAB CONNECTION; INSTALLATION:SCREW; EN 61558-2-1, -2-2, -2-4 >UL/CSA-RECOGNIZED< >CONTROL CIRCUIT TRANSFORMER< | - | 0 | 9
4AM5742-5AJ10-0FA0 |  | 4AM5742-5AJ10-0FA0 | 1 | UN | 1 | 2 | A | D | N | N | 85043180 | 1 | 4001869901831 | 15.15 | KG | 317.2 | 317.2 | CP22 | CP22 | TRANSFORMER SITAS; PHASES:1; PN/PN(S6)(KVA):1 /5; UPRI(V):400+/-5%; USEC(V):110; ISEC(A):9,09; F(HZ):50...60; VECTOR GR./SHIELD WNG.:II0 /0; TA/ISOKL:40 /B; IP00; TYPE OF TERMINALS:SCREW/TAB CONNECTION; INSTALLATION:SCREW; EN 61558-2-1, -2-2, -2-4 >UL/CSA-RECOGNIZED< >CONTROL CIRCUIT TRANSFORMER< >ISOLATION TRANSFORMER< | - | 0 | 0
4AM5742-5AJ10-0FD0 |  | 4AM5742-5AJ10-0FD0 | 1 | UN | 1 | 20 | D | D | N | N | 85043180 | 1 | 4001869918938 | 19.14 | KG | 577.2 | 577.2 | CP22 | CP22 | TRANSFORMER SITAS; PHASES:1; PN/PN(S6)(KVA):0,75 /5; UPRI(V):400+/-5%; USEC(V):110; ISEC(A):6,82; F(HZ):50...60; VECTOR GR./SHIELD WNG.:II0 /0; TA/ISOKL:40 /B; IP54; TYPE OF TERMINALS:SCREW/TAB CONNECTION; INSTALLATION:SCREW; EN 61558-2-1, -2-2, -2-4 >UL/CSA-RECOGNIZED< >CONTROL CIRCUIT TRANSFORMER< >ISOLATION TRANSFORMER< | - | 0 | 7
4AM5742-5AN00-0EA0 |  | 4AM5742-5AN00-0EA0 | 1 | UN | 1 | 2 | A | D | N | N | 85043180 | 1 | 4001869902234 | 15.15 | KG | 317.2 | 317.2 | CP22 | CP22 | TRANSFORMER SITAS; PHASES:1; PN/PN(S6)(KVA):1 /5; UPRI(V):400+/-5%; USEC(V):24; ISEC(A):41,67; F(HZ):50...60; VECTOR GR./SHIELD WNG.:II0 /0; TA/ISOKL:40 /B; IP00; TYPE OF TERMINALS:SCREW/TAB CONNECTION; INSTALLATION:SCREW; EN 61558-2-2, -2-6 >UL/CSA-RECOGNIZED< >CONTROL CIRCUIT TRANSFORMER< >SAFETY ISOLATING TRANSFORMER< | - | 0 | 0
4AM5742-5AN00-0EC0 |  | 4AM5742-5AN00-0EC0 | 1 | UN | 1 | 20 | D | D | N | N | 85043180 | 1 | 4001869911885 | 19.14 | KG | 559.52 | 559.52 | CP22 | CP22 | TRANSFORMER SITAS; PHASES:1; PN/PN(S6)(KVA):0,85 /5; UPRI(V):400+/-5%; USEC(V):24; ISEC(A):35,4; F(HZ):50...60; VECTOR GR./SHIELD WNG.:II0 /0; TA/ISOKL:40 /B; IP23; TYPE OF TERMINALS:SCREW CONNECTION; INSTALLATION:SCREW; EN 61558-2-1, -2-2, -2-6 >UL/CSA-RECOGNIZED< >CONTROL CIRCUIT TRANSFORMER< >SAFETY ISOLATING TRANSFORMER< | - | 0 | 9
4AM5742-5AT10-0FA0 |  | 4AM5742-5AT10-0FA0 | 1 | UN | 1 | 2 | A | D | N | N | 85043180 | 1 | 4001869902036 | 15.15 | KG | 317.2 | 317.2 | CP22 | CP22 | TRANSFORMER SITAS; PHASES:1; PN/PN(S6)(KVA):1 /5; UPRI(V):400+/-5%; USEC(V):230; ISEC(A):4,35; F(HZ):50...60; VECTOR GR./SHIELD WNG.:II0 /0; TA/ISOKL:40 /B; IP00; TYPE OF TERMINALS:SCREW/TAB CONNECTION; INSTALLATION:SCREW; EN 61558-2-2, -2-4 >UL/CSA-RECOGNIZED< >CONTROL CIRCUIT TRANSFORMER< >ISOLATION TRANSFORMER< | - | 0 | 0
4AM5742-5AT10-0FA1 |  | 4AM5742-5AT10-0FA1 | 1 | UN | 1 | 2 | A | D | N | N | 85043180 | 1 | 4001869906706 | 15.15 | KG | 339.04 | 339.04 | CP22 | CP22 | TRANSFORMER SITAS; PHASES:1; PN/PN(S6)(KVA):1 /5; UPRI(V):400+/-5%; USEC(V):230; ISEC(A):4,35; F(HZ):50...60; VECTOR GR./SHIELD WNG.:II0 /0; TA/ISOKL:40 /B; IP00; TYPE OF TERMINALS:CAGE-CLAMP; INSTALLATION:SCREW; EN 61558-2-1, -2-2, -2-4 >UL/CSA-RECOGNIZED< >CONTROL CIRCUIT TRANSFORMER< >ISOLATION TRANSFORMER< | - | 0 | 0
4AM5742-5AT10-0FC0 |  | 4AM5742-5AT10-0FC0 | 1 | UN | 1 | 20 | D | D | N | N | 85043180 | 1 | 4001869911687 | 19.14 | KG | 431.6 | 431.6 | CP22 | CP22 | TRANSFORMER SITAS; PHASES:1; PN/PN(S6)(KVA):0,85 /5; UPRI(V):400+/-5%; USEC(V):230; ISEC(A):3,7; F(HZ):50...60; VECTOR GR./SHIELD WNG.:II0 /0; TA/ISOKL:40 /B; IP23; TYPE OF TERMINALS:SCREW/TAB CONNECTION; INSTALLATION:SCREW; EN 61558-2-1, -2-2, -2-4 >CONTROL CIRCUIT TRANSFORMER< >ISOLATION TRANSFORMER< | - | 0 | 0
4AM5742-5AT10-0FD0 |  | 4AM5742-5AT10-0FD0 | 1 | UN | 1 | 20 | D | D | N | N | 85043180 | 1 | 4001869919133 | 19.14 | KG | 445.12 | 445.12 | CP22 | CP22 | TRANSFORMER SITAS; PHASES:1; PN/PN(S6)(KVA):0,75 /5; UPRI(V):400+/-5%; USEC(V):230; ISEC(A):3,26; F(HZ):50...60; VECTOR GR./SHIELD WNG.:II0 /0; TA/ISOKL:40 /B; IP54; TYPE OF TERMINALS:SCREW/TAB CONNECTION; INSTALLATION:SCREW; EN 61558-2-1, -2-2, -2-4 >UL/CSA-RECOGNIZED< >CONTROL CIRCUIT TRANSFORMER< >ISOLATION TRANSFORMER< | - | 0 | 0
4AM5742-5AT10-1FA0 |  | 4AM5742-5AT10-1FA0 | 1 | UN | 1 | 20 | D | D | N | N | 85043180 | 1 | 4019169977364 | 14.45 | KG | 353.6 | 353.6 | CP22 | CP22 | TRANSFORMER SITAS; PHASES:1; PN/PN(S6)(KVA):1 /5,04; UPRI(V):400+/-5%; USEC(V):230; ISEC(A):4,348; F(HZ):50...60; VECTOR GR./SHIELD WNG.:II0 /1; TA/ISOKL:40 /B; IP00; TYPE OF TERMINALS:SCREW/TAB CONNECTION; INSTALLATION:SCREW; EN 61558-2-1, -2-2, -2-4 >UL/CSA-RECOGNIZED< >CONTROL CIRCUIT TRANSFORMER< >ISOLATION TRANSFORMER< | - | 0 | 7
4AM5742-5AV00-0EA0 |  | 4AM5742-5AV00-0EA0 | 1 | UN | 1 | 20 | D | D | N | N | 85043180 | 1 | 4001869902531 | 15.15 | KG | 317.2 | 317.2 | CP22 | CP22 | TRANSFORMER SITAS; PHASES:1; PN/PN(S6)(KVA):1 /5; UPRI(V):400+/-5%; USEC(V):42; ISEC(A):23,8; F(HZ):50...60; VECTOR GR./SHIELD WNG.:II0 /0; TA/ISOKL:40 /B; IP00; TYPE OF TERMINALS:SCREW/TAB CONNECTION; INSTALLATION:SCREW; EN 61558-2-2, -2-6 >UL/CSA-RECOGNIZED< >CONTROL CIRCUIT TRANSFORMER< >SAFETY ISOLATING TRANSFORMER< | - | 0 | 0
4AM5742-5CD40-0FA0 |  | 4AM5742-5CD40-0FA0 | 1 | UN | 1 | 20 | D | D | N | N | 85043180 | 1 | 4001869903569 | 15.15 | KG | 319.28 | 319.28 | CP22 | CP22 | TRANSFORMER SITAS; PHASES:1; PN/PN(S6)(KVA):1 /5; UPRI(V):440+/-5%; USEC(V):230-115; ISEC(A):4,34-8,69; F(HZ):50...60; VECTOR GR./SHIELD WNG.:II0 /0; TA/ISOKL:40 /B; IP00; TYPE OF TERMINALS:SCREW/TAB CONNECTION; INSTALLATION:SCREW; EN 61558-2-1, -2-2, -2-4 >UL/CSA-RECOGNIZED< >CONTROL CIRCUIT TRANSFORMER< >ISOLATION TRANSFORMER< | - | 0 | 0
4AM5742-5CJ10-0FA0 |  | 4AM5742-5CJ10-0FA0 | 1 | UN | 1 | 20 | D | D | N | N | 85043180 | 1 | 4001869903088 | 15.15 | KG | 317.2 | 317.2 | CP22 | CP22 | TRANSFORMER SITAS; PHASES:1; PN/PN(S6)(KVA):1 /5; UPRI(V):440+/-5%; USEC(V):110; ISEC(A):9,1; F(HZ):50...60; VECTOR GR./SHIELD WNG.:II0 /0; TA/ISOKL:40 /B; IP00; TYPE OF TERMINALS:SCREW/TAB CONNECTION; INSTALLATION:SCREW; EN 61558-2-1, -2-2, -2-4 >UL/CSA-RECOGNIZED< >CONTROL CIRCUIT TRANSFORMER< >ISOLATION TRANSFORMER< | - | 0 | 0
4AM5742-5CT10-0FA0 |  | 4AM5742-5CT10-0FA0 | 1 | UN | 1 | 2 | A | D | N | N | 85043180 | 1 | 4001869903262 | 15.15 | KG | 317.2 | 317.2 | CP22 | CP22 | TRANSFORMER SITAS; PHASES:1; PN/PN(S6)(KVA):1 /5; UPRI(V):440+/-5%; USEC(V):230; ISEC(A):4,35; F(HZ):50...60; VECTOR GR./SHIELD WNG.:II0 /0; TA/ISOKL:40 /B; IP00; TYPE OF TERMINALS:SCREW/TAB CONNECTION; INSTALLATION:SCREW; EN 61558-2-1, -2-2, -2-4 >UL/CSA-RECOGNIZED< >CONTROL CIRCUIT TRANSFORMER< >ISOLATION TRANSFORMER< | - | 0 | 0
4AM5742-5CT10-0FA1 |  | 4AM5742-5CT10-0FA1 | 1 | UN | 1 | 20 | D | D | N | N | 85043180 | 1 | 4001869907376 | 15.15 | KG | 339.04 | 339.04 | CP22 | CP22 | TRANSFORMER SITAS; PHASES:1; PN/PN(S6)(KVA):1 /5; UPRI(V):440+/-5%; USEC(V):230; ISEC(A):4,348; F(HZ):50...60; VECTOR GR./SHIELD WNG.:II0 /0; TA/ISOKL:40 /B; IP00; TYPE OF TERMINALS:CAGE-CLAMP; INSTALLATION:SCREW; EN 61558-2-1, -2-2, -2-4 >UL/CSA-RECOGNIZED< >CONTROL CIRCUIT TRANSFORMER< >ISOLATION TRANSFORMER< | - | 0 | 0
4AM5742-5CT10-0FD0 |  | 4AM5742-5CT10-0FD0 | 1 | UN | 1 | 20 | D | D | N | N | 85043180 | 1 | 4001869920368 | 19.14 | KG | 577.2 | 577.2 | CP22 | CP22 | TRANSFORMER SITAS; PHASES:1; PN/PN(S6)(KVA):0,75 /5; UPRI(V):440+/-5%; USEC(V):230; ISEC(A):3,26; F(HZ):50...60; VECTOR GR./SHIELD WNG.:II0 /0; TA/ISOKL:40 /B; IP54; TYPE OF TERMINALS:SCREW/TAB CONNECTION; INSTALLATION:SCREW; EN 61558-2-1, -2-2, -2-4 >UL/CSA-RECOGNIZED< >CONTROL CIRCUIT TRANSFORMER< >ISOLATION TRANSFORMER< | - | 0 | 9
4AM5742-5EJ10-0FA0 |  | 4AM5742-5EJ10-0FA0 | 1 | UN | 1 | 20 | D | D | N | N | 85043180 | 1 | 4001869934266 | 14.65 | KG | 342.16 | 342.16 | CP22 | CP22 | TRANSFORMER SITAS; PHASES:1; PN/PN(S6)(KVA):1 /5; UPRI(V):480+/-5%; USEC(V):110; ISEC(A):9,091; F(HZ):50...60; VECTOR GR./SHIELD WNG.:II0 /0; TA/ISOKL:40 /B; IP00; TYPE OF TERMINALS:SCREW/TAB CONNECTION; INSTALLATION:SCREW; EN 61558-2-1, -2-2, -2-4 >UL/CSA-RECOGNIZED< >CONTROL CIRCUIT TRANSFORMER< >ISOLATION TRANSFORMER< | - | 0 | 7
4AM5742-5EL10-0FA0 |  | 4AM5742-5EL10-0FA0 | 1 | UN | 1 | 20 | D | D | N | N | 85043180 | 1 | 4019169977395 | 14.65 | KG | 444.08 | 444.08 | CP22 | CP22 | TRANSFORMER SITAS; PHASES:1; PN/PN(S6)(KVA):1 /5; UPRI(V):480+/-5%; USEC(V):120; ISEC(A):8,33; F(HZ):50...60; VECTOR GR./SHIELD WNG.:II0 /0; TA/ISOKL:40 /B; IP00; TYPE OF TERMINALS:SCREW/TAB CONNECTION; INSTALLATION:SCREW; EN 61558-2-1, -2-2, -2-4 >UL/CSA-RECOGNIZED< >CONTROL CIRCUIT TRANSFORMER< >ISOLATION TRANSFORMER< | - | 0 | 9
4AM5742-5FJ10-0FA0 |  | 4AM5742-5FJ10-0FA0 | 1 | UN | 1 | 20 | D | D | N | N | 85043180 | 1 | 4001869903880 | 15.15 | KG | 317.2 | 317.2 | CP22 | CP22 | TRANSFORMER SITAS; PHASES:1; PN/PN(S6)(KVA):1 /5; UPRI(V):500+/-5%; USEC(V):110; ISEC(A):9,09; F(HZ):50...60; VECTOR GR./SHIELD WNG.:II0 /0; TA/ISOKL:40 /B; IP00; TYPE OF TERMINALS:SCREW/TAB CONNECTION; INSTALLATION:SCREW; EN 61558-2-1, -2-2, -2-4 >UL/CSA-RECOGNIZED< >CONTROL CIRCUIT TRANSFORMER< >ISOLATION TRANSFORMER< | - | 0 | 0
4AM5742-5FT10-0FA0 |  | 4AM5742-5FT10-0FA0 | 1 | UN | 1 | 2 | A | D | N | N | 85043180 | 1 | 4001869904061 | 15.15 | KG | 317.2 | 317.2 | CP22 | CP22 | TRANSFORMER SITAS; PHASES:1; PN/PN(S6)(KVA):1 /5; UPRI(V):500+/-5%; USEC(V):230; ISEC(A):4,35; F(HZ):50...60; VECTOR GR./SHIELD WNG.:II0 /0; TA/ISOKL:40 /B; IP00; TYPE OF TERMINALS:SCREW/TAB CONNECTION; INSTALLATION:SCREW; EN 61558-2-1, -2-2, -2-4 >UL/CSA-RECOGNIZED< >CONTROL CIRCUIT TRANSFORMER< >ISOLATION TRANSFORMER< | - | 0 | 0
4AM5742-5FT10-0FC0 |  | 4AM5742-5FT10-0FC0 | 1 | UN | 1 | 20 | D | D | N | N | 85043180 | 1 | 4001869913711 | 19.14 | KG | 431.6 | 431.6 | CP22 | CP22 | TRANSFORMER SITAS; PHASES:1; PN/PN(S6)(KVA):0,85 /5; UPRI(V):500+/-5%; USEC(V):230; ISEC(A):3,7; F(HZ):50...60; VECTOR GR./SHIELD WNG.:II0 /0; TA/ISOKL:40 /B; IP23; TYPE OF TERMINALS:SCREW/TAB CONNECTION; INSTALLATION:SCREW; EN 61558-2-1, -2-2, -2-4 >UL/CSA-RECOGNIZED< >CONTROL CIRCUIT TRANSFORMER< >ISOLATION TRANSFORMER< | - | 0 | 0
4AM5742-5FT10-0FD0 |  | 4AM5742-5FT10-0FD0 | 1 | UN | 1 | 20 | D | D | N | N | 85043180 | 1 | 4001869921167 | 19.14 | KG | 577.2 | 577.2 | CP22 | CP22 | TRANSFORMER SITAS; PHASES:1; PN/PN(S6)(KVA):0,75 /5; UPRI(V):500+/-5%; USEC(V):230; ISEC(A):3,26; F(HZ):50...60; VECTOR GR./SHIELD WNG.:II0 /0; TA/ISOKL:40 /B; IP54; TYPE OF TERMINALS:SCREW/TAB CONNECTION; INSTALLATION:SCREW; EN 61558-2-1, -2-2, -2-4 >UL/CSA-RECOGNIZED< >CONTROL CIRCUIT TRANSFORMER< >ISOLATION TRANSFORMER< | - | 0 | 9
4AM5742-5LT10-0FA0 |  | 4AM5742-5LT10-0FA0 | 1 | UN | 1 | 20 | D | D | N | N | 85043180 | 1 | 4001869905549 | 15.15 | KG | 317.2 | 317.2 | CP22 | CP22 | TRANSFORMER SITAS; PHASES:1; PN/PN(S6)(KVA):1 /5; UPRI(V):660+/-5%; USEC(V):230; ISEC(A):4,35; F(HZ):50...60; VECTOR GR./SHIELD WNG.:II0 /0; TA/ISOKL:40 /B; IP00; TYPE OF TERMINALS:SCREW/TAB CONNECTION; INSTALLATION:SCREW; EN 61558-2-1, -2-2, -2-4 >CONTROL CIRCUIT TRANSFORMER< >ISOLATION TRANSFORMER< | - | 0 | 0
4AM5742-5MT10-0FA0 |  | 4AM5742-5MT10-0FA0 | 1 | UN | 1 | 20 | D | D | N | N | 85043180 | 1 | 4001869905693 | 15.15 | KG | 317.2 | 317.2 | CP22 | CP22 | TRANSFORMER SITAS; PHASES:1; PN/PN(S6)(KVA):1 /5; UPRI(V):690+/-5%; USEC(V):230; ISEC(A):4,348; F(HZ):50...60; VECTOR GR./SHIELD WNG.:II0 /0; TA/ISOKL:40 /B; IP00; TYPE OF TERMINALS:SCREW/TAB CONNECTION; INSTALLATION:SCREW; EN 61558-2-2 >CONTROL CIRCUIT TRANSFORMER< | - | 0 | 0
4AM5742-5MT10-0FA1 |  | 4AM5742-5MT10-0FA1 | 1 | UN | 1 | 20 | D | D | N | N | 85043180 | 1 | 4001869908311 | 15.15 | KG | 339.04 | 339.04 | CP22 | CP22 | TRANSFORMER SITAS; PHASES:1; PN/PN(S6)(KVA):1 /5; UPRI(V):690+/-5%; USEC(V):230; ISEC(A):4,35; F(HZ):50...60; VECTOR GR./SHIELD WNG.:II0 /0; TA/ISOKL:40 /B; IP00; TYPE OF TERMINALS:CAGE-CLAMP; INSTALLATION:SCREW; EN 61558-2-1, -2-2, -2-4 >CONTROL CIRCUIT TRANSFORMER< >ISOLATION TRANSFORMER< | - | 0 | 0
4AM5742-5MT10-0FD0 |  | 4AM5742-5MT10-0FD0 | 1 | UN | 1 | 20 | D | D | N | N | 85043180 | 1 | 4001869922799 | 19.14 | KG | 552.24 | 552.24 | CP22 | CP22 | TRANSFORMER SITAS; PHASES:1; PN/PN(S6)(KVA):0,75 /5; UPRI(V):690+/-5%; USEC(V):230; ISEC(A):3,26; F(HZ):50...60; VECTOR GR./SHIELD WNG.:II0 /0; TA/ISOKL:40 /B; IP54; TYPE OF TERMINALS:SCREW/TAB CONNECTION; INSTALLATION:SCREW; EN 61558-2-1, -2-2, -2-4 | - | 0 | 7
4AM5742-6AT10-0FA0 |  | 4AM5742-6AT10-0FA0 | 1 | UN | 1 | 20 | D | D | N | N | 85043180 | 1 | 4042948000656 | 15.15 | KG | 444.08 | 444.08 | CP22 | CP22 | TRANSFORMER SITAS; PHASES:1; PN/PN(S6)(KVA):1 /5; UPRI(V):400+/-10%; USEC(V):230; ISEC(A):4,348; F(HZ):50...60; VECTOR GR./SHIELD WNG.:II0 /0; TA/ISOKL:40 /B; IP00; TYPE OF TERMINALS:SCREW/TAB CONNECTION; INSTALLATION:SCREW; EN 61558-2-1, -2-2, -2-4 >UL/CSA-RECOGNIZED< >CONTROL CIRCUIT TRANSFORMER< >ISOLATION TRANSFORMER< | - | 0 | 7
4AM5742-6MT10-0FA0 |  | 4AM5742-6MT10-0FA0 | 1 | UN | 1 | 20 | D | D | N | N | 85043180 | 1 | 4042948119075 | 15.15 | KG | 340.08 | 340.08 | CP22 | CP22 | TRANSFORMER SITAS; PHASES:1; PN/PN(S6)(KVA):1 /5; UPRI(V):690+/-10%; USEC(V):230; ISEC(A):4,348; F(HZ):50...60; VECTOR GR./SHIELD WNG.:II0 /0; TA/ISOKL:40 /B; IP00; TYPE OF TERMINALS:SCREW/TAB CONNECTION; INSTALLATION:SCREW; EN 61558-2-1, -2-2, -2-4 >CONTROL CIRCUIT TRANSFORMER< >ISOLATION TRANSFORMER< | - | 0 | 7
4AM5742-8BD40-0FA1 |  | 4AM5742-8BD40-0FA1 | 1 | UN | 1 | 2 | A | D | N | N | 85043180 | 1 | 4001869964737 | 14.75 | KG | 431.6 | 431.6 | CP22 | CP22 | TRANSFORMER SITAS; PHASES:1; PN/PN(S6)(KVA):1 /5,043; UPRI(V):575-550-525-500-480- 460-440 -415-400-380-230-220-200-190; USEC(V):230-2X115; ISEC(A):4,35-8,7; F(HZ):50...60; VECTOR GR./SHIELD WNG.:II0 /0; TA/ISOKL:40 /B; IP00; TYPE OF TERMINALS:CAGE-CLAMP; INSTALLATION:SCREW; EN 61558-2-2, -2-4 >UL/CSA-RECOGNIZED< >CONTROL CIRCUIT TRANSFORMER< >ISOLATION TRANSFORMER< | - | 0 | 0
4AM5742-8DD40-0FA0 |  | 4AM5742-8DD40-0FA0 | 1 | UN | 1 | 2 | A | D | N | N | 85043180 | 1 | 4001869904818 | 16.15 | KG | 360.88 | 360.88 | CP22 | CP22 | TRANSFORMER SITAS; PHASES:1; PN/PN(S6)(KVA):1 /5; UPRI(V):550-525-500-480-460- 440-415-400-380-230-208; USEC(V):2X115; ISEC(A):4,35-8,7; F(HZ):50...60; VECTOR GR./SHIELD WNG.:II0 /0; TA/ISOKL:40 /B; IP00; TYPE OF TERMINALS:SCREW/TAB CONNECTION; INSTALLATION:SCREW; EN 61558-2-1, -2-2, -2-4 >UL/CSA-RECOGNIZED< >CONTROL CIRCUIT TRANSFORMER< >ISOLATION TRANSFORMER< | - | 0 | 0
4AM5742-8DD40-0FC0 |  | 4AM5742-8DD40-0FC0 | 1 | UN | 1 | 20 | D | D | N | N | 85043180 | 1 | 4001869914466 | 20.14 | KG | 477.36 | 477.36 | CP22 | CP22 | TRANSFORMER SITAS; PHASES:1; PN/PN(S6)(KVA):0,85 /5; UPRI(V):550-525-500-480-460- 440-415-400-380-230-208; USEC(V):2X115; ISEC(A):2X3,7; F(HZ):50...60; VECTOR GR./SHIELD WNG.:II0 /0; TA/ISOKL:40 /B; IP23; TYPE OF TERMINALS:SCREW/TAB CONNECTION; INSTALLATION:SCREW; EN 61558-2-1, -2-2, -2-4 >UL/CSA-RECOGNIZED< >CONTROL CIRCUIT TRANSFORMER< >ISOLATION TRANSFORMER< | - | 0 | 0
4AM5742-8DD40-0FD0 |  | 4AM5742-8DD40-0FD0 | 1 | UN | 1 | 20 | D | D | N | N | 85043180 | 1 | 4001869921914 | 20.14 | KG | 485.68 | 485.68 | CP22 | CP22 | TRANSFORMER SITAS; PHASES:1; PN/PN(S6)(KVA):0,75 /5; UPRI(V):550-525-500-480-460- 440-415-400-380-230-208; USEC(V):2X115; ISEC(A):3,3-6,6; F(HZ):50...60; VECTOR GR./SHIELD WNG.:II0 /0; TA/ISOKL:40 /B; IP54; TYPE OF TERMINALS:SCREW/TAB CONNECTION; INSTALLATION:SCREW; EN 61558-2-1, -2-2, -2-4 >UL/CSA-RECOGNIZED< >CONTROL CIRCUIT TRANSFORMER< | - | 0 | 0
4AM5742-8DD40-1FA0 |  | 4AM5742-8DD40-1FA0 | 1 | UN | 1 | 20 | D | D | N | N | 85043180 | 1 | 4042948010617 | 16.15 | KG | 471.12 | 471.12 | CP22 | CP22 | TRANSFORMER SITAS; PHASES:1; PN/PN(S6)(KVA):1 /5; UPRI(V):550-525-500-480-460- 440-415-400-380-230-208; USEC(V):2X115; ISEC(A):4,35-8,7; F(HZ):50...60; VECTOR GR./SHIELD WNG.:II0 /1; TA/ISOKL:40 /B; IP00; TYPE OF TERMINALS:SCREW/TAB CONNECTION; INSTALLATION:SCREW; EN 61558-2-1, -2-2, -2-4 >UL/CSA-RECOGNIZED< >CONTROL CIRCUIT TRANSFORMER< >ISOLATION TRANSFORMER< | - | 0 | 7
4AM5742-8DN00-0EA0 |  | 4AM5742-8DN00-0EA0 | 1 | UN | 1 | 20 | D | D | N | N | 85043180 | 1 | 4001869904719 | 16.15 | KG | 349.44 | 349.44 | CP22 | CP22 | TRANSFORMER SITAS; PHASES:1; PN/PN(S6)(KVA):1 /5; UPRI(V):550-525-500-480-460- 440-415-400-380-230-208; USEC(V):24; ISEC(A):41,67; F(HZ):50...60; VECTOR GR./SHIELD WNG.:II0 /0; TA/ISOKL:40 /B; IP00; TYPE OF TERMINALS:SCREW/TAB CONNECTION; INSTALLATION:SCREW; EN 61558-2-2, -2-6 >UL/CSA-RECOGNIZED< >CONTROL CIRCUIT TRANSFORMER< >SAFETY ISOLATING TRANSFORMER< | - | 0 | 0
4AM5742-8DN00-0EC0 |  | 4AM5742-8DN00-0EC0 | 1 | UN | 1 | 20 | D | D | N | N | 85043180 | 1 | 4001869914367 | 20.14 | KG | 604.24 | 604.24 | CP22 | CP22 | TRANSFORMER SITAS; PHASES:1; PN/PN(S6)(KVA):0,85 /5; UPRI(V):550-525-500-480-460- 440-415-400-380-230-208; USEC(V):24; ISEC(A):35,4; F(HZ):50...60; VECTOR GR./SHIELD WNG.:II0 /0; TA/ISOKL:40 /B; IP23; TYPE OF TERMINALS:SCREW CONNECTION; INSTALLATION:SCREW; EN 61558-2-2, -2-6 >UL/CSA-RECOGNIZED< >CONTROL CIRCUIT TRANSFORMER< >SAFETY ISOLATING TRANSFORMER< | - | 0 | 9
4AM5742-8ED40-0FA0 |  | 4AM5742-8ED40-0FA0 | 1 | UN | 1 | 2 | A | D | N | N | 85043180 | 1 | 4001869905242 | 16.15 | KG | 360.88 | 360.88 | CP22 | CP22 | TRANSFORMER SITAS; PHASES:1; PN/PN(S6)(KVA):1 /5; UPRI(V):600-575-550-525-500- 480-460-440-415-400-240-230; USEC(V):2X115; ISEC(A):4,35-8,7; F(HZ):50...60; VECTOR GR./SHIELD WNG.:II0 /0; TA/ISOKL:40 /B; IP00; TYPE OF TERMINALS:SCREW/TAB CONNECTION; INSTALLATION:SCREW; EN 61558-2-1, -2-2, -2-4 >UL/CSA-RECOGNIZED< >CONTROL CIRCUIT TRANSFORMER< >ISOLATION TRANSFORMER< | - | 0 | 0
4AM5742-8EN00-0EA0 |  | 4AM5742-8EN00-0EA0 | 1 | UN | 1 | 20 | D | D | N | N | 85043180 | 1 | 4001869905143 | 16.15 | KG | 349.44 | 349.44 | CP22 | CP22 | TRANSFORMER SITAS; PHASES:1; PN/PN(S6)(KVA):1 /5; UPRI(V):600-575-550-525-500- 480-460-440-415-400-240-230; USEC(V):24; ISEC(A):41,67; F(HZ):50...60; VECTOR GR./SHIELD WNG.:II0 /0; TA/ISOKL:40 /B; IP00; TYPE OF TERMINALS:SCREW/TAB CONNECTION; INSTALLATION:SCREW; EN 61558-2-2, -2-6 >UL/CSA-RECOGNIZED< >CONTROL CIRCUIT TRANSFORMER< >SAFETY ISOLATING TRANSFORMER< | - | 0 | 0
4AM5742-8JD40-0FA0 |  | 4AM5742-8JD40-0FA0 | 1 | UN | 1 | 2 | A | D | N | N | 85043180 | 1 | 4001869902784 | 16.15 | KG | 338 | 338 | CP22 | CP22 | TRANSFORMER SITAS; PHASES:1; PN/PN(S6)(KVA):1 /5; UPRI(V):400-230+/-15; USEC(V):2X115; ISEC(A):4,35-8,70; F(HZ):50...60; VECTOR GR./SHIELD WNG.:II0 /0; TA/ISOKL:40 /B; IP00; TYPE OF TERMINALS:SCREW/TAB CONNECTION; INSTALLATION:SCREW; EN 61558-2-1, -2-2, -2-4 >UL/CSA-RECOGNIZED< >CONTROL CIRCUIT TRANSFORMER< >ISOLATION TRANSFORMER< | - | 0 | 0
4AM5742-8JD40-0FA1 |  | 4AM5742-8JD40-0FA1 | 1 | UN | 1 | 20 | D | D | N | N | 85043180 | 1 | 4019169990714 | 16.15 | KG | 360.88 | 360.88 | CP22 | CP22 | TRANSFORMER SITAS; PHASES:1; PN/PN(S6)(KVA):1 /5; UPRI(V):400-230+/-15; USEC(V):2X115; ISEC(A):4,35-8,70; F(HZ):50...60; VECTOR GR./SHIELD WNG.:III0 /0; TA/ISOKL:40 /B; IP00; TYPE OF TERMINALS:CAGE-CLAMP; INSTALLATION:SCREW; EN 61558-2-1, -2-2, -2-4 >UL/CSA-RECOGNIZED< >CONTROL CIRCUIT TRANSFORMER< >ISOLATION TRANSFORMER< | - | 0 | 0
4AM5742-8JD40-0FD0 |  | 4AM5742-8JD40-0FD0 | 1 | UN | 1 | 20 | D | D | N | N | 85043180 | 1 | 4001869919881 | 20.14 | KG | 575.12 | 575.12 | CP22 | CP22 | TRANSFORMER SITAS; PHASES:1; PN/PN(S6)(KVA):0,75 /5; UPRI(V):400-230+/-15; USEC(V):2X115; ISEC(A):2X3,26; F(HZ):50...60; VECTOR GR./SHIELD WNG.:III0 /0; TA/ISOKL:40 /B; IP54; TYPE OF TERMINALS:SCREW/TAB CONNECTION; INSTALLATION:SCREW; EN 61558-2-1, -2-2, -2-4 >UL/CSA-RECOGNIZED< >CONTROL CIRCUIT TRANSFORMER< >ISOLATION TRANSFORMER< | - | 0 | 7
4AM5742-8JJ10-0FA0 |  | 4AM5742-8JJ10-0FA0 | 1 | UN | 1 | 20 | D | D | N | N | 85043180 | 1 | 4019169894692 | 16.15 | KG | 396.24 | 396.24 | CP22 | CP22 | TRANSFORMER SITAS; PHASES:1; PN/PN(S6)(KVA):1 /5; UPRI(V):400-230+/-15; USEC(V):110; ISEC(A):9,09; F(HZ):50...60; VECTOR GR./SHIELD WNG.:II0 /0; TA/ISOKL:40 /B; IP00; TYPE OF TERMINALS:SCREW/TAB CONNECTION; INSTALLATION:SCREW; EN 61558-2-1, -2-2, -2-4 >UL/CSA-RECOGNIZED< >CONTROL CIRCUIT TRANSFORMER< >ISOLATION TRANSFORMER< | - | 0 | 7
4AM5742-8JN00-0EA0 |  | 4AM5742-8JN00-0EA0 | 1 | UN | 1 | 20 | D | D | N | N | 85043180 | 1 | 4001869902685 | 16.15 | KG | 319.28 | 319.28 | CP22 | CP22 | TRANSFORMER SITAS; PHASES:1; PN/PN(S6)(KVA):1 /5; UPRI(V):400-230+/-15; USEC(V):24; ISEC(A):41,67; F(HZ):50...60; VECTOR GR./SHIELD WNG.:II0 /0; TA/ISOKL:40 /B; IP00; TYPE OF TERMINALS:SCREW/TAB CONNECTION; INSTALLATION:SCREW; EN 61558-2-2, -2-6 >UL/CSA-RECOGNIZED< >CONTROL CIRCUIT TRANSFORMER< >SAFETY ISOLATING TRANSFORMER< | - | 0 | 0
4AM5742-8JV00-0EA0 |  | 4AM5742-8JV00-0EA0 | 1 | UN | 1 | 20 | D | D | N | N | 85043180 | 1 | 4001869902968 | 16.15 | KG | 319.28 | 319.28 | CP22 | CP22 | TRANSFORMER SITAS; PHASES:1; PN/PN(S6)(KVA):1 /5; UPRI(V):400-230+/-15; USEC(V):42; ISEC(A):23,8; F(HZ):50...60; VECTOR GR./SHIELD WNG.:II0 /0; TA/ISOKL:40 /B; IP00; TYPE OF TERMINALS:SCREW/TAB CONNECTION; INSTALLATION:SCREW; EN 61558-2-1, -2-2, -2-6 >UL/CSA-RECOGNIZED< >CONTROL CIRCUIT TRANSFORMER< >SAFETY ISOLATING TRANSFORMER< | - | 0 | 0
4AM5742-8MB40-0FA0 |  | 4AM5742-8MB40-0FA0 | 1 | UN | 1 | 20 | D | D | N | N | 85043180 | 1 | 4019169940863 | 16.15 | KG | 438.88 | 438.88 | CP22 | CP22 | TRANSFORMER SITAS; PHASES:1; PN/PN(S6)(KVA):1 /5; UPRI(V):440-400-230; USEC(V):48(2X24); ISEC(A):20,8-41,7; F(HZ):50...60; VECTOR GR./SHIELD WNG.:IIII0 /0; TA/ISOKL:40 /B; IP00; TYPE OF TERMINALS:SCREW/TAB CONNECTION; INSTALLATION:SCREW; EN 61558-2-1, -2-2, -2-4 >UL/CSA-RECOGNIZED< >CONTROL CIRCUIT TRANSFORMER< >SAFETY ISOLATING TRANSFORMER< | - | 0 | 7
4AM5742-8MD40-0FA0 |  | 4AM5742-8MD40-0FA0 | 1 | UN | 1 | 2 | A | D | N | N | 85043180 | 1 | 4019169940740 | 16.15 | KG | 338 | 338 | CP22 | CP22 | TRANSFORMER SITAS; PHASES:1; PN/PN(S6)(KVA):1 /5; UPRI(V):440-400-230; USEC(V):230(2X115); ISEC(A):4,35-8,70; F(HZ):50...60; VECTOR GR./SHIELD WNG.:IIII0 /0; TA/ISOKL:40 /B; IP00; TYPE OF TERMINALS:SCREW/TAB CONNECTION; INSTALLATION:SCREW; EN 61558-2-1, -2-2, -2-4 >UL/CSA-RECOGNIZED< >CONTROL CIRCUIT TRANSFORMER< >ISOLATION TRANSFORMER< | - | 0 | 7
4AM5941-8BD40-0CN4 |  | 4AM5941-8BD40-0CN4 | 1 | UN | 1 | 20 | D | D | N | N | 85043180 | 1 | 4042948029671 | 17.3 | KG | 539.76 | 539.76 | CP22 | CP22 | CONTROL CIRCUIT TRANSFORMER; PHASES:1; PN/PN(S6)(KVA):1,6 /7,781; UPRI(V):575-550-525-500-480- 460-440 -415-400-380-230-220-200-190; USEC(V):230-(2X115); ISEC(A):6,95-13,9; F(HZ):50...60; VECTOR GR./SHIELD WNG.:III0 I0 /0; TA/ISOKL:40 /B; IP00; TYPE OF TERMINALS:SCREW/TAB CONNECTION; INSTALLATION:SCREW; EN 61558-2-2, -2-4 >CONTROL CIRCUIT TRANSFORMER< >ISOLATION TRANSFORMER< | - | 0 | 7
4AM6142-4TD40-0FA0 |  | 4AM6142-4TD40-0FA0 | 1 | UN | 1 | 20 | D | D | N | N | 85043200 | 1 | 4001869901527 | 21.24 | KG | 624 | 624 | CP22 | CP22 | TRANSFORMER SITAS; PHASES:1; PN/PN(S6)(KVA):1,6 /7,3; UPRI(V):230+/-5%; USEC(V):2X115; ISEC(A):6,96-13,9; F(HZ):50...60; VECTOR GR./SHIELD WNG.:II0 /0; TA/ISOKL:40 /B; IP00; TYPE OF TERMINALS:SCREW/TAB CONNECTION; INSTALLATION:SCREW; EN 61558-2-1, -2-2, -2-4 >UL/CSA-RECOGNIZED< >CONTROL CIRCUIT TRANSFORMER< >ISOLATION TRANSFORMER< | - | 0 | 7
4AM6142-4TJ10-0FA0 |  | 4AM6142-4TJ10-0FA0 | 1 | UN | 1 | 20 | D | D | N | N | 85043180 | 1 | 4001869901022 | 21.24 | KG | 475.28 | 475.28 | CP22 | CP22 | TRANSFORMER SITAS; PHASES:1; PN/PN(S6)(KVA):1,6 /7,3; UPRI(V):230+/-5%; USEC(V):110; ISEC(A):14,5; F(HZ):50...60; VECTOR GR./SHIELD WNG.:II0 /0; TA/ISOKL:40 /B; IP00; TYPE OF TERMINALS:SCREW/TAB CONNECTION; INSTALLATION:SCREW; EN 61558-2-1, -2-2, -2-4 >UL/CSA-RECOGNIZED< >CONTROL CIRCUIT TRANSFORMER< >ISOLATION TRANSFORMER< | - | 0 | 0
4AM6142-4TJ10-0FC0 |  | 4AM6142-4TJ10-0FC0 | 1 | UN | 1 | 20 | D | D | N | N | 85043200 | 1 | 4001869910673 | 46.7 | KG | 801.84 | 801.84 | CP22 | CP22 | TRANSFORMER SITAS; PHASES:1; PN/PN(S6)(KVA):1,36 /7,3; UPRI(V):230+/-5%; USEC(V):110; ISEC(A):12,7; F(HZ):50...60; VECTOR GR./SHIELD WNG.:II0 /0; TA/ISOKL:40 /B; IP23; TYPE OF TERMINALS:SCREW/TAB CONNECTION; INSTALLATION:SCREW; EN 61558-2-1, -2-2, -2-4 >UL/CSA-RECOGNIZED< >CONTROL CIRCUIT TRANSFORMER< >ISOLATION TRANSFORMER< | - | 0 | 9
4AM6142-4TJ10-0FD0 |  | 4AM6142-4TJ10-0FD0 | 1 | UN | 1 | 20 | D | D | N | N | 85043200 | 1 | 4001869918129 | 46.7 | KG | 822.64 | 822.64 | CP22 | CP22 | TRANSFORMER SITAS; PHASES:1; PN/PN(S6)(KVA):1,2 /7,3; UPRI(V):230+/-5%; USEC(V):110; ISEC(A):10,9; F(HZ):50...60; VECTOR GR./SHIELD WNG.:II0 /0; TA/ISOKL:40 /B; IP54; TYPE OF TERMINALS:SCREW/TAB CONNECTION; INSTALLATION:SCREW; EN 61558-2-1, -2-2, -2-4 >UL/CSA-RECOGNIZED< >CONTROL CIRCUIT TRANSFORMER< >ISOLATION TRANSFORMER< | - | 0 | 7
4AM6142-4TT10-0FA0 |  | 4AM6142-4TT10-0FA0 | 1 | UN | 1 | 2 | A | D | N | N | 85043180 | 1 | 4001869901220 | 21.24 | KG | 475.28 | 475.28 | CP22 | CP22 | TRANSFORMER SITAS; PHASES:1; PN/PN(S6)(KVA):1,6 /7,3; UPRI(V):230+/-5%; USEC(V):230; ISEC(A):6,96; F(HZ):50...60; VECTOR GR./SHIELD WNG.:II0 /0; TA/ISOKL:40 /B; IP00; TYPE OF TERMINALS:SCREW/TAB CONNECTION; INSTALLATION:SCREW; EN 61558-2-1, -2-2, -2-4 >UL/CSA-RECOGNIZED< >CONTROL CIRCUIT TRANSFORMER< >ISOLATION TRANSFORMER< | - | 0 | 0
4AM6142-4TT10-0FD0 |  | 4AM6142-4TT10-0FD0 | 1 | UN | 1 | 20 | D | D | N | N | 85043180 | 1 | 4001869918327 | 46.7 | KG | 822.64 | 822.64 | CP22 | CP22 | TRANSFORMER SITAS; PHASES:1; PN/PN(S6)(KVA):1,2 /7,3; UPRI(V):230+/-5%; USEC(V):230; ISEC(A):5,22; F(HZ):50...60; VECTOR GR./SHIELD WNG.:II0 /0; TA/ISOKL:40 /B; IP54; TYPE OF TERMINALS:SCREW/TAB CONNECTION; INSTALLATION:SCREW; EN 61558-2-1, -2-2, -2-4 >UL/CSA-RECOGNIZED< >CONTROL CIRCUIT TRANSFORMER< >ISOLATION TRANSFORMER< | - | 0 | 7
4AM6142-4XS10-0FA0 |  | 4AM6142-4XS10-0FA0 | 1 | UN | 1 | 20 | D | D | N | N | 85043200 | 1 | 4019169977494 | 19.04 | KG | 614.64 | 614.64 | CP22 | CP22 | TRANSFORMER SITAS; PHASES:1; PN/PN(S6)(KVA):1,6 /7,3; UPRI(V):380+/-5%; USEC(V):220; ISEC(A):7,3; F(HZ):50...60; VECTOR GR./SHIELD WNG.:II0 /0; TA/ISOKL:40 /B; IP00; TYPE OF TERMINALS:SCREW/TAB CONNECTION; INSTALLATION:SCREW; EN 61558-2-2, -2-4 >UL/CSA-RECOGNIZED< >CONTROL CIRCUIT TRANSFORMER< >ISOLATION TRANSFORMER< | - | 0 | 7
4AM6142-5AD40-0FA0 |  | 4AM6142-5AD40-0FA0 | 1 | UN | 1 | 20 | D | D | N | N | 85043180 | 1 | 4001869902340 | 21.24 | KG | 481.52 | 481.52 | CP22 | CP22 | TRANSFORMER SITAS; PHASES:1; PN/PN(S6)(KVA):1,6 /7,3; UPRI(V):400+/-5%; USEC(V):2X115; ISEC(A):6,96-13,9; F(HZ):50...60; VECTOR GR./SHIELD WNG.:III0 /0; TA/ISOKL:40 /B; IP00; TYPE OF TERMINALS:SCREW/TAB CONNECTION; INSTALLATION:SCREW; EN 61558-2-2 >UL/CSA-RECOGNIZED< >CONTROL CIRCUIT TRANSFORMER< | - | 0 | 0
4AM6142-5AJ10-0FA0 |  | 4AM6142-5AJ10-0FA0 | 1 | UN | 1 | 2 | A | D | N | N | 85043200 | 1 | 4001869901848 | 21.24 | KG | 475.28 | 475.28 | CP22 | CP22 | TRANSFORMER SITAS; PHASES:1; PN/PN(S6)(KVA):1,6 /7,3; UPRI(V):400+/-5%; USEC(V):110; ISEC(A):14,5; F(HZ):50...60; VECTOR GR./SHIELD WNG.:II0 /0; TA/ISOKL:40 /B; IP00; TYPE OF TERMINALS:SCREW/TAB CONNECTION; INSTALLATION:SCREW; EN 61558-2-1, -2-2, -2-4 >UL/CSA-RECOGNIZED< >CONTROL CIRCUIT TRANSFORMER< >ISOLATION TRANSFORMER< | - | 0 | 0
4AM6142-5AN00-0EA0 |  | 4AM6142-5AN00-0EA0 | 1 | UN | 1 | 20 | D | D | N | N | 85043200 | 1 | 4019169977500 | 19.94 | KG | 572 | 572 | CP22 | CP22 | TRANSFORMER SITAS; PHASES:1; PN/PN(S6)(KVA):1,6 /7,3; UPRI(V):400+/-5%; USEC(V):24; ISEC(A):66,7; F(HZ):50...60; VECTOR GR./SHIELD WNG.:II0 /0; TA/ISOKL:40 /B; IP00; TYPE OF TERMINALS:SCREW CONNECTION; INSTALLATION:SCREW; EN 61558-2-2, -2-6 >UL/CSA-RECOGNIZED< >CONTROL CIRCUIT TRANSFORMER< >SAFETY ISOLATING TRANSFORMER< | - | 0 | 7
4AM6142-5AT10-0FA0 |  | 4AM6142-5AT10-0FA0 | 1 | UN | 1 | 2 | A | D | N | N | 85043200 | 1 | 4001869902043 | 21.24 | KG | 475.28 | 475.28 | CP22 | CP22 | TRANSFORMER SITAS; PHASES:1; PN/PN(S6)(KVA):1,6 /7,3; UPRI(V):400+/-5%; USEC(V):230; ISEC(A):6,96; F(HZ):50...60; VECTOR GR./SHIELD WNG.:II0 /0; TA/ISOKL:40 /B; IP00; TYPE OF TERMINALS:SCREW/TAB CONNECTION; INSTALLATION:SCREW; EN 61558-2-1, -2-2, -2-4 >UL/CSA-RECOGNIZED< >CONTROL CIRCUIT TRANSFORMER< >ISOLATION TRANSFORMER< | - | 0 | 0
4AM6142-5AT10-0FA1 |  | 4AM6142-5AT10-0FA1 | 1 | UN | 1 | 20 | D | D | N | N | 85043180 | 1 | 4001869906713 | 21.24 | KG | 507.52 | 507.52 | CP22 | CP22 | TRANSFORMER SITAS; PHASES:1; PN/PN(S6)(KVA):1,6 /7,3; UPRI(V):400+/-5%; USEC(V):230; ISEC(A):6,96; F(HZ):50...60; VECTOR GR./SHIELD WNG.:II0 /0; TA/ISOKL:40 /B; IP00; TYPE OF TERMINALS:CAGE-CLAMP; INSTALLATION:SCREW; EN 61558-2-1, -2-2, -2-4 >UL/CSA-RECOGNIZED< >CONTROL CIRCUIT TRANSFORMER< >ISOLATION TRANSFORMER< | - | 0 | 0
4AM6142-5AT10-0FC0 |  | 4AM6142-5AT10-0FC0 | 1 | UN | 1 | 20 | D | D | N | N | 85043180 | 1 | 4001869911694 | 46.7 | KG | 618.8 | 618.8 | CP22 | CP22 | TRANSFORMER SITAS; PHASES:1; PN/PN(S6)(KVA):1,36 /7,3; UPRI(V):400+/-5%; USEC(V):230; ISEC(A):6,09; F(HZ):50...60; VECTOR GR./SHIELD WNG.:II0 /0; TA/ISOKL:40 /B; IP23; TYPE OF TERMINALS:SCREW/TAB CONNECTION; INSTALLATION:SCREW; EN 61558-2-1, -2-2, -2-4 >UL/CSA-RECOGNIZED< >CONTROL CIRCUIT TRANSFORMER< >ISOLATION TRANSFORMER< | - | 0 | 0
4AM6142-5AT10-0FD0 |  | 4AM6142-5AT10-0FD0 | 1 | UN | 1 | 20 | D | D | N | N | 85043180 | 1 | 4001869919140 | 46.7 | KG | 633.36 | 633.36 | CP22 | CP22 | TRANSFORMER SITAS; PHASES:1; PN/PN(S6)(KVA):1,2 /7,3; UPRI(V):400+/-5%; USEC(V):230; ISEC(A):5,22; F(HZ):50...60; VECTOR GR./SHIELD WNG.:II0 /0; TA/ISOKL:40 /B; IP54; TYPE OF TERMINALS:SCREW/TAB CONNECTION; INSTALLATION:SCREW; EN 61558-2-1, -2-2, -2-4 >UL/CSA-RECOGNIZED< >CONTROL CIRCUIT TRANSFORMER< >ISOLATION TRANSFORMER< | - | 0 | 0
4AM6142-5BJ10-0FA0 |  | 4AM6142-5BJ10-0FA0 | 1 | UN | 1 | 20 | D | D | N | N | 85043200 | 1 | 4019169870894 | 21.24 | KG | 488.8 | 488.8 | CP22 | CP22 | TRANSFORMER SITAS; PHASES:1; PN/PN(S6)(KVA):1,6 /7,3; UPRI(V):415+/-5%; USEC(V):110; ISEC(A):14,545; F(HZ):50...60; VECTOR GR./SHIELD WNG.:II0 /0; TA/ISOKL:40 /B; IP00; TYPE OF TERMINALS:SCREW/TAB CONNECTION; INSTALLATION:SCREW; EN61558-2-1; -2-2; -2-4 >UL/CSA-RECOGNIZED< >CONTROL CIRCUIT TRANSFORMER< >ISOLATION TRANSFORMER< | - | 0 | 7
4AM6142-5CJ10-0FA0 |  | 4AM6142-5CJ10-0FA0 | 1 | UN | 1 | 20 | D | D | N | N | 85043180 | 1 | 4001869903095 | 21.24 | KG | 475.28 | 475.28 | CP22 | CP22 | TRANSFORMER SITAS; PHASES:1; PN/PN(S6)(KVA):1,6 /7,3; UPRI(V):440+/-5%; USEC(V):110; ISEC(A):14,5; F(HZ):50...60; VECTOR GR./SHIELD WNG.:II0 /0; TA/ISOKL:40 /B; IP00; TYPE OF TERMINALS:SCREW/TAB CONNECTION; INSTALLATION:SCREW; EN 61558-2-1, -2-2, -2-4 >UL/CSA-RECOGNIZED< >CONTROL CIRCUIT TRANSFORMER< >ISOLATION TRANSFORMER< | - | 0 | 0
4AM6142-5CJ10-0FD0 |  | 4AM6142-5CJ10-0FD0 | 1 | UN | 1 | 20 | D | D | N | N | 85043200 | 1 | 4001869920191 | 46.7 | KG | 822.64 | 822.64 | CP22 | CP22 | TRANSFORMER SITAS; PHASES:1; PN/PN(S6)(KVA):1,2 /7,3; UPRI(V):440+/-5%; USEC(V):110; ISEC(A):10,91; F(HZ):50...60; VECTOR GR./SHIELD WNG.:II0 /0; TA/ISOKL:40 /B; IP54; TYPE OF TERMINALS:SCREW/TAB CONNECTION; INSTALLATION:SCREW; EN 61558-2-1, -2-2, -2-4 >UL/CSA-RECOGNIZED< >CONTROL CIRCUIT TRANSFORMER< >ISOLATION TRANSFORMER< | - | 0 | 9
4AM6142-5CT10-0FA0 |  | 4AM6142-5CT10-0FA0 | 1 | UN | 1 | 2 | A | D | N | N | 85043200 | 1 | 4001869903279 | 21.24 | KG | 475.28 | 475.28 | CP22 | CP22 | TRANSFORMER SITAS; PHASES:1; PN/PN(S6)(KVA):1,6 /7,3; UPRI(V):440+/-5%; USEC(V):230; ISEC(A):6,96; F(HZ):50...60; VECTOR GR./SHIELD WNG.:II0 /0; TA/ISOKL:40 /B; IP00; TYPE OF TERMINALS:SCREW/TAB CONNECTION; INSTALLATION:SCREW; EN 61558-2-1, -2-2, -2-4 >UL/CSA-RECOGNIZED< >CONTROL CIRCUIT TRANSFORMER< >ISOLATION TRANSFORMER< | - | 0 | 0
4AM6142-5CT10-0FC0 |  | 4AM6142-5CT10-0FC0 | 1 | UN | 1 | 20 | D | D | N | N | 85043180 | 1 | 4001869912929 | 46.7 | KG | 767.52 | 767.52 | CP22 | CP22 | TRANSFORMER SITAS; PHASES:1; PN/PN(S6)(KVA):1,36 /7,3; UPRI(V):440+/-5%; USEC(V):230; ISEC(A):6,09; F(HZ):50...60; VECTOR GR./SHIELD WNG.:II0 /0; TA/ISOKL:40 /B; IP23; TYPE OF TERMINALS:SCREW/TAB CONNECTION; INSTALLATION:SCREW; EN 61558-2-1, -2-2, -2-4 >UL/CSA-RECOGNIZED< >CONTROL CIRCUIT TRANSFORMER< >ISOLATION TRANSFORMER< | - | 0 | 7
4AM6142-5CT10-0FD0 |  | 4AM6142-5CT10-0FD0 | 1 | UN | 1 | 20 | D | D | N | N | 85043200 | 1 | 4001869920375 | 46.7 | KG | 787.28 | 787.28 | CP22 | CP22 | TRANSFORMER SITAS; PHASES:1; PN/PN(S6)(KVA):1,2 /7,3; UPRI(V):440+/-5%; USEC(V):230; ISEC(A):5,22; F(HZ):50...60; VECTOR GR./SHIELD WNG.:II0 /0; TA/ISOKL:40 /B; IP54; TYPE OF TERMINALS:SCREW/TAB CONNECTION; INSTALLATION:SCREW; EN 61558-2-1, -2-2, -2-4 >UL/CSA-RECOGNIZED< >CONTROL CIRCUIT TRANSFORMER< >ISOLATION TRANSFORMER< | - | 0 | 7
4AM6142-5EL10-0FA0 |  | 4AM6142-5EL10-0FA0 | 1 | UN | 1 | 20 | D | D | N | N | 85043200 | 1 | 4019169977579 | 21 | KG | 531.44 | 531.44 | CP22 | CP22 | TRANSFORMER SITAS; PHASES:1; PN/PN(S6)(KVA):1,6 /7,3; UPRI(V):480+/-5%; USEC(V):120; ISEC(A):13,3; F(HZ):50...60; VECTOR GR./SHIELD WNG.:II0 /0; TA/ISOKL:40 /B; IP00; TYPE OF TERMINALS:SCREW/TAB CONNECTION; INSTALLATION:SCREW; EN 61558-2-1, -2-2, -2-4 >UL/CSA-RECOGNIZED< >CONTROL CIRCUIT TRANSFORMER< >ISOLATION TRANSFORMER< | - | 0 | 7
4AM6142-5EL10-1FA0 |  | 4AM6142-5EL10-1FA0 | 1 | UN | 1 | 20 | D | D | N | N | 85043200 | 1 | 4019169863841 | 21.24 | KG | 530.4 | 530.4 | CP22 | CP22 | TRANSFORMER SITAS; PHASES:1; PN/PN(S6)(KVA):1,6 /7,3; UPRI(V):480+/-5%; USEC(V):120; ISEC(A):13,3; F(HZ):50...60; VECTOR GR./SHIELD WNG.:II0 /1; TA/ISOKL:40 /B; IP00; TYPE OF TERMINALS:SCREW/TAB CONNECTION; INSTALLATION:SCREW; EN 61558-2-2, -2-4 >UL/CSA-RECOGNIZED< >CONTROL CIRCUIT TRANSFORMER< >ISOLATION TRANSFORMER< | - | 0 | 7
4AM6142-5FJ10-0FA0 |  | 4AM6142-5FJ10-0FA0 | 1 | UN | 1 | 20 | D | D | N | N | 85043180 | 1 | 4001869903897 | 21.24 | KG | 475.28 | 475.28 | CP22 | CP22 | TRANSFORMER SITAS; PHASES:1; PN/PN(S6)(KVA):1,6 /7,3; UPRI(V):500+/-5%; USEC(V):110; ISEC(A):14,5; F(HZ):50...60; VECTOR GR./SHIELD WNG.:II0 /0; TA/ISOKL:40 /B; IP00; TYPE OF TERMINALS:SCREW/TAB CONNECTION; INSTALLATION:SCREW; EN 61558-2-1, -2-2, -2-4 >UL/CSA-RECOGNIZED< >CONTROL CIRCUIT TRANSFORMER< >ISOLATION TRANSFORMER< | - | 0 | 0
4AM6142-5FJ10-0FD0 |  | 4AM6142-5FJ10-0FD0 | 1 | UN | 1 | 20 | D | D | N | N | 85043200 | 1 | 4001869920993 | 46.7 | KG | 822.64 | 822.64 | CP22 | CP22 | TRANSFORMER SITAS; PHASES:1; PN/PN(S6)(KVA):1,2 /7,3; UPRI(V):500+/-5%; USEC(V):110; ISEC(A):10,9; F(HZ):50...60; VECTOR GR./SHIELD WNG.:II0 /0; TA/ISOKL:40 /B; IP54; TYPE OF TERMINALS:SCREW/TAB CONNECTION; INSTALLATION:SCREW; EN 61558-2-1, -2-2, -2-4 >UL/CSA-RECOGNIZED< >CONTROL CIRCUIT TRANSFORMER< >ISOLATION TRANSFORMER< | - | 0 | 9
4AM6142-5FT10-0FA0 |  | 4AM6142-5FT10-0FA0 | 1 | UN | 1 | 2 | A | D | N | N | 85043180 | 1 | 4001869904078 | 21.24 | KG | 475.28 | 475.28 | CP22 | CP22 | TRANSFORMER SITAS; PHASES:1; PN/PN(S6)(KVA):1,6 /7,3; UPRI(V):500+/-5%; USEC(V):230; ISEC(A):6,96; F(HZ):50...60; VECTOR GR./SHIELD WNG.:II0 /0; TA/ISOKL:40 /B; IP00; TYPE OF TERMINALS:SCREW/TAB CONNECTION; INSTALLATION:SCREW; EN 61558-2-1, -2-2, -2-4 >UL/CSA-RECOGNIZED< >CONTROL CIRCUIT TRANSFORMER< >ISOLATION TRANSFORMER< | - | 0 | 0
4AM6142-5FT10-0FC0 |  | 4AM6142-5FT10-0FC0 | 1 | UN | 1 | 20 | D | D | N | N | 85043180 | 1 | 4001869913728 | 46.7 | KG | 618.8 | 618.8 | CP22 | CP22 | TRANSFORMER SITAS; PHASES:1; PN/PN(S6)(KVA):1,36 /7,3; UPRI(V):500+/-5%; USEC(V):230; ISEC(A):5,91; F(HZ):50...60; VECTOR GR./SHIELD WNG.:II0 /0; TA/ISOKL:40 /B; IP23; TYPE OF TERMINALS:SCREW/TAB CONNECTION; INSTALLATION:SCREW; EN 61558-2-1, -2-2, -2-4 >UL/CSA-RECOGNIZED< >CONTROL CIRCUIT TRANSFORMER< >ISOLATION TRANSFORMER< | - | 0 | 0
4AM6142-5LT10-0FA0 |  | 4AM6142-5LT10-0FA0 | 1 | UN | 1 | 20 | D | D | N | N | 85043180 | 1 | 4001869905556 | 21.24 | KG | 475.28 | 475.28 | CP22 | CP22 | TRANSFORMER SITAS; PHASES:1; PN/PN(S6)(KVA):1,6 /7,3; UPRI(V):660+/-5%; USEC(V):230; ISEC(A):6,96; F(HZ):50...60; VECTOR GR./SHIELD WNG.:II0 /0; TA/ISOKL:40 /B; IP00; TYPE OF TERMINALS:SCREW/TAB CONNECTION; INSTALLATION:SCREW; EN 61558-2-1, -2-2, -2-4 >UL/CSA-RECOGNIZED< >CONTROL CIRCUIT TRANSFORMER< >ISOLATION TRANSFORMER< | - | 0 | 0
4AM6142-5MT10-0FA0 |  | 4AM6142-5MT10-0FA0 | 1 | UN | 1 | 20 | D | D | N | N | 85043180 | 1 | 4001869905709 | 21.24 | KG | 475.28 | 475.28 | CP22 | CP22 | TRANSFORMER SITAS; PHASES:1; PN/PN(S6)(KVA):1,6 /7,3; UPRI(V):690+/-5%; USEC(V):230; ISEC(A):6,96; F(HZ):50...60; VECTOR GR./SHIELD WNG.:II0 /0; TA/ISOKL:40 /B; IP00; TYPE OF TERMINALS:SCREW/TAB CONNECTION; INSTALLATION:SCREW; EN 61558-2-1, -2-2, -2-4 >CONTROL CIRCUIT TRANSFORMER< >ISOLATION TRANSFORMER< | - | 0 | 0
4AM6142-5MT10-0FA1 |  | 4AM6142-5MT10-0FA1 | 1 | UN | 1 | 20 | D | D | N | N | 85043200 | 1 | 4001869908328 | 21.24 | KG | 507.52 | 507.52 | CP22 | CP22 | TRANSFORMER SITAS; PHASES:1; PN/PN(S6)(KVA):1,6 /7,3; UPRI(V):690+/-5%; USEC(V):230; ISEC(A):6,96; F(HZ):50...60; VECTOR GR./SHIELD WNG.:II0 /0; TA/ISOKL:40 /B; IP00; TYPE OF TERMINALS:CAGE-CLAMP; INSTALLATION:SCREW; EN 61558-2-1, -2-2, -2-4 >CONTROL CIRCUIT TRANSFORMER< >ISOLATION TRANSFORMER< | - | 0 | 0
4AM6142-6MT10-0FA0 |  | 4AM6142-6MT10-0FA0 | 1 | UN | 1 | 20 | D | D | N | N | 85043200 | 1 | 4042948001769 | 21.24 | KG | 660.4 | 660.4 | CP22 | CP22 | TRANSFORMER SITAS; PHASES:1; PN/PN(S6)(KVA):1,6 /7,3; UPRI(V):690+/-10%; USEC(V):230; ISEC(A):6,96; F(HZ):50...60; VECTOR GR./SHIELD WNG.:II0 /0; TA/ISOKL:40 /B; IP00; TYPE OF TERMINALS:SCREW/TAB CONNECTION; INSTALLATION:SCREW; EN 61558-2-1, -2-2, -2-4 >CONTROL CIRCUIT TRANSFORMER< >ISOLATION TRANSFORMER< | - | 0 | 7
4AM6142-8AB40-0FA0 |  | 4AM6142-8AB40-0FA0 | 1 | UN | 1 | 20 | D | D | N | N | 85043180 | 1 | 4042948031834 | 20 | KG | 539.76 | 539.76 | CP22 | CP22 | TRANSFORMER SITAS; PHASES:1; PN/PN(S6)(KVA):1,6 /7,3; UPRI(V):550-525-500-480-460- 440-415-400-380-240-220; USEC(V):48-2X24; ISEC(A):33,3-33,3; F(HZ):50...60; VECTOR GR./SHIELD WNG.:III0 I0 /0; TA/ISOKL:40 /B; IP00; TYPE OF TERMINALS:SCREW CONNECTION; INSTALLATION:SCREW; EN 61558-2-2, -2-6 >UL/CSA-RECOGNIZED< >CONTROL CIRCUIT TRANSFORMER< >SAFETY ISOLATING TRANSFORMER< | - | 0 | 7
4AM6142-8BD40-0FA1 |  | 4AM6142-8BD40-0FA1 | 1 | UN | 1 | 20 | D | D | N | N | 85043180 | 1 | 4019169866552 | 19.6 | KG | 755.04 | 755.04 | CP22 | CP22 | TRANSFORMER SITAS; PHASES:1; PN/PN(S6)(KVA):1,6 /8,5; UPRI(V):575-550-525-500-480- 460-440 -415-400-380-230-220-200-190; USEC(V):230(2X115); ISEC(A):6,96-13,9; F(HZ):50...60; VECTOR GR./SHIELD WNG.:III0 I0 /0; TA/ISOKL:40 /B; IP00; TYPE OF TERMINALS:CAGE-CLAMP; INSTALLATION:SCREW; EN 61558-2-2, -2-4 >UL/CSA-RECOGNIZED< >CONTROL CIRCUIT TRANSFORMER< >ISOLATION TRANSFORMER< | - | 0 | 9
4AM6142-8DD40-0FA0 |  | 4AM6142-8DD40-0FA0 | 1 | UN | 1 | 2 | A | D | N | N | 85043200 | 1 | 4001869904825 | 22.24 | KG | 514.8 | 514.8 | CP22 | CP22 | TRANSFORMER SITAS; PHASES:1; PN/PN(S6)(KVA):1,6 /7,3; UPRI(V):550-525-500-480-460- 440-415-400-380-230-208; USEC(V):2X115; ISEC(A):6,96-13,91; F(HZ):50...60; VECTOR GR./SHIELD WNG.:II0 /0; TA/ISOKL:40 /B; IP00; TYPE OF TERMINALS:SCREW/TAB CONNECTION; INSTALLATION:SCREW; EN 61558-2-1, -2-2, -2-4 >UL/CSA-RECOGNIZED< >CONTROL CIRCUIT TRANSFORMER< >ISOLATION TRANSFORMER< | - | 0 | 0
4AM6142-8DD40-0FC0 |  | 4AM6142-8DD40-0FC0 | 1 | UN | 1 | 20 | D | D | N | N | 85043180 | 1 | 4001869914473 | 47.7 | KG | 662.48 | 662.48 | CP22 | CP22 | TRANSFORMER SITAS; PHASES:1; PN/PN(S6)(KVA):1,36 /7,3; UPRI(V):550-525-500-480-460- 440-415-400-380-230-208; USEC(V):2X115; ISEC(A):2X6,09; F(HZ):50...60; VECTOR GR./SHIELD WNG.:II0 /0; TA/ISOKL:40 /B; IP23; TYPE OF TERMINALS:SCREW/TAB CONNECTION; INSTALLATION:SCREW; EN 61558-2-1, -2-2, -2-4 >UL/CSA-RECOGNIZED< >CONTROL CIRCUIT TRANSFORMER< >ISOLATION TRANSFORMER< | - | 0 | 0
4AM6142-8DD40-1FA0 |  | 4AM6142-8DD40-1FA0 | 1 | UN | 1 | 20 | D | D | N | N | 85043200 | 1 | 4019169872782 | 22.34 | KG | 700.96 | 700.96 | CP22 | CP22 | TRANSFORMER SITAS; PHASES:1; PN/PN(S6)(KVA):1,6 /7,3; UPRI(V):550-525-500-480-460- 440-415-400-380-230-208; USEC(V):2X115; ISEC(A):6,96-13,91; F(HZ):50...60; VECTOR GR./SHIELD WNG.:III0 /1; TA/ISOKL:40 /B; IP00; TYPE OF TERMINALS:SCREW/TAB CONNECTION; INSTALLATION:SCREW; EN 61558-2-1, -2-2, -2-4 >UL/CSA-RECOGNIZED< >CONTROL CIRCUIT TRANSFORMER< >ISOLATION TRANSFORMER< | - | 0 | 7
4AM6142-8ED40-0FA0 |  | 4AM6142-8ED40-0FA0 | 1 | UN | 1 | 2 | A | D | N | N | 85043180 | 1 | 4001869905259 | 22.24 | KG | 514.8 | 514.8 | CP22 | CP22 | TRANSFORMER SITAS; PHASES:1; PN/PN(S6)(KVA):1,6 /7,3; UPRI(V):600-575-550-525-500- 480-460-440-415-400-240-230; USEC(V):2X115; ISEC(A):2X6,96; F(HZ):50...60; VECTOR GR./SHIELD WNG.:II0 /0; TA/ISOKL:40 /B; IP00; TYPE OF TERMINALS:SCREW/TAB CONNECTION; INSTALLATION:SCREW; EN 61558-2-1, -2-2, -2-4 >UL/CSA-RECOGNIZED< >CONTROL CIRCUIT TRANSFORMER< >ISOLATION TRANSFORMER< | - | 0 | 0
4AM6142-8ED40-0FC0 |  | 4AM6142-8ED40-0FC0 | 1 | UN | 1 | 20 | D | D | N | N | 85043180 | 1 | 4001869914909 | 47.7 | KG | 662.48 | 662.48 | CP22 | CP22 | TRANSFORMER SITAS; PHASES:1; PN/PN(S6)(KVA):1,36 /7,3; UPRI(V):600-575-550-525-500- 480-460-440-415-400-240-230; USEC(V):2X115; ISEC(A):2X6,09; F(HZ):50...60; VECTOR GR./SHIELD WNG.:II0 /0; TA/ISOKL:40 /B; IP23; TYPE OF TERMINALS:SCREW/TAB CONNECTION; INSTALLATION:SCREW; EN 61558-2-1, -2-2, -2-4 >UL/CSA-RECOGNIZED< >CONTROL CIRCUIT TRANSFORMER< >ISOLATION TRANSFORMER< | - | 0 | 0
4AM6142-8ED40-0FD0 |  | 4AM6142-8ED40-0FD0 | 1 | UN | 1 | 20 | D | D | N | N | 85043200 | 1 | 4001869922355 | 47.7 | KG | 674.96 | 674.96 | CP22 | CP22 | TRANSFORMER SITAS; PHASES:1; PN/PN(S6)(KVA):1,2 /7,3; UPRI(V):600-575-550-525-500- 480-460-440-415-400-240-230; USEC(V):2X115; ISEC(A):2X5,22; F(HZ):50...60; VECTOR GR./SHIELD WNG.:II0 /0; TA/ISOKL:40 /B; IP54; TYPE OF TERMINALS:SCREW/TAB CONNECTION; INSTALLATION:SCREW; EN 61558-2-1, -2-2, -2-4 >UL/CSA-RECOGNIZED< >CONTROL CIRCUIT TRANSFORMER< >ISOLATION TRANSFORMER< | - | 0 | 0
4AM6142-8JD40-0FA0 |  | 4AM6142-8JD40-0FA0 | 1 | UN | 1 | 2 | A | D | N | N | 85043200 | 1 | 4001869902791 | 22.24 | KG | 494 | 494 | CP22 | CP22 | TRANSFORMER SITAS; PHASES:1; PN/PN(S6)(KVA):1,6 /7,3; UPRI(V):400-230+/-15; USEC(V):2X115; ISEC(A):6,96-13,91; F(HZ):50...60; VECTOR GR./SHIELD WNG.:II0 /0; TA/ISOKL:40 /B; IP00; TYPE OF TERMINALS:SCREW/TAB CONNECTION; INSTALLATION:SCREW; EN 61558-2-1, -2-2, -2-4 >UL/CSA-RECOGNIZED< >CONTROL CIRCUIT TRANSFORMER< >ISOLATION TRANSFORMER< | - | 0 | 0
4AM6142-8JD40-0FC0 |  | 4AM6142-8JD40-0FC0 | 1 | UN | 1 | 20 | D | D | N | N | 85043200 | 1 | 4001869912448 | 47.7 | KG | 640.64 | 640.64 | CP22 | CP22 | TRANSFORMER SITAS; PHASES:1; PN/PN(S6)(KVA):1,36 /7,3; UPRI(V):400-230+/-15; USEC(V):2X115; ISEC(A):2X5,91; F(HZ):50...60; VECTOR GR./SHIELD WNG.:II0 /0; TA/ISOKL:40 /B; IP23; TYPE OF TERMINALS:SCREW/TAB CONNECTION; INSTALLATION:SCREW; EN 61558-2-1, -2-2, -2-4 >UL/CSA-RECOGNIZED< >CONTROL CIRCUIT TRANSFORMER< >ISOLATION TRANSFORMER< | - | 0 | 0
4AM6142-8JD40-1FA1 |  | 4AM6142-8JD40-1FA1 | 1 | UN | 1 | 20 | D | D | N | N | 85043200 | 1 | 4019169951562 | 21.24 | KG | 651.04 | 651.04 | CP22 | CP22 | TRANSFORMER SITAS; PHASES:1; PN/PN(S6)(KVA):1,6 /7,3; UPRI(V):400-230+/-15; USEC(V):115 ; 115; ISEC(A):6,96 ; 6,96; F(HZ):50...60; VECTOR GR./SHIELD WNG.:III0 /1; TA/ISOKL:40 /B; IP00; TYPE OF TERMINALS:CAGE-CLAMP; INSTALLATION:SCREW; EN 61558-2-1, -2-2, -2-4 >UL/CSA-RECOGNIZED< >CONTROL CIRCUIT TRANSFORMER< >ISOLATION TRANSFORMER< | - | 0 | 0
4AM6142-8MD40-0FA0 |  | 4AM6142-8MD40-0FA0 | 1 | UN | 1 | 20 | D | D | N | N | 85043180 | 1 | 4019169940818 | 20 | KG | 494 | 494 | CP22 | CP22 | TRANSFORMER SITAS; PHASES:1; PN/PN(S6)(KVA):1,6 /7,3; UPRI(V):440-400-230; USEC(V):230(2X115); ISEC(A):6,96-13,91; F(HZ):50...60; VECTOR GR./SHIELD WNG.:IIII0 /0; TA/ISOKL:40 /B; IP00; TYPE OF TERMINALS:SCREW/TAB CONNECTION; INSTALLATION:SCREW; EN 61558-2-1, -2-2, -2-4 >UL/CSA-RECOGNIZED< >CONTROL CIRCUIT TRANSFORMER< >ISOLATION TRANSFORMER< | - | 0 | 7
4AM6442-1TM10-0FA0 |  | 4AM6442-1TM10-0FA0 | 1 | UN | 1 | 20 | D | D | N | N | 85043180 | 1 | 4019169948548 | 25.24 | KG | 580.32 | 580.32 | CP22 | CP22 | TRANSFORMER SITAS; PHASES:1; PN/PN(S6)(KVA):2 /9,7; UPRI(V):230; USEC(V):127; ISEC(A):15,75; F(HZ):50...60; VECTOR GR./SHIELD WNG.:II0 /0; TA/ISOKL:40 /B; IP00; TYPE OF TERMINALS:SCREW/TAB CONNECTION; INSTALLATION:SCREW; EN 61558-2-1; -2-2; -2-4 >UL/CSA-RECOGNIZED< >CONTROL CIRCUIT TRANSFORMER< >ISOLATION TRANSFORMER< | - | 0 | 7
4AM6442-4TJ10-0FA0 |  | 4AM6442-4TJ10-0FA0 | 1 | UN | 1 | 20 | D | D | N | N | 85043200 | 1 | 4001869901039 | 25.24 | KG | 558.48 | 558.48 | CP22 | CP22 | TRANSFORMER SITAS; PHASES:1; PN/PN(S6)(KVA):2 /9,7; UPRI(V):230+/-5%; USEC(V):110; ISEC(A):18,2; F(HZ):50...60; VECTOR GR./SHIELD WNG.:II0 /0; TA/ISOKL:40 /B; IP00; TYPE OF TERMINALS:SCREW/TAB CONNECTION; INSTALLATION:SCREW; EN 61558-2-1, -2-2, -2-4 >UL/CSA-RECOGNIZED< >CONTROL CIRCUIT TRANSFORMER< >ISOLATION TRANSFORMER< | - | 0 | 0
4AM6442-4TJ10-0FC0 |  | 4AM6442-4TJ10-0FC0 | 1 | UN | 1 | 20 | D | D | N | N | 85043180 | 1 | 4001869910680 | 50.7 | KG | 699.92 | 699.92 | CP22 | CP22 | TRANSFORMER SITAS; PHASES:1; PN/PN(S6)(KVA):1,7 /9,7; UPRI(V):230+/-5%; USEC(V):110; ISEC(A):15,5; F(HZ):50...60; VECTOR GR./SHIELD WNG.:II0 /0; TA/ISOKL:40 /B; IP23; TYPE OF TERMINALS:SCREW/TAB CONNECTION; INSTALLATION:SCREW; EN 61558-2-1, -2-2, -2-4 >UL/CSA-RECOGNIZED< >CONTROL CIRCUIT TRANSFORMER< >ISOLATION TRANSFORMER< | - | 0 | 0
4AM6442-4TT10-0FA0 |  | 4AM6442-4TT10-0FA0 | 1 | UN | 1 | 2 | A | D | N | N | 85043200 | 1 | 4001869901237 | 25.24 | KG | 558.48 | 558.48 | CP22 | CP22 | TRANSFORMER SITAS; PHASES:1; PN/PN(S6)(KVA):2 /9,7; UPRI(V):230+/-5%; USEC(V):230; ISEC(A):8,7; F(HZ):50...60; VECTOR GR./SHIELD WNG.:II0 /0; TA/ISOKL:40 /B; IP00; TYPE OF TERMINALS:SCREW/TAB CONNECTION; INSTALLATION:SCREW; EN 61558-2-1, -2-2, -2-4 >UL/CSA-RECOGNIZED< >CONTROL CIRCUIT TRANSFORMER< >ISOLATION TRANSFORMER< | - | 0 | 0
4AM6442-4TT10-0FC0 |  | 4AM6442-4TT10-0FC0 | 1 | UN | 1 | 20 | D | D | N | N | 85043180 | 1 | 4001869910888 | 50.7 | KG | 908.96 | 908.96 | CP22 | CP22 | TRANSFORMER SITAS; PHASES:1; PN/PN(S6)(KVA):1,7 /9,7; UPRI(V):230+/-5%; USEC(V):230; ISEC(A):7,39; F(HZ):50...60; VECTOR GR./SHIELD WNG.:II0 /0; TA/ISOKL:40 /B; IP23; TYPE OF TERMINALS:SCREW/TAB CONNECTION; INSTALLATION:SCREW; EN 61558-2-1, -2-2, -2-4 >UL/CSA-RECOGNIZED< >CONTROL CIRCUIT TRANSFORMER< >ISOLATION TRANSFORMER< | - | 0 | 9
4AM6442-5AD40-0FA0 |  | 4AM6442-5AD40-0FA0 | 1 | UN | 1 | 20 | D | D | N | N | 85043180 | 1 | 4001869902357 | 25.24 | KG | 563.68 | 563.68 | CP22 | CP22 | TRANSFORMER SITAS; PHASES:1; PN/PN(S6)(KVA):2 /9,7; UPRI(V):400+/-5%; USEC(V):2X115; ISEC(A):2X8,7; F(HZ):50...60; VECTOR GR./SHIELD WNG.:II0I0 /0; TA/ISOKL:40 /B; IP00; TYPE OF TERMINALS:SCREW/TAB CONNECTION; INSTALLATION:SCREW; EN 61558-2-1, -2-2, -2-4 >UL/CSA-RECOGNIZED< >CONTROL CIRCUIT TRANSFORMER< >ISOLATION TRANSFORMER< | - | 0 | 0
4AM6442-5AJ10-0FA0 |  | 4AM6442-5AJ10-0FA0 | 1 | UN | 1 | 20 | D | D | N | N | 85043180 | 1 | 4001869901855 | 23.24 | KG | 558.48 | 558.48 | CP22 | CP22 | TRANSFORMER SITAS; PHASES:1; PN/PN(S6)(KVA):2 /9,7; UPRI(V):400+/-5%; USEC(V):110; ISEC(A):18,2; F(HZ):50...60; VECTOR GR./SHIELD WNG.:II0 /0; TA/ISOKL:40 /B; IP00; TYPE OF TERMINALS:SCREW/TAB CONNECTION; INSTALLATION:SCREW; EN 61558-2-1, -2-2, -2-4 >UL/CSA-RECOGNIZED< >CONTROL CIRCUIT TRANSFORMER< >ISOLATION TRANSFORMER< | - | 0 | 0
4AM6442-5AT10-0FA0 |  | 4AM6442-5AT10-0FA0 | 1 | UN | 1 | 2 | A | D | N | N | 85043180 | 1 | 4001869902050 | 25.24 | KG | 558.48 | 558.48 | CP22 | CP22 | TRANSFORMER SITAS; PHASES:1; PN/PN(S6)(KVA):2 /9,7; UPRI(V):400+/-5%; USEC(V):230; ISEC(A):8,7; F(HZ):50...60; VECTOR GR./SHIELD WNG.:II0 /0; TA/ISOKL:40 /B; IP00; TYPE OF TERMINALS:SCREW/TAB CONNECTION; INSTALLATION:SCREW; EN 61558-2-1, -2-2, -2-4 >UL/CSA-RECOGNIZED< >CONTROL CIRCUIT TRANSFORMER< >ISOLATION TRANSFORMER< | - | 0 | 0
4AM6442-5AT10-0FA1 |  | 4AM6442-5AT10-0FA1 | 1 | UN | 1 | 20 | D | D | N | N | 85043180 | 1 | 4001869906720 | 25.24 | KG | 593.84 | 593.84 | CP22 | CP22 | TRANSFORMER SITAS; PHASES:1; PN/PN(S6)(KVA):2 /9,7; UPRI(V):400+/-5%; USEC(V):230; ISEC(A):8,7; F(HZ):50...60; VECTOR GR./SHIELD WNG.:II0 /0; TA/ISOKL:40 /B; IP00; TYPE OF TERMINALS:CAGE-CLAMP; INSTALLATION:SCREW; EN 61558-2-1, -2-2, -2-4 >UL/CSA-RECOGNIZED< >CONTROL CIRCUIT TRANSFORMER< >ISOLATION TRANSFORMER< | - | 0 | 0
4AM6442-5AT10-0FC0 |  | 4AM6442-5AT10-0FC0 | 1 | UN | 1 | 20 | D | D | N | N | 85043180 | 1 | 4001869911700 | 50.7 | KG | 699.92 | 699.92 | CP22 | CP22 | TRANSFORMER SITAS; PHASES:1; PN/PN(S6)(KVA):1,7 /9,7; UPRI(V):400+/-5%; USEC(V):230; ISEC(A):7,39; F(HZ):50...60; VECTOR GR./SHIELD WNG.:II0 /0; TA/ISOKL:40 /B; IP23; TYPE OF TERMINALS:SCREW/TAB CONNECTION; INSTALLATION:SCREW; EN 61558-2-1, -2-2, -2-4 >UL/CSA-RECOGNIZED< >CONTROL CIRCUIT TRANSFORMER< >ISOLATION TRANSFORMER< | - | 0 | 0
4AM6442-5AT10-0FD0 |  | 4AM6442-5AT10-0FD0 | 1 | UN | 1 | 20 | D | D | N | N | 85043200 | 1 | 4001869919157 | 50.7 | KG | 716.56 | 716.56 | CP22 | CP22 | TRANSFORMER SITAS; PHASES:1; PN/PN(S6)(KVA):1,5 /9,7; UPRI(V):400+/-5%; USEC(V):230; ISEC(A):6,52; F(HZ):50...60; VECTOR GR./SHIELD WNG.:II0 /0; TA/ISOKL:40 /B; IP54; TYPE OF TERMINALS:SCREW/TAB CONNECTION; INSTALLATION:SCREW; EN 61558-2-1, -2-2, -2-4 >UL/CSA-RECOGNIZED< >CONTROL CIRCUIT TRANSFORMER< >ISOLATION TRANSFORMER< | - | 0 | 0
4AM6442-5CJ10-0FA0 |  | 4AM6442-5CJ10-0FA0 | 1 | UN | 1 | 20 | D | D | N | N | 85043200 | 1 | 4001869903101 | 25.24 | KG | 558.48 | 558.48 | CP22 | CP22 | TRANSFORMER SITAS; PHASES:1; PN/PN(S6)(KVA):2 /9,7; UPRI(V):440+/-5%; USEC(V):110; ISEC(A):18,2; F(HZ):50...60; VECTOR GR./SHIELD WNG.:II0 /0; TA/ISOKL:40 /B; IP00; TYPE OF TERMINALS:SCREW/TAB CONNECTION; INSTALLATION:SCREW; EN 61558-2-1, -2-2, -2-4 >UL/CSA-RECOGNIZED< >CONTROL CIRCUIT TRANSFORMER< >ISOLATION TRANSFORMER< | - | 0 | 0
4AM6442-5CT10-0FA0 |  | 4AM6442-5CT10-0FA0 | 1 | UN | 1 | 2 | A | D | N | N | 85043180 | 1 | 4001869903286 | 25.24 | KG | 558.48 | 558.48 | CP22 | CP22 | TRANSFORMER SITAS; PHASES:1; PN/PN(S6)(KVA):2 /9,7; UPRI(V):440+/-5%; USEC(V):230; ISEC(A):8,7; F(HZ):50...60; VECTOR GR./SHIELD WNG.:II0 /0; TA/ISOKL:40 /B; IP00; TYPE OF TERMINALS:SCREW/TAB CONNECTION; INSTALLATION:SCREW; EN 61558-2-1, -2-2, -2-4 >UL/CSA-RECOGNIZED< >CONTROL CIRCUIT TRANSFORMER< >ISOLATION TRANSFORMER< | - | 0 | 0
4AM6442-5CT10-0FC0 |  | 4AM6442-5CT10-0FC0 | 1 | UN | 1 | 20 | D | D | N | N | 85043200 | 1 | 4001869912936 | 50.7 | KG | 699.92 | 699.92 | CP22 | CP22 | TRANSFORMER SITAS; PHASES:1; PN/PN(S6)(KVA):1,7 /9,7; UPRI(V):440+/-5%; USEC(V):230; ISEC(A):7,39; F(HZ):50...60; VECTOR GR./SHIELD WNG.:II0 /0; TA/ISOKL:40 /B; IP23; TYPE OF TERMINALS:SCREW/TAB CONNECTION; INSTALLATION:SCREW; EN 61558-2-1, -2-2, -2-4 >UL/CSA-RECOGNIZED< >CONTROL CIRCUIT TRANSFORMER< >ISOLATION TRANSFORMER< | - | 0 | 0
4AM6442-5EJ10-0FA0 |  | 4AM6442-5EJ10-0FA0 | 1 | UN | 1 | 20 | D | D | N | N | 85043180 | 1 | 4019169950206 | 25.24 | KG | 559.52 | 559.52 | CP22 | CP22 | TRANSFORMER SITAS; PHASES:1; PN/PN(S6)(KVA):2 /9,7; UPRI(V):480+/-5%; USEC(V):110; ISEC(A):18,2; F(HZ):50...60; VECTOR GR./SHIELD WNG.:II0 /0; TA/ISOKL:40 /B; IP00; TYPE OF TERMINALS:SCREW CONNECTION; INSTALLATION:SCREW; EN 61558-2-1, -2-2, -2-4 >UL/CSA-RECOGNIZED< >CONTROL CIRCUIT TRANSFORMER< >ISOLATION TRANSFORMER< | - | 0 | 7
4AM6442-5EL10-0FA0 |  | 4AM6442-5EL10-0FA0 | 1 | UN | 1 | 20 | D | D | N | N | 85043180 | 1 | 4001869972886 | 25.24 | KG | 589.68 | 589.68 | CP22 | CP22 | TRANSFORMER SITAS; PHASES:1; PN/PN(S6)(KVA):2 /9,7; UPRI(V):480+/-5%; USEC(V):120; ISEC(A):16,67; F(HZ):50...60; VECTOR GR./SHIELD WNG.:II0 /0; TA/ISOKL:40 /B; IP00; TYPE OF TERMINALS:SCREW/TAB CONNECTION; INSTALLATION:SCREW; EN 61558-2-1, -2-2, -2-4 >UL/CSA-RECOGNIZED< >CONTROL CIRCUIT TRANSFORMER< >ISOLATION TRANSFORMER< | - | 0 | 7
4AM6442-5ET10-0FA0 |  | 4AM6442-5ET10-0FA0 | 1 | UN | 1 | 20 | D | D | N | N | 85043180 | 1 | 4001869990477 | 25.24 | KG | 766.48 | 766.48 | CP22 | CP22 | TRANSFORMER SITAS; PHASES:1; PN/PN(S6)(KVA):2 /9,7; UPRI(V):480+/-5%; USEC(V):230; ISEC(A):8,696; F(HZ):50...60; VECTOR GR./SHIELD WNG.:II0 /0; TA/ISOKL:40 /B; IP00; TYPE OF TERMINALS:SCREW/TAB CONNECTION; INSTALLATION:SCREW; EN 61558-2-1, -2-2, -2-4 >UL/CSA-RECOGNIZED< >CONTROL CIRCUIT TRANSFORMER< >ISOLATION TRANSFORMER< | - | 0 | 7
4AM6442-5FJ10-0FA0 |  | 4AM6442-5FJ10-0FA0 | 1 | UN | 1 | 20 | D | D | N | N | 85043200 | 1 | 4001869903903 | 25.24 | KG | 724.88 | 724.88 | CP22 | CP22 | TRANSFORMER SITAS; PHASES:1; PN/PN(S6)(KVA):2 /9,7; UPRI(V):500+/-5%; USEC(V):110; ISEC(A):18,2; F(HZ):50...60; VECTOR GR./SHIELD WNG.:II0 /0; TA/ISOKL:40 /B; IP00; TYPE OF TERMINALS:SCREW/TAB CONNECTION; INSTALLATION:SCREW; EN 61558-2-1, -2-2, -2-4 >UL/CSA-RECOGNIZED< >CONTROL CIRCUIT TRANSFORMER< >ISOLATION TRANSFORMER< | - | 0 | 9
4AM6442-5FT10-0FA0 |  | 4AM6442-5FT10-0FA0 | 1 | UN | 1 | 2 | A | D | N | N | 85043180 | 1 | 4001869904085 | 25.24 | KG | 558.48 | 558.48 | CP22 | CP22 | TRANSFORMER SITAS; PHASES:1; PN/PN(S6)(KVA):2 /9,7; UPRI(V):500+/-5%; USEC(V):230; ISEC(A):8,7; F(HZ):50...60; VECTOR GR./SHIELD WNG.:II0 /0; TA/ISOKL:40 /B; IP00; TYPE OF TERMINALS:SCREW/TAB CONNECTION; INSTALLATION:SCREW; EN 61558-2-1, -2-2, -2-4 >UL/CSA-RECOGNIZED< >CONTROL CIRCUIT TRANSFORMER< >ISOLATION TRANSFORMER< | - | 0 | 0
4AM6442-5FT10-0FC0 |  | 4AM6442-5FT10-0FC0 | 1 | UN | 1 | 20 | D | D | N | N | 85043200 | 1 | 4001869913735 | 50.7 | KG | 869.44 | 869.44 | CP22 | CP22 | TRANSFORMER SITAS; PHASES:1; PN/PN(S6)(KVA):1,7 /9,7; UPRI(V):500+/-5%; USEC(V):230; ISEC(A):7,39; F(HZ):50...60; VECTOR GR./SHIELD WNG.:II0 /0; TA/ISOKL:40 /B; IP23; TYPE OF TERMINALS:SCREW/TAB CONNECTION; INSTALLATION:SCREW; EN 61558-2-1, -2-2, -2-4 >UL/CSA-RECOGNIZED< >CONTROL CIRCUIT TRANSFORMER< >ISOLATION TRANSFORMER< | - | 0 | 7
4AM6442-5FT10-0FD0 |  | 4AM6442-5FT10-0FD0 | 1 | UN | 1 | 20 | D | D | N | N | 85043180 | 1 | 4001869921181 | 50.7 | KG | 929.76 | 929.76 | CP22 | CP22 | TRANSFORMER SITAS; PHASES:1; PN/PN(S6)(KVA):1,5 /9,7; UPRI(V):500+/-5%; USEC(V):230; ISEC(A):6,52; F(HZ):50...60; VECTOR GR./SHIELD WNG.:II0 /0; TA/ISOKL:40 /B; IP54; TYPE OF TERMINALS:SCREW/TAB CONNECTION; INSTALLATION:SCREW; EN 61558-2-1, -2-2, -2-4 >UL/CSA-RECOGNIZED< >CONTROL CIRCUIT TRANSFORMER< >ISOLATION TRANSFORMER< | - | 0 | 9
4AM6442-5MT10-0FA0 |  | 4AM6442-5MT10-0FA0 | 1 | UN | 1 | 20 | D | D | N | N | 85043200 | 1 | 4001869905716 | 25.24 | KG | 558.48 | 558.48 | CP22 | CP22 | TRANSFORMER SITAS; PHASES:1; PN/PN(S6)(KVA):2 /9,7; UPRI(V):690+/-5%; USEC(V):230; ISEC(A):8,70; F(HZ):50...60; VECTOR GR./SHIELD WNG.:II0 /0; TA/ISOKL:40 /B; IP00; TYPE OF TERMINALS:SCREW/TAB CONNECTION; INSTALLATION:SCREW; EN 61558-2-1, -2-2, -2-4 >CONTROL CIRCUIT TRANSFORMER< >SAFETY ISOLATING TRANSFORMER< | - | 0 | 0
4AM6442-8DD40-0FA0 |  | 4AM6442-8DD40-0FA0 | 1 | UN | 1 | 2 | A | D | N | N | 85043200 | 1 | 4001869904832 | 26.24 | KG | 601.12 | 601.12 | CP22 | CP22 | TRANSFORMER SITAS; PHASES:1; PN/PN(S6)(KVA):2 /9,7; UPRI(V):550-525-500-480-460- 440-415-400-380-230-208; USEC(V):2X115; ISEC(A):2X8,7; F(HZ):50...60; VECTOR GR./SHIELD WNG.:II0 /0; TA/ISOKL:40 /B; IP00; TYPE OF TERMINALS:SCREW/TAB CONNECTION; INSTALLATION:SCREW; EN 61558-2-1, -2-2, -2-4 >UL/CSA-RECOGNIZED< >CONTROL CIRCUIT TRANSFORMER< >ISOLATION TRANSFORMER< | - | 0 | 0
4AM6442-8DD40-0FD0 |  | 4AM6442-8DD40-0FD0 | 1 | UN | 1 | 20 | D | D | N | N | 85043200 | 1 | 4001869921938 | 51.7 | KG | 760.24 | 760.24 | CP22 | CP22 | TRANSFORMER SITAS; PHASES:1; PN/PN(S6)(KVA):1,5 /9,7; UPRI(V):550-525-500-480-460- 440-415-400-380-230-208; USEC(V):2X115; ISEC(A):2X6,52; F(HZ):50...60; VECTOR GR./SHIELD WNG.:II0 /0; TA/ISOKL:40 /B; IP54; TYPE OF TERMINALS:SCREW/TAB CONNECTION; INSTALLATION:SCREW; EN 61558-2-1, -2-2, -2-4 >UL/CSA-RECOGNIZED< >CONTROL CIRCUIT TRANSFORMER< | - | 0 | 0
4AM6442-8ED40-0FA0 |  | 4AM6442-8ED40-0FA0 | 1 | UN | 1 | 2 | A | D | N | N | 85043200 | 1 | 4001869905266 | 26.24 | KG | 601.12 | 601.12 | CP22 | CP22 | TRANSFORMER SITAS; PHASES:1; PN/PN(S6)(KVA):2 /9,7; UPRI(V):600-575-550-525-500- 480-460-440-415-400-240-230; USEC(V):2X115; ISEC(A):2X8,7; F(HZ):50...60; VECTOR GR./SHIELD WNG.:II0 /0; TA/ISOKL:40 /B; IP00; TYPE OF TERMINALS:SCREW/TAB CONNECTION; INSTALLATION:SCREW; EN 61558-2-1, -2-2, -2-4 >UL/CSA-RECOGNIZED< >CONTROL CIRCUIT TRANSFORMER< >ISOLATION TRANSFORMER< | - | 0 | 0
4AM6442-8ED40-0FD0 |  | 4AM6442-8ED40-0FD0 | 1 | UN | 1 | 20 | D | D | N | N | 85043200 | 1 | 4001869922362 | 51.7 | KG | 760.24 | 760.24 | CP22 | CP22 | TRANSFORMER SITAS; PHASES:1; PN/PN(S6)(KVA):1,5 /9,7; UPRI(V):600-575-550-525-500- 480-460-440-415-400-240-230; USEC(V):2X115; ISEC(A):2X6,52; F(HZ):50...60; VECTOR GR./SHIELD WNG.:II0 /0; TA/ISOKL:40 /B; IP54; TYPE OF TERMINALS:SCREW/TAB CONNECTION; INSTALLATION:SCREW; EN 61558-2-1, -2-2, -2-4 >UL/CSA-RECOGNIZED< >CONTROL CIRCUIT TRANSFORMER< | - | 0 | 0
4AM6442-8JD40-0FA0 |  | 4AM6442-8JD40-0FA0 | 1 | UN | 1 | 2 | A | D | N | N | 85043180 | 1 | 4001869902807 | 26.24 | KG | 575.12 | 575.12 | CP22 | CP22 | SITAS transformer; phases: 1; PN/PN(S6)(KVA):2 / 9.7; UPRI(V): 400-230+/-15; Usec(V):2x115; Isec(A):2x8.7; F(HZ):50...60; Vector gr./shield wng.:II0 /0; TA/ISO Cl:40 /B; IP00; Connection: screw/tab connection; mounting: screws; EN 61558-2-1, -2-2, -2-4 >UL/CSA-recognized< >Control transformer< >Isolating transformer< | - | 0 | 0
4AM6542-1TL10-0FC0 |  | 4AM6542-1TL10-0FC0 | 1 | UN | 1 | 20 | D | D | N | N | 85043200 | 1 | 4019169956062 | 57 | KG | 876.72 | 876.72 | CP22 | CP22 | TRANSFORMER SITAS; PHASES:1; PN/PN(S6)(KVA):2,13 /13,3; UPRI(V):230; USEC(V):120; ISEC(A):17,75; F(HZ):50...60; VECTOR GR./SHIELD WNG.:II0 /0; TA/ISOKL:40 /B; IP23; TYPE OF TERMINALS:SCREW/TAB CONNECTION; INSTALLATION:SCREW; EN 61558-2-1, -2-2, -2-4 >UL/CSA-RECOGNIZED< >CONTROL CIRCUIT TRANSFORMER< >ISOLATION TRANSFORMER< | - | 0 | 7
4AM6542-4TJ10-0FA0 |  | 4AM6542-4TJ10-0FA0 | 1 | UN | 1 | 20 | D | D | N | N | 85043200 | 1 | 4001869901046 | 31.24 | KG | 699.92 | 699.92 | CP22 | CP22 | TRANSFORMER SITAS; PHASES:1; PN/PN(S6)(KVA):2,5 /13,3; UPRI(V):230+/-5%; USEC(V):110; ISEC(A):22,7; F(HZ):50...60; VECTOR GR./SHIELD WNG.:II0 /0; TA/ISOKL:40 /B; IP00; TYPE OF TERMINALS:SCREW/TAB CONNECTION; INSTALLATION:SCREW; EN 61558-2-1, -2-2, -2-4 >UL/CSA-RECOGNIZED< >CONTROL CIRCUIT TRANSFORMER< >ISOLATION TRANSFORMER< | - | 0 | 0
4AM6542-4TT10-0FA0 |  | 4AM6542-4TT10-0FA0 | 1 | UN | 1 | 2 | A | D | N | N | 85043180 | 1 | 4001869901244 | 31.24 | KG | 699.92 | 699.92 | CP22 | CP22 | TRANSFORMER SITAS; PHASES:1; PN/PN(S6)(KVA):2,5 /13,3; UPRI(V):230+/-5%; USEC(V):230; ISEC(A):10,9; F(HZ):50...60; VECTOR GR./SHIELD WNG.:II0 /0; TA/ISOKL:40 /B; IP00; TYPE OF TERMINALS:SCREW/TAB CONNECTION; INSTALLATION:SCREW; EN 61558-2-1, -2-2, -2-4 >UL/CSA-RECOGNIZED< >CONTROL CIRCUIT TRANSFORMER< >ISOLATION TRANSFORMER< | - | 0 | 0
4AM6542-4TT10-0FC0 |  | 4AM6542-4TT10-0FC0 | 1 | UN | 1 | 20 | D | D | N | N | 85043200 | 1 | 4001869910895 | 56.7 | KG | 1102.4 | 1102.4 | CP22 | CP22 | TRANSFORMER SITAS; PHASES:1; PN/PN(S6)(KVA):2,13 /13,3; UPRI(V):230+/-5%; USEC(V):230; ISEC(A):9,26; F(HZ):50...60; VECTOR GR./SHIELD WNG.:II0 /0; TA/ISOKL:40 /B; IP23; TYPE OF TERMINALS:SCREW/TAB CONNECTION; INSTALLATION:SCREW; EN 61558-2-1, -2-2, -2-4 >UL/CSA-RECOGNIZED< >CONTROL CIRCUIT TRANSFORMER< >ISOLATION TRANSFORMER< | - | 0 | 9
4AM6542-4XT10-0FA0 |  | 4AM6542-4XT10-0FA0 | 1 | UN | 1 | 20 | D | D | N | N | 85043200 | 1 | 4042948055557 | 29.24 | KG | 742.56 | 742.56 | CP22 | CP22 | TRANSFORMER SITAS; PHASES:1; PN/PN(S6)(KVA):2,5 /13,3; UPRI(V):380+/-5%; USEC(V):230; ISEC(A):10,9; F(HZ):50...60; VECTOR GR./SHIELD WNG.:II0 /0; TA/ISOKL:40 /B; IP00; TYPE OF TERMINALS:SCREW/TAB CONNECTION; INSTALLATION:SCREW; EN 61558-2-2, -2-4 >UL/CSA-RECOGNIZED< >CONTROL CIRCUIT TRANSFORMER< >ISOLATION TRANSFORMER< | - | 0 | 7
4AM6542-5AD40-0FA0 |  | 4AM6542-5AD40-0FA0 | 1 | UN | 1 | 20 | D | D | N | N | 85043200 | 1 | 4001869902364 | 31.24 | KG | 705.12 | 705.12 | CP22 | CP22 | TRANSFORMER SITAS; PHASES:1; PN/PN(S6)(KVA):2,5 /13,3; UPRI(V):400+/-5%; USEC(V):2X115; ISEC(A):10,9-21,8; F(HZ):50...60; VECTOR GR./SHIELD WNG.:II0 /0; TA/ISOKL:40 /B; IP00; TYPE OF TERMINALS:SCREW/TAB CONNECTION; INSTALLATION:SCREW; EN 61558-2-1, -2-2, -2-4 >UL/CSA-RECOGNIZED< >CONTROL CIRCUIT TRANSFORMER< >ISOLATION TRANSFORMER< | - | 0 | 0
4AM6542-5AJ10-0FA0 |  | 4AM6542-5AJ10-0FA0 | 1 | UN | 1 | 2 | A | D | N | N | 85043200 | 1 | 4001869901862 | 31.24 | KG | 699.92 | 699.92 | CP22 | CP22 | TRANSFORMER SITAS; PHASES:1; PN/PN(S6)(KVA):2,5 /13,3; UPRI(V):400+/-5%; USEC(V):110; ISEC(A):22,7; F(HZ):50...60; VECTOR GR./SHIELD WNG.:II0 /0; TA/ISOKL:40 /B; IP00; TYPE OF TERMINALS:SCREW/TAB CONNECTION; INSTALLATION:SCREW; EN 61558-2-1, -2-2, -2-4 >UL/CSA-RECOGNIZED< >CONTROL CIRCUIT TRANSFORMER< >ISOLATION TRANSFORMER< | - | 0 | 0
4AM6542-5AT10-0FA0 |  | 4AM6542-5AT10-0FA0 | 1 | UN | 1 | 2 | A | D | N | N | 85043200 | 1 | 4001869902067 | 31.24 | KG | 699.92 | 699.92 | CP22 | CP22 | TRANSFORMER SITAS; PHASES:1; PN/PN(S6)(KVA):2,5 /13,3; UPRI(V):400+/-5%; USEC(V):230; ISEC(A):10,9; F(HZ):50...60; VECTOR GR./SHIELD WNG.:II0 /0; TA/ISOKL:40 /B; IP00; TYPE OF TERMINALS:SCREW/TAB CONNECTION; INSTALLATION:SCREW; EN 61558-2-1, -2-2, -2-4 >UL/CSA-RECOGNIZED< >CONTROL CIRCUIT TRANSFORMER< >ISOLATION TRANSFORMER< | - | 0 | 0
4AM6542-5AT10-0FA1 |  | 4AM6542-5AT10-0FA1 | 1 | UN | 1 | 20 | D | D | N | N | 85043180 | 1 | 4001869906737 | 31.24 | KG | 748.8 | 748.8 | CP22 | CP22 | TRANSFORMER SITAS; PHASES:1; PN/PN(S6)(KVA):2,5 /13,3; UPRI(V):400+/-5%; USEC(V):230; ISEC(A):10,87; F(HZ):50...60; VECTOR GR./SHIELD WNG.:II0 /0; TA/ISOKL:40 /B; IP00; TYPE OF TERMINALS:CAGE-CLAMP; INSTALLATION:SCREW; EN 61558-2-1, -2-2, -2-4 >UL/CSA-RECOGNIZED< >CONTROL CIRCUIT TRANSFORMER< >ISOLATION TRANSFORMER< | - | 0 | 0
4AM6542-5AT10-0FC0 |  | 4AM6542-5AT10-0FC0 | 1 | UN | 1 | 20 | D | D | N | N | 85043180 | 1 | 4001869911717 | 56.7 | KG | 848.64 | 848.64 | CP22 | CP22 | TRANSFORMER SITAS; PHASES:1; PN/PN(S6)(KVA):2,13 /13,3; UPRI(V):400+/-5%; USEC(V):230; ISEC(A):9,26; F(HZ):50...60; VECTOR GR./SHIELD WNG.:II0 /0; TA/ISOKL:40 /B; IP23; TYPE OF TERMINALS:SCREW/TAB CONNECTION; INSTALLATION:SCREW; EN 61558-2-1, -2-2, -2-4 >UL/CSA-RECOGNIZED< >CONTROL CIRCUIT TRANSFORMER< >ISOLATION TRANSFORMER< | - | 0 | 0
4AM6542-5AT10-0FD0 |  | 4AM6542-5AT10-0FD0 | 1 | UN | 1 | 20 | D | D | N | N | 85043180 | 1 | 4001869919164 | 56.7 | KG | 861.12 | 861.12 | CP22 | CP22 | TRANSFORMER SITAS; PHASES:1; PN/PN(S6)(KVA):1,875 /13,3; UPRI(V):400+/-5%; USEC(V):230; ISEC(A):8,15; F(HZ):50...60; VECTOR GR./SHIELD WNG.:II0 /0; TA/ISOKL:40 /B; IP54; TYPE OF TERMINALS:SCREW/TAB CONNECTION; INSTALLATION:SCREW; EN 61558-2-1, -2-2, -2-4 >UL/CSA-RECOGNIZED< >CONTROL CIRCUIT TRANSFORMER< >ISOLATION TRANSFORMER< | - | 0 | 0
4AM6542-5AT10-1FA0 |  | 4AM6542-5AT10-1FA0 | 1 | UN | 1 | 20 | D | D | N | N | 85043180 | 1 | 4042948009505 | 31.24 | KG | 947.44 | 947.44 | CP22 | CP22 | TRANSFORMER SITAS; PHASES:1; PN/PN(S6)(KVA):2,5 /13,3; UPRI(V):400+/-5%; USEC(V):230; ISEC(A):10,9; F(HZ):50...60; VECTOR GR./SHIELD WNG.:II0 /1; TA/ISOKL:40 /B; IP00; TYPE OF TERMINALS:SCREW/TAB CONNECTION; INSTALLATION:SCREW; EN 61558-2-1, -2-2, -2-4 >UL/CSA-RECOGNIZED< >CONTROL CIRCUIT TRANSFORMER< >ISOLATION TRANSFORMER< | - | 0 | 7
4AM6542-5CJ10-0FA0 |  | 4AM6542-5CJ10-0FA0 | 1 | UN | 1 | 20 | D | D | N | N | 85043180 | 1 | 4001869903118 | 31.24 | KG | 699.92 | 699.92 | CP22 | CP22 | TRANSFORMER SITAS; PHASES:1; PN/PN(S6)(KVA):2,5 /13,3; UPRI(V):440+/-5%; USEC(V):110; ISEC(A):22,7; F(HZ):50...60; VECTOR GR./SHIELD WNG.:II0 /0; TA/ISOKL:40 /B; IP00; TYPE OF TERMINALS:SCREW/TAB CONNECTION; INSTALLATION:SCREW; EN 61558-2-1, -2-2, -2-4 >UL/CSA-RECOGNIZED< >CONTROL CIRCUIT TRANSFORMER< >ISOLATION TRANSFORMER< | - | 0 | 0
4AM6542-5CT10-0FA0 |  | 4AM6542-5CT10-0FA0 | 1 | UN | 1 | 20 | D | D | N | N | 85043200 | 1 | 4001869903293 | 31.24 | KG | 699.92 | 699.92 | CP22 | CP22 | TRANSFORMER SITAS; PHASES:1; PN/PN(S6)(KVA):2,5 /13,3; UPRI(V):440+/-5%; USEC(V):230; ISEC(A):10,9; F(HZ):50...60; VECTOR GR./SHIELD WNG.:II0 /0; TA/ISOKL:40 /B; IP00; TYPE OF TERMINALS:SCREW/TAB CONNECTION; INSTALLATION:SCREW; EN 61558-2-1, -2-2, -2-4 >UL/CSA-RECOGNIZED< >CONTROL CIRCUIT TRANSFORMER< >ISOLATION TRANSFORMER< | - | 0 | 0
4AM6542-5EL10-0FA0 |  | 4AM6542-5EL10-0FA0 | 1 | UN | 1 | 20 | D | D | N | N | 85043180 | 1 | 4019169977777 | 29.54 | KG | 679.12 | 679.12 | CP22 | CP22 | TRANSFORMER SITAS; PHASES:1; PN/PN(S6)(KVA):2,5 /13,3; UPRI(V):480+/-5%; USEC(V):120; ISEC(A):20,8; F(HZ):50...60; VECTOR GR./SHIELD WNG.:II0 /0; TA/ISOKL:40 /B; IP00; TYPE OF TERMINALS:SCREW/TAB CONNECTION; INSTALLATION:SCREW; EN 61558-2-1, -2-2, -2-4 >UL/CSA-RECOGNIZED< >CONTROL CIRCUIT TRANSFORMER< >ISOLATION TRANSFORMER< | - | 0 | 7
4AM6542-5FJ10-0FA0 |  | 4AM6542-5FJ10-0FA0 | 1 | UN | 1 | 20 | D | D | N | N | 85043200 | 1 | 4001869903910 | 31.24 | KG | 699.92 | 699.92 | CP22 | CP22 | TRANSFORMER SITAS; PHASES:1; PN/PN(S6)(KVA):2,5 /13,3; UPRI(V):500+/-5%; USEC(V):110; ISEC(A):22,7; F(HZ):50...60; VECTOR GR./SHIELD WNG.:II0 /0; TA/ISOKL:40 /B; IP00; TYPE OF TERMINALS:SCREW/TAB CONNECTION; INSTALLATION:SCREW; EN 61558-2-1, -2-2, -2-4 >UL/CSA-RECOGNIZED< >CONTROL CIRCUIT TRANSFORMER< >ISOLATION TRANSFORMER< | - | 0 | 0
4AM6542-5FJ10-0FD0 |  | 4AM6542-5FJ10-0FD0 | 1 | UN | 1 | 20 | D | D | N | N | 85043200 | 1 | 4001869921013 | 56.7 | KG | 1123.2 | 1123.2 | CP22 | CP22 | TRANSFORMER SITAS; PHASES:1; PN/PN(S6)(KVA):1,875 /15,5; UPRI(V):500+/-5%; USEC(V):110; ISEC(A):17; F(HZ):50...60; VECTOR GR./SHIELD WNG.:II0 /0; TA/ISOKL:40 /B; IP54; TYPE OF TERMINALS:SCREW/TAB CONNECTION; INSTALLATION:SCREW; EN 61558-2-1, -2-2, -2-4 >UL/CSA-RECOGNIZED< >CONTROL CIRCUIT TRANSFORMER< >ISOLATION TRANSFORMER< | - | 0 | 7
4AM6542-5FT10-0FA0 |  | 4AM6542-5FT10-0FA0 | 1 | UN | 1 | 2 | A | D | N | N | 85043200 | 1 | 4001869904092 | 31.24 | KG | 699.92 | 699.92 | CP22 | CP22 | TRANSFORMER SITAS; PHASES:1; PN/PN(S6)(KVA):2,5 /13,3; UPRI(V):500+/-5%; USEC(V):230; ISEC(A):10,9; F(HZ):50...60; VECTOR GR./SHIELD WNG.:II0 /0; TA/ISOKL:40 /B; IP00; TYPE OF TERMINALS:SCREW/TAB CONNECTION; INSTALLATION:SCREW; EN 61558-2-1, -2-2, -2-4 >UL/CSA-RECOGNIZED< >CONTROL CIRCUIT TRANSFORMER< >ISOLATION TRANSFORMER< | - | 0 | 0
4AM6542-5FT10-0FC0 |  | 4AM6542-5FT10-0FC0 | 1 | UN | 1 | 20 | D | D | N | N | 85043200 | 1 | 4001869913742 | 56.7 | KG | 848.64 | 848.64 | CP22 | CP22 | TRANSFORMER SITAS; PHASES:1; PN/PN(S6)(KVA):2,13 /13,3; UPRI(V):500+/-5%; USEC(V):230; ISEC(A):9,26; F(HZ):50...60; VECTOR GR./SHIELD WNG.:II0 /0; TA/ISOKL:40 /B; IP23; TYPE OF TERMINALS:SCREW/TAB CONNECTION; INSTALLATION:SCREW; EN 61558-2-1, -2-2, -2-4 >UL/CSA-RECOGNIZED< >CONTROL CIRCUIT TRANSFORMER< >ISOLATION TRANSFORMER< | - | 0 | 0
4AM6542-5LT10-0FA0 |  | 4AM6542-5LT10-0FA0 | 1 | UN | 1 | 20 | D | D | N | N | 85043200 | 1 | 4001869905570 | 31.24 | KG | 699.92 | 699.92 | CP22 | CP22 | TRANSFORMER SITAS; PHASES:1; PN/PN(S6)(KVA):2,5 /15,5; UPRI(V):660+/-5%; USEC(V):230; ISEC(A):10,9; F(HZ):50...60; VECTOR GR./SHIELD WNG.:II0 /0; TA/ISOKL:40 /B; IP00; TYPE OF TERMINALS:SCREW/TAB CONNECTION; INSTALLATION:SCREW; EN 61558-2-1, -2-2, -2-4 >CONTROL CIRCUIT TRANSFORMER< >ISOLATION TRANSFORMER< | - | 0 | 0
4AM6542-5MT10-0FA0 |  | 4AM6542-5MT10-0FA0 | 1 | UN | 1 | 20 | D | D | N | N | 85043180 | 1 | 4001869905723 | 31.24 | KG | 699.92 | 699.92 | CP22 | CP22 | TRANSFORMER SITAS; PHASES:1; PN/PN(S6)(KVA):2,5 /13,3; UPRI(V):690+/-5%; USEC(V):230; ISEC(A):10,9; F(HZ):50...60; VECTOR GR./SHIELD WNG.:II0 /0; TA/ISOKL:40 /B; IP00; TYPE OF TERMINALS:SCREW/TAB CONNECTION; INSTALLATION:SCREW; EN 61558-2-1, -2-2, -2-4 >CONTROL CIRCUIT TRANSFORMER< >ISOLATION TRANSFORMER< | - | 0 | 0
4AM6542-8BD40-0FA0 |  | 4AM6542-8BD40-0FA0 | 1 | UN | 1 | 2 | A | D | N | N | 85043200 | 1 | 4001869964799 | 30.6 | KG | 789.36 | 789.36 | CP22 | CP22 | TRANSFORMER SITAS; PHASES:1; PN/PN(S6)(KVA):2,5 /15,6; UPRI(V):575-550-525-500-480- 460-440 -415-400-380-230-220-200-190; USEC(V):230-2X115; ISEC(A):10,9-21,8; F(HZ):50...60; VECTOR GR./SHIELD WNG.:II0 /0; TA/ISOKL:40 /B; IP00; TYPE OF TERMINALS:SCREW/TAB CONNECTION; INSTALLATION:SCREW; EN 61558-2-1, -2-2, -2-4 >UL/CSA-RECOGNIZED< >CONTROL CIRCUIT TRANSFORMER< >ISOLATION TRANSFORMER< | - | 0 | 7
4AM6542-8DD40-0FA0 |  | 4AM6542-8DD40-0FA0 | 1 | UN | 1 | 2 | A | D | N | N | 85043200 | 1 | 4001869904849 | 34.24 | KG | 744.64 | 744.64 | CP22 | CP22 | TRANSFORMER SITAS; PHASES:1; PN/PN(S6)(KVA):2,5 /13,3; UPRI(V):550-525-500-480-460- 440-415-400-380-230-208; USEC(V):2X115; ISEC(A):10,9-21,8; F(HZ):50...60; VECTOR GR./SHIELD WNG.:II0 /0; TA/ISOKL:40 /B; IP00; TYPE OF TERMINALS:SCREW/TAB CONNECTION; INSTALLATION:SCREW; EN 61558-2-1, -2-2, -2-4 >UL/CSA-RECOGNIZED< >CONTROL CIRCUIT TRANSFORMER< >ISOLATION TRANSFORMER< | - | 0 | 0
4AM6542-8DD40-0FC0 |  | 4AM6542-8DD40-0FC0 | 1 | UN | 1 | 20 | D | D | N | N | 85043200 | 1 | 4001869914497 | 59.7 | KG | 888.16 | 888.16 | CP22 | CP22 | TRANSFORMER SITAS; PHASES:1; PN/PN(S6)(KVA):2,13 /13,3; UPRI(V):550-525-500-480-460- 440-415-400-380-230-208; USEC(V):2X115; ISEC(A):9,26-18,52; F(HZ):50...60; VECTOR GR./SHIELD WNG.:II0 /0; TA/ISOKL:40 /B; IP23; TYPE OF TERMINALS:SCREW/TAB CONNECTION; INSTALLATION:SCREW; EN 61558-2-1, -2-2, -2-4 >UL/CSA-RECOGNIZED< >CONTROL CIRCUIT TRANSFORMER< >ISOLATION TRANSFORMER< | - | 0 | 0
4AM6542-8DD40-0FD0 |  | 4AM6542-8DD40-0FD0 | 1 | UN | 1 | 20 | D | D | N | N | 85043200 | 1 | 4001869921945 | 59.7 | KG | 905.84 | 905.84 | CP22 | CP22 | TRANSFORMER SITAS; PHASES:1; PN/PN(S6)(KVA):1,875 /13,3; UPRI(V):550-525-500-480-460- 440-415-400-380-230-208; USEC(V):2X115; ISEC(A):8,15-16,3; F(HZ):50...60; VECTOR GR./SHIELD WNG.:II0 /0; TA/ISOKL:40 /B; IP54; TYPE OF TERMINALS:SCREW/TAB CONNECTION; INSTALLATION:SCREW; EN 61558-2-1, -2-2, -2-4 >UL/CSA-RECOGNIZED< >CONTROL CIRCUIT TRANSFORMER< >ISOLATION TRANSFORMER< | - | 0 | 0
4AM6542-8ED40-0FA0 |  | 4AM6542-8ED40-0FA0 | 1 | UN | 1 | 2 | A | D | N | N | 85043200 | 1 | 4001869905273 | 34.2 | KG | 744.64 | 744.64 | CP22 | CP22 | TRANSFORMER SITAS; PHASES:1; PN/PN(S6)(KVA):2,5 /13,3; UPRI(V):600-575-550-525-500- 480-460-440-415-400-240-230; USEC(V):2X115; ISEC(A):10,9-21,8; F(HZ):50...60; VECTOR GR./SHIELD WNG.:II0 /0; TA/ISOKL:40 /B; IP00; TYPE OF TERMINALS:SCREW/TAB CONNECTION; INSTALLATION:SCREW; EN 61558-2-1, -2-2, -2-4 >UL/CSA-RECOGNIZED< >CONTROL CIRCUIT TRANSFORMER< >ISOLATION TRANSFORMER< | - | 0 | 0
4AM6542-8ED40-0FC0 |  | 4AM6542-8ED40-0FC0 | 1 | UN | 1 | 20 | D | D | N | N | 85043200 | 1 | 4001869914923 | 59.7 | KG | 888.16 | 888.16 | CP22 | CP22 | TRANSFORMER SITAS; PHASES:1; PN/PN(S6)(KVA):2,13 /13,3; UPRI(V):600-575-550-525-500- 480-460-440-415-400-240-230; USEC(V):2X115; ISEC(A):2X9,28; F(HZ):50...60; VECTOR GR./SHIELD WNG.:II0 /0; TA/ISOKL:40 /B; IP23; TYPE OF TERMINALS:SCREW/TAB CONNECTION; INSTALLATION:SCREW; EN 61558-2-1, -2-2, -2-4 >UL/CSA-RECOGNIZED< >CONTROL CIRCUIT TRANSFORMER< >ISOLATION TRANSFORMER< | - | 0 | 0
4AM6542-8JD40-0FA0 |  | 4AM6542-8JD40-0FA0 | 1 | UN | 1 | 2 | A | D | N | N | 85043200 | 1 | 4001869902814 | 34.24 | KG | 722.8 | 722.8 | CP22 | CP22 | TRANSFORMER SITAS; PHASES:1; PN/PN(S6)(KVA):2,5 /13,3; UPRI(V):415-400-385-245-230- 215; USEC(V):2X115; ISEC(A):10,9-21,8; F(HZ):50...60; VECTOR GR./SHIELD WNG.:II0 /0; TA/ISOKL:40 /B; IP00; TYPE OF TERMINALS:SCREW/TAB CONNECTION; INSTALLATION:SCREW; EN 61558-2-1, -2-2, -2-4 >UL/CSA-RECOGNIZED< >CONTROL CIRCUIT TRANSFORMER< >ISOLATION TRANSFORMER< | - | 0 | 0
4AM6542-8JD40-1FA1 |  | 4AM6542-8JD40-1FA1 | 1 | UN | 1 | 20 | D | D | N | N | 85043180 | 1 | 4001869976938 | 31.34 | KG | 943.28 | 943.28 | CP22 | CP22 | TRANSFORMER SITAS; PHASES:1; PN/PN(S6)(KVA):2,5 /15,6; UPRI(V):415-400-385-245-230- 215; USEC(V):2X115; ISEC(A):10,9-21,8; F(HZ):50...60; VECTOR GR./SHIELD WNG.:II0 /1; TA/ISOKL:40 /B; IP00; TYPE OF TERMINALS:CAGE-CLAMP; INSTALLATION:SCREW; EN 61558-2-1, -2-2, -2-4 >UL/CSA-RECOGNIZED< >CONTROL CIRCUIT TRANSFORMER< >ISOLATION TRANSFORMER< | - | 0 | 0
4AM6542-8MD40-0FA0 |  | 4AM6542-8MD40-0FA0 | 1 | UN | 1 | 20 | D | D | N | N | 85043180 | 1 | 4019169941105 | 29.24 | KG | 722.8 | 722.8 | CP22 | CP22 | MAINS TRANSFORMER; PHASES:1; PN(KVA):2,5; UPRI(V):440-400-230; USEC(V):230(2X115); ISEC(A):10,9-21,7; F(HZ):50...60; VECTOR GR./SHIELD WNG.:IIII0 /0; TA/ISOKL:40 /B; IP00; TYPE OF TERMINALS:SCREW/TAB CONNECTION; INSTALLATION:SCREW; EN 61558-2-1, -2-2, -2-4 >UL/CSA-RECOGNIZED<(><<)> >CONT CIRCUIT TRANSFORMER<(><<)> >ISOLATION TRANSFORMER<(><<)> | - | 0 | 7
4AM9942-8BD40-0FA1 |  | 4AM9942-8BD40-0FA1 | 1 | UN | 1 | 40 | X | D | N | N | 85043180 | 1 | 4042948006863 | 27.2 | KG | 1025.44 | 1025.44 | CP22 | CP22 | TRANSFORMER SITAS; PHASES:1; PN/PN(S6)(KVA):2,5 /12,5; UPRI(V):575-550-525-500-480- 460-440 -415-400-380-230-220-200-190; USEC(V):230(2X115); ISEC(A):10,9-21,8; F(HZ):50...60; VECTOR GR./SHIELD WNG.:II0 /0; TA/ISOKL:40 /B; IP00; TYPE OF TERMINALS:CAGE-CLAMP; INSTALLATION:SCREW; EN 61558-2-2, -2-4 >UL/CSA-RECOGNIZED<(><<)> >CONT CIRCUIT TRANSFORMER<(><<)> >ISOLATION TRANSFORMER<(><<)> | - | 0 | 7
4AP1842-8BC40-0HA0 |  | 4AP1842-8BC40-0HA0 | 1 | UN | 1 | 40 | X | D | N | N | 85043180 | 1 | 4001869905747 | 4.56 | KG | 435.76 | 435.76 | CP22 | CP22 | TRANSFORMER SITAS; PHASES:3; PN/PN(S6)(KVA):0,25 /0; UPRI(V):Y500-400/D289-230; USEC(V):Y 400 / D 230; ISEC(A):0,4-0,65; F(HZ):50...60; VECTOR GR./SHIELD WNG.:IIIIII0 /0; TA/ISOKL:40 /B; IP00; TYPE OF TERMINALS:SCREW/TAB CONNECTION; INSTALLATION:SCREW; EN 61558-2-4 >UL/CSA-RECOGNIZED< >ISOLATION TRANSFORMER< | - | 0 | 7
4AP1942-8BC40-0HA0 |  | 4AP1942-8BC40-0HA0 | 1 | UN | 1 | 40 | X | D | N | N | 85043200 | 1 | 4001869905754 | 5.76 | KG | 481.52 | 481.52 | CP22 | CP22 | TRANSFORMER SITAS; PHASES:3; PN/PN(S6)(KVA):0,4 /0; UPRI(V):Y500-400/D289-230; USEC(V):Y 400 / D 230; ISEC(A):0,6-1,04; F(HZ):50...60; VECTOR GR./SHIELD WNG.:IIIIII0 /0; TA/ISOKL:40 /B; IP00; TYPE OF TERMINALS:SCREW/TAB CONNECTION; INSTALLATION:SCREW; EN 61558-2-1, -2-2, -2-4 >UL/CSA-RECOGNIZED< >CONTROL CIRCUIT TRANSFORMER< | - | 0 | 7
4AP2042-8BC40-0HA0 |  | 4AP2042-8BC40-0HA0 | 1 | UN | 1 | 2 | A | D | N | N | 85043200 | 1 | 4001869905761 | 7.26 | KG | 536.64 | 536.64 | CP22 | CP22 | TRANSFORMER SITAS; PHASES:3; PN/PN(S6)(KVA):0,63 /1,8; UPRI(V):Y500-400/D289-230; USEC(V):Y 400 / D 230; ISEC(A):0,9-1,57; F(HZ):50...60; VECTOR GR./SHIELD WNG.:IIIIII0 /0; TA/ISOKL:40 /B; IP00; TYPE OF TERMINALS:SCREW/TAB CONNECTION; INSTALLATION:SCREW; EN 61558-2-1, -2-2, -2-4 >UL/CSA-RECOGNIZED< >CONTROL CIRCUIT TRANSFORMER< >ISOLATION TRANSFORMER< | - | 0 | 0
4AP2042-8BC40-0HD0 |  | 4AP2042-8BC40-0HD0 | 1 | UN | 1 | 40 | X | D | N | N | 85043200 | 1 | 4001869922867 | 34.6 | KG | 863.2 | 863.2 | CP22 | CP22 | TRANSFORMER SITAS; PHASES:3; PN/PN(S6)(KVA):0,44 /1,8; UPRI(V):Y500-400/D289-230; USEC(V):Y 400 / D 230; ISEC(A):0,72-1,25; F(HZ):50...60; VECTOR GR./SHIELD WNG.:IIIIII0 /0; TA/ISOKL:40 /B; IP54; TYPE OF TERMINALS:SCREW CONNECTION; INSTALLATION:SCREW; EN 61558-2-1, -2-2, -2-4 >UL/CSA-RECOGNIZED< >CONTROL CIRCUIT TRANSFORMER< >ISOLATION TRANSFORMER< | - | 0 | 7
4AP2042-8CC40-0HA0 |  | 4AP2042-8CC40-0HA0 | 1 | UN | 1 | 40 | X | D | N | N | 85043200 | 1 | 4001869905860 | 7.46 | KG | 651.04 | 651.04 | CP22 | CP22 | TRANSFORMER SITAS; PHASES:3; PN/PN(S6)(KVA):0,63 /1,83; UPRI(V):Y500-440-380+/-20/D289- 254-220+/-11; USEC(V):Y 400 / D 230; ISEC(A):0,9-1,57; F(HZ):50...60; VECTOR GR./SHIELD WNG.:IIIIII0 /0; TA/ISOKL:40 /B; IP00; TYPE OF TERMINALS:SCREW/TAB CONNECTION; INSTALLATION:SCREW; EN 61558-2-1, -2-2, -2-4 >UL/CSA-RECOGNIZED< >CONTROL CIRCUIT TRANSFORMER< >ISOLATION TRANSFORMER< | - | 0 | 0
4AP2042-8CC40-0HC0 |  | 4AP2042-8CC40-0HC0 | 1 | UN | 1 | 40 | X | D | N | N | 85043200 | 1 | 4001869915517 | 34.8 | KG | 1034.8 | 1034.8 | CP22 | CP22 | TRANSFORMER SITAS; PHASES:3; PN/PN(S6)(KVA):0,57 /1,8; UPRI(V):Y500-440-380+/-20/D289- 254-220+/-11; USEC(V):Y 400 / D 230; ISEC(A):Y 0,81 / D 1,4; F(HZ):50...60; VECTOR GR./SHIELD WNG.:IIIIII0 /0; TA/ISOKL:40 /B; IP23; TYPE OF TERMINALS:SCREW CONNECTION; INSTALLATION:SCREW; EN 61558-2-1, -2-2, -2-4 >UL/CSA-RECOGNIZED< >CONTROL CIRCUIT TRANSFORMER< >ISOLATION TRANSFORMER< | - | 0 | 7
4AP2142-8BC40-0HA0 |  | 4AP2142-8BC40-0HA0 | 1 | UN | 1 | 2 | A | D | N | N | 85043200 | 1 | 4001869905778 | 11.95 | KG | 693.68 | 693.68 | CP22 | CP22 | TRANSFORMER SITAS; PHASES:3; PN/PN(S6)(KVA):1 /3,5; UPRI(V):Y500-400/D289-230; USEC(V):Y 400 / D 230; ISEC(A):1,44-2,50; F(HZ):50...60; VECTOR GR./SHIELD WNG.:IIIIII0 /0; TA/ISOKL:40 /B; IP00; TYPE OF TERMINALS:SCREW/TAB CONNECTION; INSTALLATION:SCREW; EN 61558-2-1, -2-2, -2-4 >UL/CSA-RECOGNIZED< >CONTROL CIRCUIT TRANSFORMER< >ISOLATION TRANSFORMER< | - | 0 | 0
4AP2142-8BC40-0HC0 |  | 4AP2142-8BC40-0HC0 | 1 | UN | 1 | 40 | X | D | N | N | 85043200 | 1 | 4001869915425 | 38.5 | KG | 1081.6 | 1081.6 | CP22 | CP22 | TRANSFORMER SITAS; PHASES:3; PN/PN(S6)(KVA):0,9 /3,5; UPRI(V):Y500-400/D289-230; USEC(V):Y 400 / D 230; ISEC(A):1,26-2,18; F(HZ):50...60; VECTOR GR./SHIELD WNG.:IIIIII0 /0; TA/ISOKL:40 /B; IP23; TYPE OF TERMINALS:SCREW/TAB CONNECTION; INSTALLATION:SCREW; EN 61558-2-1, -2-2, -2-4 >UL/CSA-RECOGNIZED< >CONTROL CIRCUIT TRANSFORMER< >ISOLATION TRANSFORMER< | - | 0 | 9
4AP2142-8CC40-0HA0 |  | 4AP2142-8CC40-0HA0 | 1 | UN | 1 | 40 | X | D | N | N | 85043200 | 1 | 4001869905877 | 11.55 | KG | 809.12 | 809.12 | CP22 | CP22 | TRANSFORMER SITAS; PHASES:3; PN/PN(S6)(KVA):1 /3,5; UPRI(V):Y500-440-380+/-20/D289- 254-220+/-11; USEC(V):Y 400 / D 230; ISEC(A):1,4-2,5; F(HZ):50...60; VECTOR GR./SHIELD WNG.:IIIIII0 /0; TA/ISOKL:40 /B; IP00; TYPE OF TERMINALS:SCREW/TAB CONNECTION; INSTALLATION:SCREW; EN 61558-2-1, -2-2, -2-4 >UL/CSA-RECOGNIZED< >CONTROL CIRCUIT TRANSFORMER< >ISOLATION TRANSFORMER< | - | 0 | 0
4AP2142-8CC40-0HD0 |  | 4AP2142-8CC40-0HD0 | 1 | UN | 1 | 40 | X | D | N | N | 85043200 | 1 | 4001869922973 | 38.1 | KG | 970.32 | 970.32 | CP22 | CP22 | TRANSFORMER SITAS; PHASES:3; PN/PN(S6)(KVA):0,8 /3,5; UPRI(V):Y500-440-380+/-20/D289- 254-220+/-11; USEC(V):Y 400 / D 230; ISEC(A):1,12 / 2; F(HZ):50...60; VECTOR GR./SHIELD WNG.:IIIIII0 /0; TA/ISOKL:40 /B; IP54; TYPE OF TERMINALS:SCREW/TAB CONNECTION; INSTALLATION:SCREW; EN 61558-2-1, -2-2, -2-4 >UL/CSA-RECOGNIZED< >CONTROL CIRCUIT TRANSFORMER< >ISOLATION TRANSFORMER< | - | 0 | 0
4AP2142-8HA20-2XA0 |  | 4AP2142-8HA20-2XA0 | 1 | UN | 1 | 2 | A | D | N | N | 85043200 | 1 | 4019169865319 | 12.15 | KG | 619.84 | 619.84 | CP22 | CP22 | AUTOTRANSFORMER; PHASES:3; PN,D(KVA):5; UPRI(V):480-460-440-415-380; USEC(V):400; ISEC(A):7,217; F(HZ):50...60; VECTOR GR./SHIELD WNG.:YNA0 /0; TA/ISOKL:50 /B; IP00; TYPE OF TERMINALS:SCREW/TAB CONNECTION; INSTALLATION:SCREW; EN 61558-2-13 >UL/CSA-RECOGNIZED< >AUTOTRANSFORMER< | - | 0 | 7
4AP2542-8BC40-0HA0 |  | 4AP2542-8BC40-0HA0 | 1 | UN | 1 | 40 | X | D | N | N | 85043200 | 1 | 4001869905785 | 19.25 | KG | 951.6 | 951.6 | CP22 | CP22 | TRANSFORMER SITAS; PHASES:3; PN/PN(S6)(KVA):1,6 /6,9; UPRI(V):Y500-400/D289-230; USEC(V):Y 400 / D 230 ; ISEC(A):2,3-4,0; F(HZ):50...60; VECTOR GR./SHIELD WNG.:IIIIII0 /0; TA/ISOKL:40 /B; IP00; TYPE OF TERMINALS:SCREW/TAB CONNECTION; INSTALLATION:SCREW; EN 61558-2-1, -2-2, -2-4 >UL/CSA-RECOGNIZED< >CONTROL CIRCUIT TRANSFORMER< | - | 0 | 0
4AP2542-8BC40-0HC0 |  | 4AP2542-8BC40-0HC0 | 1 | UN | 1 | 40 | X | D | N | N | 85043200 | 1 | 4001869915432 | 45.8 | KG | 1102.4 | 1102.4 | CP22 | CP22 | TRANSFORMER SITAS; PHASES:3; PN/PN(S6)(KVA):1,4 /6,9; UPRI(V):Y500-400/D289-230; USEC(V):Y 400 / D 230; ISEC(A):2-3,48; F(HZ):50...60; VECTOR GR./SHIELD WNG.:IIIIII0 /0; TA/ISOKL:40 /B; IP23; TYPE OF TERMINALS:SCREW/TAB CONNECTION; INSTALLATION:SCREW; EN 61558-2-1, -2-2, -2-4 >UL/CSA-RECOGNIZED< >CONTROL CIRCUIT TRANSFORMER< >ISOLATION TRANSFORMER< | - | 0 | 0
4AP2542-8BC40-0HD0 |  | 4AP2542-8BC40-0HD0 | 1 | UN | 1 | 40 | X | D | N | N | 85043200 | 1 | 4001869922881 | 45.8 | KG | 1445.6 | 1445.6 | CP22 | CP22 | TRANSFORMER SITAS; PHASES:3; PN/PN(S6)(KVA):1,12 /6,9; UPRI(V):Y500-400/D289-230; USEC(V):Y 400 / D 230; ISEC(A):1,61-2,79; F(HZ):50...60; VECTOR GR./SHIELD WNG.:IIIIII0 /0; TA/ISOKL:40 /B; IP54; TYPE OF TERMINALS:SCREW CONNECTION; INSTALLATION:SCREW; EN 61558-2-1, -2-2, -2-4 >UL/CSA-RECOGNIZED< >CONTROL CIRCUIT TRANSFORMER< >ISOLATION TRANSFORMER< | - | 0 | 9
4AP2542-8CC40-0HA0 |  | 4AP2542-8CC40-0HA0 | 1 | UN | 1 | 40 | X | D | N | N | 85043200 | 1 | 4001869905884 | 20.85 | KG | 1071.2 | 1071.2 | CP22 | CP22 | TRANSFORMER SITAS; PHASES:3; PN/PN(S6)(KVA):1,6 /6,9; UPRI(V):Y500-440-380+/-20/D289- 254-220+/-11; USEC(V):Y 400 / D 230; ISEC(A):2,3-4,02; F(HZ):50...60; VECTOR GR./SHIELD WNG.:IIIIII0 /0; TA/ISOKL:40 /B; IP00; TYPE OF TERMINALS:SCREW/TAB CONNECTION; INSTALLATION:SCREW; EN 61558-2-1, -2-2, -2-4 >UL/CSA-RECOGNIZED< >CONTROL CIRCUIT TRANSFORMER< >ISOLATION TRANSFORMER< | - | 0 | 0
4AP2596-2KA00-1XA0 |  | 4AP2596-2KA00-1XA0 | 1 | UN | 1 | 0 | A | D | N | N | 85043200 | 1 | 4025515566168 | 19.05 | KG | 1456 | 1456 | CP22 | CP22 | AUTOTRANSFORMER; PHASES:3; PN,D(KVA):6; UPRI(V):230-220-200; USEC(V):400-230; ISEC(A):0,72-13,8; F(HZ):50...60; VECTOR GR./SHIELD WNG.:YA0 /0; TA/ISOKL:55 /B; IP00; TYPE OF TERMINALS:SCREW CONNECTION; INSTALLATION:SCREW; EN 61558-2-13 >UL/CSA-RECOGNIZED< >AUTOTRANSFORMER< | - | 0 | 7
4AP2742-8BC40-0HA0 |  | 4AP2742-8BC40-0HA0 | 1 | UN | 1 | 2 | A | D | N | N | 85043200 | 1 | 4001869905792 | 28.04 | KG | 1279.2 | 1279.2 | CP22 | CP22 | TRANSFORMER SITAS; PHASES:3; PN/PN(S6)(KVA):2,5 /11; UPRI(V):Y500-400/D289-230; USEC(V):Y 400 / D 230; ISEC(A):3,6-6,26; F(HZ):50...60; VECTOR GR./SHIELD WNG.:IIIIII0 /0; TA/ISOKL:40 /B; IP00; TYPE OF TERMINALS:SCREW/TAB CONNECTION; INSTALLATION:SCREW; EN 61558-2-1, -2-2, -2-4 >UL/CSA-RECOGNIZED< >CONTROL CIRCUIT TRANSFORMER< >ISOLATION TRANSFORMER< | - | 0 | 0
4AP2742-8BC40-0HC0 |  | 4AP2742-8BC40-0HC0 | 1 | UN | 1 | 40 | X | D | N | N | 85043200 | 1 | 4001869915449 | 53.5 | KG | 1435.2 | 1435.2 | CP22 | CP22 | TRANSFORMER SITAS; PHASES:3; PN/PN(S6)(KVA):2,25 /11; UPRI(V):Y500-400/D289-230; USEC(V):Y 400 / D 230; ISEC(A):3,25-5,65; F(HZ):50...60; VECTOR GR./SHIELD WNG.:IIIIII0 /0; TA/ISOKL:40 /B; IP23; TYPE OF TERMINALS:SCREW/TAB CONNECTION; INSTALLATION:SCREW; EN 61558-2-1, -2-2, -2-4 >CONTROL CIRCUIT TRANSFORMER< >ISOLATION TRANSFORMER< | - | 0 | 0
4AP2742-8BC40-0HD0 |  | 4AP2742-8BC40-0HD0 | 1 | UN | 1 | 40 | X | D | N | N | 85043200 | 1 | 4001869922898 | 53.5 | KG | 1861.6 | 1861.6 | CP22 | CP22 | TRANSFORMER SITAS; PHASES:3; PN/PN(S6)(KVA):2 /11; UPRI(V):Y500-400/D289-230; USEC(V):Y 400 / D 230; ISEC(A):2,88; F(HZ):50...60; VECTOR GR./SHIELD WNG.:IIIIII0 /0; TA/ISOKL:40 /B; IP54; TYPE OF TERMINALS:SCREW CONNECTION; INSTALLATION:SCREW; EN 61558-2-1, -2-2, -2-4 >UL/CSA-RECOGNIZED< >CONTROL CIRCUIT TRANSFORMER< >ISOLATION TRANSFORMER< | - | 0 | 9
4AP2742-8CC40-0HA0 |  | 4AP2742-8CC40-0HA0 | 1 | UN | 1 | 40 | X | D | N | N | 85043200 | 1 | 4001869905891 | 29.24 | KG | 1383.2 | 1383.2 | CP22 | CP22 | TRANSFORMER SITAS; PHASES:3; PN/PN(S6)(KVA):2,5 /11; UPRI(V):Y500-440-380+/-20/D289- 254-220+/-11; USEC(V):Y 400 / D 230; ISEC(A):3,6-6,26; F(HZ):50...60; VECTOR GR./SHIELD WNG.:IIIIII0 /0; TA/ISOKL:40 /B; IP00; TYPE OF TERMINALS:SCREW/TAB CONNECTION; INSTALLATION:SCREW; EN 61558-2-1, -2-2, -2-4 >UL/CSA-RECOGNIZED< >CONTROL CIRCUIT TRANSFORMER< | - | 0 | 0
4AP2742-8CC40-0HD0 |  | 4AP2742-8CC40-0HD0 | 1 | UN | 1 | 40 | X | D | N | N | 85043200 | 1 | 4001869922997 | 54.7 | KG | 2007.2 | 2007.2 | CP22 | CP22 | TRANSFORMER SITAS; PHASES:3; PN/PN(S6)(KVA):2 /11; UPRI(V):Y500-440-380+/-20/D289- 254-220+/-11; USEC(V):Y 400 / D 230; ISEC(A):2,9-5,0; F(HZ):50...60; VECTOR GR./SHIELD WNG.:IIIIII0 /0; TA/ISOKL:40 /B; IP54; TYPE OF TERMINALS:SCREW/TAB CONNECTION; INSTALLATION:SCREW; EN 61558-2-1, -2-2, -2-4 >UL/CSA-RECOGNIZED< >CONTROL CIRCUIT TRANSFORMER< >ISOLATION TRANSFORMER< | - | 0 | 7
4AP2742-8JT10-2XA0 |  | 4AP2742-8JT10-2XA0 | 1 | UN | 1 | 40 | X | D | N | N | 85043200 | 1 | 4019169865340 | 27.24 | KG | 1102.4 | 1102.4 | CP22 | CP22 | AUTOTRANSFORMER; PHASES:3; PN,D(KVA):5; UPRI(V):480-460-440-415- 400(380); USEC(V):230(220); ISEC(A):12,6; F(HZ):50...60; VECTOR GR./SHIELD WNG.:YNA0 /0; TA/ISOKL:50 /B; IP00; TYPE OF TERMINALS:SCREW/TAB CONNECTION; INSTALLATION:SCREW; EN 61558-2-13 >UL/CSA-RECOGNIZED< >AUTOTRANSFORMER< | - | 0 | 7
4AP2752-8HA20-2XA0 |  | 4AP2752-8HA20-2XA0 | 1 | UN | 1 | 40 | X | D | N | N | 85043200 | 1 | 4001869941202 | 32.8 | KG | 1216.8 | 1216.8 | CP22 | CP22 | AUTOTRANSFORMER; PHASES:3; PN,D(KVA):16; UPRI(V):480-460-440-415-380; USEC(V):400; ISEC(A):23,1; F(HZ):50...60; VECTOR GR./SHIELD WNG.:YNA0 /0; TA/ISOKL:50 /B; IP00; TYPE OF TERMINALS:SCREW CONNECTION; INSTALLATION:SCREW; EN 61558-2-13 >UL/CSA-RECOGNIZED< >AUTOTRANSFORMER< | - | 0 | 7
4AP3042-6MA20-2DA0 |  | 4AP3042-6MA20-2DA0 | 1 | UN | 1 | 40 | X | D | N | N | 85043200 | 1 | 4042948119174 | 45.3 | KG | 2184 | 2184 | CP22 | CP22 | TRANSFORMER SITAS; PHASES:3; PN/PN(S6)(KVA):4 /20; UPRI(V):690+/-10%; USEC(V):400; ISEC(A):5,774; F(HZ):50...60; VECTOR GR./SHIELD WNG.:DYN5 /0; TA/ISOKL:40 /B; IP00; TYPE OF TERMINALS:SCREW/TAB CONNECTION; INSTALLATION:SCREW; EN 61558-2-1, -2-2, -2-4 >CONTROL CIRCUIT TRANSFORMER< >ISOLATION TRANSFORMER< | - | 0 | 9
4AP3042-8BC40-0HA0 |  | 4AP3042-8BC40-0HA0 | 1 | UN | 1 | 40 | X | D | N | N | 85043200 | 1 | 4001869905808 | 49.5 | KG | 1591.2 | 1591.2 | CP22 | CP22 | TRANSFORMER SITAS; PHASES:3; PN/PN(S6)(KVA):4 /20; UPRI(V):Y500-400/D289-230; USEC(V):Y 400 / D 230; ISEC(A):5,8-10,1; F(HZ):50...60; VECTOR GR./SHIELD WNG.:IIIIII0 /0; TA/ISOKL:40 /B; IP00; TYPE OF TERMINALS:SCREW/TAB CONNECTION; INSTALLATION:SCREW; EN 61558-2-1, -2-2, -2-4 >UL/CSA-RECOGNIZED< >CONTROL CIRCUIT TRANSFORMER< >ISOLATION TRANSFORMER< | - | 0 | 0
4AP3042-8BC40-0HC0 |  | 4AP3042-8BC40-0HC0 | 1 | UN | 1 | 40 | X | D | N | N | 85043200 | 1 | 4001869915456 | 66.2 | KG | 1726.4 | 1726.4 | CP22 | CP22 | TRANSFORMER SITAS; PHASES:3; PN/PN(S6)(KVA):3,2 /20; UPRI(V):Y500-400/D289-230; USEC(V):Y 400 / D 230; ISEC(A):4,6-8,0; F(HZ):50...60; VECTOR GR./SHIELD WNG.:IIIIII0 /0; TA/ISOKL:40 /B; IP23; TYPE OF TERMINALS:SCREW/TAB CONNECTION; INSTALLATION:SCREW; EN 61558-2-1, -2-2, -2-4 >UL/CSA-RECOGNIZED< >CONTROL CIRCUIT TRANSFORMER< >ISOLATION TRANSFORMER< | - | 0 | 0
4AP3042-8BC40-0HD0 |  | 4AP3042-8BC40-0HD0 | 1 | UN | 1 | 40 | X | D | N | N | 85043200 | 1 | 4001869922904 | 66.2 | KG | 2215.2 | 2215.2 | CP22 | CP22 | TRANSFORMER SITAS; PHASES:3; PN/PN(S6)(KVA):2,8 /20; UPRI(V):Y500-400/D289-230; USEC(V):Y 400 / D 230; ISEC(A):4,1-7,1; F(HZ):50...60; VECTOR GR./SHIELD WNG.:IIIIII0 /0; TA/ISOKL:40 /B; IP54; TYPE OF TERMINALS:SCREW CONNECTION; INSTALLATION:SCREW; EN 61558-2-1, -2-2, -2-4 >UL/CSA-RECOGNIZED< >CONTROL CIRCUIT TRANSFORMER< >ISOLATION TRANSFORMER< | - | 0 | 7
4AP3042-8CC40-0HA0 |  | 4AP3042-8CC40-0HA0 | 1 | UN | 1 | 40 | X | D | N | N | 85043200 | 1 | 4001869905907 | 50.4 | KG | 1705.6 | 1705.6 | CP22 | CP22 | TRANSFORMER SITAS; PHASES:3; PN/PN(S6)(KVA):4 /20; UPRI(V):Y500-440-380+/-20/D289- 254-220+/-11; USEC(V):Y 400 / D 230; ISEC(A):5,8-11,6; F(HZ):50...60; VECTOR GR./SHIELD WNG.:IIIIII0 /0; TA/ISOKL:40 /B; IP00; TYPE OF TERMINALS:SCREW/TAB CONNECTION; INSTALLATION:SCREW; EN 61558-2-1, -2-2, -2-4 >UL/CSA-RECOGNIZED< >CONTROL CIRCUIT TRANSFORMER< >ISOLATION TRANSFORMER< | - | 0 | 0
4AP3052-8HA20-2XA0 |  | 4AP3052-8HA20-2XA0 | 1 | UN | 1 | 40 | X | D | N | N | 85043300 | 1 | 4019169863315 | 53 | KG | 1934.4 | 1934.4 | CP22 | CP22 | AUTOTRANSFORMER; PHASES:3; PN,D(KVA):22,5; UPRI(V):480-460-440-415-380; USEC(V):400; ISEC(A):32,5; F(HZ):50...60; VECTOR GR./SHIELD WNG.:YNA0 /0; TA/ISOKL:50 /B; IP00; TYPE OF TERMINALS:SCREW CONNECTION; INSTALLATION:SCREW; EN 61558-2-13 >UL/CSA-RECOGNIZED< >AUTOTRANSFORMER< | - | 0 | 7
4AP3096-0GQ00-3XA4 |  | 4AP3096-0GQ00-3XA4 | 1 | UN | 1 | 120 | X | D | N | N | 85043200 | 1 | 4042948154618 | 39.7 | KG | 2516.8 | 2516.8 | CP22 | CP22 | AUTOTRANSFORMER; PHASES:3; PN,D(KVA):207; UPRI(V):380; USEC(V):266; ISEC(A):449 KB: 0,65% ED; F(HZ):50...60; VECTOR GR./SHIELD WNG.:III /0; TA/ISOKL:40 /B; IP00; TYPE OF TERMINALS:SCREW CONNECTION; INSTALLATION:SCREW; EN 61558-2-13 >UL/CSA-RECOGNIZED< | - | 0 | 9
4AT3012-1TA71-3MA0 |  | 4AT3012-1TA71-3MA0 | 1 | UN | 1 | 20 | D | D | N | N | 85043200 | 1 | 4001869949796 | 33.5 | KG | 1227.2 | 1227.2 | CP22 | CP22 | TRANSFORMATOR F. MED-RAEUME; PHASES:1; PN(KVA):2,5; UPRI(V):230; IPRI(A):11,4; USEC(V):230-115; ISEC(A):10,9-10,9; F(HZ):50...60; VECTOR GR./SHIELD WNG.:II0 /1; TA/ISOKL:55 /H; IP00; TYPE OF TERMINALS:SCREW CONNECTION; INSTALLATION:SCREW; EN 61558-2-15 >ISOLATION TRANSFORMER< | - | 0 | 9
4AT3012-1TA71-3MC0 |  | 4AT3012-1TA71-3MC0 | 1 | UN | 1 | 20 | D | D | N | N | 85043200 | 1 | 4001869975344 | 53.2 | KG | 1414.4 | 1414.4 | CP22 | CP22 | TRANSFORMATOR F. MED-RAEUME; PHASES:1; PN(KVA):2,5; UPRI(V):230; IPRI(A):11,4; USEC(V):230-115; ISEC(A):10,9-10,9; F(HZ):50...60; VECTOR GR./SHIELD WNG.:II0 /1; TA/ISOKL:55 /H; IP23; TYPE OF TERMINALS:SCREW CONNECTION; INSTALLATION:SCREW; EN 61558-2-15 >ISOLATION TRANSFORMER< | - | 0 | 9
4AT3032-1JT10-0FA0 |  | 4AT3032-1JT10-0FA0 | 1 | UN | 1 | 20 | D | D | N | N | 85043200 | 1 | 4042948011683 | 29.24 | KG | 1362.4 | 1362.4 | CP22 | CP22 | TRANSFORMER SITAS; PHASES:1; PN/PN(S6)(KVA):4 /16,1; UPRI(V):110; USEC(V):230; ISEC(A):17,4; F(HZ):50...60; VECTOR GR./SHIELD WNG.:II0 /0; TA/ISOKL:55 /H; IP00; TYPE OF TERMINALS:SCREW CONNECTION; INSTALLATION:SCREW; EN 61558-2-1; -2-2; -2-4 >UL/CSA-RECOGNIZED< >CONTROL CIRCUIT TRANSFORMER< >ISOLATION TRANSFORMER< | - | 0 | 7
4AT3032-4TJ10-0FA0 |  | 4AT3032-4TJ10-0FA0 | 1 | UN | 1 | 20 | D | D | N | N | 85043200 | 1 | 4001869901053 | 33.1 | KG | 1032.72 | 1032.72 | CP22 | CP22 | TRANSFORMER SITAS; PHASES:1; PN/PN(S6)(KVA):4 /16; UPRI(V):230+/-5%; USEC(V):110; ISEC(A):36,4; F(HZ):50...60; VECTOR GR./SHIELD WNG.:II0 /0; TA/ISOKL:55 /H; IP00; TYPE OF TERMINALS:SCREW CONNECTION; INSTALLATION:SCREW; EN 61558-2-1, -2-2, -2-4 >UL/CSA-RECOGNIZED< >CONTROL CIRCUIT TRANSFORMER< >ISOLATION TRANSFORMER< | - | 0 | 0
4AT3032-4TT10-0FA0 |  | 4AT3032-4TT10-0FA0 | 1 | UN | 1 | 20 | D | D | N | N | 85043200 | 1 | 4001869901251 | 33.1 | KG | 1032.72 | 1032.72 | CP22 | CP22 | TRANSFORMER SITAS; PHASES:1; PN/PN(S6)(KVA):4 /16; UPRI(V):230+/-5%; USEC(V):230; ISEC(A):17,4; F(HZ):50...60; VECTOR GR./SHIELD WNG.:II0 /0; TA/ISOKL:55 /H; IP00; TYPE OF TERMINALS:SCREW CONNECTION; INSTALLATION:SCREW; EN 61558-2-1, -2-2, -2-4 >UL/CSA-RECOGNIZED< >CONTROL CIRCUIT TRANSFORMER< >ISOLATION TRANSFORMER< | - | 0 | 0
4AT3032-5AD40-0FA0 |  | 4AT3032-5AD40-0FA0 | 1 | UN | 1 | 20 | D | D | N | N | 85043200 | 1 | 4001869902371 | 33.1 | KG | 1050.4 | 1050.4 | CP22 | CP22 | TRANSFORMER SITAS; PHASES:1; PN/PN(S6)(KVA):4 /16; UPRI(V):400+/-5%; USEC(V):230 (2X115); ISEC(A):17,391-34,783; F(HZ):50...60; VECTOR GR./SHIELD WNG.:II0 /0; TA/ISOKL:55 /H; IP00; TYPE OF TERMINALS:SCREW CONNECTION; INSTALLATION:SCREW; EN 61558-2-1, -2-2, -2-4 >UL/CSA-RECOGNIZED< >CONTROL CIRCUIT TRANSFORMER< >ISOLATION TRANSFORMER< | - | 0 | 0
4AT3032-5AJ10-0FA0 |  | 4AT3032-5AJ10-0FA0 | 1 | UN | 1 | 20 | D | D | N | N | 85043200 | 1 | 4001869901879 | 33.1 | KG | 1032.72 | 1032.72 | CP22 | CP22 | TRANSFORMER SITAS; PHASES:1; PN/PN(S6)(KVA):4 /16; UPRI(V):400+/-5%; USEC(V):110; ISEC(A):36,4; F(HZ):50...60; VECTOR GR./SHIELD WNG.:II0 /0; TA/ISOKL:55 /H; IP00; TYPE OF TERMINALS:SCREW CONNECTION; INSTALLATION:SCREW; EN 61558-2-1, -2-2, -2-4 >UL/CSA-RECOGNIZED< >CONTROL CIRCUIT TRANSFORMER< >ISOLATION TRANSFORMER< | - | 0 | 0
4AT3032-5AT10-0FA0 |  | 4AT3032-5AT10-0FA0 | 1 | UN | 1 | 20 | D | D | N | N | 85043200 | 1 | 4001869902074 | 32.54 | KG | 1032.72 | 1032.72 | CP22 | CP22 | TRANSFORMER SITAS; PHASES:1; PN/PN(S6)(KVA):4 /16; UPRI(V):400+/-5%; USEC(V):230; ISEC(A):17,4; F(HZ):50...60; VECTOR GR./SHIELD WNG.:II0 /0; TA/ISOKL:55 /H; IP00; TYPE OF TERMINALS:SCREW CONNECTION; INSTALLATION:SCREW; EN 61558-2-1, -2-2, -2-4 >UL/CSA-RECOGNIZED< >CONTROL CIRCUIT TRANSFORMER< >ISOLATION TRANSFORMER< | - | 0 | 0
4AT3032-5AT10-0FC0 |  | 4AT3032-5AT10-0FC0 | 1 | UN | 1 | 20 | D | D | N | N | 85043200 | 1 | 4001869911724 | 58 | KG | 1175.2 | 1175.2 | CP22 | CP22 | TRANSFORMER SITAS; PHASES:1; PN/PN(S6)(KVA):3,6 /16; UPRI(V):400+/-5%; USEC(V):230; ISEC(A):15,7; F(HZ):50...60; VECTOR GR./SHIELD WNG.:II0 /0; TA/ISOKL:55 /H; IP23; TYPE OF TERMINALS:SCREW CONNECTION; INSTALLATION:SCREW; EN 61558-2-1, -2-2, -2-4 >UL/CSA-RECOGNIZED< >CONTROL CIRCUIT TRANSFORMER< >ISOLATION TRANSFORMER< | - | 0 | 0
4AT3032-5AT10-0FD0 |  | 4AT3032-5AT10-0FD0 | 1 | UN | 1 | 20 | D | D | N | N | 85043200 | 1 | 4001869919171 | 58 | KG | 1196 | 1196 | CP22 | CP22 | TRANSFORMER SITAS; PHASES:1; PN/PN(S6)(KVA):3,15 /16; UPRI(V):400+/-5%; USEC(V):230; ISEC(A):13,7; F(HZ):50...60; VECTOR GR./SHIELD WNG.:II0 /0; TA/ISOKL:55 /H; IP54; TYPE OF TERMINALS:SCREW CONNECTION; INSTALLATION:SCREW; EN 61558-2-1, -2-2, -2-4 >UL/CSA-RECOGNIZED< >CONTROL CIRCUIT TRANSFORMER< >ISOLATION TRANSFORMER< | - | 0 | 0
4AT3032-5CD40-0FA0 |  | 4AT3032-5CD40-0FA0 | 1 | UN | 1 | 20 | D | D | N | N | 85043200 | 1 | 4001869903606 | 33.1 | KG | 1050.4 | 1050.4 | CP22 | CP22 | TRANSFORMER SITAS; PHASES:1; PN/PN(S6)(KVA):4 /16; UPRI(V):440+/-5%; USEC(V):230-115; ISEC(A):17,4-34,8; F(HZ):50...60; VECTOR GR./SHIELD WNG.:III0 /0; TA/ISOKL:55 /H; IP00; TYPE OF TERMINALS:SCREW CONNECTION; INSTALLATION:SCREW; EN 61558-2-1, -2-2, -2-4 >UL/CSA-RECOGNIZED< >CONTROL CIRCUIT TRANSFORMER< >ISOLATION TRANSFORMER< | - | 0 | 0
4AT3032-5CJ10-0FA0 |  | 4AT3032-5CJ10-0FA0 | 1 | UN | 1 | 20 | D | D | N | N | 85043200 | 1 | 4001869903125 | 33.1 | KG | 1032.72 | 1032.72 | CP22 | CP22 | TRANSFORMER SITAS; PHASES:1; PN/PN(S6)(KVA):4 /17,8; UPRI(V):440+/-5%; USEC(V):110; ISEC(A):36,36; F(HZ):50...60; VECTOR GR./SHIELD WNG.:II0 /0; TA/ISOKL:55 /H; IP00; TYPE OF TERMINALS:SCREW CONNECTION; INSTALLATION:SCREW; EN 61558-2-1, -2-2, -2-4 >UL/CSA-RECOGNIZED< >CONTROL CIRCUIT TRANSFORMER< >ISOLATION TRANSFORMER< | - | 0 | 0
4AT3032-5CT10-0FA0 |  | 4AT3032-5CT10-0FA0 | 1 | UN | 1 | 20 | D | D | N | N | 85043200 | 1 | 4001869903309 | 33.1 | KG | 1032.72 | 1032.72 | CP22 | CP22 | TRANSFORMER SITAS; PHASES:1; PN/PN(S6)(KVA):4 /16; UPRI(V):440+/-5%; USEC(V):230; ISEC(A):17,4; F(HZ):50...60; VECTOR GR./SHIELD WNG.:II0 /0; TA/ISOKL:55 /H; IP00; TYPE OF TERMINALS:SCREW CONNECTION; INSTALLATION:SCREW; EN 61558-2-1, -2-2, -2-4 >UL/CSA-RECOGNIZED< >CONTROL CIRCUIT TRANSFORMER< >ISOLATION TRANSFORMER< | - | 0 | 0
4AT3032-5CT10-0FC0 |  | 4AT3032-5CT10-0FC0 | 1 | UN | 1 | 20 | D | D | N | N | 85043200 | 1 | 4001869912950 | 58 | KG | 1528.8 | 1528.8 | CP22 | CP22 | TRANSFORMER SITAS; PHASES:1; PN/PN(S6)(KVA):3,6 /16; UPRI(V):440+/-5%; USEC(V):230; ISEC(A):15,7; F(HZ):50...60; VECTOR GR./SHIELD WNG.:II0 /0; TA/ISOKL:55 /H; IP23; TYPE OF TERMINALS:SCREW CONNECTION; INSTALLATION:SCREW; EN 61558-2-1, -2-2, -2-4 >UL/CSA-RECOGNIZED< >CONTROL CIRCUIT TRANSFORMER< >ISOLATION TRANSFORMER< | - | 0 | 9
4AT3032-5CT10-0FD0 |  | 4AT3032-5CT10-0FD0 | 1 | UN | 1 | 40 | X | D | N | N | 85043200 | 1 | 4001869920405 | 58 | KG | 1560 | 1560 | CP22 | CP22 | TRANSFORMER SITAS; PHASES:1; PN/PN(S6)(KVA):3,15 /16; UPRI(V):440+/-5%; USEC(V):230; ISEC(A):13,7; F(HZ):50...60; VECTOR GR./SHIELD WNG.:II0 /0; TA/ISOKL:55 /H; IP54; TYPE OF TERMINALS:SCREW CONNECTION; INSTALLATION:SCREW; EN 61558-2-1, -2-2, -2-4 >UL/CSA-RECOGNIZED< >CONTROL CIRCUIT TRANSFORMER< >ISOLATION TRANSFORMER< | - | 0 | 9
4AT3032-5DT10-0FA0 |  | 4AT3032-5DT10-0FA0 | 1 | UN | 1 | 20 | D | D | N | N | 85043200 | 1 | 4019169978255 | 30.24 | KG | 1456 | 1456 | CP22 | CP22 | CONTROL CIRCUIT TRANSFORMER; PHASES:1; PN/PN(S6)(KVA):4 /17,8; UPRI(V):460+/-5%; USEC(V):230; ISEC(A):17,4; F(HZ):50...60; VECTOR GR./SHIELD WNG.:II0 /0; TA/ISOKL:55 /H; IP00; TYPE OF TERMINALS:SCREW/TAB CONNECTION; INSTALLATION:SCREW; EN 61558-2-1, -2-2, -2-4 >UL/CSA-RECOGNIZED< >CONTROL CIRCUIT TRANSFORMER< >ISOLATION TRANSFORMER< | - | 0 | 7
4AT3032-5FJ10-0FA0 |  | 4AT3032-5FJ10-0FA0 | 1 | UN | 1 | 20 | D | D | N | N | 85043200 | 1 | 4001869903927 | 33.1 | KG | 1032.72 | 1032.72 | CP22 | CP22 | TRANSFORMER SITAS; PHASES:1; PN/PN(S6)(KVA):4 /16,1; UPRI(V):500+/-5%; USEC(V):110; ISEC(A):36,4; F(HZ):50...60; VECTOR GR./SHIELD WNG.:II0 /0; TA/ISOKL:55 /H; IP00; TYPE OF TERMINALS:SCREW CONNECTION; INSTALLATION:SCREW; EN 61558-2-1, -2-2, -2-4 >UL/CSA-RECOGNIZED< >CONTROL CIRCUIT TRANSFORMER< >ISOLATION TRANSFORMER< | - | 0 | 0
4AT3032-5FT10-0FA0 |  | 4AT3032-5FT10-0FA0 | 1 | UN | 1 | 20 | D | D | N | N | 85043200 | 1 | 4001869904108 | 32.54 | KG | 1032.72 | 1032.72 | CP22 | CP22 | TRANSFORMER SITAS; PHASES:1; PN/PN(S6)(KVA):4 /16; UPRI(V):500+/-5%; USEC(V):230; ISEC(A):17,4; F(HZ):50...60; VECTOR GR./SHIELD WNG.:II0 /0; TA/ISOKL:55 /H; IP00; TYPE OF TERMINALS:SCREW CONNECTION; INSTALLATION:SCREW; EN 61558-2-1, -2-2, -2-4 >UL/CSA-RECOGNIZED< >CONTROL CIRCUIT TRANSFORMER< >ISOLATION TRANSFORMER< | - | 0 | 0
4AT3032-5FT10-0FC0 |  | 4AT3032-5FT10-0FC0 | 1 | UN | 1 | 20 | D | D | N | N | 85043200 | 1 | 4001869913759 | 58 | KG | 1528.8 | 1528.8 | CP22 | CP22 | TRANSFORMER SITAS; PHASES:1; PN/PN(S6)(KVA):3,6 /16; UPRI(V):500+/-5%; USEC(V):230; ISEC(A):15,7; F(HZ):50...60; VECTOR GR./SHIELD WNG.:II0 /0; TA/ISOKL:50 /B; IP23; TYPE OF TERMINALS:SCREW CONNECTION; INSTALLATION:SCREW; EN 61558-2-1, -2-2, -2-4 >UL/CSA-RECOGNIZED< >CONTROL CIRCUIT TRANSFORMER< >ISOLATION TRANSFORMER< | - | 0 | 7
4AT3032-5FT10-0FD0 |  | 4AT3032-5FT10-0FD0 | 1 | UN | 1 | 20 | D | D | N | N | 85043200 | 1 | 4001869921204 | 58 | KG | 1196 | 1196 | CP22 | CP22 | TRANSFORMER SITAS; PHASES:1; PN/PN(S6)(KVA):3,15 /16; UPRI(V):500+/-5%; USEC(V):230; ISEC(A):13,7; F(HZ):50...60; VECTOR GR./SHIELD WNG.:II0 /0; TA/ISOKL:55 /H; IP54; TYPE OF TERMINALS:SCREW CONNECTION; INSTALLATION:SCREW; EN 61558-2-1, -2-2, -2-4 >UL/CSA-RECOGNIZED< >CONTROL CIRCUIT TRANSFORMER< >ISOLATION TRANSFORMER< | - | 0 | 0
4AT3032-6DJ10-0FA0 |  | 4AT3032-6DJ10-0FA0 | 1 | UN | 1 | 20 | D | D | N | N | 85043200 | 1 | 4042948151808 | 33.8 | KG | 1206.4 | 1206.4 | CP22 | CP22 | TRANSFORMER SITAS; PHASES:1; PN/PN(S6)(KVA):4 /17,8; UPRI(V):460+/-10%; USEC(V):110; ISEC(A):36,4; F(HZ):50...60; VECTOR GR./SHIELD WNG.:II0 /0; TA/ISOKL:55 /H; IP00; TYPE OF TERMINALS:SCREW CONNECTION; INSTALLATION:SCREW; EN 61558-2-1, -2-2, -2-4 >UL/CSA-RECOGNIZED< >CONTROL CIRCUIT TRANSFORMER< >ISOLATION TRANSFORMER< | - | 0 | 7
4AT3032-8DC40-0FA0 |  | 4AT3032-8DC40-0FA0 | 1 | UN | 1 | 20 | D | D | N | N | 85043200 | 1 | 4019169998482 | 30.24 | KG | 1539.2 | 1539.2 | CP22 | CP22 | TRANSFORMER SITAS; PHASES:1; PN/PN(S6)(KVA):4 /17,8; UPRI(V):550-525-500-480-460- 440-415-400-380-230-208; USEC(V):2X110; ISEC(A):2X18,2; F(HZ):50...60; VECTOR GR./SHIELD WNG.:IIII0 /0; TA/ISOKL:55 /H; IP00; TYPE OF TERMINALS:SCREW CONNECTION; INSTALLATION:SCREW; EN 61558-2-1, -2-2, -2-4 >UL/CSA-RECOGNIZED< >CONTROL CIRCUIT TRANSFORMER< >ISOLATION TRANSFORMER< | - | 0 | 7
4AT3032-8DD40-0FA0 |  | 4AT3032-8DD40-0FA0 | 1 | UN | 1 | 20 | D | D | N | N | 85043200 | 1 | 4001869904856 | 31.24 | KG | 1164.8 | 1164.8 | CP22 | CP22 | TRANSFORMER SITAS; PHASES:1; PN/PN(S6)(KVA):4 /17,8; UPRI(V):550-525-500-480-460- 440-415-400-380-230-208; USEC(V):2X115; ISEC(A):13,7-27,4; F(HZ):50...60; VECTOR GR./SHIELD WNG.:II0 /0; TA/ISOKL:55 /H; IP00; TYPE OF TERMINALS:SCREW CONNECTION; INSTALLATION:SCREW; EN 61558-2-1, -2-2, -2-4 >UL/CSA-RECOGNIZED< >CONTROL CIRCUIT TRANSFORMER< | - | 0 | 0
4AT3032-8DD40-0FC0 |  | 4AT3032-8DD40-0FC0 | 1 | UN | 1 | 20 | D | D | N | N | 85043200 | 1 | 4001869914503 | 56.7 | KG | 1310.4 | 1310.4 | CP22 | CP22 | TRANSFORMER SITAS; PHASES:1; PN/PN(S6)(KVA):3,6 /17,8; UPRI(V):550-525-500-480-460- 440-415-400-380-230-208; USEC(V):2X115; ISEC(A):2X15,7; F(HZ):50...60; VECTOR GR./SHIELD WNG.:II0 /0; TA/ISOKL:55 /H; IP23; TYPE OF TERMINALS:SCREW CONNECTION; INSTALLATION:SCREW; EN 61558-2-1, -2-2, -2-4 >UL/CSA-RECOGNIZED< >CONTROL CIRCUIT TRANSFORMER< >ISOLATION TRANSFORMER< | - | 0 | 0
4AT3032-8DD40-0FD0 |  | 4AT3032-8DD40-0FD0 | 1 | UN | 1 | 20 | D | D | N | N | 85043200 | 1 | 4001869921952 | 56.7 | KG | 1320.8 | 1320.8 | CP22 | CP22 | TRANSFORMER SITAS; PHASES:1; PN/PN(S6)(KVA):3,15 /16; UPRI(V):550-525-500-480-460- 440-415-400-380-230-208; USEC(V):2X115; ISEC(A):13,7-27,4; F(HZ):50...60; VECTOR GR./SHIELD WNG.:II0 /0; TA/ISOKL:55 /H; IP54; TYPE OF TERMINALS:SCREW CONNECTION; INSTALLATION:SCREW; EN 61558-2-1, -2-2, -2-4 >UL/CSA-RECOGNIZED< >CONTROL CIRCUIT TRANSFORMER< >ISOLATION TRANSFORMER< | - | 0 | 0
4AT3032-8ED40-0FA0 |  | 4AT3032-8ED40-0FA0 | 1 | UN | 1 | 20 | D | D | N | N | 85043200 | 1 | 4001869905280 | 31.24 | KG | 1164.8 | 1164.8 | CP22 | CP22 | TRANSFORMER SITAS; PHASES:1; PN/PN(S6)(KVA):4 /17,8; UPRI(V):600-575-550-525-500- 480-460-440-415-400-240-230; USEC(V):2X115; ISEC(A):17,4-34,8; F(HZ):50...60; VECTOR GR./SHIELD WNG.:II0 /0; TA/ISOKL:55 /H; IP00; TYPE OF TERMINALS:SCREW CONNECTION; INSTALLATION:SCREW; EN 61558-2-1, -2-2, -2-4 >UL/CSA-RECOGNIZED< >CONTROL CIRCUIT TRANSFORMER< >ISOLATION TRANSFORMER< | - | 0 | 0
4AT3032-8ED40-0FC0 |  | 4AT3032-8ED40-0FC0 | 1 | UN | 1 | 20 | D | D | N | N | 85043200 | 1 | 4001869914930 | 56.7 | KG | 1310.4 | 1310.4 | CP22 | CP22 | TRANSFORMER SITAS; PHASES:1; PN/PN(S6)(KVA):3,6 /16; UPRI(V):600-575-550-525-500- 480-460-440-415-400-240-230; USEC(V):2X115; ISEC(A):2X15,7; F(HZ):50...60; VECTOR GR./SHIELD WNG.:II0 /0; TA/ISOKL:55 /H; IP23; TYPE OF TERMINALS:SCREW CONNECTION; INSTALLATION:SCREW; EN 61558-2-1, -2-2, -2-4 >UL/CSA-RECOGNIZED< >CONTROL CIRCUIT TRANSFORMER< >ISOLATION TRANSFORMER< | - | 0 | 0
4AT3032-8JD40-0FA0 |  | 4AT3032-8JD40-0FA0 | 1 | UN | 1 | 20 | D | D | N | N | 85043200 | 1 | 4001869902821 | 31.24 | KG | 1032.72 | 1032.72 | CP22 | CP22 | TRANSFORMER SITAS; PHASES:1; PN/PN(S6)(KVA):4 /16; UPRI(V):400-230+/-15; USEC(V):230-115; ISEC(A):17,4-34,8; F(HZ):50...60; VECTOR GR./SHIELD WNG.:III0 /0; TA/ISOKL:55 /H; IP00; TYPE OF TERMINALS:SCREW CONNECTION; INSTALLATION:SCREW; EN 61558-2-1, -2-2, -2-4 >UL/CSA-RECOGNIZED< >CONTROL CIRCUIT TRANSFORMER< >ISOLATION TRANSFORMER< | - | 0 | 0
4AT3032-8JD40-0FD0 |  | 4AT3032-8JD40-0FD0 | 1 | UN | 1 | 40 | X | D | N | N | 85043200 | 1 | 4001869919928 | 56.7 | KG | 1560 | 1560 | CP22 | CP22 | TRANSFORMER SITAS; PHASES:1; PN/PN(S6)(KVA):3,15 /17,8; UPRI(V):400-230+/-15; USEC(V):230-115; ISEC(A):13,6-27,3; F(HZ):50...60; VECTOR GR./SHIELD WNG.:II0 /0; TA/ISOKL:55 /H; IP54; TYPE OF TERMINALS:SCREW CONNECTION; INSTALLATION:SCREW; EN 61558-2-1, -2-2, -2-4 | - | 0 | 9
4AT3096-0FB10-0FA0 |  | 4AT3096-0FB10-0FA0 | 1 | UN | 1 | 120 | X | D | N | N | 85043200 | 1 | 4042948149973 | 27 | KG | 1497.6 | 1497.6 | CP22 | CP22 | TRANSFORMER SITAS; PHASES:1; PN/PN(S6)(KVA):3 /12; UPRI(V):690-660-575; USEC(V):240-220-120-110; ISEC(A):2 X 25; F(HZ):50...60; VECTOR GR./SHIELD WNG.:III0 /0; TA/ISOKL:55 /H; IP00; TYPE OF TERMINALS:SCREW/TAB CONNECTION; INSTALLATION:SCREW; EN 61558-2-1, -2-2, -2-4 | - | 0 | 9
4AT3602-1TA71-3MC0 |  | 4AT3602-1TA71-3MC0 | 1 | UN | 1 | 20 | D | D | N | N | 85043200 | 1 | 4001869975351 | 90 | KG | 1861.6 | 1861.6 | CP22 | CP22 | TRANSFORMATOR F. MED-RAEUME; PHASES:1; PN(KVA):3,15; UPRI(V):230; IPRI(A):14,4; USEC(V):230-115; ISEC(A):13,7-13,7; F(HZ):50...60; VECTOR GR./SHIELD WNG.:II0 /1; TA/ISOKL:55 /H; IP23; TYPE OF TERMINALS:SCREW CONNECTION; INSTALLATION:SCREW; EN 61558-2-15 >ISOLATION TRANSFORMER< | - | 0 | 9
4AT3612-1TA71-3MA0 |  | 4AT3612-1TA71-3MA0 | 1 | UN | 1 | 20 | D | D | N | N | 85043200 | 1 | 4001869949826 | 44 | KG | 1965.6 | 1965.6 | CP22 | CP22 | TRANSFORMATOR F. MED-RAEUME; PHASES:1; PN(KVA):4; UPRI(V):230; IPRI(A):18,2; USEC(V):230-115; ISEC(A):17,4-17,4; F(HZ):50...60; VECTOR GR./SHIELD WNG.:II0 /1; TA/ISOKL:55 /H; IP00; TYPE OF TERMINALS:SCREW CONNECTION; INSTALLATION:SCREW; EN 61558-2-15 >ISOLATION TRANSFORMER< | - | 0 | 9
4AT3612-4TJ10-0FA0 |  | 4AT3612-4TJ10-0FA0 | 1 | UN | 1 | 20 | D | D | N | N | 85043200 | 1 | 4001869901060 | 44.7 | KG | 1612 | 1612 | CP22 | CP22 | TRANSFORMER SITAS; PHASES:1; PN/PN(S6)(KVA):5 /18,5; UPRI(V):230+/-5%; USEC(V):110; ISEC(A):45,5; F(HZ):50...60; VECTOR GR./SHIELD WNG.:II0 /0; TA/ISOKL:55 /H; IP00; TYPE OF TERMINALS:SCREW CONNECTION; INSTALLATION:SCREW; EN 61558-2-1, -2-2, -2-4 >UL/CSA-RECOGNIZED< >CONTROL CIRCUIT TRANSFORMER< >ISOLATION TRANSFORMER< | - | 0 | 7
4AT3612-4TJ10-0FD0 |  | 4AT3612-4TJ10-0FD0 | 1 | UN | 1 | 20 | D | D | N | N | 85043200 | 1 | 4001869918167 | 61.4 | KG | 1830.4 | 1830.4 | CP22 | CP22 | TRANSFORMER SITAS; PHASES:1; PN/PN(S6)(KVA):4 /18,5; UPRI(V):230+/-5%; USEC(V):110; ISEC(A):36,4; F(HZ):50...60; VECTOR GR./SHIELD WNG.:II0 /0; TA/ISOKL:55 /H; IP54; TYPE OF TERMINALS:SCREW CONNECTION; INSTALLATION:SCREW; EN 61558-2-1, -2-2, -2-4 >UL/CSA-RECOGNIZED< >CONTROL CIRCUIT TRANSFORMER< >ISOLATION TRANSFORMER< | - | 0 | 9
4AT3612-4TT10-0FA0 |  | 4AT3612-4TT10-0FA0 | 1 | UN | 1 | 20 | D | D | N | N | 85043200 | 1 | 4001869901268 | 44.7 | KG | 1237.6 | 1237.6 | CP22 | CP22 | TRANSFORMER SITAS; PHASES:1; PN/PN(S6)(KVA):5 /18,5; UPRI(V):230+/-5%; USEC(V):230; ISEC(A):21,7; F(HZ):50...60; VECTOR GR./SHIELD WNG.:II0 /0; TA/ISOKL:55 /H; IP00; TYPE OF TERMINALS:SCREW CONNECTION; INSTALLATION:SCREW; EN 61558-2-1, -2-2, -2-4 >UL/CSA-RECOGNIZED< >CONTROL CIRCUIT TRANSFORMER< >ISOLATION TRANSFORMER< | - | 0 | 0
4AT3612-5AD40-0FA0 |  | 4AT3612-5AD40-0FA0 | 1 | UN | 1 | 20 | D | D | N | N | 85043200 | 1 | 4001869902388 | 44.7 | KG | 1258.4 | 1258.4 | CP22 | CP22 | TRANSFORMER SITAS; PHASES:1; PN/PN(S6)(KVA):5 /18,5; UPRI(V):400+/-5%; USEC(V):230-115; ISEC(A):21,7-43,5; F(HZ):50...60; VECTOR GR./SHIELD WNG.:II0 /0; TA/ISOKL:55 /H; IP00; TYPE OF TERMINALS:SCREW CONNECTION; INSTALLATION:SCREW; EN 61558-2-1, -2-2, -2-4 >UL/CSA-RECOGNIZED< >CONTROL CIRCUIT TRANSFORMER< >ISOLATION TRANSFORMER< | - | 0 | 0
4AT3612-5AJ10-0FA0 |  | 4AT3612-5AJ10-0FA0 | 1 | UN | 1 | 20 | D | D | N | N | 85043200 | 1 | 4001869901886 | 44.7 | KG | 1237.6 | 1237.6 | CP22 | CP22 | TRANSFORMER SITAS; PHASES:1; PN/PN(S6)(KVA):5 /18,5; UPRI(V):400+/-5%; USEC(V):110; ISEC(A):45,5; F(HZ):50...60; VECTOR GR./SHIELD WNG.:II0 /0; TA/ISOKL:55 /H; IP00; TYPE OF TERMINALS:SCREW CONNECTION; INSTALLATION:SCREW; EN 61558-2-1, -2-2, -2-4 >UL/CSA-RECOGNIZED< >CONTROL CIRCUIT TRANSFORMER< >ISOLATION TRANSFORMER< | - | 0 | 0
4AT3612-5AJ10-0FD0 |  | 4AT3612-5AJ10-0FD0 | 1 | UN | 1 | 20 | D | D | N | N | 85043200 | 1 | 4001869918983 | 61.4 | KG | 1830.4 | 1830.4 | CP22 | CP22 | TRANSFORMER SITAS; PHASES:1; PN/PN(S6)(KVA):4 /18,5; UPRI(V):400+/-5%; USEC(V):110; ISEC(A):36,4; F(HZ):50...60; VECTOR GR./SHIELD WNG.:II0 /0; TA/ISOKL:55 /H; IP54; TYPE OF TERMINALS:SCREW CONNECTION; INSTALLATION:SCREW; EN 61558-2-1, -2-2, -2-4 >UL/CSA-RECOGNIZED< >CONTROL CIRCUIT TRANSFORMER< >ISOLATION TRANSFORMER< | - | 0 | 9
4AT3612-5AT10-0FA0 |  | 4AT3612-5AT10-0FA0 | 1 | UN | 1 | 20 | D | D | N | N | 85043200 | 1 | 4001869902081 | 43 | KG | 1237.6 | 1237.6 | CP22 | CP22 | TRANSFORMER SITAS; PHASES:1; PN/PN(S6)(KVA):5 /18,5; UPRI(V):400+/-5%; USEC(V):230; ISEC(A):21,7; F(HZ):50...60; VECTOR GR./SHIELD WNG.:II0 /0; TA/ISOKL:55 /H; IP00; TYPE OF TERMINALS:SCREW CONNECTION; INSTALLATION:SCREW; EN 61558-2-1, -2-2, -2-4 >UL/CSA-RECOGNIZED< >CONTROL CIRCUIT TRANSFORMER< >ISOLATION TRANSFORMER< | - | 0 | 0
4AT3612-5AT10-0FC0 |  | 4AT3612-5AT10-0FC0 | 1 | UN | 1 | 20 | D | D | N | N | 85043200 | 1 | 4001869911731 | 61.4 | KG | 1383.2 | 1383.2 | CP22 | CP22 | TRANSFORMER SITAS; PHASES:1; PN/PN(S6)(KVA):4,5 /18,5; UPRI(V):400+/-5%; USEC(V):230; ISEC(A):19,5; F(HZ):50...60; VECTOR GR./SHIELD WNG.:II0 /0; TA/ISOKL:55 /H; IP23; TYPE OF TERMINALS:SCREW CONNECTION; INSTALLATION:SCREW; EN 61558-2-1, -2-2, -2-4 >UL/CSA-RECOGNIZED< >CONTROL CIRCUIT TRANSFORMER< >ISOLATION TRANSFORMER< | - | 0 | 0
4AT3612-5AT10-0FD0 |  | 4AT3612-5AT10-0FD0 | 1 | UN | 1 | 20 | D | D | N | N | 85043200 | 1 | 4001869919188 | 61.4 | KG | 1414.4 | 1414.4 | CP22 | CP22 | TRANSFORMER SITAS; PHASES:1; PN/PN(S6)(KVA):4 /18,5; UPRI(V):400+/-5%; USEC(V):230; ISEC(A):17,4; F(HZ):50...60; VECTOR GR./SHIELD WNG.:II0 /0; TA/ISOKL:55 /H; IP54; TYPE OF TERMINALS:SCREW CONNECTION; INSTALLATION:SCREW; EN 61558-2-1, -2-2, -2-4 >UL/CSA-RECOGNIZED< >CONTROL CIRCUIT TRANSFORMER< >ISOLATION TRANSFORMER< | - | 0 | 0
4AT3612-5CJ10-0FA0 |  | 4AT3612-5CJ10-0FA0 | 1 | UN | 1 | 20 | D | D | N | N | 85043200 | 1 | 4001869903132 | 44.7 | KG | 1237.6 | 1237.6 | CP22 | CP22 | TRANSFORMER SITAS; PHASES:1; PN/PN(S6)(KVA):5 /18,5; UPRI(V):440+/-5%; USEC(V):110; ISEC(A):45,5; F(HZ):50...60; VECTOR GR./SHIELD WNG.:II0 /0; TA/ISOKL:55 /H; IP00; TYPE OF TERMINALS:SCREW CONNECTION; INSTALLATION:SCREW; EN 61558-2-1, -2-2, -2-4 >UL/CSA-RECOGNIZED< >CONTROL CIRCUIT TRANSFORMER< >ISOLATION TRANSFORMER< | - | 0 | 0
4AT3612-5CT10-0FA0 |  | 4AT3612-5CT10-0FA0 | 1 | UN | 1 | 20 | D | D | N | N | 85043200 | 1 | 4001869903316 | 44.7 | KG | 1237.6 | 1237.6 | CP22 | CP22 | TRANSFORMER SITAS; PHASES:1; PN/PN(S6)(KVA):5 /18,5; UPRI(V):440+/-5%; USEC(V):230; ISEC(A):21,7; F(HZ):50...60; VECTOR GR./SHIELD WNG.:II0 /0; TA/ISOKL:55 /H; IP00; TYPE OF TERMINALS:SCREW CONNECTION; INSTALLATION:SCREW; EN 61558-2-1, -2-2, -2-4 >UL/CSA-RECOGNIZED< >CONTROL CIRCUIT TRANSFORMER< >ISOLATION TRANSFORMER< | - | 0 | 0
4AT3612-5CT10-0FD0 |  | 4AT3612-5CT10-0FD0 | 1 | UN | 1 | 20 | D | D | N | N | 85043200 | 1 | 4001869920412 | 61.4 | KG | 1757.6 | 1757.6 | CP22 | CP22 | TRANSFORMER SITAS; PHASES:1; PN/PN(S6)(KVA):4 /18,5; UPRI(V):440+/-5%; USEC(V):230; ISEC(A):17,4; F(HZ):50...60; VECTOR GR./SHIELD WNG.:II0 /0; TA/ISOKL:55 /H; IP54; TYPE OF TERMINALS:SCREW CONNECTION; INSTALLATION:SCREW; EN 61558-2-1, -2-2, -2-4 >UL/CSA-RECOGNIZED< >CONTROL CIRCUIT TRANSFORMER< >ISOLATION TRANSFORMER< | - | 0 | 7
4AT3612-5FT10-0FA0 |  | 4AT3612-5FT10-0FA0 | 1 | UN | 1 | 20 | D | D | N | N | 85043200 | 1 | 4001869904115 | 44.7 | KG | 1237.6 | 1237.6 | CP22 | CP22 | TRANSFORMER SITAS; PHASES:1; PN/PN(S6)(KVA):5 /18,5; UPRI(V):500+/-5%; USEC(V):230; ISEC(A):21,7; F(HZ):50...60; VECTOR GR./SHIELD WNG.:II0 /0; TA/ISOKL:55 /H; IP00; TYPE OF TERMINALS:SCREW CONNECTION; INSTALLATION:SCREW; EN 61558-2-1, -2-2, -2-4 >UL/CSA-RECOGNIZED< >CONTROL CIRCUIT TRANSFORMER< >ISOLATION TRANSFORMER< | - | 0 | 0
4AT3612-5FT10-0FC0 |  | 4AT3612-5FT10-0FC0 | 1 | UN | 1 | 20 | D | D | N | N | 85043200 | 1 | 4001869913766 | 61.4 | KG | 1383.2 | 1383.2 | CP22 | CP22 | TRANSFORMER SITAS; PHASES:1; PN/PN(S6)(KVA):4,5 /18,5; UPRI(V):500+/-5%; USEC(V):230; ISEC(A):19,6; F(HZ):50...60; VECTOR GR./SHIELD WNG.:II0 /0; TA/ISOKL:55 /H; IP23; TYPE OF TERMINALS:SCREW CONNECTION; INSTALLATION:SCREW; EN 61558-2-1, -2-2, -2-4 >UL/CSA-RECOGNIZED< >CONTROL CIRCUIT TRANSFORMER< >ISOLATION TRANSFORMER< | - | 0 | 0
4AT3612-5FT10-0FD0 |  | 4AT3612-5FT10-0FD0 | 1 | UN | 1 | 20 | D | D | N | N | 85043200 | 1 | 4001869921211 | 61.4 | KG | 1757.6 | 1757.6 | CP22 | CP22 | TRANSFORMER SITAS; PHASES:1; PN/PN(S6)(KVA):4 /18,5; UPRI(V):500+/-5%; USEC(V):230; ISEC(A):17,4; F(HZ):50...60; VECTOR GR./SHIELD WNG.:II0 /0; TA/ISOKL:55 /H; IP54; TYPE OF TERMINALS:SCREW CONNECTION; INSTALLATION:SCREW; EN 61558-2-1, -2-2, -2-4 >UL/CSA-RECOGNIZED< >CONTROL CIRCUIT TRANSFORMER< >ISOLATION TRANSFORMER< | - | 0 | 7
4AT3612-8DD40-0FA0 |  | 4AT3612-8DD40-0FA0 | 1 | UN | 1 | 20 | D | D | N | N | 85043200 | 1 | 4001869904863 | 46 | KG | 1362.4 | 1362.4 | CP22 | CP22 | TRANSFORMER SITAS; PHASES:1; PN/PN(S6)(KVA):5 /19; UPRI(V):550-525-500-480-460- 440-415-400-380-230-208; USEC(V):2X115; ISEC(A):2X21,7; F(HZ):50...60; VECTOR GR./SHIELD WNG.:II0 /0; TA/ISOKL:55 /H; IP00; TYPE OF TERMINALS:SCREW CONNECTION; INSTALLATION:SCREW; EN 61558-2-1, -2-2, -2-4 >UL/CSA-RECOGNIZED< >CONTROL CIRCUIT TRANSFORMER< >ISOLATION TRANSFORMER< | - | 0 | 0
4AT3612-8DD40-0FC0 |  | 4AT3612-8DD40-0FC0 | 1 | UN | 1 | 20 | D | D | N | N | 85043200 | 1 | 4001869914510 | 62.7 | KG | 1508 | 1508 | CP22 | CP22 | TRANSFORMER SITAS; PHASES:1; PN/PN(S6)(KVA):4,5 /18,5; UPRI(V):550-525-500-480-460- 440-415-400-380-230-208; USEC(V):2X115; ISEC(A):2X19,6; F(HZ):50...60; VECTOR GR./SHIELD WNG.:II0 /0; TA/ISOKL:55 /H; IP23; TYPE OF TERMINALS:SCREW CONNECTION; INSTALLATION:SCREW; EN 61558-2-1, -2-2, -2-4 >CONTROL CIRCUIT TRANSFORMER< >ISOLATION TRANSFORMER< | - | 0 | 0
4AT3612-8DD40-0FD0 |  | 4AT3612-8DD40-0FD0 | 1 | UN | 1 | 20 | D | D | N | N | 85043200 | 1 | 4001869921969 | 62.7 | KG | 1539.2 | 1539.2 | CP22 | CP22 | TRANSFORMER SITAS; PHASES:1; PN/PN(S6)(KVA):4 /19; UPRI(V):550-525-500-480-460- 440-415-400-380-230-208; USEC(V):2X115; ISEC(A):2X17,4; F(HZ):50...60; VECTOR GR./SHIELD WNG.:II0 /0; TA/ISOKL:55 /H; IP54; TYPE OF TERMINALS:SCREW CONNECTION; INSTALLATION:SCREW; EN 61558-2-1, -2-2, -2-4 >UL/CSA-RECOGNIZED< >CONTROL CIRCUIT TRANSFORMER< >ISOLATION TRANSFORMER< | - | 0 | 0
4AT3612-8ED40-0FA0 |  | 4AT3612-8ED40-0FA0 | 1 | UN | 1 | 20 | D | D | N | N | 85043200 | 1 | 4001869905297 | 46 | KG | 1362.4 | 1362.4 | CP22 | CP22 | TRANSFORMER SITAS; PHASES:1; PN/PN(S6)(KVA):5 /19; UPRI(V):600-575-550-525-500- 480-460-440-415-400-240-230; USEC(V):2X115; ISEC(A):21,7-43,4; F(HZ):50...60; VECTOR GR./SHIELD WNG.:II0 /0; TA/ISOKL:55 /H; IP00; TYPE OF TERMINALS:SCREW CONNECTION; INSTALLATION:SCREW; EN 61558-2-1, -2-2, -2-4 >UL/CSA-RECOGNIZED< >CONTROL CIRCUIT TRANSFORMER< >ISOLATION TRANSFORMER< | - | 0 | 0
4AT3612-8ED40-0FD0 |  | 4AT3612-8ED40-0FD0 | 1 | UN | 1 | 40 | X | D | N | N | 85043200 | 1 | 4001869922393 | 62.7 | KG | 1996.8 | 1996.8 | CP22 | CP22 | TRANSFORMER SITAS; PHASES:1; PN/PN(S6)(KVA):4 /19; UPRI(V):600-575-550-525-500- 480-460-440-415-400-240-230; USEC(V):2X115; ISEC(A):2X17,4; F(HZ):50...60; VECTOR GR./SHIELD WNG.:II0 /0; TA/ISOKL:55 /H; IP54; TYPE OF TERMINALS:SCREW CONNECTION; INSTALLATION:SCREW; EN 61558-2-1, -2-2, -2-4 >UL/CSA-RECOGNIZED< >CONTROL CIRCUIT TRANSFORMER< >ISOLATION TRANSFORMER< | - | 0 | 9
4AT3632-4TJ10-0FA0 |  | 4AT3632-4TJ10-0FA0 | 1 | UN | 1 | 20 | D | D | N | N | 85043200 | 1 | 4001869901077 | 50.6 | KG | 1466.4 | 1466.4 | CP22 | CP22 | TRANSFORMER SITAS; PHASES:1; PN/PN(S6)(KVA):6,3 /22,5; UPRI(V):230+/-5%; USEC(V):110; ISEC(A):57,3; F(HZ):50...60; VECTOR GR./SHIELD WNG.:II0 /0; TA/ISOKL:55 /H; IP00; TYPE OF TERMINALS:SCREW CONNECTION; INSTALLATION:SCREW; EN 61558-2-1, -2-2, -2-4 >UL/CSA-RECOGNIZED< >CONTROL CIRCUIT TRANSFORMER< >ISOLATION TRANSFORMER< | - | 0 | 0
4AT3632-4TT10-0FA0 |  | 4AT3632-4TT10-0FA0 | 1 | UN | 1 | 20 | D | D | N | N | 85043200 | 1 | 4001869901275 | 50.6 | KG | 1466.4 | 1466.4 | CP22 | CP22 | TRANSFORMER SITAS; PHASES:1; PN/PN(S6)(KVA):6,3 /22,5; UPRI(V):230+/-5%; USEC(V):230; ISEC(A):27,4; F(HZ):50...60; VECTOR GR./SHIELD WNG.:II0 /0; TA/ISOKL:55 /H; IP00; TYPE OF TERMINALS:SCREW CONNECTION; INSTALLATION:SCREW; EN 61558-2-1, -2-2, -2-4 >UL/CSA-RECOGNIZED< >CONTROL CIRCUIT TRANSFORMER< >ISOLATION TRANSFORMER< | - | 0 | 0
4AT3632-5AJ10-0FA0 |  | 4AT3632-5AJ10-0FA0 | 1 | UN | 1 | 20 | D | D | N | N | 85043200 | 1 | 4001869901893 | 50.6 | KG | 1466.4 | 1466.4 | CP22 | CP22 | TRANSFORMER SITAS; PHASES:1; PN/PN(S6)(KVA):6,3 /22,5; UPRI(V):400+/-5%; USEC(V):110; ISEC(A):57,3; F(HZ):50...60; VECTOR GR./SHIELD WNG.:II0 /0; TA/ISOKL:55 /H; IP00; TYPE OF TERMINALS:SCREW CONNECTION; INSTALLATION:SCREW; EN 61558-2-1, -2-2, -2-4 >UL/CSA-RECOGNIZED< >CONTROL CIRCUIT TRANSFORMER< >ISOLATION TRANSFORMER< | - | 0 | 0
4AT3632-5AT10-0FA0 |  | 4AT3632-5AT10-0FA0 | 1 | UN | 1 | 20 | D | D | N | N | 85043200 | 1 | 4001869902098 | 48 | KG | 1466.4 | 1466.4 | CP22 | CP22 | TRANSFORMER SITAS; PHASES:1; PN/PN(S6)(KVA):6,3 /22,5; UPRI(V):400+/-5%; USEC(V):230; ISEC(A):27,4; F(HZ):50...60; VECTOR GR./SHIELD WNG.:II0 /0; TA/ISOKL:55 /H; IP00; TYPE OF TERMINALS:SCREW CONNECTION; INSTALLATION:SCREW; EN 61558-2-1, -2-2, -2-4 >UL/CSA-RECOGNIZED< >CONTROL CIRCUIT TRANSFORMER< >ISOLATION TRANSFORMER< | - | 0 | 0
4AT3632-5AT10-0FC0 |  | 4AT3632-5AT10-0FC0 | 1 | UN | 1 | 20 | D | D | N | N | 85043200 | 1 | 4001869911748 | 67.3 | KG | 1601.6 | 1601.6 | CP22 | CP22 | TRANSFORMER SITAS; PHASES:1; PN/PN(S6)(KVA):5,6 /22,5; UPRI(V):400+/-5%; USEC(V):230; ISEC(A):24,4; F(HZ):50...60; VECTOR GR./SHIELD WNG.:II0 /0; TA/ISOKL:55 /H; IP23; TYPE OF TERMINALS:SCREW CONNECTION; INSTALLATION:SCREW; EN 61558-2-1, -2-2, -2-4 >UL/CSA-RECOGNIZED< >CONTROL CIRCUIT TRANSFORMER< >ISOLATION TRANSFORMER< | - | 0 | 0
4AT3632-5AT10-0FD0 |  | 4AT3632-5AT10-0FD0 | 1 | UN | 1 | 20 | D | D | N | N | 85043200 | 1 | 4001869919195 | 67.3 | KG | 1612 | 1612 | CP22 | CP22 | TRANSFORMER SITAS; PHASES:1; PN/PN(S6)(KVA):5 /22,5; UPRI(V):400+/-5%; USEC(V):230; ISEC(A):21,7; F(HZ):50...60; VECTOR GR./SHIELD WNG.:II0 /0; TA/ISOKL:55 /H; IP54; TYPE OF TERMINALS:SCREW CONNECTION; INSTALLATION:SCREW; EN 61558-2-1, -2-2, -2-4 >UL/CSA-RECOGNIZED< >CONTROL CIRCUIT TRANSFORMER< >ISOLATION TRANSFORMER< | - | 0 | 0
4AT3632-5CJ10-0FD0 |  | 4AT3632-5CJ10-0FD0 | 1 | UN | 1 | 20 | D | D | N | N | 85043200 | 1 | 4001869920245 | 67.3 | KG | 1612 | 1612 | CP22 | CP22 | TRANSFORMER SITAS; PHASES:1; PN/PN(S6)(KVA):5 /22,5; UPRI(V):440+/-5%; USEC(V):110; ISEC(A):36,4; F(HZ):50...60; VECTOR GR./SHIELD WNG.:II0 /0; TA/ISOKL:55 /H; IP54; TYPE OF TERMINALS:SCREW CONNECTION; INSTALLATION:SCREW; EN 61558-2-1, -2-2, -2-4 | - | 0 | 0
4AT3632-5CT10-0FA0 |  | 4AT3632-5CT10-0FA0 | 1 | UN | 1 | 20 | D | D | N | N | 85043200 | 1 | 4001869903323 | 50.6 | KG | 1466.4 | 1466.4 | CP22 | CP22 | TRANSFORMER SITAS; PHASES:1; PN/PN(S6)(KVA):6,3 /22,5; UPRI(V):440+/-5%; USEC(V):230; ISEC(A):27,4; F(HZ):50...60; VECTOR GR./SHIELD WNG.:II0 /0; TA/ISOKL:55 /H; IP00; TYPE OF TERMINALS:SCREW CONNECTION; INSTALLATION:SCREW; EN 61558-2-1, -2-2, -2-4 >UL/CSA-RECOGNIZED< >CONTROL CIRCUIT TRANSFORMER< >ISOLATION TRANSFORMER< | - | 0 | 0
4AT3632-5CT10-0FD0 |  | 4AT3632-5CT10-0FD0 | 1 | UN | 1 | 20 | D | D | N | N | 85043200 | 1 | 4001869920429 | 67.3 | KG | 2100.8 | 2100.8 | CP22 | CP22 | TRANSFORMER SITAS; PHASES:1; PN/PN(S6)(KVA):5 /22,5; UPRI(V):440+/-5%; USEC(V):230; ISEC(A):21,7; F(HZ):50...60; VECTOR GR./SHIELD WNG.:II0 /0; TA/ISOKL:55 /H; IP54; TYPE OF TERMINALS:SCREW CONNECTION; INSTALLATION:SCREW; EN 61558-2-1, -2-2, -2-4 >UL/CSA-RECOGNIZED< >CONTROL CIRCUIT TRANSFORMER< >ISOLATION TRANSFORMER< | - | 0 | 9
4AT3632-5FT10-0FA0 |  | 4AT3632-5FT10-0FA0 | 1 | UN | 1 | 20 | D | D | N | N | 85043200 | 1 | 4001869904122 | 50.6 | KG | 1466.4 | 1466.4 | CP22 | CP22 | TRANSFORMER SITAS; PHASES:1; PN/PN(S6)(KVA):6,3 /22,5; UPRI(V):500+/-5%; USEC(V):230; ISEC(A):27,4; F(HZ):50...60; VECTOR GR./SHIELD WNG.:II0 /0; TA/ISOKL:55 /H; IP00; TYPE OF TERMINALS:SCREW CONNECTION; INSTALLATION:SCREW; EN 61558-2-1, -2-2, -2-4 >UL/CSA-RECOGNIZED< >CONTROL CIRCUIT TRANSFORMER< >ISOLATION TRANSFORMER< | - | 0 | 0
4AT3632-5FT10-0FD0 |  | 4AT3632-5FT10-0FD0 | 1 | UN | 1 | 20 | D | D | N | N | 85043200 | 1 | 4001869921228 | 67.3 | KG | 1612 | 1612 | CP22 | CP22 | TRANSFORMER SITAS; PHASES:1; PN/PN(S6)(KVA):5 /22,5; UPRI(V):500+/-5%; USEC(V):230; ISEC(A):21,7; F(HZ):50...60; VECTOR GR./SHIELD WNG.:II0 /0; TA/ISOKL:55 /H; IP54; TYPE OF TERMINALS:SCREW CONNECTION; INSTALLATION:SCREW; EN 61558-2-1, -2-2, -2-4 >UL/CSA-RECOGNIZED< >CONTROL CIRCUIT TRANSFORMER< >ISOLATION TRANSFORMER< | - | 0 | 0
4AT3632-8DD40-0FA0 |  | 4AT3632-8DD40-0FA0 | 1 | UN | 1 | 20 | D | D | N | N | 85043200 | 1 | 4001869904870 | 52 | KG | 1591.2 | 1591.2 | CP22 | CP22 | TRANSFORMER SITAS; PHASES:1; PN/PN(S6)(KVA):6,3 /24,5; UPRI(V):550-525-500-480-460- 440-415-400-380-230-208; USEC(V):2X115; ISEC(A):27,4-54,8; F(HZ):50...60; VECTOR GR./SHIELD WNG.:II0 /0; TA/ISOKL:55 /H; IP00; TYPE OF TERMINALS:SCREW CONNECTION; INSTALLATION:SCREW; EN 61558-2-1, -2-2, -2-4 >UL/CSA-RECOGNIZED< >CONTROL CIRCUIT TRANSFORMER< | - | 0 | 0
4AT3632-8DD40-0FC0 |  | 4AT3632-8DD40-0FC0 | 1 | UN | 1 | 20 | D | D | N | N | 85043200 | 1 | 4001869914527 | 68.7 | KG | 1726.4 | 1726.4 | CP22 | CP22 | TRANSFORMER SITAS; PHASES:1; PN/PN(S6)(KVA):5,6 /24,5; UPRI(V):550-525-500-480-460- 440-415-400-380-230-208; USEC(V):2X115; ISEC(A):2X24,4; F(HZ):50...60; VECTOR GR./SHIELD WNG.:II0 /0; TA/ISOKL:55 /H; IP23; TYPE OF TERMINALS:SCREW CONNECTION; INSTALLATION:SCREW; EN 61558-2-1, -2-2, -2-4 >UL/CSA-RECOGNIZED< >CONTROL CIRCUIT TRANSFORMER< >ISOLATION TRANSFORMER< | - | 0 | 0
4AT3632-8DD40-0FD0 |  | 4AT3632-8DD40-0FD0 | 1 | UN | 1 | 20 | D | D | N | N | 85043200 | 1 | 4001869921976 | 68.7 | KG | 1788.8 | 1788.8 | CP22 | CP22 | TRANSFORMER SITAS; PHASES:1; PN/PN(S6)(KVA):5 /24,5; UPRI(V):550-525-500-480-460- 440-415-400-380-230-208; USEC(V):2X115; ISEC(A):2X21,7; F(HZ):50...60; VECTOR GR./SHIELD WNG.:II0 /0; TA/ISOKL:55 /H; IP54; TYPE OF TERMINALS:SCREW CONNECTION; INSTALLATION:SCREW; EN 61558-2-1, -2-2, -2-4 >CONTROL CIRCUIT TRANSFORMER< >ISOLATION TRANSFORMER< | - | 0 | 0
4AT3632-8ED40-0FA0 |  | 4AT3632-8ED40-0FA0 | 1 | UN | 1 | 20 | D | D | N | N | 85043200 | 1 | 4001869905303 | 52 | KG | 1591.2 | 1591.2 | CP22 | CP22 | TRANSFORMER SITAS; PHASES:1; PN/PN(S6)(KVA):6,3 /22,5; UPRI(V):600-575-550-525-500- 480-460-440-415-400-240-230; USEC(V):2X115; ISEC(A):27,4-54,8; F(HZ):50...60; VECTOR GR./SHIELD WNG.:II0 /0; TA/ISOKL:55 /H; IP00; TYPE OF TERMINALS:SCREW CONNECTION; INSTALLATION:SCREW; EN 61558-2-1, -2-2, -2-4 >UL/CSA-RECOGNIZED< >CONTROL CIRCUIT TRANSFORMER< >ISOLATION TRANSFORMER< | - | 0 | 0
4AT3632-8JD40-0FA0 |  | 4AT3632-8JD40-0FA0 | 1 | UN | 1 | 20 | D | D | N | N | 85043200 | 1 | 4001869902845 | 57 | KG | 1903.2 | 1903.2 | CP22 | CP22 | TRANSFORMER SITAS; PHASES:1; PN/PN(S6)(KVA):6,3 /22,5; UPRI(V):400-230+/-15; USEC(V):230-115; ISEC(A):27,3-54,7; F(HZ):50...60; VECTOR GR./SHIELD WNG.:II0 /0; TA/ISOKL:55 /H; IP00; TYPE OF TERMINALS:SCREW CONNECTION; INSTALLATION:SCREW; EN 61558-2-1, -2-2, -2-4 >UL/CSA-RECOGNIZED< >CONTROL CIRCUIT TRANSFORMER< >ISOLATION TRANSFORMER< | - | 0 | 7
4AT3902-1TA71-3MA0 |  | 4AT3902-1TA71-3MA0 | 1 | UN | 1 | 20 | D | D | N | N | 85043200 | 1 | 4001869949802 | 58 | KG | 2184 | 2184 | CP22 | CP22 | TRANSFORMATOR F. MED-RAEUME; PHASES:1; PN(KVA):5; UPRI(V):230; IPRI(A):22,7; USEC(V):230-115; ISEC(A):21,7-21,7; F(HZ):50...60; VECTOR GR./SHIELD WNG.:II0 /1; TA/ISOKL:55 /H; IP00; TYPE OF TERMINALS:SCREW CONNECTION; INSTALLATION:SCREW; EN 61558-2-15 >ISOLATION TRANSFORMER< | - | 0 | 9
4AT3912-1TA71-3MA0 |  | 4AT3912-1TA71-3MA0 | 1 | UN | 1 | 20 | D | D | N | N | 85043200 | 1 | 4001869949833 | 62 | KG | 2402.4 | 2402.4 | CP22 | CP22 | TRANSFORMER FOR MED ROOMS; PHASES:1; PN(KVA):6,3; UPRI(V):230; IPRI(A):28,6; USEC(V):230-115; ISEC(A):27,4-27,4; F(HZ):50...60; VECTOR GR./SHIELD WNG.:II0 /1; TA/ISOKL:55 /H; IP00; TYPE OF TERMINALS:SCREW CONNECTION; INSTALLATION:SCREW; EN 61558-2-15 >ISOLATION TRANSFORMER< | - | 0 | 9
4AT3912-4TJ10-0FA0 |  | 4AT3912-4TJ10-0FA0 | 1 | UN | 1 | 20 | D | D | N | N | 85043200 | 1 | 4001869901084 | 60.9 | KG | 2319.2 | 2319.2 | CP22 | CP22 | TRANSFORMER SITAS; PHASES:1; PN/PN(S6)(KVA):8 /28,5; UPRI(V):230+/-5%; USEC(V):110; ISEC(A):72,7; F(HZ):50...60; VECTOR GR./SHIELD WNG.:II0 /0; TA/ISOKL:55 /H; IP00; TYPE OF TERMINALS:SCREW CONNECTION; INSTALLATION:SCREW; EN 61558-2-1, -2-2, -2-4 >UL/CSA-RECOGNIZED< >CONTROL CIRCUIT TRANSFORMER< >ISOLATION TRANSFORMER< | - | 0 | 7
4AT3912-5AT10-0FA0 |  | 4AT3912-5AT10-0FA0 | 1 | UN | 1 | 20 | D | D | N | N | 85043200 | 1 | 4001869902104 | 60.9 | KG | 1799.2 | 1799.2 | CP22 | CP22 | TRANSFORMER SITAS; PHASES:1; PN/PN(S6)(KVA):8 /28,5; UPRI(V):400+/-5%; USEC(V):230; ISEC(A):34,8; F(HZ):50...60; VECTOR GR./SHIELD WNG.:II0 /0; TA/ISOKL:55 /H; IP00; TYPE OF TERMINALS:SCREW CONNECTION; INSTALLATION:SCREW; EN 61558-2-1, -2-2, -2-4 >UL/CSA-RECOGNIZED< >CONTROL CIRCUIT TRANSFORMER< >ISOLATION TRANSFORMER< | - | 0 | 0
4AT3912-5AT10-0FC0 |  | 4AT3912-5AT10-0FC0 | 1 | UN | 1 | 20 | D | D | N | N | 85043200 | 1 | 4001869911755 | 102 | KG | 2558.4 | 2558.4 | CP22 | CP22 | TRANSFORMER SITAS; PHASES:1; PN/PN(S6)(KVA):7,1 /28,5; UPRI(V):400+/-5%; USEC(V):230; ISEC(A):30,9; F(HZ):50...60; VECTOR GR./SHIELD WNG.:II0 /0; TA/ISOKL:55 /H; IP23; TYPE OF TERMINALS:SCREW CONNECTION; INSTALLATION:SCREW; EN 61558-2-1, -2-2, -2-4 >UL/CSA-RECOGNIZED< >CONTROL CIRCUIT TRANSFORMER< >ISOLATION TRANSFORMER< | - | 0 | 7
4AT3912-5AT10-0FD0 |  | 4AT3912-5AT10-0FD0 | 1 | UN | 1 | 20 | D | D | N | N | 85043200 | 1 | 4001869919201 | 102 | KG | 2090.4 | 2090.4 | CP22 | CP22 | TRANSFORMER SITAS; PHASES:1; PN/PN(S6)(KVA):6,3 /28,5; UPRI(V):400+/-5%; USEC(V):230; ISEC(A):27,4; F(HZ):50...60; VECTOR GR./SHIELD WNG.:II0 /0; TA/ISOKL:55 /H; IP54; TYPE OF TERMINALS:SCREW CONNECTION; INSTALLATION:SCREW; EN 61558-2-1, -2-2, -2-4 >UL/CSA-RECOGNIZED< >CONTROL CIRCUIT TRANSFORMER< >ISOLATION TRANSFORMER< | - | 0 | 0
4AT3912-5CT10-0FA0 |  | 4AT3912-5CT10-0FA0 | 1 | UN | 1 | 20 | D | D | N | N | 85043200 | 1 | 4001869903330 | 60.9 | KG | 1799.2 | 1799.2 | CP22 | CP22 | TRANSFORMER SITAS; PHASES:1; PN/PN(S6)(KVA):8 /28,5; UPRI(V):440+/-5%; USEC(V):230; ISEC(A):34,8; F(HZ):50...60; VECTOR GR./SHIELD WNG.:II0 /0; TA/ISOKL:55 /H; IP00; TYPE OF TERMINALS:SCREW CONNECTION; INSTALLATION:SCREW; EN 61558-2-1, -2-2, -2-4 >UL/CSA-RECOGNIZED< >CONTROL CIRCUIT TRANSFORMER< >ISOLATION TRANSFORMER< | - | 0 | 0
4AT3912-5FJ10-0FC0 |  | 4AT3912-5FJ10-0FC0 | 1 | UN | 1 | 20 | D | D | N | N | 85043200 | 1 | 4001869913605 | 102 | KG | 2662.4 | 2662.4 | CP22 | CP22 | TRANSFORMER SITAS; PHASES:1; PN/PN(S6)(KVA):7,1 /28,5; UPRI(V):500+/-5%; USEC(V):110; ISEC(A):64,5; F(HZ):50...60; VECTOR GR./SHIELD WNG.:II0 /0; TA/ISOKL:55 /H; IP23; TYPE OF TERMINALS:SCREW CONNECTION; INSTALLATION:SCREW; EN 61558-2-1, -2-2, -2-4 >UL/CSA-RECOGNIZED< >CONTROL CIRCUIT TRANSFORMER< >ISOLATION TRANSFORMER< | - | 0 | 9
4AT3912-5FT10-0FA0 |  | 4AT3912-5FT10-0FA0 | 1 | UN | 1 | 20 | D | D | N | N | 85043200 | 1 | 4001869904139 | 60.9 | KG | 1799.2 | 1799.2 | CP22 | CP22 | TRANSFORMER SITAS; PHASES:1; PN/PN(S6)(KVA):8 /28,5; UPRI(V):500+/-5%; USEC(V):230; ISEC(A):34,8; F(HZ):50...60; VECTOR GR./SHIELD WNG.:II0 /0; TA/ISOKL:55 /H; IP00; TYPE OF TERMINALS:SCREW CONNECTION; INSTALLATION:SCREW; EN 61558-2-1, -2-2, -2-4 >UL/CSA-RECOGNIZED< >CONTROL CIRCUIT TRANSFORMER< >ISOLATION TRANSFORMER< | - | 0 | 0
4AT3912-8DD40-0FA0 |  | 4AT3912-8DD40-0FA0 | 1 | UN | 1 | 20 | D | D | N | N | 85043200 | 1 | 4001869904887 | 62 | KG | 1924 | 1924 | CP22 | CP22 | TRANSFORMER SITAS; PHASES:1; PN/PN(S6)(KVA):8 /28,5; UPRI(V):550-525-500-480-460- 440-415-400-380-230-208; USEC(V):2X115; ISEC(A):34,78-69,56; F(HZ):50...60; VECTOR GR./SHIELD WNG.:II0 /0; TA/ISOKL:55 /H; IP00; TYPE OF TERMINALS:SCREW CONNECTION; INSTALLATION:SCREW; EN 61558-2-1, -2-2, -2-4 >UL/CSA-RECOGNIZED< >CONTROL CIRCUIT TRANSFORMER< >ISOLATION TRANSFORMER< | - | 0 | 0
4AT3912-8DD40-0FD0 |  | 4AT3912-8DD40-0FD0 | 1 | UN | 1 | 20 | D | D | N | N | 85043200 | 1 | 4001869921983 | 103 | KG | 2236 | 2236 | CP22 | CP22 | TRANSFORMER SITAS; PHASES:1; PN/PN(S6)(KVA):6,3 /31,1; UPRI(V):550-525-500-480-460- 440-415-400-380-230-208; USEC(V):2X115; ISEC(A):2X27,4; F(HZ):50...60; VECTOR GR./SHIELD WNG.:II0 /0; TA/ISOKL:55 /H; IP54; TYPE OF TERMINALS:SCREW CONNECTION; INSTALLATION:SCREW; EN 61558-2-1, -2-2, -2-4 >UL/CSA-RECOGNIZED< >CONTROL CIRCUIT TRANSFORMER< >ISOLATION TRANSFORMER< | - | 0 | 0
4AT3912-8ED40-0FA0 |  | 4AT3912-8ED40-0FA0 | 1 | UN | 1 | 20 | D | D | N | N | 85043200 | 1 | 4001869905310 | 62 | KG | 2496 | 2496 | CP22 | CP22 | TRANSFORMER SITAS; PHASES:1; PN/PN(S6)(KVA):8 /28,5; UPRI(V):600-575-550-525-500- 480-460-440-415-400-240-230; USEC(V):2X115; ISEC(A):34,8-69,6; F(HZ):50...60; VECTOR GR./SHIELD WNG.:II0 /0; TA/ISOKL:55 /H; IP00; TYPE OF TERMINALS:SCREW CONNECTION; INSTALLATION:SCREW; EN 61558-2-1, -2-2, -2-4 >UL/CSA-RECOGNIZED< >CONTROL CIRCUIT TRANSFORMER< >ISOLATION TRANSFORMER< | - | 0 | 9
4AT3932-4TJ10-0FA0 |  | 4AT3932-4TJ10-0FA0 | 1 | UN | 1 | 20 | D | D | N | N | 85043200 | 1 | 4001869901091 | 70.1 | KG | 2724.8 | 2724.8 | CP22 | CP22 | TRANSFORMER SITAS; PHASES:1; PN/PN(S6)(KVA):10 /30; UPRI(V):230+/-5%; USEC(V):110; ISEC(A):90,9; F(HZ):50...60; VECTOR GR./SHIELD WNG.:II0 /0; TA/ISOKL:55 /H; IP00; TYPE OF TERMINALS:SCREW/FLAT-TYPE TERMINAL; INSTALLATION:SCREW; EN 61558-2-1, -2-2, -2-4 >UL/CSA-RECOGNIZED< >CONTROL CIRCUIT TRANSFORMER< >ISOLATION TRANSFORMER< | - | 0 | 7
4AT3932-4TT10-0FC0 |  | 4AT3932-4TT10-0FC0 | 1 | UN | 1 | 20 | D | D | N | N | 85043200 | 1 | 4001869910949 | 111 | KG | 2964 | 2964 | CP22 | CP22 | TRANSFORMER SITAS; PHASES:1; PN/PN(S6)(KVA):9 /30; UPRI(V):230+/-5%; USEC(V):230; ISEC(A):39,1; F(HZ):50...60; VECTOR GR./SHIELD WNG.:II0 /0; TA/ISOKL:55 /H; IP23; TYPE OF TERMINALS:SCREW CONNECTION; INSTALLATION:SCREW; EN 61558-2-1, -2-2, -2-4 >UL/CSA-RECOGNIZED< >CONTROL CIRCUIT TRANSFORMER< >ISOLATION TRANSFORMER< | - | 0 | 7
4AT3932-5AJ10-0FA0 |  | 4AT3932-5AJ10-0FA0 | 1 | UN | 1 | 20 | D | D | N | N | 85043200 | 1 | 4001869901916 | 70.1 | KG | 2100.8 | 2100.8 | CP22 | CP22 | TRANSFORMER SITAS; PHASES:1; PN/PN(S6)(KVA):10 /30; UPRI(V):400+/-5%; USEC(V):110; ISEC(A):90,9; F(HZ):50...60; VECTOR GR./SHIELD WNG.:II0 /0; TA/ISOKL:55 /H; IP00; TYPE OF TERMINALS:SCREW CONNECTION; INSTALLATION:SCREW; EN 61558-2-1, -2-2, -2-4 >UL/CSA-RECOGNIZED< >CONTROL CIRCUIT TRANSFORMER< >ISOLATION TRANSFORMER< | - | 0 | 0
4AT3932-5AT10-0FA0 |  | 4AT3932-5AT10-0FA0 | 1 | UN | 1 | 20 | D | D | N | N | 85043200 | 1 | 4001869902111 | 70.1 | KG | 2100.8 | 2100.8 | CP22 | CP22 | TRANSFORMER SITAS; PHASES:1; PN/PN(S6)(KVA):10 /30; UPRI(V):400+/-5%; USEC(V):230; ISEC(A):43,5; F(HZ):50...60; VECTOR GR./SHIELD WNG.:II0 /0; TA/ISOKL:55 /H; IP00; TYPE OF TERMINALS:SCREW CONNECTION; INSTALLATION:SCREW; EN 61558-2-1, -2-2, -2-4 >UL/CSA-RECOGNIZED< >CONTROL CIRCUIT TRANSFORMER< >ISOLATION TRANSFORMER< | - | 0 | 0
4AT3932-5AT10-0FC0 |  | 4AT3932-5AT10-0FC0 | 1 | UN | 1 | 20 | D | D | N | N | 85043200 | 1 | 4001869911762 | 111 | KG | 2392 | 2392 | CP22 | CP22 | TRANSFORMER SITAS; PHASES:1; PN/PN(S6)(KVA):9 /30; UPRI(V):400+/-5%; USEC(V):230; ISEC(A):39,2; F(HZ):50...60; VECTOR GR./SHIELD WNG.:II0 /0; TA/ISOKL:55 /H; IP23; TYPE OF TERMINALS:SCREW CONNECTION; INSTALLATION:SCREW; EN 61558-2-1, -2-2, -2-4 >UL/CSA-RECOGNIZED< >CONTROL CIRCUIT TRANSFORMER< >ISOLATION TRANSFORMER< | - | 0 | 0
4AT3932-5AT10-0FD0 |  | 4AT3932-5AT10-0FD0 | 1 | UN | 1 | 20 | D | D | N | N | 85043200 | 1 | 4001869919218 | 111 | KG | 2444 | 2444 | CP22 | CP22 | TRANSFORMER SITAS; PHASES:1; PN/PN(S6)(KVA):8 /30; UPRI(V):400+/-5%; USEC(V):230; ISEC(A):34,8; F(HZ):50...60; VECTOR GR./SHIELD WNG.:II0 /0; TA/ISOKL:55 /H; IP54; TYPE OF TERMINALS:SCREW CONNECTION; INSTALLATION:SCREW; EN 61558-2-1, -2-2, -2-4 >UL/CSA-RECOGNIZED< >CONTROL CIRCUIT TRANSFORMER< >ISOLATION TRANSFORMER< | - | 0 | 0
4AT3932-5CJ10-0FA0 |  | 4AT3932-5CJ10-0FA0 | 1 | UN | 1 | 20 | D | D | N | N | 85043200 | 1 | 4001869903163 | 70.1 | KG | 2724.8 | 2724.8 | CP22 | CP22 | TRANSFORMER SITAS; PHASES:1; PN/PN(S6)(KVA):10 /35,8; UPRI(V):440+/-5%; USEC(V):110; ISEC(A):90,9; F(HZ):50...60; VECTOR GR./SHIELD WNG.:II0 /0; TA/ISOKL:55 /H; IP00; TYPE OF TERMINALS:SCREW/FLAT-TYPE TERMINAL; INSTALLATION:SCREW; EN 61558-2-1, -2-2, -2-4 >UL/CSA-RECOGNIZED< >CONTROL CIRCUIT TRANSFORMER< >ISOLATION TRANSFORMER< | - | 0 | 7
4AT3932-5CT10-0FA0 |  | 4AT3932-5CT10-0FA0 | 1 | UN | 1 | 20 | D | D | N | N | 85043200 | 1 | 4001869903347 | 70.1 | KG | 2100.8 | 2100.8 | CP22 | CP22 | TRANSFORMER SITAS; PHASES:1; PN/PN(S6)(KVA):10 /30; UPRI(V):440+/-5%; USEC(V):230; ISEC(A):43,5; F(HZ):50...60; VECTOR GR./SHIELD WNG.:II0 /0; TA/ISOKL:55 /H; IP00; TYPE OF TERMINALS:SCREW CONNECTION; INSTALLATION:SCREW; EN 61558-2-1, -2-2, -2-4 >UL/CSA-RECOGNIZED< >CONTROL CIRCUIT TRANSFORMER< >ISOLATION TRANSFORMER< | - | 0 | 0
4AT3932-5CT10-0FC0 |  | 4AT3932-5CT10-0FC0 | 1 | UN | 1 | 20 | D | D | N | N | 85043200 | 1 | 4001869912998 | 111 | KG | 2964 | 2964 | CP22 | CP22 | TRANSFORMER SITAS; PHASES:1; PN/PN(S6)(KVA):9 /30; UPRI(V):440+/-5%; USEC(V):230; ISEC(A):39,1; F(HZ):50...60; VECTOR GR./SHIELD WNG.:II0 /0; TA/ISOKL:55 /H; IP23; TYPE OF TERMINALS:SCREW CONNECTION; INSTALLATION:SCREW; EN 61558-2-1, -2-2, -2-4 >UL/CSA-RECOGNIZED< >CONTROL CIRCUIT TRANSFORMER< >ISOLATION TRANSFORMER< | - | 0 | 7
4AT3932-5FT10-0FA0 |  | 4AT3932-5FT10-0FA0 | 1 | UN | 1 | 20 | D | D | N | N | 85043200 | 1 | 4001869904146 | 70.1 | KG | 2100.8 | 2100.8 | CP22 | CP22 | TRANSFORMER SITAS; PHASES:1; PN/PN(S6)(KVA):10 /30; UPRI(V):500+/-5%; USEC(V):230; ISEC(A):43,5; F(HZ):50...60; VECTOR GR./SHIELD WNG.:II0 /0; TA/ISOKL:55 /H; IP00; TYPE OF TERMINALS:SCREW CONNECTION; INSTALLATION:SCREW; EN 61558-2-1, -2-2, -2-4 >UL/CSA-RECOGNIZED< >CONTROL CIRCUIT TRANSFORMER< >ISOLATION TRANSFORMER< | - | 0 | 0
4AT3932-8DD40-0FA0 |  | 4AT3932-8DD40-0FA0 | 1 | UN | 1 | 20 | D | D | N | N | 85043200 | 1 | 4001869904894 | 72 | KG | 2267.2 | 2267.2 | CP22 | CP22 | TRANSFORMER SITAS; PHASES:1; PN/PN(S6)(KVA):10 /30; UPRI(V):550-525-500-480-460- 440-415-400-380-230-208; USEC(V):2X115; ISEC(A):43,5-87,0; F(HZ):50...60; VECTOR GR./SHIELD WNG.:II0 /0; TA/ISOKL:55 /H; IP00; TYPE OF TERMINALS:SCREW CONNECTION; INSTALLATION:SCREW; EN 61558-2-1, -2-2, -2-4 >UL/CSA-RECOGNIZED< >CONTROL CIRCUIT TRANSFORMER< >ISOLATION TRANSFORMER< | - | 0 | 0
4AT3932-8DD40-0FC0 |  | 4AT3932-8DD40-0FC0 | 1 | UN | 1 | 20 | D | D | N | N | 85043200 | 1 | 4001869914541 | 113 | KG | 2537.6 | 2537.6 | CP22 | CP22 | TRANSFORMER SITAS; PHASES:1; PN/PN(S6)(KVA):9 /36,4; UPRI(V):550-525-500-480-460- 440-415-400-380-230-208; USEC(V):2X115; ISEC(A):2X39,1; F(HZ):50...60; VECTOR GR./SHIELD WNG.:II0 /0; TA/ISOKL:55 /H; IP23; TYPE OF TERMINALS:SCREW CONNECTION; INSTALLATION:SCREW; EN 61558-2-1, -2-2, -2-4 >UL/CSA-RECOGNIZED< >CONTROL CIRCUIT TRANSFORMER< >ISOLATION TRANSFORMER< | - | 0 | 0
4AT3932-8DD40-0FD0 |  | 4AT3932-8DD40-0FD0 | 1 | UN | 1 | 20 | D | D | N | N | 85043200 | 1 | 4001869921990 | 113 | KG | 3359.2 | 3359.2 | CP22 | CP22 | TRANSFORMER SITAS; PHASES:1; PN/PN(S6)(KVA):8 /30; UPRI(V):550-525-500-480-460- 440-415-400-380-230-208; USEC(V):2X115; ISEC(A):2X34,8; F(HZ):50...60; VECTOR GR./SHIELD WNG.:II0 /0; TA/ISOKL:55 /H; IP54; TYPE OF TERMINALS:SCREW/TAB CONNECTION; INSTALLATION:SCREW; EN 61558-2-1, -2-2, -2-4 >UL/CSA-RECOGNIZED< >CONTROL CIRCUIT TRANSFORMER< >ISOLATION TRANSFORMER< | - | 0 | 9
4AT3932-8ED40-0FA0 |  | 4AT3932-8ED40-0FA0 | 1 | UN | 1 | 20 | D | D | N | N | 85043200 | 1 | 4001869905327 | 72 | KG | 2267.2 | 2267.2 | CP22 | CP22 | TRANSFORMER SITAS; PHASES:1; PN/PN(S6)(KVA):10 /36,4; UPRI(V):600-575-550-525-500- 480-460-440-415-400-240-230; USEC(V):2X115; ISEC(A):2X43,5; F(HZ):50...60; VECTOR GR./SHIELD WNG.:II0 /0; TA/ISOKL:55 /H; IP00; TYPE OF TERMINALS:SCREW CONNECTION; INSTALLATION:SCREW; EN 61558-2-1, -2-2, -2-4 >UL/CSA-RECOGNIZED< >CONTROL CIRCUIT TRANSFORMER< >ISOLATION TRANSFORMER< | - | 0 | 0
4AT4302-1TA71-3MA0 |  | 4AT4302-1TA71-3MA0 | 1 | UN | 1 | 20 | D | D | N | N | 85043200 | 1 | 4001869949840 | 76 | KG | 2568.8 | 2568.8 | CP22 | CP22 | TRANSFORMATOR F. MED-RAEUME; PHASES:1; PN(KVA):8; UPRI(V):230; IPRI(A):36,4; USEC(V):230-115; ISEC(A):34,8-34,8; F(HZ):50...60; VECTOR GR./SHIELD WNG.:II0 /1; TA/ISOKL:55 /H; IP00; TYPE OF TERMINALS:SCREW CONNECTION; INSTALLATION:SCREW; EN 61558-2-15 >ISOLATION TRANSFORMER< | - | 0 | 9
4AT4312-1TA71-3MA0 |  | 4AT4312-1TA71-3MA0 | 1 | UN | 1 | 20 | D | D | N | N | 85043200 | 1 | 4042948117286 | 83 | KG | 3442.4 | 3442.4 | CP22 | CP22 | TRANSFORMATOR F. MED-RAEUME; PHASES:1; PN(KVA):10; UPRI(V):230; IPRI(A):44,9; USEC(V):230-115; ISEC(A):43,5-43,5; F(HZ):50...60; VECTOR GR./SHIELD WNG.:II0 /1; TA/ISOKL:55 /H; IP00; TYPE OF TERMINALS:SCREW CONNECTION; INSTALLATION:SCREW; EN 61558-2-15 >ISOLATION TRANSFORMER< | - | 0 | 9
4AT4312-5AT10-0FA0 |  | 4AT4312-5AT10-0FA0 | 1 | UN | 1 | 20 | D | D | N | N | 85043200 | 1 | 4019169978767 | 77.5 | KG | 3598.4 | 3598.4 | CP22 | CP22 | CONTROL CIRCUIT TRANSFORMER; PHASES:1; PN/PN(S6)(KVA):12,5 /54,5; UPRI(V):400+/-5%; USEC(V):230; ISEC(A):54,3; F(HZ):50...60; VECTOR GR./SHIELD WNG.:II0 /0; TA/ISOKL:55 /H; IP00; TYPE OF TERMINALS:SCREW CONNECTION; INSTALLATION:SCREW; EN 61558-2-2, -2-4 >UL/CSA-RECOGNIZED< >CONTROL CIRCUIT TRANSFORMER< >ISOLATION TRANSFORMER< | - | 0 | 7
4AU3032-8BC40-0HA0 |  | 4AU3032-8BC40-0HA0 | 1 | UN | 1 | 20 | D | D | N | N | 85043200 | 1 | 4001869905815 | 51 | KG | 2142.4 | 2142.4 | CP22 | CP22 | TRANSFORMER SITAS; PHASES:3; PN/PN(S6)(KVA):6,3 /28; UPRI(V):Y500-400/D289-230; USEC(V):Y 400 / D 230; ISEC(A):9,1; F(HZ):50...60; VECTOR GR./SHIELD WNG.:IIIIII0 /0; TA/ISOKL:55 /H; IP00; TYPE OF TERMINALS:SCREW CONNECTION; INSTALLATION:SCREW; EN 61558-2-1, -2-2, -2-4 >UL/CSA-RECOGNIZED< >CONTROL CIRCUIT TRANSFORMER< >ISOLATION TRANSFORMER< | - | 0 | 0
4AU3032-8BC40-0HC0 |  | 4AU3032-8BC40-0HC0 | 1 | UN | 1 | 20 | D | D | N | N | 85043200 | 1 | 4001869915463 | 70.7 | KG | 2298.4 | 2298.4 | CP22 | CP22 | TRANSFORMER SITAS; PHASES:3; PN/PN(S6)(KVA):5 /28; UPRI(V):Y500-400/D289-230; USEC(V):Y 400 / D 230; ISEC(A):7,22-12,5; F(HZ):50...60; VECTOR GR./SHIELD WNG.:IIIIII0 /0; TA/ISOKL:55 /H; IP23; TYPE OF TERMINALS:SCREW CONNECTION; INSTALLATION:SCREW; EN 61558-2-1, -2-2, -2-4 >UL/CSA-RECOGNIZED< >CONTROL CIRCUIT TRANSFORMER< >ISOLATION TRANSFORMER< | - | 0 | 0
4AU3032-8CC40-0HA0 |  | 4AU3032-8CC40-0HA0 | 1 | UN | 1 | 20 | D | D | N | N | 85043200 | 1 | 4001869905914 | 55 | KG | 2329.6 | 2329.6 | CP22 | CP22 | TRANSFORMER SITAS; PHASES:3; PN/PN(S6)(KVA):6,3 /28; UPRI(V):Y500-440-380+/-20/D289- 254-220+/-11; USEC(V):Y 400 / D 230; ISEC(A):9,1-15,83; F(HZ):50...60; VECTOR GR./SHIELD WNG.:IIIIII0 /0; TA/ISOKL:55 /H; IP00; TYPE OF TERMINALS:SCREW CONNECTION; INSTALLATION:SCREW; EN 61558-2-1, -2-2, -2-4 >UL/CSA-RECOGNIZED< >CONTROL CIRCUIT TRANSFORMER< >ISOLATION TRANSFORMER< | - | 0 | 0
4AU3032-8CC40-0HD0 |  | 4AU3032-8CC40-0HD0 | 1 | UN | 1 | 20 | D | D | N | N | 85043200 | 1 | 4001869923017 | 74.7 | KG | 3234.4 | 3234.4 | CP22 | CP22 | TRANSFORMER SITAS; PHASES:3; PN/PN(S6)(KVA):4,4 /28; UPRI(V):Y500-440-380+/-20/D289- 254-220+/-11; USEC(V):Y 400 / D 230; ISEC(A):6,36-11,0; F(HZ):50...60; VECTOR GR./SHIELD WNG.:IIIIII0 /0; TA/ISOKL:55 /H; IP54; TYPE OF TERMINALS:SCREW CONNECTION; INSTALLATION:SCREW; EN 61558-2-1, -2-2, -2-4 >CONTROL CIRCUIT TRANSFORMER< >ISOLATION TRANSFORMER< | - | 0 | 7
4AU3612-5ET10-2AA0 |  | 4AU3612-5ET10-2AA0 | 1 | UN | 1 | 20 | D | D | N | N | 85043200 | 1 | 4025515560432 | 59 | KG | 3286.4 | 3286.4 | CP22 | CP22 | TRANSFORMER; PHASES:3; PN(KVA):8; UPRI(V):480+/-5%; USEC(V):230; ISEC(A):20,1; F(HZ):50...60; VECTOR GR./SHIELD WNG.:YY0 /0; TA/ISOKL:55 /H; IP00; TYPE OF TERMINALS:SCREW CONNECTION; INSTALLATION:SCREW; EN 61558-2-4 >UL/CSA-RECOGNIZED< >ISOLATION TRANSFORMER< | - | 0 | 7
4AU3612-8BC40-0HA0 |  | 4AU3612-8BC40-0HA0 | 1 | UN | 1 | 20 | D | D | N | N | 85043200 | 1 | 4001869905822 | 61 | KG | 2454.4 | 2454.4 | CP22 | CP22 | TRANSFORMER SITAS; PHASES:3; PN/PN(S6)(KVA):8 /29,6; UPRI(V):Y500-400/D289-230; USEC(V):Y 400 / D 230; ISEC(A):11,5-20,0; F(HZ):50...60; VECTOR GR./SHIELD WNG.:IIIIII0 /0; TA/ISOKL:55 /H; IP00; TYPE OF TERMINALS:SCREW CONNECTION; INSTALLATION:SCREW; EN 61558-2-1, -2-2, -2-4 >UL/CSA-RECOGNIZED< >CONTROL CIRCUIT TRANSFORMER< >ISOLATION TRANSFORMER< | - | 0 | 0
4AU3612-8BC40-0HD0 |  | 4AU3612-8BC40-0HD0 | 1 | UN | 1 | 20 | D | D | N | N | 85043200 | 1 | 4001869922928 | 107 | KG | 3577.6 | 3577.6 | CP22 | CP22 | TRANSFORMER SITAS; PHASES:3; PN/PN(S6)(KVA):5,6 /32; UPRI(V):Y500-400/D289-230; USEC(V):Y 400 / D 230; ISEC(A):8,1; F(HZ):50...60; VECTOR GR./SHIELD WNG.:IIIIII0 /0; TA/ISOKL:55 /H; IP54; TYPE OF TERMINALS:SCREW CONNECTION; INSTALLATION:SCREW; EN 61558-2-1, -2-2, -2-4 >UL/CSA-RECOGNIZED< >CONTROL CIRCUIT TRANSFORMER< >ISOLATION TRANSFORMER< | - | 0 | 9
4AU3612-8CC40-0HA0 |  | 4AU3612-8CC40-0HA0 | 1 | UN | 1 | 20 | D | D | N | N | 85043200 | 1 | 4001869905921 | 64 | KG | 2662.4 | 2662.4 | CP22 | CP22 | TRANSFORMER SITAS; PHASES:3; PN/PN(S6)(KVA):8 /29,6; UPRI(V):Y500-440-380+/-20/D289- 254-220+/-11; USEC(V):Y 400 / D 230; ISEC(A):11,5-20,00; F(HZ):50...60; VECTOR GR./SHIELD WNG.:IIIIII0 /0; TA/ISOKL:55 /H; IP00; TYPE OF TERMINALS:SCREW CONNECTION; INSTALLATION:SCREW; EN 61558-2-1, -2-2, -2-4 >UL/CSA-RECOGNIZED< >CONTROL CIRCUIT TRANSFORMER< >ISOLATION TRANSFORMER< | - | 0 | 0
4AU3612-8JT10-2XA0 |  | 4AU3612-8JT10-2XA0 | 1 | UN | 1 | 20 | D | D | N | N | 85043200 | 1 | 4001869939001 | 61 | KG | 2173.6 | 2173.6 | CP22 | CP22 | AUTOTRANSFORMER; PHASES:3; PN,D(KVA):16; UPRI(V):480-460-440-415- 400(380); USEC(V):230(220); ISEC(A):40,2; F(HZ):50...60; VECTOR GR./SHIELD WNG.:YNA0 /0; TA/ISOKL:50 /B; IP00; TYPE OF TERMINALS:SCREW CONNECTION; INSTALLATION:SCREW; EN 61558-2-13 >UL/CSA-RECOGNIZED< >AUTOTRANSFORMER< | - | 0 | 7
4AU3632-8BC40-0HA0 |  | 4AU3632-8BC40-0HA0 | 1 | UN | 1 | 20 | D | D | N | N | 85043200 | 1 | 4001869905839 | 68 | KG | 2797.6 | 2797.6 | CP22 | CP22 | TRANSFORMER SITAS; PHASES:3; PN/PN(S6)(KVA):10 /34,1; UPRI(V):Y500-400/D289-230; USEC(V):Y 400 / D 230; ISEC(A):14,4-25,0; F(HZ):50...60; VECTOR GR./SHIELD WNG.:IIIIII0 /0; TA/ISOKL:55 /H; IP00; TYPE OF TERMINALS:SCREW CONNECTION; INSTALLATION:SCREW; EN 61558-2-1, -2-2, -2-4 >UL/CSA-RECOGNIZED< >CONTROL CIRCUIT TRANSFORMER< >ISOLATION TRANSFORMER< | - | 0 | 0
4AU3632-8BC40-0HD0 |  | 4AU3632-8BC40-0HD0 | 1 | UN | 1 | 40 | X | D | N | N | 85043200 | 1 | 4001869922935 | 114 | KG | 4087.2 | 4087.2 | CP22 | CP22 | TRANSFORMER SITAS; PHASES:3; PN/PN(S6)(KVA):7,1 /39; UPRI(V):Y500-400/D289-230; USEC(V):Y 400 / D 230; ISEC(A):10,2-17,7; F(HZ):50...60; VECTOR GR./SHIELD WNG.:IIIIII0 /0; TA/ISOKL:55 /H; IP54; TYPE OF TERMINALS:SCREW CONNECTION; INSTALLATION:SCREW; EN 61558-2-1, -2-2, -2-4 >UL/CSA-RECOGNIZED< >CONTROL CIRCUIT TRANSFORMER< >ISOLATION TRANSFORMER< | - | 0 | 9
4AU3632-8CC40-0HA0 |  | 4AU3632-8CC40-0HA0 | 1 | UN | 1 | 20 | D | D | N | N | 85043200 | 1 | 4001869905938 | 73 | KG | 3016 | 3016 | CP22 | CP22 | TRANSFORMER SITAS; PHASES:3; PN/PN(S6)(KVA):10 /34,1; UPRI(V):Y500-440-380+/-20/D289- 254-220+/-11; USEC(V):Y 400 / D 230; ISEC(A):14,4-24,8; F(HZ):50...60; VECTOR GR./SHIELD WNG.:IIIIII0 /0; TA/ISOKL:55 /H; IP00; TYPE OF TERMINALS:SCREW CONNECTION; INSTALLATION:SCREW; EN 61558-2-1, -2-2, -2-4 >UL/CSA-RECOGNIZED< >CONTROL CIRCUIT TRANSFORMER< >ISOLATION TRANSFORMER< | - | 0 | 0
4AU3632-8CC40-0HC0 |  | 4AU3632-8CC40-0HC0 | 1 | UN | 1 | 20 | D | D | N | N | 85043200 | 1 | 4001869915586 | 119 | KG | 3286.4 | 3286.4 | CP22 | CP22 | TRANSFORMER SITAS; PHASES:3; PN/PN(S6)(KVA):8 /39; UPRI(V):Y500-440-380+/-20/D289- 254-220+/-11; USEC(V):Y 400 / D 230; ISEC(A):11,52-19,9; F(HZ):50...60; VECTOR GR./SHIELD WNG.:IIIIII0 /0; TA/ISOKL:55 /H; IP23; TYPE OF TERMINALS:SCREW CONNECTION; INSTALLATION:SCREW; EN 61558-2-1, -2-2, -2-4 >UL/CSA-RECOGNIZED< >CONTROL CIRCUIT TRANSFORMER< >ISOLATION TRANSFORMER< | - | 0 | 0
4AU3632-8HA20-2XA0 |  | 4AU3632-8HA20-2XA0 | 1 | UN | 1 | 20 | D | D | N | N | 85043200 | 1 | 4019169863223 | 65 | KG | 2454.4 | 2454.4 | CP22 | CP22 | AUTOTRANSFORMER; PHASES:3; PN,D(KVA):50; UPRI(V):480-460-440-415-380; USEC(V):400; ISEC(A):72,2; F(HZ):50...60; VECTOR GR./SHIELD WNG.:YNA0 /0; TA/ISOKL:50 /B; IP00; TYPE OF TERMINALS:SCREW CONNECTION; INSTALLATION:SCREW; EN 61558-2-13 >UL/CSA-RECOGNIZED< >AUTOTRANSFORMER< | - | 0 | 7
4AU3642-8JT10-2XA0 |  | 4AU3642-8JT10-2XA0 | 1 | UN | 1 | 20 | D | D | N | N | 85043200 | 1 | 4019169865364 | 73 | KG | 2714.4 | 2714.4 | CP22 | CP22 | AUTOTRANSFORMER; PHASES:3; PN,D(KVA):22,5; UPRI(V):480-460-440-415- 400(380); USEC(V):230(220); ISEC(A):56,5; F(HZ):50...60; VECTOR GR./SHIELD WNG.:YNA0 /0; TA/ISOKL:55 /B; IP00; TYPE OF TERMINALS:SCREW CONNECTION; INSTALLATION:SCREW; EN 61558-2-13 >UL/CSA-RECOGNIZED< >AUTOTRANSFORMER< | - | 0 | 7
4AU3912-8BC40-0HA0 |  | 4AU3912-8BC40-0HA0 | 1 | UN | 1 | 20 | D | D | N | N | 85043200 | 1 | 4001869905846 | 86 | KG | 3192.8 | 3192.8 | CP22 | CP22 | TRANSFORMER SITAS; PHASES:3; PN/PN(S6)(KVA):12,5 /43,7; UPRI(V):Y500-400/D289-230; USEC(V):Y 400 / D 230; ISEC(A):18-31,2; F(HZ):50...60; VECTOR GR./SHIELD WNG.:IIIIII0 /0; TA/ISOKL:55 /H; IP00; TYPE OF TERMINALS:SCREW CONNECTION; INSTALLATION:SCREW; EN 61558-2-1, -2-2, -2-4 >UL/CSA-RECOGNIZED< >CONTROL CIRCUIT TRANSFORMER< >ISOLATION TRANSFORMER< | - | 0 | 0
4AU3912-8BC40-0HC0 |  | 4AU3912-8BC40-0HC0 | 1 | UN | 1 | 20 | D | D | N | N | 85043200 | 1 | 4001869915494 | 127 | KG | 4524 | 4524 | CP22 | CP22 | TRANSFORMER SITAS; PHASES:3; PN/PN(S6)(KVA):10 /49; UPRI(V):Y500-400/D289-230; USEC(V):Y 400 / D 230; ISEC(A):14,4-25; F(HZ):50...60; VECTOR GR./SHIELD WNG.:IIIIII0 /0; TA/ISOKL:55 /H; IP23; TYPE OF TERMINALS:SCREW CONNECTION; INSTALLATION:SCREW; EN 61558-2-1, -2-2, -2-4 >UL/CSA-RECOGNIZED< >CONTROL CIRCUIT TRANSFORMER< >ISOLATION TRANSFORMER< | - | 0 | 7
4AU3912-8BC40-0HD0 |  | 4AU3912-8BC40-0HD0 | 1 | UN | 1 | 20 | D | D | N | N | 85043200 | 1 | 4001869922942 | 127 | KG | 4555.2 | 4555.2 | CP22 | CP22 | TRANSFORMER SITAS; PHASES:3; PN/PN(S6)(KVA):8,8 /49; UPRI(V):Y500-400/D289-230; USEC(V):Y 400 / D 230; ISEC(A):12,7-21,9; F(HZ):50...60; VECTOR GR./SHIELD WNG.:IIIIII0 /0; TA/ISOKL:55 /H; IP54; TYPE OF TERMINALS:SCREW CONNECTION; INSTALLATION:SCREW; EN 61558-2-1, -2-2, -2-4 >UL/CSA-RECOGNIZED< >CONTROL CIRCUIT TRANSFORMER< >ISOLATION TRANSFORMER< | - | 0 | 9
4AU3912-8CC40-0HA0 |  | 4AU3912-8CC40-0HA0 | 1 | UN | 1 | 20 | D | D | N | N | 85043200 | 1 | 4001869905945 | 91 | KG | 3421.6 | 3421.6 | CP22 | CP22 | TRANSFORMER SITAS; PHASES:3; PN/PN(S6)(KVA):12,5 /43,7; UPRI(V):Y500-440-380+/-20/D289- 254-220+/-11; USEC(V):Y 400 / D 230; ISEC(A):18-31,3; F(HZ):50...60; VECTOR GR./SHIELD WNG.:IIIIII0 /0; TA/ISOKL:55 /H; IP00; TYPE OF TERMINALS:SCREW CONNECTION; INSTALLATION:SCREW; EN 61558-2-1, -2-2, -2-4 >UL/CSA-RECOGNIZED< >CONTROL CIRCUIT TRANSFORMER< >ISOLATION TRANSFORMER< | - | 0 | 0
4AU3912-8CC40-0HC0 |  | 4AU3912-8CC40-0HC0 | 1 | UN | 1 | 20 | D | D | N | N | 85043200 | 1 | 4001869915593 | 132 | KG | 3702.4 | 3702.4 | CP22 | CP22 | TRANSFORMER SITAS; PHASES:3; PN/PN(S6)(KVA):10 /49; UPRI(V):Y500-440-380+/-20/D289- 254-220+/-11; USEC(V):Y 400 / D 230; ISEC(A):14,4-25; F(HZ):50...60; VECTOR GR./SHIELD WNG.:IIIIII0 /0; TA/ISOKL:40 /B; IP23; TYPE OF TERMINALS:SCREW CONNECTION; INSTALLATION:SCREW; EN 61558-2-1, -2-2, -2-4 >UL/CSA-RECOGNIZED< >CONTROL CIRCUIT TRANSFORMER< >ISOLATION TRANSFORMER< | - | 0 | 0
4AU3932-8BC40-0HA0 |  | 4AU3932-8BC40-0HA0 | 1 | UN | 1 | 20 | D | D | N | N | 85043200 | 1 | 4001869905853 | 102 | KG | 3775.2 | 3775.2 | CP22 | CP22 | TRANSFORMER SITAS; PHASES:3; PN/PN(S6)(KVA):16 /55; UPRI(V):Y500-400/D289-230; USEC(V):Y 400 / D 230; ISEC(A):23,1-46,2; F(HZ):50...60; VECTOR GR./SHIELD WNG.:IIIIII0 /0; TA/ISOKL:55 /H; IP00; TYPE OF TERMINALS:SCREW CONNECTION; INSTALLATION:SCREW; EN 61558-2-1, -2-2, -2-4 >UL/CSA-RECOGNIZED< >CONTROL CIRCUIT TRANSFORMER< >ISOLATION TRANSFORMER< | - | 0 | 0
4AU3932-8BC40-0HD0 |  | 4AU3932-8BC40-0HD0 | 1 | UN | 1 | 20 | D | D | N | N | 85043200 | 1 | 4001869922959 | 142 | KG | 4097.6 | 4097.6 | CP22 | CP22 | TRANSFORMER SITAS; PHASES:3; PN/PN(S6)(KVA):11,2 /55; UPRI(V):Y500-400/D289-230; USEC(V):Y 400 / D 230; ISEC(A):16,2-28,1; F(HZ):50...60; VECTOR GR./SHIELD WNG.:IIIIII0 /0; TA/ISOKL:55 /H; IP54; TYPE OF TERMINALS:SCREW CONNECTION; INSTALLATION:SCREW; EN 61558-2-1, -2-2, -2-4 >UL/CSA-RECOGNIZED< >CONTROL CIRCUIT TRANSFORMER< >ISOLATION TRANSFORMER< | - | 0 | 0
4AU3932-8CC40-0HA0 |  | 4AU3932-8CC40-0HA0 | 1 | UN | 1 | 20 | D | D | N | N | 85043200 | 1 | 4001869905952 | 112 | KG | 3983.2 | 3983.2 | CP22 | CP22 | TRANSFORMER SITAS; PHASES:3; PN/PN(S6)(KVA):16 /55; UPRI(V):Y500-440-380+/-20/D289- 254-220+/-11; USEC(V):Y 400 / D 230; ISEC(A):23,1-40,17; F(HZ):50...60; VECTOR GR./SHIELD WNG.:IIIIII0 /0; TA/ISOKL:55 /H; IP00; TYPE OF TERMINALS:SCREW CONNECTION; INSTALLATION:SCREW; EN 61558-2-1, -2-2, -2-4 >UL/CSA-RECOGNIZED< >CONTROL CIRCUIT TRANSFORMER< >ISOLATION TRANSFORMER< | - | 0 | 0
4AU3932-8CC40-0HD0 |  | 4AU3932-8CC40-0HD0 | 1 | UN | 1 | 20 | D | D | N | N | 85043200 | 1 | 4001869923055 | 153 | KG | 4295.2 | 4295.2 | CP22 | CP22 | TRANSFORMER SITAS; PHASES:3; PN/PN(S6)(KVA):11,2 /55; UPRI(V):Y500-440-380+/-20/D289- 254-220+/-11; USEC(V):Y 400 / D 230; ISEC(A):16,2/28; F(HZ):50...60; VECTOR GR./SHIELD WNG.:IIIIII0 /0; TA/ISOKL:55 /H; IP54; TYPE OF TERMINALS:SCREW CONNECTION; INSTALLATION:SCREW; EN 61558-2-1, -2-2, -2-4 >UL/CSA-RECOGNIZED< >CONTROL CIRCUIT TRANSFORMER< >ISOLATION TRANSFORMER< | - | 0 | 0
4AV2000-2EB00-0A |  | 4AV2000-2EB00-0A | 1 | UN | 1 | 2 | A | D | N | N | 85043180 | 1 | 4001869930718 | 3.2 | KG | 196 | 196 | CP22 | CP22 | POWER SUPPLY; PHASES:1; PN(KW):0,06; UPRI(V):400-230+/-15; USEC(V DC):24; ISEC(A DC):2,5/3 (60/40 CEL); F(HZ):50...60; VECTOR GR./SHIELD WNG.:II0 /0; PROTECTION CL.:I; TA/ISOKL:60 /B; W(%):5; IP00; TYPE OF TERMINALS:SCREW CONNECTION; INSTALLATION:SCREWS/MOUNTING RAILS; EN 61558-2-6, EN61131-2 >SAFETY ISOLATING TRANSFORMER< | - | 0 | 0
4AV2000-2EB00-1A |  | 4AV2000-2EB00-1A | 1 | UN | 1 | 40 | X | D | N | N | 85043180 | 1 | 4001869931111 | 3.2 | KG | 244 | 244 | CP22 | CP22 | POWER SUPPLY; PHASES:1; PN(KW):0,06; UPRI(V):400-230+/-15; USEC(V DC):24; ISEC(A DC):2,5/3 (60/40 CEL); F(HZ):50...60; VECTOR GR./SHIELD WNG.:II0 /0; PROTECTION CL.:I; TA/ISOKL:60 /B; W(%):5; IP00; TYPE OF TERMINALS:CAGE-CLAMP; INSTALLATION:SCREWS/MOUNTING RAILS; EN 61558-2-6, EN61131-2 >SAFETY ISOLATING TRANSFORMER< | - | 0 | 7
4AV2001-2EB00-0A |  | 4AV2001-2EB00-0A | 1 | UN | 1 | 2 | A | D | N | N | 85043180 | 1 | 4001869930671 | 3.2 | KG | 206 | 206 | CP22 | CP22 | POWER SUPPLY; PHASES:1; PN(KW):0,06; UPRI(V):400-230(240)-115(120); USEC(V DC):24; ISEC(A DC):2,5/3 (60/40 CEL); F(HZ):50...60; VECTOR GR./SHIELD WNG.:II0 /0; PROTECTION CL.:I; TA/ISOKL:60 /B; W(%):5; IP00; TYPE OF TERMINALS:SCREW CONNECTION; INSTALLATION:SCREWS/MOUNTING RAILS; EN 61558-2-6, EN61131-2 >UL/CSA-RECOGNIZED< >SAFETY ISOLATING TRANSFORMER< | - | 0 | 0
4AV2102-2EB00-0A |  | 4AV2102-2EB00-0A | 1 | UN | 1 | 2 | A | D | N | N | 85043180 | 1 | 4001869930558 | 1.6 | KG | 120 | 120 | CP22 | CP22 | POWER SUPPLY; PHASES:1; PN(KW):0,024; UPRI(V):230-115; USEC(V DC):24; ISEC(A DC):1/1,2 (60/40 CEL); F(HZ):50...60; VECTOR GR./SHIELD WNG.:II0 /0; PROTECTION CL.:I; TA/ISOKL:60 /B; W(%):5; IP00; TYPE OF TERMINALS:SCREW/TAB CONNECTION; INSTALLATION:MOUNTING RAILS; EN 61558-2-6, EN61131-2 >SAFETY ISOLATING TRANSFORMER< | - | 0 | 0
4AV2106-2EB00-0A |  | 4AV2106-2EB00-0A | 1 | UN | 1 | 2 | A | D | N | N | 85043180 | 1 | 4001869930572 | 1.6 | KG | 120 | 120 | CP22 | CP22 | POWER SUPPLY; PHASES:1; PN(KW):0,024; UPRI(V):400(415); USEC(V DC):24; ISEC(A DC):1/1,2 (60/40 CEL); F(HZ):50...60; VECTOR GR./SHIELD WNG.:II0 /0; PROTECTION CL.:I; TA/ISOKL:60 /B; W(%):5; IP00; TYPE OF TERMINALS:SCREW/TAB CONNECTION; INSTALLATION:MOUNTING RAILS; EN 61558-2-6, EN61131-2 >SAFETY ISOLATING TRANSFORMER< | - | 0 | 0
4AV2200-2EB00-0A |  | 4AV2200-2EB00-0A | 1 | UN | 1 | 2 | A | D | N | N | 85043180 | 1 | 4001869930725 | 5.26 | KG | 257 | 257 | CP22 | CP22 | POWER SUPPLY; PHASES:1; PN(KW):0,12; UPRI(V):400-230+/-15; USEC(V DC):24; ISEC(A DC):5/6 (60/40 CEL); F(HZ):50...60; VECTOR GR./SHIELD WNG.:II0 /0; PROTECTION CL.:I; TA/ISOKL:60 /B; W(%):5; IP00; TYPE OF TERMINALS:SCREW/TAB CONNECTION; INSTALLATION:SCREW; EN 61558-2-6, EN61131-2 >SAFETY ISOLATING TRANSFORMER< | - | 0 | 0
4AV2200-2EB00-0B |  | 4AV2200-2EB00-0B | 1 | UN | 1 | 2 | A | D | N | N | 85043180 | 1 | 4001869930879 | 5.26 | KG | 273 | 273 | CP22 | CP22 | POWER SUPPLY; PHASES:1; PN(KW):0,12; UPRI(V):400-230+/-15; USEC(V DC):24; ISEC(A DC):5/6 (60/40 CEL); F(HZ):50...60; VECTOR GR./SHIELD WNG.:II0 /0; PROTECTION CL.:I; TA/ISOKL:60 /B; W(%):5; IP00; TYPE OF TERMINALS:SCREW/TAB CONNECTION; INSTALLATION:MOUNTING RAILS; EN 61558-2-6, EN61131-2 >SAFETY ISOLATING TRANSFORMER< | - | 0 | 0
4AV2200-2EB00-1A |  | 4AV2200-2EB00-1A | 1 | UN | 1 | 2 | A | D | N | N | 85043180 | 1 | 4001869931128 | 5.26 | KG | 257 | 257 | CP22 | CP22 | POWER SUPPLY; PHASES:1; PN(KW):0,12; UPRI(V):400-230+/-15; USEC(V DC):24; ISEC(A DC):5/6 (60/40 CEL); F(HZ):50...60; VECTOR GR./SHIELD WNG.:II0 /0; PROTECTION CL.:I; TA/ISOKL:60 /B; W(%):5; IP00; TYPE OF TERMINALS:CAGE-CLAMP; INSTALLATION:SCREW; EN 61558-2-6, EN61131-2 >SAFETY ISOLATING TRANSFORMER< | - | 0 | 0
4AV2201-2EB00-0A |  | 4AV2201-2EB00-0A | 1 | UN | 1 | 2 | A | D | N | N | 85043180 | 1 | 4001869930688 | 5.26 | KG | 277 | 277 | CP22 | CP22 | POWER SUPPLY; PHASES:1; PN(KW):0,12; UPRI(V):400-230(240)-115(120); USEC(V DC):24; ISEC(A DC):5/6 (60/40 CEL); F(HZ):50...60; VECTOR GR./SHIELD WNG.:II0 /0; PROTECTION CL.:I; TA/ISOKL:60 /B; W(%):5; IP00; TYPE OF TERMINALS:SCREW CONNECTION; INSTALLATION:SCREW; EN 61558-2-6, EN61131-2 >SAFETY ISOLATING TRANSFORMER< | - | 0 | 0
4AV2201-2EB00-0B |  | 4AV2201-2EB00-0B | 1 | UN | 1 | 40 | X | D | N | N | 85043180 | 1 | 4001869930855 | 5.26 | KG | 288 | 288 | CP22 | CP22 | POWER SUPPLY; PHASES:1; PN(KW):0,12; UPRI(V):400-230(240)-115(120); USEC(V DC):24; ISEC(A DC):5/6 (60/40 CEL); F(HZ):50...60; VECTOR GR./SHIELD WNG.:II0 /0; PROTECTION CL.:I; TA/ISOKL:60 /B; W(%):5; IP00; TYPE OF TERMINALS:SCREW/TAB CONNECTION; INSTALLATION:MOUNTING RAILS; EN 61558-2-6, EN61131-2 >SAFETY ISOLATING TRANSFORMER< | - | 0 | 0
4AV2302-2EB00-0A |  | 4AV2302-2EB00-0A | 1 | UN | 1 | 2 | A | D | N | N | 85043180 | 1 | 4001869930565 | 2.6 | KG | 223 | 223 | CP22 | CP22 | POWER SUPPLY; PHASES:1; PN(KW):0,084; UPRI(V):230-115; USEC(V DC):24; ISEC(A DC):3,5/4,2 (60/40 CEL); F(HZ):50...60; VECTOR GR./SHIELD WNG.:II0 /0; PROTECTION CL.:I; TA/ISOKL:60 /B; W(%):5; IP00; TYPE OF TERMINALS:SCREW/TAB CONNECTION; INSTALLATION:MOUNTING RAILS; EN 61558-2-6, EN61131-2 >SAFETY ISOLATING TRANSFORMER< | - | 0 | 0
4AV2306-2EB00-0A |  | 4AV2306-2EB00-0A | 1 | UN | 1 | 2 | A | D | N | N | 85043180 | 1 | 4001869930589 | 2.6 | KG | 223 | 223 | CP22 | CP22 | POWER SUPPLY; PHASES:1; PN(KW):0,084; UPRI(V):400(415); USEC(V DC):24; ISEC(A DC):3,5/4,2 (60/40 CEL); F(HZ):50...60; VECTOR GR./SHIELD WNG.:II0 /0; PROTECTION CL.:I; TA/ISOKL:60 /B; W(%):5; IP00; TYPE OF TERMINALS:SCREW/TAB CONNECTION; INSTALLATION:MOUNTING RAILS; EN 61558-2-6, EN61131-2 >SAFETY ISOLATING TRANSFORMER< | - | 0 | 0
4AV2400-2EB00-0A |  | 4AV2400-2EB00-0A | 1 | UN | 1 | 2 | A | D | N | N | 85043180 | 1 | 4001869930695 | 8.65 | KG | 335 | 335 | CP22 | CP22 | POWER SUPPLY; PHASES:1; PN(KW):0,24; UPRI(V):400-230+/-15; USEC(V DC):24; ISEC(A DC):10/12 (60/40 CEL); F(HZ):50...60; VECTOR GR./SHIELD WNG.:II0 /0; PROTECTION CL.:I; TA/ISOKL:60 /B; W(%):5; IP00; TYPE OF TERMINALS:SCREW/TAB CONNECTION; INSTALLATION:SCREW; EN 61558-2-6, EN61131-2 >SAFETY ISOLATING TRANSFORMER< | - | 0 | 0
4AV2400-2EB00-0B |  | 4AV2400-2EB00-0B | 1 | UN | 1 | 40 | X | D | N | N | 85043180 | 1 | 4001869930862 | 8.65 | KG | 347 | 347 | CP22 | CP22 | POWER SUPPLY; PHASES:1; PN(KW):0,24; UPRI(V):400-230+/-15; USEC(V DC):24; ISEC(A DC):10/12 (60/40 CEL); F(HZ):50...60; VECTOR GR./SHIELD WNG.:II0 /0; PROTECTION CL.:I; TA/ISOKL:60 /B; W(%):5; IP00; TYPE OF TERMINALS:SCREW/TAB CONNECTION; INSTALLATION:MOUNTING RAILS; EN 61558-2-6, EN61131-2 >SAFETY ISOLATING TRANSFORMER< | - | 0 | 0
4AV2400-2EB00-1A |  | 4AV2400-2EB00-1A | 1 | UN | 1 | 2 | A | D | N | N | 85043180 | 1 | 4001869931098 | 8.65 | KG | 335 | 335 | CP22 | CP22 | POWER SUPPLY; PHASES:1; PN(KW):0,24; UPRI(V):400-230+/-15; USEC(V DC):24; ISEC(A DC):10/12 (60/40 CEL); F(HZ):50...60; VECTOR GR./SHIELD WNG.:II0 /0; PROTECTION CL.:I; TA/ISOKL:60 /B; W(%):5; IP00; TYPE OF TERMINALS:CAGE-CLAMP; INSTALLATION:SCREW; EN 61558-2-6, EN61131-2 >SAFETY ISOLATING TRANSFORMER< | - | 0 | 0
4AV2401-2EB00-0A |  | 4AV2401-2EB00-0A | 1 | UN | 1 | 2 | A | D | N | N | 85043180 | 1 | 4001869930657 | 8.65 | KG | 347 | 347 | CP22 | CP22 | POWER SUPPLY; PHASES:1; PN(KW):0,24; UPRI(V):400-230(240)-115(120); USEC(V DC):24; ISEC(A DC):10/12 (60/40 CEL); F(HZ):50...60; VECTOR GR./SHIELD WNG.:II0 /0; PROTECTION CL.:I; TA/ISOKL:60 /B; W(%):5; IP00; TYPE OF TERMINALS:SCREW/TAB CONNECTION; INSTALLATION:SCREW; EN 61558-2-6, EN61131-2 >UL/CSA-RECOGNIZED< >SAFETY ISOLATING TRANSFORMER< | - | 0 | 0
4AV2401-2EB00-0B |  | 4AV2401-2EB00-0B | 1 | UN | 1 | 40 | X | D | N | N | 85043180 | 1 | 4001869930848 | 8.65 | KG | 360 | 360 | CP22 | CP22 | POWER SUPPLY; PHASES:1; PN(KW):0,24; UPRI(V):400-230(240)-115(120); USEC(V DC):24; ISEC(A DC):10/12 (60/40 CEL); F(HZ):50...60; VECTOR GR./SHIELD WNG.:II0 /0; PROTECTION CL.:I; TA/ISOKL:60 /B; W(%):5; IP00; TYPE OF TERMINALS:SCREW/TAB CONNECTION; INSTALLATION:MOUNTING RAILS; EN 61558-2-6, EN61131-2 >SAFETY ISOLATING TRANSFORMER< | - | 0 | 0
4AV2600-2EB00-0A |  | 4AV2600-2EB00-0A | 1 | UN | 1 | 2 | A | D | N | N | 85043180 | 1 | 4001869930701 | 10.95 | KG | 407 | 407 | CP22 | CP22 | POWER SUPPLY; PHASES:1; PN(KW):0,36; UPRI(V):400-230+/-15; USEC(V DC):24; ISEC(A DC):15/18 (60/40 CEL); F(HZ):50...60; VECTOR GR./SHIELD WNG.:II0 /0; PROTECTION CL.:I; TA/ISOKL:60 /B; W(%):5; IP00; TYPE OF TERMINALS:SCREW CONNECTION; INSTALLATION:SCREW; EN 61558-2-6, EN61131-2 >SAFETY ISOLATING TRANSFORMER< | - | 0 | 0
4AV2601-2EB00-0A |  | 4AV2601-2EB00-0A | 1 | UN | 1 | 2 | A | D | N | N | 85043180 | 1 | 4001869930664 | 10.95 | KG | 414 | 414 | CP22 | CP22 | POWER SUPPLY; PHASES:1; PN(KW):0,36; UPRI(V):400-230(240)-115(120); USEC(V DC):24; ISEC(A DC):15/18 (60/40 CEL); F(HZ):50...60; VECTOR GR./SHIELD WNG.:II0 /0; PROTECTION CL.:I; TA/ISOKL:60 /B; W(%):5; IP00; TYPE OF TERMINALS:SCREW CONNECTION; INSTALLATION:SCREW; EN 61558-2-6, EN61131-2 >SAFETY ISOLATING TRANSFORMER< | - | 0 | 0
4AV3000-2EB00-0A |  | 4AV3000-2EB00-0A | 1 | UN | 1 | 2 | A | D | N | N | 85043180 | 1 | 4001869930596 | 5.36 | KG | 325 | 325 | CP22 | CP22 | POWER SUPPLY; PHASES:3; PN(KW):0,24; UPRI(V):400+/-20; USEC(V DC):24; ISEC(A DC):10/12 (60/40 CEL); F(HZ):50...60; VECTOR GR./SHIELD WNG.:IIIY /0; PROTECTION CL.:I; TA/ISOKL:60 /B; W(%):4,2; IP00; TYPE OF TERMINALS:SCREW CONNECTION; INSTALLATION:SCREW; EN 61558-2-6, EN61131-2 >UL/CSA-RECOGNIZED< >SAFETY ISOLATING TRANSFORMER< | - | 0 | 0
4AV3000-2EB00-0C |  | 4AV3000-2EB00-0C | 1 | UN | 1 | 40 | X | D | N | N | 85043180 | 1 | 4001869930886 | 5.36 | KG | 468 | 468 | CP22 | CP22 | POWER SUPPLY; PHASES:3; PN(KW):0,24; UPRI(V):400+/-20; USEC(V DC):24; ISEC(A DC):10/12 (60/40 CEL); F(HZ):50...60; VECTOR GR./SHIELD WNG.:II0 /0; PROTECTION CL.:I; TA/ISOKL:60 /B; W(%):2; IP00; TYPE OF TERMINALS:SCREW CONNECTION; INSTALLATION:SCREW; EN 61558-2-6, EN61131-2 >UL/CSA-RECOGNIZED< >SAFETY ISOLATING TRANSFORMER< | - | 0 | 7
4AV3002-2EB00-0A |  | 4AV3002-2EB00-0A | 1 | UN | 1 | 2 | A | D | N | N | 85043180 | 1 | 4001869930831 | 5.36 | KG | 470 | 470 | CP22 | CP22 | POWER SUPPLY; PHASES:3; PN(KW):0,216; UPRI(V):575(600)-500-460(480)- 400(415)-230(240)-200; USEC(V DC):24; ISEC(A DC):9/11 (60/40 CEL); F(HZ):50...60; VECTOR GR./SHIELD WNG.:IIID5 /0; PROTECTION CL.:I; TA/ISOKL:60 /B; W(%):4,2; IP00; TYPE OF TERMINALS:SCREW CONNECTION; INSTALLATION:SCREW; EN 61558-2-6, EN61131-2 >UL/CSA-RECOGNIZED< >SAFETY ISOLATING TRANSFORMER< | - | 0 | 0
4AV3002-2EB00-0C |  | 4AV3002-2EB00-0C | 1 | UN | 1 | 40 | X | D | N | N | 85043180 | 1 | 4001869931043 | 5.36 | KG | 679 | 679 | CP22 | CP22 | POWER SUPPLY; PHASES:3; PN(KW):0,216; UPRI(V):575(600)-500-460(480)- 400(415)-230(240)-200; USEC(V DC):24; ISEC(A DC):9/11 (60/40 CEL); F(HZ):50...60; VECTOR GR./SHIELD WNG.:IIID5 /0; PROTECTION CL.:I; TA/ISOKL:60 /B; W(%):2; IP00; TYPE OF TERMINALS:SCREW CONNECTION; INSTALLATION:SCREW; EN 61558-2-6, EN61131-2 >SAFETY ISOLATING TRANSFORMER< | - | 0 | 7
4AV3100-2EB00-0A |  | 4AV3100-2EB00-0A | 1 | UN | 1 | 2 | A | D | N | N | 85043180 | 1 | 4001869930602 | 6.86 | KG | 370 | 370 | CP22 | CP22 | POWER SUPPLY; PHASES:3; PN(KW):0,36; UPRI(V):400+/-20 / 230+/-10; USEC(V DC):24; ISEC(A DC):15/18 (60/40 CEL); F(HZ):50...60; VECTOR GR./SHIELD WNG.:II0 /0; PROTECTION CL.:I; TA/ISOKL:60 /B; W(%):4,2; IP00; TYPE OF TERMINALS:SCREW CONNECTION; INSTALLATION:SCREW; EN 61558-2-6, EN61131-2 >UL/CSA-RECOGNIZED< >SAFETY ISOLATING TRANSFORMER< | - | 0 | 0
4AV3100-2EB00-0C |  | 4AV3100-2EB00-0C | 1 | UN | 1 | 40 | X | D | N | N | 85043180 | 1 | 4001869930893 | 7.06 | KG | 547 | 547 | CP22 | CP22 | POWER SUPPLY; PHASES:3; PN(KW):0,36; UPRI(V):400+/-20; USEC(V DC):24; ISEC(A DC):15/18 (60/40 CEL); F(HZ):50...60; VECTOR GR./SHIELD WNG.:II0 /0; PROTECTION CL.:I; TA/ISOKL:60 /B; W(%):3; IP00; TYPE OF TERMINALS:SCREW CONNECTION; INSTALLATION:SCREW; EN 61558-2-6, EN61131-2 >UL/CSA-RECOGNIZED< >SAFETY ISOLATING TRANSFORMER< | - | 0 | 7
4AV3101-2EB00-0A |  | 4AV3101-2EB00-0A | 1 | UN | 1 | 2 | A | D | N | N | 85043180 | 1 | 4001869930732 | 6.86 | KG | 397 | 397 | CP22 | CP22 | POWER SUPPLY; PHASES:3; PN(KW):0,36; UPRI(V):500-400(415); USEC(V DC):24; ISEC(A DC):15/18 (60/40 CEL); F(HZ):50...60; VECTOR GR./SHIELD WNG.:II0 /0; PROTECTION CL.:I; TA/ISOKL:60 /B; W(%):4,2; IP00; TYPE OF TERMINALS:SCREW CONNECTION; INSTALLATION:SCREW; EN 61558-2-6, EN61131-2 >SAFETY ISOLATING TRANSFORMER< | - | 0 | 0
4AV3102-2EB00-0A |  | 4AV3102-2EB00-0A | 1 | UN | 1 | 2 | A | D | N | N | 85043180 | 1 | 4001869930787 | 6.86 | KG | 512 | 512 | CP22 | CP22 | POWER SUPPLY; PHASES:3; PN(KW):0,324; UPRI(V):575(600)-500-460(480)- 400(415)-230(240)-200; USEC(V DC):24; ISEC(A DC):13,5/16 (60/40 CEL); F(HZ):50...60; VECTOR GR./SHIELD WNG.:IIID5 /0; PROTECTION CL.:I; TA/ISOKL:60 /B; W(%):4,2; IP00; TYPE OF TERMINALS:SCREW CONNECTION; INSTALLATION:SCREW; EN 61558-2-6, EN61131-2 >UL/CSA-RECOGNIZED< >SAFETY ISOLATING TRANSFORMER< | - | 0 | 0
4AV3102-2EB00-0C |  | 4AV3102-2EB00-0C | 1 | UN | 1 | 40 | X | D | N | N | 85043180 | 1 | 4001869930992 | 7.06 | KG | 565 | 565 | CP22 | CP22 | POWER SUPPLY; PHASES:3; PN(KW):0,324; UPRI(V):575(600)-500-460(480)- 400(415)-230(240)-200; USEC(V DC):24; ISEC(A DC):13,5/16 (60/40 CEL); F(HZ):50...60; VECTOR GR./SHIELD WNG.:II0 /0; PROTECTION CL.:I; TA/ISOKL:60 /B; W(%):3; IP00; TYPE OF TERMINALS:SCREW CONNECTION; INSTALLATION:SCREW; EN 61558-2-6, EN61131-2 >SAFETY ISOLATING TRANSFORMER< | - | 0 | 0
4AV3200-2EB00-0A |  | 4AV3200-2EB00-0A | 1 | UN | 1 | 2 | A | D | N | N | 85043180 | 1 | 4001869930619 | 9.15 | KG | 397 | 397 | CP22 | CP22 | POWER SUPPLY; PHASES:3; PN(KW):0,48; UPRI(V):400+/-20; USEC(V DC):24; ISEC(A DC):20/24 (60/40 CEL); F(HZ):50...60; VECTOR GR./SHIELD WNG.:YD1 /0; PROTECTION CL.:I; TA/ISOKL:60 /B; W(%):4,2; IP00; TYPE OF TERMINALS:SCREW CONNECTION; INSTALLATION:SCREW; EN 61558-2-6, EN61131-2 >UL/CSA-RECOGNIZED< >SAFETY ISOLATING TRANSFORMER< | - | 0 | 0
4AV3200-2EB00-0C |  | 4AV3200-2EB00-0C | 1 | UN | 1 | 40 | X | D | N | N | 85043180 | 1 | 4001869930909 | 9.35 | KG | 555 | 555 | CP22 | CP22 | POWER SUPPLY; PHASES:3; PN(KW):0,48; UPRI(V):Y400+/-20 D230+/-10; USEC(V DC):24; ISEC(A DC):20/24 (60/40 CEL); F(HZ):50...60; VECTOR GR./SHIELD WNG.:II0 /0; PROTECTION CL.:I; TA/ISOKL:60 /B; W(%):4; IP00; TYPE OF TERMINALS:SCREW CONNECTION; INSTALLATION:SCREW; EN 61558-2-6, EN61131-2 >SAFETY ISOLATING TRANSFORMER< | - | 0 | 7
4AV3202-2EB00-0A |  | 4AV3202-2EB00-0A | 1 | UN | 1 | 2 | A | D | N | N | 85043180 | 1 | 4001869930794 | 9.15 | KG | 538 | 538 | CP22 | CP22 | POWER SUPPLY; PHASES:3; PN(KW):0,432; UPRI(V):575(600)-500-460(480)- 400(415)-230(240)-200; USEC(V DC):24; ISEC(A DC):18/21,5 (60/40 CEL); F(HZ):50...60; VECTOR GR./SHIELD WNG.:II0 /0; PROTECTION CL.:I; TA/ISOKL:60 /B; W(%):4,2; IP00; TYPE OF TERMINALS:SCREW CONNECTION; INSTALLATION:SCREW; EN 61558-2-6, EN61131-2 >UL/CSA-RECOGNIZED< >SAFETY ISOLATING TRANSFORMER< | - | 0 | 0
4AV3300-2EB00-0A |  | 4AV3300-2EB00-0A | 1 | UN | 1 | 2 | A | D | N | N | 85043180 | 1 | 4001869930626 | 12.15 | KG | 482 | 482 | CP22 | CP22 | POWER SUPPLY; PHASES:3; PN(KW):0,72; UPRI(V):400+/-20; USEC(V DC):24; ISEC(A DC):30/36 (60/40 CEL); F(HZ):50...60; VECTOR GR./SHIELD WNG.:YD1 /0; PROTECTION CL.:I; TA/ISOKL:60 /B; W(%):4,2; IP00; TYPE OF TERMINALS:SCREW CONNECTION; INSTALLATION:SCREW; EN 61558-2-6, EN61131-2 >SAFETY ISOLATING TRANSFORMER< | - | 0 | 0
4AV3300-2EB00-0C |  | 4AV3300-2EB00-0C | 1 | UN | 1 | 40 | X | D | N | N | 85043180 | 1 | 4001869930916 | 12.35 | KG | 723 | 723 | CP22 | CP22 | POWER SUPPLY; PHASES:3; PN(KW):0,72; UPRI(V):400+/-20; USEC(V DC):24; ISEC(A DC):30/36 (60/40 CEL); F(HZ):50...60; VECTOR GR./SHIELD WNG.:YD1 /0; PROTECTION CL.:I; TA/ISOKL:60 /B; W(%):3; IP00; TYPE OF TERMINALS:SCREW CONNECTION; INSTALLATION:SCREW; EN 61558-2-6, EN61131-2 >SAFETY ISOLATING TRANSFORMER< | - | 0 | 7
4AV3301-2EB00-0A |  | 4AV3301-2EB00-0A | 1 | UN | 1 | 2 | A | D | N | N | 85043180 | 1 | 4001869930756 | 12.15 | KG | 510 | 510 | CP22 | CP22 | POWER SUPPLY; PHASES:3; PN(KW):0,72; UPRI(V):500-400(415); USEC(V DC):24; ISEC(A DC):30/36 (60/40 CEL); F(HZ):50...60; VECTOR GR./SHIELD WNG.:II0 /0; PROTECTION CL.:I; TA/ISOKL:60 /B; W(%):4,2; IP00; TYPE OF TERMINALS:SCREW CONNECTION; INSTALLATION:SCREW; EN 61558-2-6, EN61131-2 >SAFETY ISOLATING TRANSFORMER< | - | 0 | 0
4AV3302-2EB00-0A |  | 4AV3302-2EB00-0A | 1 | UN | 1 | 2 | A | D | N | N | 85043180 | 1 | 4001869930800 | 12.15 | KG | 610 | 610 | CP22 | CP22 | POWER SUPPLY; PHASES:3; PN(KW):0,648; UPRI(V):575(600)-500-460(480)- 400(415)-230(240)-200; USEC(V DC):24; ISEC(A DC):27/32,5 (60/40 CEL); F(HZ):50...60; VECTOR GR./SHIELD WNG.:II0 /0; PROTECTION CL.:I; TA/ISOKL:60 /B; W(%):4,2; IP00; TYPE OF TERMINALS:SCREW CONNECTION; INSTALLATION:SCREW; EN 61558-2-6, EN61131-2 >UL/CSA-RECOGNIZED< >SAFETY ISOLATING TRANSFORMER< | - | 0 | 0
4AV3302-2EB00-0C |  | 4AV3302-2EB00-0C | 1 | UN | 1 | 40 | X | D | N | N | 85043180 | 1 | 4001869931012 | 12.35 | KG | 892 | 892 | CP22 | CP22 | POWER SUPPLY; PHASES:3; PN(KW):0,648; UPRI(V):575(600)-500-460(480)- 400(415)-230(240)-200; USEC(V DC):24; ISEC(A DC):27/32,5 (60/40 CEL); F(HZ):50...60; VECTOR GR./SHIELD WNG.:II0 /0; PROTECTION CL.:I; TA/ISOKL:60 /B; W(%):3; IP00; TYPE OF TERMINALS:SCREW CONNECTION; INSTALLATION:SCREW; EN 61558-2-6, EN61131-2 >UL/CSA-RECOGNIZED< >SAFETY ISOLATING TRANSFORMER< | - | 0 | 9
4AV3400-2FB00-0A |  | 4AV3400-2FB00-0A | 1 | UN | 1 | 2 | A | D | N | N | 85043180 | 1 | 4001869931784 | 19.8 | KG | 587 | 587 | CP22 | CP22 | POWER SUPPLY; PHASES:3; PN(KW):0,96; UPRI(V):400+/-20; USEC(V DC):24; ISEC(A DC):40/48 (60/40 CEL); F(HZ):50...60; VECTOR GR./SHIELD WNG.:YY0 /0; PROTECTION CL.:I; TA/ISOKL:60 /B; W(%):4,2; IP00; TYPE OF TERMINALS:SCREW CONNECTION; INSTALLATION:SCREW; EN 61558-2-6, EN61131-2 >UL/CSA-RECOGNIZED< >SAFETY ISOLATING TRANSFORMER< | - | 0 | 0
4AV3400-2FB00-0C |  | 4AV3400-2FB00-0C | 1 | UN | 1 | 40 | X | D | N | N | 85043180 | 1 | 4019169865371 | 20 | KG | 823 | 823 | CP22 | CP22 | POWER SUPPLY; PHASES:3; PN(KW):0,96; UPRI(V):400+/-20; USEC(V DC):24; ISEC(A DC):40/48 (60/40 CEL); F(HZ):50...60; VECTOR GR./SHIELD WNG.:YY0 /0; PROTECTION CL.:I; TA/ISOKL:60 /B; W(%):4,2; IP00; TYPE OF TERMINALS:SCR
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