3SU1001-1BA70-0AA0-Z | Y10 | 3SU1001-1BA70-0AA0-ZY10 | 1 | UN | 1 | 10 | C | D | EAR99 | N | 85389099 | 1 |  | 0.022 | KG | 26.22 | 26.22 | CP20 | CP20 | Illuminated mushroom pushbutton, 22 mm, round, plastic, clear, 40mm, latching, pull-to-unlatch mechanism, with laser labeling, upper case and lower case, always upper case at beginning of line | - | 0 | 0
3SU1001-1BA70-0AA0-Z | Y11 | 3SU1001-1BA70-0AA0-ZY11 | 1 | UN | 1 | 10 | C | D | EAR99 | N | 85389099 | 1 |  | 0.022 | KG | 26.22 | 26.22 | CP20 | CP20 | Illuminated mushroom pushbutton, 22 mm, round, plastic, clear, 40mm, latching, pull-to-unlatch mechanism, with laser labeling, upper case | - | 0 | 0
3SU1001-1BA70-0AA0-Z | Y12 | 3SU1001-1BA70-0AA0-ZY12 | 1 | UN | 1 | 10 | C | D | EAR99 | N | 85389099 | 1 |  | 0.022 | KG | 26.22 | 26.22 | CP20 | CP20 | Illuminated mushroom pushbutton, 22 mm, round, plastic, clear, 40mm, latching, pull-to-unlatch mechanism, with laser labeling, lower case | - | 0 | 0
3SU1001-1BA70-0AA0-Z | Y13 | 3SU1001-1BA70-0AA0-ZY13 | 1 | UN | 1 | 10 | C | D | EAR99 | N | 85389099 | 1 |  | 0.022 | KG | 26.22 | 26.22 | CP20 | CP20 | Illuminated mushroom pushbutton, 22 mm, round, plastic, clear, 40mm, latching, pull-to-unlatch mechanism, with laser labeling, symbol number according to, ISO 7000 or IEC 60417 | - | 0 | 0
3SU1001-1BA70-0AA0-Z | Y15 | 3SU1001-1BA70-0AA0-ZY15 | 1 | UN | 1 | 10 | C | D | EAR99 | N | 85389099 | 1 |  | 0.022 | KG | 26.22 | 26.22 | CP20 | CP20 | Illuminated mushroom pushbutton, 22 mm, round, plastic, clear, 40mm, latching, pull-to-unlatch mechanism, with laser labeling, upper case and lower case, always upper case at the beginning of the word | - | 0 | 0
3SU1001-1BA70-0AA0-Z | Y19 | 3SU1001-1BA70-0AA0-ZY19 | 1 | UN | 1 | 10 | C | D | EAR99 | N | 85389099 | 1 |  | 0.022 | KG | 22.42 | 22.42 | CP20 | CP20 | Illuminated mushroom pushbutton, 22 mm, round, plastic, clear, 40mm, latching, pull-to-unlatch mechanism, with laser labeling, inscription or symbol Customer-specific selection with SIRIUS ACT configurator (CIN) | - | 0 | 0
3SU1001-1BD30-0AA0 |  | 3SU1001-1BD30-0AA0 | 1 | UN | 1 | 3 | B | D | N | N | 85389099 | 1 | 4011209955967 | 0.026 | KG | 11.69 | 11.4 | CP20 | CP20 | Illuminated mushroom pushbutton, 22 mm, round, plastic, yellow, 40 mm, momentary contact type | Lista Papel 2020 SI | 0 | 0
3SU1001-1BD30-0AA0-Z | X90 | 3SU1001-1BD30-0AA0-ZX90 | 1 | UN | 1 | 5 | B | D | EAR99 | N | 85389099 | 50 |  | 0.02 | KG | 11.69 | 11.69 | CP20 | CP20 | Illuminated mushroom pushbutton, 22 mm, round, plastic, yellow, 40 mm, momentary contact type, Z=50-unit packaging | - | 0 | 0
3SU1001-1BD30-0AA0-Z | Y10 | 3SU1001-1BD30-0AA0-ZY10 | 1 | UN | 1 | 10 | C | D | EAR99 | N | 85389099 | 1 |  | 0.02 | KG | 16.44 | 16.44 | CP20 | CP20 | Illuminated mushroom pushbutton, 22 mm, round, plastic, yellow, 40mm, momentary contact type, with laser labeling, upper case and lower case, always upper case at beginning of line | - | 0 | 0
3SU1001-1BD30-0AA0-Z | Y11 | 3SU1001-1BD30-0AA0-ZY11 | 1 | UN | 1 | 10 | C | D | EAR99 | N | 85389099 | 1 |  | 0.02 | KG | 16.44 | 16.44 | CP20 | CP20 | Illuminated mushroom pushbutton, 22 mm, round, plastic, yellow, 40mm, momentary contact type, with laser labeling, upper case | - | 0 | 0
3SU1001-1BD30-0AA0-Z | Y12 | 3SU1001-1BD30-0AA0-ZY12 | 1 | UN | 1 | 10 | C | D | EAR99 | N | 85389099 | 1 |  | 0.02 | KG | 16.44 | 16.44 | CP20 | CP20 | Illuminated mushroom pushbutton, 22 mm, round, plastic, yellow, 40mm, momentary contact type, with laser labeling, lower case | - | 0 | 0
3SU1001-1BD30-0AA0-Z | Y13 | 3SU1001-1BD30-0AA0-ZY13 | 1 | UN | 1 | 10 | C | D | EAR99 | N | 85389099 | 1 |  | 0.02 | KG | 16.44 | 16.44 | CP20 | CP20 | Illuminated mushroom pushbutton, 22 mm, round, plastic, yellow, 40mm, momentary contact type, with laser labeling, symbol number according to, ISO 7000 or IEC 60417 | - | 0 | 0
3SU1001-1BD30-0AA0-Z | Y15 | 3SU1001-1BD30-0AA0-ZY15 | 1 | UN | 1 | 10 | C | D | EAR99 | N | 85389099 | 1 |  | 0.02 | KG | 16.44 | 16.44 | CP20 | CP20 | Illuminated mushroom pushbutton, 22 mm, round, plastic, yellow, 40mm, momentary contact type, with laser labeling, upper case and lower case, always upper case at the beginning of the word | - | 0 | 0
3SU1001-1BD30-0AA0-Z | Y19 | 3SU1001-1BD30-0AA0-ZY19 | 1 | UN | 1 | 10 | C | D | EAR99 | N | 85389099 | 1 |  | 0.02 | KG | 12.64 | 12.64 | CP20 | CP20 | Illuminated mushroom pushbutton, 22 mm, round, plastic, yellow, 40mm, momentary contact type, with laser labeling, inscription or symbol Customer-specific selection with SIRIUS ACT configurator (CIN) | - | 0 | 0
3SU1001-1BD40-0AA0 |  | 3SU1001-1BD40-0AA0 | 1 | UN | 1 | 3 | B | D | N | N | 85389099 | 1 | 4011209955974 | 0.026 | KG | 11.69 | 11.4 | CP20 | CP20 | Illuminated mushroom pushbutton, 22 mm, round, plastic, green, 40 mm, momentary contact type | Lista Papel 2020 SI | 0 | 0
3SU1001-1BD40-0AA0-Z | X90 | 3SU1001-1BD40-0AA0-ZX90 | 1 | UN | 1 | 5 | B | D | EAR99 | N | 85389099 | 50 |  | 0.02 | KG | 11.69 | 11.69 | CP20 | CP20 | Illuminated mushroom pushbutton, 22 mm, round, plastic, green, 40 mm, momentary contact type, Z=50-unit packaging | - | 0 | 0
3SU1001-1BD40-0AA0-Z | Y10 | 3SU1001-1BD40-0AA0-ZY10 | 1 | UN | 1 | 10 | C | D | N | N | 85389099 | 1 |  | 0.017 | KG | 16.44 | 16.44 | CP20 | CP20 | Illuminated mushroom pushbutton, 22 mm, round, plastic, green, 40mm, momentary contact type, with laser labeling, upper case and lower case, always upper case at beginning of line | - | 0 | 0
3SU1001-1BD40-0AA0-Z | Y11 | 3SU1001-1BD40-0AA0-ZY11 | 1 | UN | 1 | 10 | C | D | N | N | 85389099 | 1 |  | 0.017 | KG | 16.44 | 16.44 | CP20 | CP20 | Illuminated mushroom pushbutton, 22 mm, round, plastic, green, 40mm, momentary contact type, with laser labeling, upper case | - | 0 | 0
3SU1001-1BD40-0AA0-Z | Y12 | 3SU1001-1BD40-0AA0-ZY12 | 1 | UN | 1 | 10 | C | D | N | N | 85389099 | 1 |  | 0.017 | KG | 16.44 | 16.44 | CP20 | CP20 | Illuminated mushroom pushbutton, 22 mm, round, plastic, green, 40mm, momentary contact type, with laser labeling, lower case | - | 0 | 0
3SU1001-1BD40-0AA0-Z | Y13 | 3SU1001-1BD40-0AA0-ZY13 | 1 | UN | 1 | 10 | C | D | N | N | 85389099 | 1 |  | 0.017 | KG | 16.44 | 16.44 | CP20 | CP20 | Illuminated mushroom pushbutton, 22 mm, round, plastic, green, 40mm, momentary contact type, with laser labeling, symbol number according to, ISO 7000 or IEC 60417 | - | 0 | 0
3SU1001-1BD40-0AA0-Z | Y15 | 3SU1001-1BD40-0AA0-ZY15 | 1 | UN | 1 | 10 | C | D | N | N | 85389099 | 1 |  | 0.017 | KG | 16.44 | 16.44 | CP20 | CP20 | Illuminated mushroom pushbutton, 22 mm, round, plastic, green, 40mm, momentary contact type, with laser labeling, upper case and lower case, always upper case at the beginning of the word | - | 0 | 0
3SU1001-1BD40-0AA0-Z | Y19 | 3SU1001-1BD40-0AA0-ZY19 | 1 | UN | 1 | 10 | C | D | N | N | 85389099 | 1 |  | 0.017 | KG | 12.64 | 12.64 | CP20 | CP20 | Illuminated mushroom pushbutton, 22 mm, round, plastic, green, 40mm, momentary contact type, with laser labeling, inscription or symbol Customer-specific selection with SIRIUS ACT configurator (CIN) | - | 0 | 0
3SU1001-1BD60-0AA0 |  | 3SU1001-1BD60-0AA0 | 1 | UN | 1 | 3 | B | D | N | N | 85389099 | 1 | 4011209955981 | 0.028 | KG | 11.69 | 11.4 | CP20 | CP20 | Illuminated mushroom pushbutton, 22 mm, round, plastic, white, 40 mm, momentary contact type | Lista Papel 2020 SI | 0 | 0
3SU1001-1BD60-0AA0-Z | X90 | 3SU1001-1BD60-0AA0-ZX90 | 1 | UN | 1 | 5 | B | D | EAR99 | N | 85389099 | 50 |  | 0.02 | KG | 11.69 | 11.69 | CP20 | CP20 | Illuminated mushroom pushbutton, 22 mm, round, plastic, white, 40 mm, momentary contact type, Z=50-unit packaging | - | 0 | 0
3SU1001-1BD60-0AA0-Z | Y10 | 3SU1001-1BD60-0AA0-ZY10 | 1 | UN | 1 | 10 | C | D | EAR99 | N | 85389099 | 1 |  | 0.02 | KG | 16.44 | 16.44 | CP20 | CP20 | Illuminated mushroom pushbutton, 22 mm, round, plastic, white, 40mm, momentary contact type, with laser labeling, upper case and lower case, always upper case at beginning of line | - | 0 | 0
3SU1001-1BD60-0AA0-Z | Y11 | 3SU1001-1BD60-0AA0-ZY11 | 1 | UN | 1 | 10 | C | D | EAR99 | N | 85389099 | 1 |  | 0.02 | KG | 16.44 | 16.44 | CP20 | CP20 | Illuminated mushroom pushbutton, 22 mm, round, plastic, white, 40mm, momentary contact type, with laser labeling, upper case | - | 0 | 0
3SU1001-1BD60-0AA0-Z | Y12 | 3SU1001-1BD60-0AA0-ZY12 | 1 | UN | 1 | 10 | C | D | EAR99 | N | 85389099 | 1 |  | 0.02 | KG | 16.44 | 16.44 | CP20 | CP20 | Illuminated mushroom pushbutton, 22 mm, round, plastic, white, 40mm, momentary contact type, with laser labeling, lower case | - | 0 | 0
3SU1001-1BD60-0AA0-Z | Y13 | 3SU1001-1BD60-0AA0-ZY13 | 1 | UN | 1 | 10 | C | D | EAR99 | N | 85389099 | 1 |  | 0.02 | KG | 16.44 | 16.44 | CP20 | CP20 | Illuminated mushroom pushbutton, 22 mm, round, plastic, white, 40mm, momentary contact type, with laser labeling, symbol number according to, ISO 7000 or IEC 60417 | - | 0 | 0
3SU1001-1BD60-0AA0-Z | Y15 | 3SU1001-1BD60-0AA0-ZY15 | 1 | UN | 1 | 10 | C | D | EAR99 | N | 85389099 | 1 |  | 0.02 | KG | 16.44 | 16.44 | CP20 | CP20 | Illuminated mushroom pushbutton, 22 mm, round, plastic, white, 40mm, momentary contact type, with laser labeling, upper case and lower case, always upper case at the beginning of the word | - | 0 | 0
3SU1001-1BD60-0AA0-Z | Y19 | 3SU1001-1BD60-0AA0-ZY19 | 1 | UN | 1 | 10 | C | D | EAR99 | N | 85389099 | 1 |  | 0.02 | KG | 12.64 | 12.64 | CP20 | CP20 | Illuminated mushroom pushbutton, 22 mm, round, plastic, white, 40mm, momentary contact type, with laser labeling, inscription or symbol Customer-specific selection with SIRIUS ACT configurator (CIN) | - | 0 | 0
3SU1001-1BD70-0AA0 |  | 3SU1001-1BD70-0AA0 | 1 | UN | 1 | 3 | B | D | N | N | 85389099 | 1 | 4011209955998 | 0.026 | KG | 11.69 | 11.69 | CP20 | CP20 | Illuminated mushroom pushbutton, 22 mm, round, plastic, clear, 40 mm, momentary contact type | - | 0 | 0
3SU1001-1BD70-0AA0-Z | X90 | 3SU1001-1BD70-0AA0-ZX90 | 1 | UN | 1 | 5 | B | D | EAR99 | N | 85389099 | 50 |  | 0.02 | KG | 11.69 | 11.69 | CP20 | CP20 | Illuminated mushroom pushbutton, 22 mm, round, plastic, clear, 40 mm, momentary contact type, Z=50-unit packaging | - | 0 | 0
3SU1001-1BD70-0AA0-Z | Y10 | 3SU1001-1BD70-0AA0-ZY10 | 1 | UN | 1 | 10 | C | D | EAR99 | N | 85389099 | 1 |  | 0.02 | KG | 16.44 | 16.44 | CP20 | CP20 | Illuminated mushroom pushbutton, 22 mm, round, plastic, clear, 40mm, momentary contact type, with laser labeling, upper case and lower case, always upper case at beginning of line | - | 0 | 0
3SU1001-1BD70-0AA0-Z | Y11 | 3SU1001-1BD70-0AA0-ZY11 | 1 | UN | 1 | 10 | C | D | EAR99 | N | 85389099 | 1 |  | 0.02 | KG | 16.44 | 16.44 | CP20 | CP20 | Illuminated mushroom pushbutton, 22 mm, round, plastic, clear, 40mm, momentary contact type, with laser labeling, upper case | - | 0 | 0
3SU1001-1BD70-0AA0-Z | Y12 | 3SU1001-1BD70-0AA0-ZY12 | 1 | UN | 1 | 10 | C | D | EAR99 | N | 85389099 | 1 |  | 0.02 | KG | 16.44 | 16.44 | CP20 | CP20 | Illuminated mushroom pushbutton, 22 mm, round, plastic, clear, 40mm, momentary contact type, with laser labeling, lower case | - | 0 | 0
3SU1001-1BD70-0AA0-Z | Y13 | 3SU1001-1BD70-0AA0-ZY13 | 1 | UN | 1 | 10 | C | D | EAR99 | N | 85389099 | 1 |  | 0.02 | KG | 16.44 | 16.44 | CP20 | CP20 | Illuminated mushroom pushbutton, 22 mm, round, plastic, clear, 40mm, momentary contact type, with laser labeling, symbol number according to, ISO 7000 or IEC 60417 | - | 0 | 0
3SU1001-1BD70-0AA0-Z | Y15 | 3SU1001-1BD70-0AA0-ZY15 | 1 | UN | 1 | 10 | C | D | EAR99 | N | 85389099 | 1 |  | 0.02 | KG | 16.44 | 16.44 | CP20 | CP20 | Illuminated mushroom pushbutton, 22 mm, round, plastic, clear, 40mm, momentary contact type, with laser labeling, upper case and lower case, always upper case at the beginning of the word | - | 0 | 0
3SU1001-1BD70-0AA0-Z | Y19 | 3SU1001-1BD70-0AA0-ZY19 | 1 | UN | 1 | 10 | C | D | EAR99 | N | 85389099 | 1 |  | 0.02 | KG | 12.64 | 12.64 | CP20 | CP20 | Illuminated mushroom pushbutton, 22 mm, round, plastic, clear, 40mm, momentary contact type, with laser labeling, inscription or symbol Customer-specific selection with SIRIUS ACT configurator (CIN) | - | 0 | 0
3SU1001-1GB20-0AA0 |  | 3SU1001-1GB20-0AA0 | 1 | UN | 1 | 1 | A | D | N | N | 85389099 | 1 | 4011209964181 | 0.046 | KG | 25.94 | 25.94 | CP20 | CP20 | EMERGENCY STOP mushroom pushbutton, illuminable, 22 mm, round, plastic, red, 30 mm, positive latching, acc. to EN ISO 13850, rotate-to-unlatch | - | 0 | 0
3SU1001-1GB20-0AA0-Z | X90 | 3SU1001-1GB20-0AA0-ZX90 | 1 | UN | 1 | 5 | B | D | EAR99 | N | 85389099 | 50 |  | 0.043 | KG | 25.94 | 25.94 | CP20 | CP20 | EMERGENCY STOP mushroom pushbutton, illuminable, 22 mm, round, plastic, red, 30 mm, positive latching, acc. to EN ISO 13850, rotate-to-unlatch, Z=50-unit packaging | - | 0 | 0
3SU1001-1GB20-0AA0-Z | Y10 | 3SU1001-1GB20-0AA0-ZY10 | 1 | UN | 1 | 10 | C | D | N | N | 85389099 | 1 |  | 0.043 | KG | 30.69 | 30.69 | CP20 | CP20 | EMERGENCY STOP mushroom pushbutton, illuminable, 22 mm, round, plastic, red, 30 mm, positive latching, acc. to EN ISO 13850, rotate-to-unlatch, with laser labeling, upper case and lower case, always upper case at beginning of line | - | 0 | 0
3SU1001-1GB20-0AA0-Z | Y11 | 3SU1001-1GB20-0AA0-ZY11 | 1 | UN | 1 | 10 | C | D | N | N | 85389099 | 1 |  | 0.043 | KG | 30.69 | 30.69 | CP20 | CP20 | EMERGENCY STOP mushroom pushbutton, illuminable, 22 mm, round, plastic, red, 30 mm, positive latching, acc. to EN ISO 13850, rotate-to-unlatch, with laser labeling, upper case | - | 0 | 0
3SU1001-1GB20-0AA0-Z | Y12 | 3SU1001-1GB20-0AA0-ZY12 | 1 | UN | 1 | 10 | C | D | N | N | 85389099 | 1 |  | 0.043 | KG | 30.69 | 30.69 | CP20 | CP20 | EMERGENCY STOP mushroom pushbutton, illuminable, 22 mm, round, plastic, red, 30 mm, positive latching, acc. to EN ISO 13850, rotate-to-unlatch, with laser labeling, lower case | - | 0 | 0
3SU1001-1GB20-0AA0-Z | Y13 | 3SU1001-1GB20-0AA0-ZY13 | 1 | UN | 1 | 10 | C | D | N | N | 85389099 | 1 |  | 0.043 | KG | 30.69 | 30.69 | CP20 | CP20 | EMERGENCY STOP mushroom pushbutton, illuminable, 22 mm, round, plastic, red, 30 mm, positive latching, acc. to EN ISO 13850, rotate-to-unlatch, with laser labeling, symbol number according to ISO 7000 or IEC 60417 | - | 0 | 0
3SU1001-1GB20-0AA0-Z | Y15 | 3SU1001-1GB20-0AA0-ZY15 | 1 | UN | 1 | 10 | C | D | N | N | 85389099 | 1 |  | 0.043 | KG | 30.69 | 30.69 | CP20 | CP20 | EMERGENCY STOP mushroom pushbutton, illuminable, 22 mm, round, plastic, red, 30 mm, positive latching, acc. to EN ISO 13850, rotate-to-unlatch, with laser labeling, upper case and lower case, always upper case at the beginning of the word | - | 0 | 0
3SU1001-1GB20-0AA0-Z | Y19 | 3SU1001-1GB20-0AA0-ZY19 | 1 | UN | 1 | 10 | C | D | N | N | 85389099 | 1 |  | 0.043 | KG | 26.89 | 26.89 | CP20 | CP20 | EMERGENCY STOP mushroom pushbutton, illuminable, 22 mm, round, plastic, red, 30 mm, positive latching, acc. to EN ISO 13850, rotate-to-unlatch, with laser labeling, inscription or symbol Customer-specific selection with SIRIUS ACT configurator (CIN) | - | 0 | 0
3SU1001-1HB20-0AA0 |  | 3SU1001-1HB20-0AA0 | 1 | UN | 1 | 1 | A | D | N | N | 85389099 | 1 | 4011209964198 | 0.052 | KG | 27.46 | 27.46 | CP20 | CP20 | EMERGENCY STOP mushroom pushbutton, illuminable, 22 mm, round, plastic, red, 40 mm, positive latching, acc. to EN ISO 13850, rotate-to-unlatch | - | 0 | 0
3SU1001-1HB20-0AA0-Z | X90 | 3SU1001-1HB20-0AA0-ZX90 | 1 | UN | 1 | 5 | B | D | N | N | 85389099 | 50 | 4047621021843 | 0.054 | KG | 27.46 | 27.46 | CP20 | CP20 | EMERGENCY STOP mushroom pushbutton, illuminable, 22 mm, round, plastic, red, 40 mm, positive latching, acc. to EN ISO 13850, rotate-to-unlatch, Z=50-unit packaging | - | 0 | 0
3SU1001-1HB20-0AA0-Z | Y10 | 3SU1001-1HB20-0AA0-ZY10 | 1 | UN | 1 | 10 | C | D | N | N | 85389099 | 1 |  | 0.045 | KG | 32.21 | 32.21 | CP20 | CP20 | Illum. emergency stop mushroom pushbutton, 22 mm, round, plastic, red, 40mm, positive latching, rotate-to-unlatch, with laser labeling, upper case and lower case, always upper case at beginning of line | - | 0 | 0
3SU1001-1HB20-0AA0-Z | Y11 | 3SU1001-1HB20-0AA0-ZY11 | 1 | UN | 1 | 10 | C | D | N | N | 85389099 | 1 |  | 0.045 | KG | 32.21 | 32.21 | CP20 | CP20 | EMERGENCY STOP mushroom pushbutton, illuminable, 22 mm, round, plastic, red, 40 mm, positive latching, acc. to EN ISO 13850, rotate-to-unlatch, with laser labeling, upper case | - | 0 | 0
3SU1001-1HB20-0AA0-Z | Y12 | 3SU1001-1HB20-0AA0-ZY12 | 1 | UN | 1 | 10 | C | D | N | N | 85389099 | 1 |  | 0.045 | KG | 32.21 | 32.21 | CP20 | CP20 | EMERGENCY STOP mushroom pushbutton, illuminable, 22 mm, round, plastic, red, 40 mm, positive latching, acc. to EN ISO 13850, rotate-to-unlatch, with laser labeling, lower case | - | 0 | 0
3SU1001-1HB20-0AA0-Z | Y13 | 3SU1001-1HB20-0AA0-ZY13 | 1 | UN | 1 | 10 | C | D | N | N | 85389099 | 1 |  | 0.045 | KG | 32.21 | 32.21 | CP20 | CP20 | EMERGENCY STOP mushroom pushbutton, illuminable, 22 mm, round, plastic, red, 40 mm, positive latching, acc. to EN ISO 13850, rotate-to-unlatch, with laser labeling, symbol number according to ISO 7000 or IEC 60417 | - | 0 | 0
3SU1001-1HB20-0AA0-Z | Y15 | 3SU1001-1HB20-0AA0-ZY15 | 1 | UN | 1 | 10 | C | D | N | N | 85389099 | 1 |  | 0.045 | KG | 32.21 | 32.21 | CP20 | CP20 | EMERGENCY STOP mushroom pushbutton, illuminable, 22 mm, round, plastic, red, 40 mm, positive latching, acc. to EN ISO 13850, rotate-to-unlatch, with laser labeling, upper case and lower case, always upper case at the beginning of the word | - | 0 | 0
3SU1001-1HB20-0AA0-Z | Y19 | 3SU1001-1HB20-0AA0-ZY19 | 1 | UN | 1 | 10 | C | D | N | N | 85389099 | 1 |  | 0.045 | KG | 28.41 | 28.41 | CP20 | CP20 | EMERGENCY STOP mushroom pushbutton, illuminable, 22 mm, round, plastic, red, 40 mm, positive latching, acc. to EN ISO 13850, rotate-to-unlatch, with laser labeling, inscription or symbol Customer-specific selection with SIRIUS ACT configurator (CIN) | - | 0 | 0
3SU1001-1JB20-0AA0 |  | 3SU1001-1JB20-0AA0 | 1 | UN | 1 | 1 | A | D | N | N | 85389099 | 1 | 4011209964723 | 0.06 | KG | 29.07 | 29.07 | CP20 | CP20 | EMERGENCY STOP mushroom pushbutton, illuminable, 22 mm, round, plastic, red, 60 mm, positive latching, acc. to EN ISO 13850, rotate-to-unlatch | - | 0 | 0
3SU1001-1JB20-0AA0-Z | X90 | 3SU1001-1JB20-0AA0-ZX90 | 1 | UN | 1 | 5 | B | D | EAR99 | N | 85389099 | 40 |  | 0.054 | KG | 29.07 | 29.07 | CP20 | CP20 | EMERGENCY STOP mushroom pushbutton, illuminable, 22 mm, round, plastic, red, 60 mm, positive latching, acc. to EN ISO 13850, rotate-to-unlatch, Z=40-unit packaging | - | 0 | 0
3SU1001-1JB20-0AA0-Z | Y10 | 3SU1001-1JB20-0AA0-ZY10 | 1 | UN | 1 | 10 | C | D | EAR99 | N | 85389099 | 1 |  | 0.054 | KG | 33.82 | 33.82 | CP20 | CP20 | EMERGENCY STOP mushroom pushbutton, illuminable, 22 mm, round, plastic, red, 60 mm, positive latching, acc. to EN ISO 13850, rotate-to-unlatch, with laser labeling, upper case and lower case, always upper case at beginning of line | - | 0 | 0
3SU1001-1JB20-0AA0-Z | Y11 | 3SU1001-1JB20-0AA0-ZY11 | 1 | UN | 1 | 10 | C | D | EAR99 | N | 85389099 | 1 |  | 0.054 | KG | 33.82 | 33.82 | CP20 | CP20 | EMERGENCY STOP mushroom pushbutton, illuminable, 22 mm, round, plastic, red, 60 mm, positive latching, acc. to EN ISO 13850, rotate-to-unlatch, with laser labeling, upper case | - | 0 | 0
3SU1001-1JB20-0AA0-Z | Y12 | 3SU1001-1JB20-0AA0-ZY12 | 1 | UN | 1 | 10 | C | D | EAR99 | N | 85389099 | 1 |  | 0.054 | KG | 33.82 | 33.82 | CP20 | CP20 | EMERGENCY STOP mushroom pushbutton, illuminable, 22 mm, round, plastic, red, 60 mm, positive latching, acc. to EN ISO 13850, rotate-to-unlatch, with laser labeling, lower case | - | 0 | 0
3SU1001-1JB20-0AA0-Z | Y13 | 3SU1001-1JB20-0AA0-ZY13 | 1 | UN | 1 | 10 | C | D | EAR99 | N | 85389099 | 1 |  | 0.054 | KG | 33.82 | 33.82 | CP20 | CP20 | EMERGENCY STOP mushroom pushbutton, illuminable, 22 mm, round, plastic, red, 60 mm, positive latching, acc. to EN ISO 13850, rotate-to-unlatch, with laser labeling, symbol number according to ISO 7000 or IEC 60417 | - | 0 | 0
3SU1001-1JB20-0AA0-Z | Y15 | 3SU1001-1JB20-0AA0-ZY15 | 1 | UN | 1 | 10 | C | D | EAR99 | N | 85389099 | 1 |  | 0.054 | KG | 33.82 | 33.82 | CP20 | CP20 | EMERGENCY STOP mushroom pushbutton, illuminable, 22 mm, round, plastic, red, 60 mm, positive latching, acc. to EN ISO 13850, rotate-to-unlatch, with laser labeling, upper case and lower case, always upper case at the beginning of the word | - | 0 | 0
3SU1001-1JB20-0AA0-Z | Y19 | 3SU1001-1JB20-0AA0-ZY19 | 1 | UN | 1 | 10 | C | D | EAR99 | N | 85389099 | 1 |  | 0.054 | KG | 30.02 | 30.02 | CP20 | CP20 | EMERGENCY STOP mushroom pushbutton, illuminable, 22 mm, round, plastic, red, 60 mm, positive latching, acc. to EN ISO 13850, rotate-to-unlatch, with laser labeling, inscription or symbol Customer-specific selection with SIRIUS ACT configurator (CIN) | - | 0 | 0
3SU1001-3AB42-0AA0 |  | 3SU1001-3AB42-0AA0 | 1 | UN | 1 | 1 | A | D | N | N | 85389099 | 1 | 4011209962767 | 0.027 | KG | 11.02 | 11.02 | CP20 | CP20 | Illuminated twin pushbutton, 22 mm, round, plastic, green, red, pushbuttons, flat | - | 0 | 0
3SU1001-3AB42-0AA0-Z | X90 | 3SU1001-3AB42-0AA0-ZX90 | 1 | UN | 1 | 5 | B | D | EAR99 | N | 85389099 | 50 |  | 0.02 | KG | 11.02 | 11.02 | CP20 | CP20 | Illuminated twin pushbutton, 22 mm, round, plastic, green, red, pushbuttons, flat, Z=50-unit packaging | - | 0 | 0
3SU1001-3AB42-0AA0-Z | Y10 | 3SU1001-3AB42-0AA0-ZY10 | 1 | UN | 1 | 10 | C | D | N | N | 85389099 | 1 |  | 0.025 | KG | 15.77 | 15.77 | CP20 | CP20 | Illuminated twin pushbutton, 22 mm, round, plastic, green, red, pushbuttons, flat, with laser labeling, upper case and lower case, always upper case at beginning of line | - | 0 | 0
3SU1001-3AB42-0AA0-Z | Y11 | 3SU1001-3AB42-0AA0-ZY11 | 1 | UN | 1 | 10 | C | D | N | N | 85389099 | 1 |  | 0.025 | KG | 15.77 | 15.77 | CP20 | CP20 | Illuminated twin pushbutton, 22 mm, round, plastic, green, red, pushbuttons, flat, with laser labeling, upper case upper case | - | 0 | 0
3SU1001-3AB42-0AA0-Z | Y12 | 3SU1001-3AB42-0AA0-ZY12 | 1 | UN | 1 | 10 | C | D | N | N | 85389099 | 1 |  | 0.025 | KG | 15.77 | 15.77 | CP20 | CP20 | Illuminated twin pushbutton, 22 mm, round, plastic, green, red, pushbuttons, flat, with laser labeling, lower case | - | 0 | 0
3SU1001-3AB42-0AA0-Z | Y13 | 3SU1001-3AB42-0AA0-ZY13 | 1 | UN | 1 | 10 | C | D | N | N | 85389099 | 1 |  | 0.025 | KG | 15.77 | 15.77 | CP20 | CP20 | Illuminated twin pushbutton, 22 mm, round, plastic, green, red, pushbuttons, flat, with laser labeling, symbol number according to, ISO 7000 or IEC 60417 | - | 0 | 0
3SU1001-3AB42-0AA0-Z | Y15 | 3SU1001-3AB42-0AA0-ZY15 | 1 | UN | 1 | 10 | C | D | N | N | 85389099 | 1 |  | 0.025 | KG | 15.77 | 15.77 | CP20 | CP20 | Illuminated twin pushbutton, 22 mm, round, plastic, green, red, pushbuttons, flat, with laser labeling, upper case and lower case, always upper case at the beginning of the word | - | 0 | 0
3SU1001-3AB42-0AA0-Z | Y19 | 3SU1001-3AB42-0AA0-ZY19 | 1 | UN | 1 | 10 | C | D | N | N | 85389099 | 1 |  | 0.027 | KG | 11.97 | 11.97 | CP20 | CP20 | Illuminated twin pushbutton, 22 mm, round, plastic, green, red, pushbuttons, flat, with laser labeling, inscription or symbol Customer-specific selection with SIRIUS ACT configurator (CIN) | - | 0 | 0
3SU1001-3AB42-0AK0 |  | 3SU1001-3AB42-0AK0 | 1 | UN | 1 | 1 | A | D | N | N | 85389099 | 1 | 4011209964099 | 0.026 | KG | 12.07 | 12.07 | CP20 | CP20 | Illuminated twin pushbutton, 22 mm, round, plastic, green: I, red: O, pushbuttons, flat | - | 0 | 0
3SU1001-3AB42-0AK0-Z | X90 | 3SU1001-3AB42-0AK0-ZX90 | 1 | UN | 1 | 5 | B | D | N | N | 85389099 | 50 | 4047621062020 | 0.026 | KG | 12.07 | 12.07 | CP20 | CP20 | Illuminated twin pushbutton, 22 mm, round, plastic, green: I, red: O, pushbuttons, flat, Z=50-unit packaging | - | 0 | 0
3SU1001-3AB42-0AK0-Z | Y19 | 3SU1001-3AB42-0AK0-ZY19 | 1 | UN | 1 | 10 | C | D | N | N | 85389099 | 1 |  | 0.026 | KG | 13.02 | 13.02 | CP20 | CP20 | Illuminated twin pushbutton, 22 mm, round, plastic, green: I, red: O, buttons, flat, customer-specific selection with SIRIUS ACT configurator (CIN) | - | 0 | 0
3SU1001-3AB42-0AN0 |  | 3SU1001-3AB42-0AN0 | 1 | UN | 1 | 3 | B | D | N | N | 85389099 | 1 | 4011209964136 | 0.026 | KG | 12.07 | 12.07 | CP20 | CP20 | Illuminated twin pushbutton, 22 mm, round, plastic, green: arrow pointing up, red: arrow pointing down, pushbuttons, flat | - | 0 | 0
3SU1001-3AB42-0AN0-Z | X90 | 3SU1001-3AB42-0AN0-ZX90 | 1 | UN | 1 | 5 | B | D | EAR99 | N | 85389099 | 50 |  | 0.02 | KG | 12.07 | 12.07 | CP20 | CP20 | Illuminated twin pushbutton, 22 mm, round, plastic, green: arrow pointing up, red: arrow pointing down, pushbuttons, flat, Z=50-unit packaging | - | 0 | 0
3SU1001-3AB42-0AN0-Z | Y19 | 3SU1001-3AB42-0AN0-ZY19 | 1 | UN | 1 | 10 | C | D | N | N | 85389099 | 1 |  | 0.027 | KG | 13.02 | 13.02 | CP20 | CP20 | Illuminated twin pushbutton, 22 mm, round, plastic, green: arrow pointing up, red: arrow pointing down, buttons, flat, customer-specific selection with SIRIUS ACT configurator (CIN) | - | 0 | 0
3SU1001-3AB61-0AA0 |  | 3SU1001-3AB61-0AA0 | 1 | UN | 1 | 1 | A | D | N | N | 85389099 | 1 | 4011209962774 | 0.025 | KG | 11.02 | 11.02 | CP20 | CP20 | Illuminated twin pushbutton, 22 mm, round, plastic, white, black, pushbuttons, flat | - | 0 | 0
3SU1001-3AB61-0AA0-Z | X90 | 3SU1001-3AB61-0AA0-ZX90 | 1 | UN | 1 | 5 | B | D | EAR99 | N | 85389099 | 50 |  | 0.02 | KG | 11.02 | 11.02 | CP20 | CP20 | Illuminated twin pushbutton, 22 mm, round, plastic, white, black, pushbuttons, flat, Z=50-unit packaging | - | 0 | 0
3SU1001-3AB61-0AA0-Z | Y10 | 3SU1001-3AB61-0AA0-ZY10 | 1 | UN | 1 | 10 | C | D | N | N | 85389099 | 1 |  | 0.025 | KG | 15.77 | 15.77 | CP20 | CP20 | Illuminated twin pushbutton, 22 mm, round, plastic, white, black, pushbuttons, flat pushbuttons, flat, with laser labeling, upper case and lower case, always upper case at beginning of line | - | 0 | 0
3SU1001-3AB61-0AA0-Z | Y11 | 3SU1001-3AB61-0AA0-ZY11 | 1 | UN | 1 | 10 | C | D | N | N | 85389099 | 1 |  | 0.02 | KG | 15.77 | 15.77 | CP20 | CP20 | Illuminated twin pushbutton, 22 mm, round, plastic, white, black, pushbuttons, flat pushbuttons, flat, with laser labeling, upper case | - | 0 | 0
3SU1001-3AB61-0AA0-Z | Y12 | 3SU1001-3AB61-0AA0-ZY12 | 1 | UN | 1 | 10 | C | D | N | N | 85389099 | 1 |  | 0.02 | KG | 15.77 | 15.77 | CP20 | CP20 | Illuminated twin pushbutton, 22 mm, round, plastic, white, black, pushbuttons, flat pushbuttons, flat, with laser labeling, lower case | - | 0 | 0
3SU1001-3AB61-0AA0-Z | Y13 | 3SU1001-3AB61-0AA0-ZY13 | 1 | UN | 1 | 10 | C | D | N | N | 85389099 | 1 |  | 0.025 | KG | 15.77 | 15.77 | CP20 | CP20 | Illuminated twin pushbutton, 22 mm, round, plastic, white, black, pushbuttons, flat pushbuttons, flat, with laser labeling, symbol number according to, ISO 7000 or IEC 60417 | - | 0 | 0
3SU1001-3AB61-0AA0-Z | Y15 | 3SU1001-3AB61-0AA0-ZY15 | 1 | UN | 1 | 10 | C | D | N | N | 85389099 | 1 |  | 0.02 | KG | 15.77 | 15.77 | CP20 | CP20 | Illuminated twin pushbutton, 22 mm, round, plastic, white, black, pushbuttons, flat pushbuttons, flat, with laser labeling, upper case and lower case, always upper case at the beginning of the word | - | 0 | 0
3SU1001-3AB61-0AA0-Z | Y19 | 3SU1001-3AB61-0AA0-ZY19 | 1 | UN | 1 | 10 | C | D | N | N | 85389099 | 1 |  | 0.04 | KG | 11.97 | 11.97 | CP20 | CP20 | Illuminated twin pushbutton, 22 mm, round, plastic, white, black, pushbuttons, flat pushbuttons, flat, with laser labeling, inscription or symbol Customer-specific selection with SIRIUS ACT configurator (CIN) | - | 0 | 0
3SU1001-3AB61-0AK0 |  | 3SU1001-3AB61-0AK0 | 1 | UN | 1 | 1 | A | D | N | N | 85389099 | 1 | 4011209964105 | 0.025 | KG | 12.07 | 12.07 | CP20 | CP20 | Illuminated twin pushbutton, 22 mm, round, plastic, white: I, Black: O, pushbuttons, flat | - | 0 | 0
3SU1001-3AB61-0AK0-Z | X90 | 3SU1001-3AB61-0AK0-ZX90 | 1 | UN | 1 | 5 | B | D | N | N | 85389099 | 50 | 4047621064963 | 0.026 | KG | 12.07 | 12.07 | CP20 | CP20 | Illuminated twin pushbutton, 22 mm, round, plastic, white: I, Black: O, pushbuttons, flat, Z=50-unit packaging | - | 0 | 0
3SU1001-3AB61-0AK0-Z | Y19 | 3SU1001-3AB61-0AK0-ZY19 | 1 | UN | 1 | 10 | C | D | N | N | 85389099 | 1 |  | 0.025 | KG | 13.02 | 13.02 | CP20 | CP20 | Illuminated twin pushbutton, 22 mm, round, plastic, white: I, black: O, buttons, flat, customer-specific selection with SIRIUS ACT configurator (CIN) | - | 0 | 0
3SU1001-3AB66-0AA0 |  | 3SU1001-3AB66-0AA0 | 1 | UN | 1 | 1 | A | D | N | N | 85389099 | 1 | 4011209962781 | 0.026 | KG | 11.02 | 11.02 | CP20 | CP20 | Illuminated twin pushbutton, 22 mm, round, plastic, white, white, pushbuttons, flat | - | 0 | 0
3SU1001-3AB66-0AA0-Z | X90 | 3SU1001-3AB66-0AA0-ZX90 | 1 | UN | 1 | 5 | B | D | EAR99 | N | 85389099 | 50 |  | 0.02 | KG | 11.02 | 11.02 | CP20 | CP20 | Illuminated twin pushbutton, 22 mm, round, plastic, white, white, Pushbuttons, flat, Z=50-unit packaging | - | 0 | 0
3SU1001-3AB66-0AA0-Z | Y10 | 3SU1001-3AB66-0AA0-ZY10 | 1 | UN | 1 | 10 | C | D | N | N | 85389099 | 1 |  | 0.02 | KG | 15.77 | 15.77 | CP20 | CP20 | Illuminated twin pushbutton, 22 mm, round, plastic, white, white, Pushbuttons, flat, with laser labeling, upper case and lower case, always upper case at beginning of line | - | 0 | 0
3SU1001-3AB66-0AA0-Z | Y11 | 3SU1001-3AB66-0AA0-ZY11 | 1 | UN | 1 | 10 | C | D | N | N | 85389099 | 1 |  | 0.02 | KG | 15.77 | 15.77 | CP20 | CP20 | Illuminated twin pushbutton, 22 mm, round, plastic, white, white, Pushbuttons, flat, with laser labeling, upper case | - | 0 | 0
3SU1001-3AB66-0AA0-Z | Y12 | 3SU1001-3AB66-0AA0-ZY12 | 1 | UN | 1 | 10 | C | D | N | N | 85389099 | 1 |  | 0.02 | KG | 15.77 | 15.77 | CP20 | CP20 | Illuminated twin pushbutton, 22 mm, round, plastic, white, white, Pushbuttons, flat, with laser labeling, lower case | - | 0 | 0
3SU1001-3AB66-0AA0-Z | Y13 | 3SU1001-3AB66-0AA0-ZY13 | 1 | UN | 1 | 10 | C | D | N | N | 85389099 | 1 |  | 0.02 | KG | 15.77 | 15.77 | CP20 | CP20 | Illuminated twin pushbutton, 22 mm, round, plastic, white, white, Pushbuttons, flat, with laser labeling, symbol number according to, ISO 7000 or IEC 60417 | - | 0 | 0
3SU1001-3AB66-0AA0-Z | Y15 | 3SU1001-3AB66-0AA0-ZY15 | 1 | UN | 1 | 10 | C | D | N | N | 85389099 | 1 |  | 0.02 | KG | 15.77 | 15.77 | CP20 | CP20 | Illuminated twin pushbutton, 22 mm, round, plastic, white, white, Pushbuttons, flat, with laser labeling, upper case and lower case, always upper case at the beginning of the word | - | 0 | 0
3SU1001-3AB66-0AA0-Z | Y19 | 3SU1001-3AB66-0AA0-ZY19 | 1 | UN | 1 | 10 | C | D | N | N | 85389099 | 1 |  | 0.026 | KG | 11.97 | 11.97 | CP20 | CP20 | Illuminated twin pushbutton, 22 mm, round, plastic, white, white, Pushbuttons, flat, with laser labeling, inscription or symbol Customer-specific selection with SIRIUS ACT configurator (CIN) | - | 0 | 0
3SU1001-3AB66-0AL0 |  | 3SU1001-3AB66-0AL0 | 1 | UN | 1 | 5 | B | D | N | N | 85389099 | 1 | 4011209964129 | 0.025 | KG | 12.07 | 12.07 | CP20 | CP20 | Illuminated twin pushbutton, 22 mm, round, plastic, white: -, white: +, pushbuttons, flat | - | 0 | 0
3SU1001-3AB66-0AL0-Z | X90 | 3SU1001-3AB66-0AL0-ZX90 | 1 | UN | 1 | 5 | B | D | EAR99 | N | 85389099 | 50 |  | 0.02 | KG | 12.07 | 12.07 | CP20 | CP20 | Illuminated twin pushbutton, 22 mm, round, plastic, white: -, white: +, pushbuttons, flat, Z=50-unit packaging | - | 0 | 0
3SU1001-3AB66-0AL0-Z | Y19 | 3SU1001-3AB66-0AL0-ZY19 | 1 | UN | 1 | 10 | C | D | N | N | 85389099 | 1 |  | 0.025 | KG | 13.02 | 13.02 | CP20 | CP20 | Illuminated twin pushbutton, 22 mm, round, plastic, white: -, white: +, buttons, flat, customer-specific selection with SIRIUS ACT configurator (CIN) | - | 0 | 0
3SU1001-3AB66-0AN0 |  | 3SU1001-3AB66-0AN0 | 1 | UN | 1 | 5 | B | D | N | N | 85389099 | 1 | 4011209964112 | 0.025 | KG | 12.07 | 12.07 | CP20 | CP20 | Illuminated twin pushbutton, 22 mm, round, plastic, white: arrow pointing up, white: arrow pointing down, pushbuttons, flat | - | 0 | 0
3SU1001-3AB66-0AN0-Z | X90 | 3SU1001-3AB66-0AN0-ZX90 | 1 | UN | 1 | 5 | B | D | EAR99 | N | 85389099 | 50 |  | 0.02 | KG | 12.07 | 12.07 | CP20 | CP20 | Illuminated twin pushbutton, 22 mm, round, plastic, white: arrow pointing up, white: arrow pointing down, pushbuttons, flat, Z=50-unit packaging | - | 0 | 0
3SU1001-3AB66-0AN0-Z | Y19 | 3SU1001-3AB66-0AN0-ZY19 | 1 | UN | 1 | 10 | C | D | N | N | 85389099 | 1 |  | 0.025 | KG | 13.02 | 13.02 | CP20 | CP20 | Illuminated twin pushbutton, 22 mm, round, plastic, white: arrow pointing up, white: arrow pointing down, buttons, flat, customer-specific selection with SIRIUS ACT configurator (CIN) | - | 0 | 0
3SU1001-3AB66-0AP0 |  | 3SU1001-3AB66-0AP0 | 1 | UN | 1 | 5 | B | D | N | N | 85389099 | 1 | 4011209964143 | 0.021 | KG | 12.07 | 12.07 | CP20 | CP20 | Illuminated twin pushbutton, 22 mm, round, plastic, white: Symbol circular saw blade, white: Symbol dump body tipping, pushbuttons, flat | - | 0 | 0
3SU1001-3AB66-0AP0-Z | X90 | 3SU1001-3AB66-0AP0-ZX90 | 1 | UN | 1 | 5 | B | D | EAR99 | N | 85389099 | 50 |  | 0.02 | KG | 12.07 | 12.07 | CP20 | CP20 | Illuminated twin pushbutton, 22 mm, round, plastic, white: Symbol circular saw blade, white: Symbol dump body tipping, pushbuttons, flat, Z=50-unit packaging | - | 0 | 0
3SU1001-3AB66-0AP0-Z | Y19 | 3SU1001-3AB66-0AP0-ZY19 | 1 | UN | 1 | 10 | C | D | N | N | 85389099 | 1 |  | 0.021 | KG | 13.02 | 13.02 | CP20 | CP20 | Illuminated twin pushbutton, 22 mm, round, plastic, white: symbol circular saw blade, white: symbol dump body tipping, buttons, flat, customer-specific selection with SIRIUS ACT configurator (CIN) | - | 0 | 0
3SU1001-3BB42-0AA0 |  | 3SU1001-3BB42-0AA0 | 1 | UN | 1 | 3 | B | D | N | N | 85389099 | 1 | 4011209962798 | 0.027 | KG | 11.02 | 11.02 | CP20 | CP20 | Illuminated twin pushbutton, 22 mm, round, plastic, green, red, pushbuttons, flat and raised | - | 0 | 0
3SU1001-3BB42-0AA0-Z | X90 | 3SU1001-3BB42-0AA0-ZX90 | 1 | UN | 1 | 5 | B | D | EAR99 | N | 85389099 | 50 |  | 0.02 | KG | 11.02 | 11.02 | CP20 | CP20 | Illuminated twin pushbutton, 22 mm, round, plastic, green, red, pushbuttons, flat and raised, Z=50-unit packaging | - | 0 | 0
3SU1001-3BB42-0AA0-Z | Y10 | 3SU1001-3BB42-0AA0-ZY10 | 1 | UN | 1 | 10 | C | D | EAR99 | N | 85389099 | 1 |  | 0.02 | KG | 15.77 | 15.77 | CP20 | CP20 | Illuminated twin pushbutton, 22 mm, round, plastic, green, red, pushbuttons, flat and raised, with laser labeling, upper case and lower case, always upper case at beginning of line | - | 0 | 0
3SU1001-3BB42-0AA0-Z | Y11 | 3SU1001-3BB42-0AA0-ZY11 | 1 | UN | 1 | 10 | C | D | EAR99 | N | 85389099 | 1 |  | 0.02 | KG | 15.77 | 15.77 | CP20 | CP20 | Illuminated twin pushbutton, 22 mm, round, plastic, green, red, pushbuttons, flat and raised, with laser labeling, upper case | - | 0 | 0
3SU1001-3BB42-0AA0-Z | Y12 | 3SU1001-3BB42-0AA0-ZY12 | 1 | UN | 1 | 10 | C | D | EAR99 | N | 85389099 | 1 |  | 0.02 | KG | 15.77 | 15.77 | CP20 | CP20 | Illuminated twin pushbutton, 22 mm, round, plastic, green, red, pushbuttons, flat and raised, with laser labeling, lower case | - | 0 | 0
3SU1001-3BB42-0AA0-Z | Y13 | 3SU1001-3BB42-0AA0-ZY13 | 1 | UN | 1 | 10 | C | D | EAR99 | N | 85389099 | 1 |  | 0.02 | KG | 15.77 | 15.77 | CP20 | CP20 | Illuminated twin pushbutton, 22 mm, round, plastic, green, red, pushbuttons, flat and raised, with laser labeling, symbol number according to, ISO 7000 or IEC 60417 | - | 0 | 0
3SU1001-3BB42-0AA0-Z | Y15 | 3SU1001-3BB42-0AA0-ZY15 | 1 | UN | 1 | 10 | C | D | EAR99 | N | 85389099 | 1 |  | 0.02 | KG | 15.77 | 15.77 | CP20 | CP20 | Illuminated twin pushbutton, 22 mm, round, plastic, green, red, pushbuttons, flat and raised, with laser labeling, upper case and lower case, always upper case at the beginning of the word | - | 0 | 0
3SU1001-3BB42-0AA0-Z | Y19 | 3SU1001-3BB42-0AA0-ZY19 | 1 | UN | 1 | 10 | C | D | EAR99 | N | 85389099 | 1 |  | 0.02 | KG | 11.97 | 11.97 | CP20 | CP20 | Illuminated twin pushbutton, 22 mm, round, plastic, green, red, pushbuttons, flat and raised, with laser labeling, inscription or symbol Customer-specific selection with SIRIUS ACT configurator (CIN) | - | 0 | 0
3SU1001-3BB42-0AK0 |  | 3SU1001-3BB42-0AK0 | 1 | UN | 1 | 1 | A | D | N | N | 85389099 | 1 | 4011209964150 | 0.027 | KG | 12.07 | 12.07 | CP20 | CP20 | Illuminated twin pushbutton, 22 mm, round, plastic, green: I, red: O, pushbuttons, flat and raised | - | 0 | 0
3SU1001-3BB42-0AK0-Z | X90 | 3SU1001-3BB42-0AK0-ZX90 | 1 | UN | 1 | 5 | B | D | EAR99 | N | 85389099 | 50 |  | 0.02 | KG | 12.07 | 12.07 | CP20 | CP20 | Illuminated twin pushbutton, 22 mm, round, plastic, green: I, red: O, pushbuttons, flat and raised, Z=50-unit packaging | - | 0 | 0
3SU1001-3BB42-0AK0-Z | Y19 | 3SU1001-3BB42-0AK0-ZY19 | 1 | UN | 1 | 10 | C | D | N | N | 85389099 | 1 |  | 0.027 | KG | 13.02 | 13.02 | CP20 | CP20 | Illuminated twin pushbutton, 22 mm, round, plastic, green: I, red: O, buttons, flat and raised, customer-specific selection with SIRIUS ACT configurator (CIN) | - | 0 | 0
3SU1001-3BB61-0AA0 |  | 3SU1001-3BB61-0AA0 | 1 | UN | 1 | 1 | A | D | N | N | 85389099 | 1 | 4011209962804 | 0.027 | KG | 11.02 | 11.02 | CP20 | CP20 | Illuminated twin pushbutton, 22 mm, round, plastic, white, black, pushbuttons, flat and raised | - | 0 | 0
3SU1001-3BB61-0AA0-Z | X90 | 3SU1001-3BB61-0AA0-ZX90 | 1 | UN | 1 | 5 | B | D | EAR99 | N | 85389099 | 50 |  | 0.02 | KG | 11.02 | 11.02 | CP20 | CP20 | Illuminated twin pushbutton, 22 mm, round, plastic, white, black, pushbuttons, flat and raised, Z=50-unit packaging | - | 0 | 0
3SU1001-3BB61-0AA0-Z | Y10 | 3SU1001-3BB61-0AA0-ZY10 | 1 | UN | 1 | 10 | C | D | EAR99 | N | 85389099 | 1 |  | 0.02 | KG | 15.77 | 15.77 | CP20 | CP20 | Illuminated twin pushbutton, 22 mm, round, plastic, white, black, pushbuttons, flat and raised, with laser labeling, upper case and lower case, always upper case at beginning of line | - | 0 | 0
3SU1001-3BB61-0AA0-Z | Y11 | 3SU1001-3BB61-0AA0-ZY11 | 1 | UN | 1 | 10 | C | D | EAR99 | N | 85389099 | 1 |  | 0.02 | KG | 15.77 | 15.77 | CP20 | CP20 | Illuminated twin pushbutton, 22 mm, round, plastic, white, black, pushbuttons, flat and raised, with laser labeling, upper case | - | 0 | 0
3SU1001-3BB61-0AA0-Z | Y12 | 3SU1001-3BB61-0AA0-ZY12 | 1 | UN | 1 | 10 | C | D | EAR99 | N | 85389099 | 1 |  | 0.02 | KG | 15.77 | 15.77 | CP20 | CP20 | Illuminated twin pushbutton, 22 mm, round, plastic, white, black, pushbuttons, flat and raised, with laser labeling, lower case | - | 0 | 0
3SU1001-3BB61-0AA0-Z | Y13 | 3SU1001-3BB61-0AA0-ZY13 | 1 | UN | 1 | 10 | C | D | EAR99 | N | 85389099 | 1 |  | 0.02 | KG | 15.77 | 15.77 | CP20 | CP20 | Illuminated twin pushbutton, 22 mm, round, plastic, white, black, pushbuttons, flat and raised, with laser labeling, symbol number according to, ISO 7000 or IEC 60417 | - | 0 | 0
3SU1001-3BB61-0AA0-Z | Y15 | 3SU1001-3BB61-0AA0-ZY15 | 1 | UN | 1 | 10 | C | D | EAR99 | N | 85389099 | 1 |  | 0.02 | KG | 15.77 | 15.77 | CP20 | CP20 | Illuminated twin pushbutton, 22 mm, round, plastic, white, black, pushbuttons, flat and raised, with laser labeling, upper case and lower case, always upper case at the beginning of the word | - | 0 | 0
3SU1001-3BB61-0AA0-Z | Y19 | 3SU1001-3BB61-0AA0-ZY19 | 1 | UN | 1 | 10 | C | D | EAR99 | N | 85389099 | 1 |  | 0.02 | KG | 11.97 | 11.97 | CP20 | CP20 | Illuminated twin pushbutton, 22 mm, round, plastic, white, black, pushbuttons, flat and raised, with laser labeling, inscription or symbol Customer-specific selection with SIRIUS ACT configurator (CIN) | - | 0 | 0
3SU1001-3BB61-0AK0 |  | 3SU1001-3BB61-0AK0 | 1 | UN | 1 | 3 | B | D | N | N | 85389099 | 1 | 4011209964167 | 0.028 | KG | 12.07 | 12.07 | CP20 | CP20 | Illuminated twin pushbutton, 22 mm, round, plastic, white: I, Black: O, pushbuttons, flat and raised | - | 0 | 0
3SU1001-3BB61-0AK0-Z | X90 | 3SU1001-3BB61-0AK0-ZX90 | 1 | UN | 1 | 5 | B | D | EAR99 | N | 85389099 | 50 |  | 0.02 | KG | 12.07 | 12.07 | CP20 | CP20 | Illuminated twin pushbutton, 22 mm, round, plastic, white: I, Black: O, pushbuttons, flat and raised, Z=50-unit packaging | - | 0 | 0
3SU1001-3BB61-0AK0-Z | Y19 | 3SU1001-3BB61-0AK0-ZY19 | 1 | UN | 1 | 10 | C | D | N | N | 85389099 | 1 |  | 0.027 | KG | 13.02 | 13.02 | CP20 | CP20 | Illuminated twin pushbutton, 22 mm, round, plastic, white: I, black: O, buttons, flat and raised, customer-specific selection with SIRIUS ACT configurator (CIN) | - | 0 | 0
3SU1001-6AA00-0AA0 |  | 3SU1001-6AA00-0AA0 | 1 | UN | 1 | 3 | B | D | N | N | 85389099 | 1 | 4011209946354 | 0.011 | KG | 4.08 | 4.08 | CP20 | CP20 | Indicator lights, 22 mm, round, plastic, amber, lens, smooth | - | 0 | 0
3SU1001-6AA00-0AA0-Z | X90 | 3SU1001-6AA00-0AA0-ZX90 | 1 | UN | 1 | 5 | B | D | N | N | 85389099 | 100 | 4047621029962 | 0.011 | KG | 4.08 | 4.08 | CP20 | CP20 | Indicator lights, 22 mm, round, plastic, amber, lens, smooth, Z=100-unit packaging | - | 0 | 0
3SU1001-6AA00-0AA0-Z | Y10 | 3SU1001-6AA00-0AA0-ZY10 | 1 | UN | 1 | 10 | C | D | N | N | 85389099 | 1 |  | 0.008 | KG | 8.83 | 8.83 | CP20 | CP20 | Indicator light, 22 mm, round, plastic, amber, lens, smooth, with laser labeling, upper case and lower case, always upper case at beginning of line | - | 0 | 0
3SU1001-6AA00-0AA0-Z | Y11 | 3SU1001-6AA00-0AA0-ZY11 | 1 | UN | 1 | 10 | C | D | N | N | 85389099 | 1 |  | 0.008 | KG | 8.83 | 8.83 | CP20 | CP20 | Indicator light, 22 mm, round, plastic, amber, lens, smooth, with laser labeling, upper case | - | 0 | 0
3SU1001-6AA00-0AA0-Z | Y12 | 3SU1001-6AA00-0AA0-ZY12 | 1 | UN | 1 | 10 | C | D | N | N | 85389099 | 1 |  | 0.008 | KG | 8.83 | 8.83 | CP20 | CP20 | Indicator light, 22 mm, round, plastic, amber, lens, smooth, with laser labeling, lower case | - | 0 | 0
3SU1001-6AA00-0AA0-Z | Y13 | 3SU1001-6AA00-0AA0-ZY13 | 1 | UN | 1 | 10 | C | D | N | N | 85389099 | 1 |  | 0.008 | KG | 8.83 | 8.83 | CP20 | CP20 | Indicator light, 22 mm, round, plastic, amber, lens, smooth, with laser labeling, symbol number according to, ISO 7000 or IEC 60417 | - | 0 | 0
3SU1001-6AA00-0AA0-Z | Y15 | 3SU1001-6AA00-0AA0-ZY15 | 1 | UN | 1 | 10 | C | D | N | N | 85389099 | 1 |  | 0.008 | KG | 8.83 | 8.83 | CP20 | CP20 | Indicator light, 22 mm, round, plastic, amber, lens, smooth, with laser labeling, upper case and lower case, always upper case at the beginning of the word | - | 0 | 0
3SU1001-6AA00-0AA0-Z | Y19 | 3SU1001-6AA00-0AA0-ZY19 | 1 | UN | 1 | 10 | C | D | N | N | 85389099 | 1 |  | 0.011 | KG | 5.03 | 5.03 | CP20 | CP20 | Indicator light, 22 mm, round, plastic, amber, lens, smooth, with laser labeling, inscription or symbol Customer-specific selection with SIRIUS ACT configurator (CIN) | - | 0 | 0
3SU1001-6AA20-0AA0 |  | 3SU1001-6AA20-0AA0 | 1 | UN | 1 | 1 | A | D | N | N | 85389099 | 1 | 4011209946361 | 0.012 | KG | 4.08 | 3.96 | CP20 | CP20 | Indicator lights, 22 mm, round, plastic, red, lens, smooth | Lista Papel 2020 SI | 0 | 0
3SU1001-6AA20-0AA0-Z | X90 | 3SU1001-6AA20-0AA0-ZX90 | 1 | UN | 1 | 5 | B | D | N | N | 85389099 | 100 | 4047621029931 | 0.012 | KG | 4.08 | 4.08 | CP20 | CP20 | Indicator lights, 22 mm, round, plastic, red, lens, smooth, Z=100-unit packaging | - | 0 | 0
3SU1001-6AA20-0AA0-Z | Y10 | 3SU1001-6AA20-0AA0-ZY10 | 1 | UN | 1 | 10 | C | D | N | N | 85389099 | 1 |  | 0.008 | KG | 8.83 | 8.83 | CP20 | CP20 | Indicator light, 22 mm, round, plastic, red, lens, smooth, with laser labeling, upper case and lower case, always upper case at beginning of line | - | 0 | 0
3SU1001-6AA20-0AA0-Z | Y11 | 3SU1001-6AA20-0AA0-ZY11 | 1 | UN | 1 | 10 | C | D | N | N | 85389099 | 1 |  | 0.016 | KG | 8.83 | 8.83 | CP20 | CP20 | Indicator light, 22 mm, round, plastic, red, lens, smooth, with laser labeling, upper case | - | 0 | 0
3SU1001-6AA20-0AA0-Z | Y12 | 3SU1001-6AA20-0AA0-ZY12 | 1 | UN | 1 | 10 | C | D | N | N | 85389099 | 1 |  | 0.008 | KG | 8.83 | 8.83 | CP20 | CP20 | Indicator light, 22 mm, round, plastic, red, lens, smooth, with laser labeling, lower case | - | 0 | 0
3SU1001-6AA20-0AA0-Z | Y13 | 3SU1001-6AA20-0AA0-ZY13 | 1 | UN | 1 | 10 | C | D | N | N | 85389099 | 1 |  | 0.008 | KG | 8.83 | 8.83 | CP20 | CP20 | Indicator light, 22 mm, round, plastic, red, lens, smooth, with laser labeling, symbol number according to, ISO 7000 or IEC 60417 | - | 0 | 0
3SU1001-6AA20-0AA0-Z | Y15 | 3SU1001-6AA20-0AA0-ZY15 | 1 | UN | 1 | 10 | C | D | N | N | 85389099 | 1 |  | 0.008 | KG | 8.83 | 8.83 | CP20 | CP20 | Indicator light, 22 mm, round, plastic, red, lens, smooth, with laser labeling, upper case and lower case, always upper case at the beginning of the word | - | 0 | 0
3SU1001-6AA20-0AA0-Z | Y19 | 3SU1001-6AA20-0AA0-ZY19 | 1 | UN | 1 | 10 | C | D | N | N | 85389099 | 1 |  | 0.012 | KG | 5.03 | 5.03 | CP20 | CP20 | Indicator light, 22 mm, round, plastic, red, lens, smooth, with laser labeling, inscription or symbol Customer-specific selection with SIRIUS ACT configurator (CIN) | - | 0 | 0
3SU1001-6AA30-0AA0 |  | 3SU1001-6AA30-0AA0 | 1 | UN | 1 | 1 | A | D | N | N | 85389099 | 1 | 4011209946279 | 0.011 | KG | 4.08 | 3.96 | CP20 | CP20 | Indicator lights, 22 mm, round, plastic, yellow, lens, smooth | Lista Papel 2020 SI | 0 | 0
3SU1001-6AA30-0AA0-Z | X90 | 3SU1001-6AA30-0AA0-ZX90 | 1 | UN | 1 | 5 | B | D | N | N | 85389099 | 100 | 4047621029979 | 0.012 | KG | 4.08 | 4.08 | CP20 | CP20 | Indicator lights, 22 mm, round, plastic, yellow, lens, smooth, Z=100-unit packaging | - | 0 | 0
3SU1001-6AA30-0AA0-Z | Y10 | 3SU1001-6AA30-0AA0-ZY10 | 1 | UN | 1 | 10 | C | D | N | N | 85389099 | 1 |  | 0.008 | KG | 8.83 | 8.83 | CP20 | CP20 | Indicator light, 22 mm, round, plastic, yellow, lens, smooth, with laser labeling, upper case and lower case, always upper case at beginning of line | - | 0 | 0
3SU1001-6AA30-0AA0-Z | Y11 | 3SU1001-6AA30-0AA0-ZY11 | 1 | UN | 1 | 10 | C | D | N | N | 85389099 | 1 |  | 0.01 | KG | 8.83 | 8.83 | CP20 | CP20 | Indicator light, 22 mm, round, plastic, yellow, lens, smooth, with laser labeling, upper case | - | 0 | 0
3SU1001-6AA30-0AA0-Z | Y12 | 3SU1001-6AA30-0AA0-ZY12 | 1 | UN | 1 | 10 | C | D | N | N | 85389099 | 1 |  | 0.008 | KG | 8.83 | 8.83 | CP20 | CP20 | Indicator light, 22 mm, round, plastic, yellow, lens, smooth, with laser labeling, lower case | - | 0 | 0
3SU1001-6AA30-0AA0-Z | Y13 | 3SU1001-6AA30-0AA0-ZY13 | 1 | UN | 1 | 10 | C | D | N | N | 85389099 | 1 |  | 0.01 | KG | 8.83 | 8.83 | CP20 | CP20 | Indicator light, 22 mm, round, plastic, yellow, lens, smooth, with laser labeling, symbol number according to, ISO 7000 or IEC 60417 | - | 0 | 0
3SU1001-6AA30-0AA0-Z | Y15 | 3SU1001-6AA30-0AA0-ZY15 | 1 | UN | 1 | 10 | C | D | N | N | 85389099 | 1 |  | 0.008 | KG | 8.83 | 8.83 | CP20 | CP20 | Indicator light, 22 mm, round, plastic, yellow, lens, smooth, with laser labeling, upper case and lower case, always upper case at the beginning of the word | - | 0 | 0
3SU1001-6AA30-0AA0-Z | Y19 | 3SU1001-6AA30-0AA0-ZY19 | 1 | UN | 1 | 10 | C | D | N | N | 85389099 | 1 |  | 0.012 | KG | 5.03 | 5.03 | CP20 | CP20 | Indicator light, 22 mm, round, plastic, yellow, lens, smooth, with laser labeling, inscription or symbol Customer-specific selection with SIRIUS ACT configurator (CIN) | - | 0 | 0
3SU1001-6AA40-0AA0 |  | 3SU1001-6AA40-0AA0 | 1 | UN | 1 | 1 | A | D | N | N | 85389099 | 1 | 4011209946286 | 0.011 | KG | 4.08 | 3.96 | CP20 | CP20 | Indicator lights, 22 mm, round, plastic, green, lens, smooth | Lista Papel 2020 SI | 0 | 0
3SU1001-6AA40-0AA0-Z | X90 | 3SU1001-6AA40-0AA0-ZX90 | 1 | UN | 1 | 5 | B | D | N | N | 85389099 | 100 | 4047621029924 | 0.011 | KG | 4.08 | 4.08 | CP20 | CP20 | Indicator lights, 22 mm, round, plastic, green, lens, smooth, Z=100-unit packaging | - | 0 | 0
3SU1001-6AA40-0AA0-Z | Y10 | 3SU1001-6AA40-0AA0-ZY10 | 1 | UN | 1 | 10 | C | D | N | N | 85389099 | 1 |  | 0.008 | KG | 8.83 | 8.83 | CP20 | CP20 | Indicator light, 22 mm, round, plastic, green, lens, smooth, with laser labeling, upper case and lower case, always upper case at beginning of line | - | 0 | 0
3SU1001-6AA40-0AA0-Z | Y11 | 3SU1001-6AA40-0AA0-ZY11 | 1 | UN | 1 | 10 | C | D | N | N | 85389099 | 1 |  | 0.008 | KG | 8.83 | 8.83 | CP20 | CP20 | Indicator light, 22 mm, round, plastic, green, lens, smooth, with laser labeling, upper case | - | 0 | 0
3SU1001-6AA40-0AA0-Z | Y12 | 3SU1001-6AA40-0AA0-ZY12 | 1 | UN | 1 | 10 | C | D | N | N | 85389099 | 1 |  | 0.008 | KG | 8.83 | 8.83 | CP20 | CP20 | Indicator light, 22 mm, round, plastic, green, lens, smooth, with laser labeling, lower case | - | 0 | 0
3SU1001-6AA40-0AA0-Z | Y13 | 3SU1001-6AA40-0AA0-ZY13 | 1 | UN | 1 | 10 | C | D | N | N | 85389099 | 1 |  | 0.008 | KG | 8.83 | 8.83 | CP20 | CP20 | Indicator light, 22 mm, round, plastic, green, lens, smooth, with laser labeling, symbol number according to, ISO 7000 or IEC 60417 | - | 0 | 0
3SU1001-6AA40-0AA0-Z | Y15 | 3SU1001-6AA40-0AA0-ZY15 | 1 | UN | 1 | 10 | C | D | N | N | 85389099 | 1 |  | 0.008 | KG | 8.83 | 8.83 | CP20 | CP20 | Indicator light, 22 mm, round, plastic, green, lens, smooth, with laser labeling, upper case and lower case, always upper case at the beginning of the word | - | 0 | 0
3SU1001-6AA40-0AA0-Z | Y19 | 3SU1001-6AA40-0AA0-ZY19 | 1 | UN | 1 | 10 | C | D | N | N | 85389099 | 1 |  | 0.008 | KG | 5.03 | 5.03 | CP20 | CP20 | Indicator light, 22 mm, round, plastic, green, lens, smooth, with laser labeling, inscription or symbol Customer-specific selection with SIRIUS ACT configurator (CIN) | - | 0 | 0
3SU1001-6AA50-0AA0 |  | 3SU1001-6AA50-0AA0 | 1 | UN | 1 | 1 | A | D | N | N | 85389099 | 1 | 4011209946293 | 0.012 | KG | 4.08 | 3.96 | CP20 | CP20 | Indicator lights, 22 mm, round, plastic, blue, lens, smooth | Lista Papel 2020 SI | 0 | 0
3SU1001-6AA50-0AA0-Z | X90 | 3SU1001-6AA50-0AA0-ZX90 | 1 | UN | 1 | 5 | B | D | N | N | 85389099 | 100 | 4047621029986 | 0.012 | KG | 4.08 | 4.08 | CP20 | CP20 | Indicator lights, 22 mm, round, plastic, blue, lens, smooth, Z=100-unit packaging | - | 0 | 0
3SU1001-6AA50-0AA0-Z | Y10 | 3SU1001-6AA50-0AA0-ZY10 | 1 | UN | 1 | 10 | C | D | N | N | 85389099 | 1 |  | 0.008 | KG | 8.83 | 8.83 | CP20 | CP20 | Indicator light, 22 mm, round, plastic, blue, lens, smooth, with laser labeling, upper case and lower case, always upper case at beginning of line | - | 0 | 0
3SU1001-6AA50-0AA0-Z | Y11 | 3SU1001-6AA50-0AA0-ZY11 | 1 | UN | 1 | 10 | C | D | N | N | 85389099 | 1 |  | 0.008 | KG | 8.83 | 8.83 | CP20 | CP20 | Indicator light, 22 mm, round, plastic, blue, lens, smooth, with laser labeling, upper case | - | 0 | 0
3SU1001-6AA50-0AA0-Z | Y12 | 3SU1001-6AA50-0AA0-ZY12 | 1 | UN | 1 | 10 | C | D | N | N | 85389099 | 1 |  | 0.008 | KG | 8.83 | 8.83 | CP20 | CP20 | Indicator light, 22 mm, round, plastic, blue, lens, smooth, with laser labeling, lower case | - | 0 | 0
3SU1001-6AA50-0AA0-Z | Y13 | 3SU1001-6AA50-0AA0-ZY13 | 1 | UN | 1 | 10 | C | D | N | N | 85389099 | 1 |  | 0.008 | KG | 8.83 | 8.83 | CP20 | CP20 | Indicator light, 22 mm, round, plastic, blue, lens, smooth, with laser labeling, symbol number according to, ISO 7000 or IEC 60417 | - | 0 | 0
3SU1001-6AA50-0AA0-Z | Y15 | 3SU1001-6AA50-0AA0-ZY15 | 1 | UN | 1 | 10 | C | D | N | N | 85389099 | 1 |  | 0.008 | KG | 8.83 | 8.83 | CP20 | CP20 | Indicator light, 22 mm, round, plastic, blue, lens, smooth, with laser labeling, upper case and lower case, always upper case at the beginning of the word | - | 0 | 0
3SU1001-6AA50-0AA0-Z | Y19 | 3SU1001-6AA50-0AA0-ZY19 | 1 | UN | 1 | 10 | C | D | N | N | 85389099 | 1 |  | 0.012 | KG | 5.03 | 5.03 | CP20 | CP20 | Indicator light, 22 mm, round, plastic, blue, lens, smooth, with laser labeling, inscription or symbol Customer-specific selection with SIRIUS ACT configurator (CIN) | - | 0 | 0
3SU1001-6AA60-0AA0 |  | 3SU1001-6AA60-0AA0 | 1 | UN | 1 | 1 | A | D | N | N | 85389099 | 1 | 4011209946347 | 0.012 | KG | 4.08 | 3.96 | CP20 | CP20 | Indicator lights, 22 mm, round, plastic, white, lens, smooth | Lista Papel 2020 SI | 0 | 0
3SU1001-6AA60-0AA0-Z | X90 | 3SU1001-6AA60-0AA0-ZX90 | 1 | UN | 1 | 5 | B | D | N | N | 85389099 | 100 | 4047621029993 | 0.012 | KG | 4.08 | 4.08 | CP20 | CP20 | Indicator lights, 22 mm, round, plastic, white, lens, smooth, Z=100-unit packaging | - | 0 | 0
3SU1001-6AA60-0AA0-Z | Y10 | 3SU1001-6AA60-0AA0-ZY10 | 1 | UN | 1 | 10 | C | D | N | N | 85389099 | 1 |  | 0.008 | KG | 8.83 | 8.83 | CP20 | CP20 | Indicator light, 22 mm, round, plastic, white, lens, smooth, with laser labeling, upper case and lower case, always upper case at beginning of line | - | 0 | 0
3SU1001-6AA60-0AA0-Z | Y11 | 3SU1001-6AA60-0AA0-ZY11 | 1 | UN | 1 | 10 | C | D | N | N | 85389099 | 1 |  | 0.012 | KG | 8.83 | 8.83 | CP20 | CP20 | Indicator light, 22 mm, round, plastic, white, lens, smooth, with laser labeling, upper case | - | 0 | 0
3SU1001-6AA60-0AA0-Z | Y12 | 3SU1001-6AA60-0AA0-ZY12 | 1 | UN | 1 | 10 | C | D | N | N | 85389099 | 1 |  | 0.008 | KG | 8.83 | 8.83 | CP20 | CP20 | Indicator light, 22 mm, round, plastic, white, lens, smooth, with laser labeling, lower case | - | 0 | 0
3SU1001-6AA60-0AA0-Z | Y13 | 3SU1001-6AA60-0AA0-ZY13 | 1 | UN | 1 | 10 | C | D | N | N | 85389099 | 1 |  | 0.014 | KG | 8.83 | 8.83 | CP20 | CP20 | Indicator light, 22 mm, round, plastic, white, lens, smooth, with laser labeling, symbol number according to, ISO 7000 or IEC 60417 | - | 0 | 0
3SU1001-6AA60-0AA0-Z | Y15 | 3SU1001-6AA60-0AA0-ZY15 | 1 | UN | 1 | 10 | C | D | N | N | 85389099 | 1 |  | 0.008 | KG | 8.83 | 8.83 | CP20 | CP20 | Indicator light, 22 mm, round, plastic, white, lens, smooth, with laser labeling, upper case and lower case, always upper case at the beginning of the word | - | 0 | 0
3SU1001-6AA60-0AA0-Z | Y19 | 3SU1001-6AA60-0AA0-ZY19 | 1 | UN | 1 | 10 | C | D | N | N | 85389099 | 1 |  | 0.02 | KG | 5.03 | 5.03 | CP20 | CP20 | Indicator light, 22 mm, round, plastic, white, lens, smooth, with laser labeling, inscription or symbol Customer-specific selection with SIRIUS ACT configurator (CIN) | - | 0 | 0
3SU1001-6AA70-0AA0 |  | 3SU1001-6AA70-0AA0 | 1 | UN | 1 | 1 | A | D | N | N | 85389099 | 1 | 4011209946378 | 0.011 | KG | 4.08 | 3.96 | CP20 | CP20 | Indicator lights, 22 mm, round, plastic, clear, lens, smooth | Lista Papel 2020 SI | 0 | 0
3SU1001-6AA70-0AA0-Z | X90 | 3SU1001-6AA70-0AA0-ZX90 | 1 | UN | 1 | 5 | B | D | N | N | 85389099 | 100 | 4047621021522 | 0.011 | KG | 4.08 | 4.08 | CP20 | CP20 | Indicator lights, 22 mm, round, plastic, clear, lens, smooth, Z=100-unit packaging | - | 0 | 0
3SU1001-6AA70-0AA0-Z | Y10 | 3SU1001-6AA70-0AA0-ZY10 | 1 | UN | 1 | 10 | C | D | N | N | 85389099 | 1 |  | 0.008 | KG | 8.83 | 8.83 | CP20 | CP20 | Indicator light, 22 mm, round, plastic, clear, lens, smooth, with laser labeling, upper case and lower case, always upper case at beginning of line | - | 0 | 0
3SU1001-6AA70-0AA0-Z | Y11 | 3SU1001-6AA70-0AA0-ZY11 | 1 | UN | 1 | 10 | C | D | N | N | 85389099 | 1 |  | 0.008 | KG | 8.83 | 8.83 | CP20 | CP20 | Indicator light, 22 mm, round, plastic, clear, lens, smooth, with laser labeling, upper case | - | 0 | 0
3SU1001-6AA70-0AA0-Z | Y12 | 3SU1001-6AA70-0AA0-ZY12 | 1 | UN | 1 | 10 | C | D | N | N | 85389099 | 1 |  | 0.008 | KG | 8.83 | 8.83 | CP20 | CP20 | Indicator light, 22 mm, round, plastic, clear, lens, smooth, with laser labeling, lower case | - | 0 | 0
3SU1001-6AA70-0AA0-Z | Y13 | 3SU1001-6AA70-0AA0-ZY13 | 1 | UN | 1 | 10 | C | D | N | N | 85389099 | 1 |  | 0.01 | KG | 8.83 | 8.83 | CP20 | CP20 | Indicator light, 22 mm, round, plastic, clear, lens, smooth, with laser labeling, symbol number according to, ISO 7000 or IEC 60417 | - | 0 | 0
3SU1001-6AA70-0AA0-Z | Y15 | 3SU1001-6AA70-0AA0-ZY15 | 1 | UN | 1 | 10 | C | D | N | N | 85389099 | 1 |  | 0.008 | KG | 8.83 | 8.83 | CP20 | CP20 | Indicator light, 22 mm, round, plastic, clear, lens, smooth, with laser labeling, upper case and lower case, always upper case at the beginning of the word | - | 0 | 0
3SU1001-6AA70-0AA0-Z | Y19 | 3SU1001-6AA70-0AA0-ZY19 | 1 | UN | 1 | 10 | C | D | N | N | 85389099 | 1 |  | 0.01 | KG | 5.03 | 5.03 | CP20 | CP20 | Indicator light, 22 mm, round, plastic, clear, lens, smooth, with laser labeling, inscription or symbol Customer-specific selection with SIRIUS ACT configurator (CIN) | - | 0 | 0
3SU1002-2AF20-0AA0 |  | 3SU1002-2AF20-0AA0 | 1 | UN | 1 | 3 | B | D | N | N | 85389099 | 1 | 4011209955363 | 0.03 | KG | 11.12 | 11.12 | CP20 | CP20 | Selector switch, illuminable, 22 mm, round, plastic, red, Rotary knob, 2 switch positions O-I, latching, actuating angle 90Â°, 10:30h/13:30h | - | 0 | 0
3SU1002-2AF20-0AA0-Z | X90 | 3SU1002-2AF20-0AA0-ZX90 | 1 | UN | 1 | 5 | B | D | EAR99 | N | 85389099 | 50 |  | 0.024 | KG | 11.12 | 11.12 | CP20 | CP20 | Selector switch, illuminable, 22 mm, round, plastic, red, Rotary knob, 2 switch positions O-I, latching, actuating angle 90Â°, 10:30h/13:30h Z=50-unit packaging | - | 0 | 0
3SU1002-2AF20-0AA0-Z | Y10 | 3SU1002-2AF20-0AA0-ZY10 | 1 | UN | 1 | 10 | C | D | N | N | 85389099 | 1 | 4047621073088 | 0.024 | KG | 15.87 | 15.87 | CP20 | CP20 | Selector switch, illuminable, 22 mm, round, plastic, red, Rotary knob, 2 switch positions O-I, latching, actuating angle 90Â°, 10:30h/13:30h, with laser labeling, upper case and lower case, always upper case at beginning of line | - | 0 | 0
3SU1002-2AF20-0AA0-Z | Y11 | 3SU1002-2AF20-0AA0-ZY11 | 1 | UN | 1 | 10 | C | D | N | N | 85389099 | 1 | 4047621073095 | 0.024 | KG | 15.87 | 15.87 | CP20 | CP20 | Selector switch, illuminable, 22 mm, round, plastic, red, Rotary knob, 2 switch positions O-I, latching, actuating angle 90Â°, 10:30h/13:30h, with laser labeling, upper case | - | 0 | 0
3SU1002-2AF20-0AA0-Z | Y12 | 3SU1002-2AF20-0AA0-ZY12 | 1 | UN | 1 | 10 | C | D | N | N | 85389099 | 1 | 4047621073101 | 0.024 | KG | 15.87 | 15.87 | CP20 | CP20 | Selector switch, illuminable, 22 mm, round, plastic, red, Rotary knob, 2 switch positions O-I, latching, actuating angle 90Â°, 10:30h/13:30h, with laser labeling, lower case | - | 0 | 0
3SU1002-2AF20-0AA0-Z | Y15 | 3SU1002-2AF20-0AA0-ZY15 | 1 | UN | 1 | 10 | C | D | N | N | 85389099 | 1 | 4047621073125 | 0.024 | KG | 15.87 | 15.87 | CP20 | CP20 | Selector switch, illuminable, 22 mm, round, plastic, red, Rotary knob, 2 switch positions O-I, latching, actuating angle 90Â°, 10:30h/13:30h, with laser labeling, upper case and lower case, always upper case at the beginning of the word | - | 0 | 0
3SU1002-2AF20-0AA0-Z | Y19 | 3SU1002-2AF20-0AA0-ZY19 | 1 | UN | 1 | 10 | C | D | N | N | 85389099 | 1 | 4047621073132 | 0.024 | KG | 12.07 | 12.07 | CP20 | CP20 | Selector switch, illuminable, 22 mm, round, plastic, red, Rotary knob, 2 switch positions O-I, latching, actuating angle 90Â°, 10:30h/13:30h, with laser labeling, inscription or symbol Customer-specific selection with SIRIUS ACT configurator (CIN) | - | 0 | 0
3SU1002-2AF60-0AA0 |  | 3SU1002-2AF60-0AA0 | 1 | UN | 1 | 1 | A | D | N | N | 85389099 | 1 | 4011209955356 | 0.02 | KG | 11.12 | 11.12 | CP20 | CP20 | Selector switch, illuminable, 22 mm, round, plastic, white, Rotary knob, 2 switch positions O-I, latching, actuating angle 90Â°, 10:30h/13:30h | - | 0 | 0
3SU1002-2AF60-0AA0-Z | X90 | 3SU1002-2AF60-0AA0-ZX90 | 1 | UN | 1 | 5 | B | D | N | N | 85389099 | 50 | 4047621073774 | 0.024 | KG | 11.12 | 11.12 | CP20 | CP20 | Selector switch, illuminable, 22 mm, round, plastic, white, Rotary knob, 2 switch positions O-I, latching, actuating angle 90Â°, 10:30h/13:30h Z=50-unit packaging | - | 0 | 0
3SU1002-2AF60-0AA0-Z | Y10 | 3SU1002-2AF60-0AA0-ZY10 | 1 | UN | 1 | 10 | C | D | N | N | 85389099 | 1 | 4047621073149 | 0.034 | KG | 15.87 | 15.87 | CP20 | CP20 | Selector switch, illuminable, 22 mm, round, plastic, white, Rotary knob, 2 switch positions O-I, latching, actuating angle 90Â°, 10:30h/13:30h, with laser labeling, upper case and lower case, always upper case at beginning of line | - | 0 | 0
3SU1002-2AF60-0AA0-Z | Y11 | 3SU1002-2AF60-0AA0-ZY11 | 1 | UN | 1 | 10 | C | D | N | N | 85389099 | 1 | 4047621073156 | 0.024 | KG | 15.87 | 15.87 | CP20 | CP20 | Selector switch, illuminable, 22 mm, round, plastic, white, Rotary knob, 2 switch positions O-I, latching, actuating angle 90Â°, 10:30h/13:30h, with laser labeling, upper case | - | 0 | 0
3SU1002-2AF60-0AA0-Z | Y12 | 3SU1002-2AF60-0AA0-ZY12 | 1 | UN | 1 | 10 | C | D | N | N | 85389099 | 1 | 4047621073163 | 0.024 | KG | 15.87 | 15.87 | CP20 | CP20 | Selector switch, illuminable, 22 mm, round, plastic, white, Rotary knob, 2 switch positions O-I, latching, actuating angle 90Â°, 10:30h/13:30h, with laser labeling, lower case | - | 0 | 0
3SU1002-2AF60-0AA0-Z | Y15 | 3SU1002-2AF60-0AA0-ZY15 | 1 | UN | 1 | 10 | C | D | N | N | 85389099 | 1 | 4047621073187 | 0.024 | KG | 15.87 | 15.87 | CP20 | CP20 | Selector switch, illuminable, 22 mm, round, plastic, white, Rotary knob, 2 switch positions O-I, latching, actuating angle 90Â°, 10:30h/13:30h, with laser labeling, upper case and lower case, always upper case at the beginning of the word | - | 0 | 0
3SU1002-2AF60-0AA0-Z | Y19 | 3SU1002-2AF60-0AA0-ZY19 | 1 | UN | 1 | 10 | C | D | N | N | 85389099 | 1 | 4047621073194 | 0.024 | KG | 12.07 | 12.07 | CP20 | CP20 | Selector switch, illuminable, 22 mm, round, plastic, white, Rotary knob, 2 switch positions O-I, latching, actuating angle 90Â°, 10:30h/13:30h, with laser labeling, inscription or symbol Customer-specific selection with SIRIUS ACT configurator (CIN) | - | 0 | 0
3SU1002-2BC10-0AA0 |  | 3SU1002-2BC10-0AA0 | 1 | UN | 1 | 1 | A | D | N | N | 85389099 | 1 | 4047621016511 | 0.02 | KG | 10.93 | 10.93 | CP20 | CP20 | Illuminable selector switch, 22 mm, round, plastic, black, Selector switch short, 2 switch positions O<I, momentary contact type, Actuating angle 45Â°, 10:30h/12h | - | 0 | 0
3SU1002-2BC10-0AA0-Z | X90 | 3SU1002-2BC10-0AA0-ZX90 | 1 | UN | 1 | 5 | B | D | N | N | 85389099 | 50 | 4047621063096 | 0.028 | KG | 10.93 | 10.93 | CP20 | CP20 | Illuminable selector switch, 22 mm, round, plastic, black, Selector switch short, 2 switch positions O<I, momentary contact type, Actuating angle 45Â°, 10:30/12, Z=50-unit packaging | - | 0 | 0
3SU1002-2BC10-0AA0-Z | Y10 | 3SU1002-2BC10-0AA0-ZY10 | 1 | UN | 1 | 10 | C | D | EAR99 | N | 85389099 | 1 |  | 0.024 | KG | 15.68 | 15.68 | CP20 | CP20 | Illuminable selector switch, 22 mm, round, plastic, black, Selector switch short, 2 switch positions O<I, momentary contact type, Actuating angle 45Â°, 10:30h/12h, with laser labeling, upper case and lower case, always upper case at beginning of line | - | 0 | 0
3SU1002-2BC10-0AA0-Z | Y11 | 3SU1002-2BC10-0AA0-ZY11 | 1 | UN | 1 | 10 | C | D | EAR99 | N | 85389099 | 1 |  | 0.024 | KG | 15.68 | 15.68 | CP20 | CP20 | Illuminable selector switch, 22 mm, round, plastic, black, Selector switch short, 2 switch positions O<I, momentary contact type, Actuating angle 45Â°, 10:30h/12h, with laser labeling, upper case | - | 0 | 0
3SU1002-2BC10-0AA0-Z | Y12 | 3SU1002-2BC10-0AA0-ZY12 | 1 | UN | 1 | 10 | C | D | EAR99 | N | 85389099 | 1 |  | 0.024 | KG | 15.68 | 15.68 | CP20 | CP20 | Illuminable selector switch, 22 mm, round, plastic, black, Selector switch short, 2 switch positions O<I, momentary contact type, Actuating angle 45Â°, 10:30h/12h, with laser labeling, lower case | - | 0 | 0
3SU1002-2BC10-0AA0-Z | Y15 | 3SU1002-2BC10-0AA0-ZY15 | 1 | UN | 1 | 10 | C | D | EAR99 | N | 85389099 | 1 |  | 0.024 | KG | 15.68 | 15.68 | CP20 | CP20 | Illuminable selector switch, 22 mm, round, plastic, black, Selector switch short, 2 switch positions O<I, momentary contact type, Actuating angle 45Â°, 10:30h/12h, with laser labeling, upper case and lower case, always upper case at the beginning of the word | - | 0 | 0
3SU1002-2BC10-0AA0-Z | Y19 | 3SU1002-2BC10-0AA0-ZY19 | 1 | UN | 1 | 10 | C | D | EAR99 | N | 85389099 | 1 |  | 0.024 | KG | 11.88 | 11.88 | CP20 | CP20 | Illuminable selector switch, 22 mm, round, plastic, black, Selector switch short, 2 switch positions O<I, momentary contact type, Actuating angle 45Â°, 10:30h/12h, with laser labeling, inscription or symbol, Customer-specific selection with SIRIUS ACT configurator (CIN) | - | 0 | 0
3SU1002-2BC20-0AA0 |  | 3SU1002-2BC20-0AA0 | 1 | UN | 1 | 1 | A | D | N | N | 85389099 | 1 | 4011209956087 | 0.02 | KG | 10.93 | 10.64 | CP20 | CP20 | Selector switch, illuminable, 22 mm, round, plastic, red, selector switch, short, 2 switch positions O<I, momentary contact type, Actuating angle 45Â°, 10:30h/12h | Lista Papel 2020 SI | 0 | 0
3SU1002-2BC20-0AA0-Z | X90 | 3SU1002-2BC20-0AA0-ZX90 | 1 | UN | 1 | 5 | B | D | EAR99 | N | 85389099 | 50 |  | 0.024 | KG | 10.93 | 10.93 | CP20 | CP20 | Selector switch, illuminable, 22 mm, round, plastic, red, selector switch, short, 2 switch positions O<I, momentary contact type, Actuating angle 45Â°, 10:30h/12h Z=50-unit packaging | - | 0 | 0
3SU1002-2BC20-0AA0-Z | Y10 | 3SU1002-2BC20-0AA0-ZY10 | 1 | UN | 1 | 10 | C | D | N | N | 85389099 | 1 |  | 0.024 | KG | 15.68 | 15.68 | CP20 | CP20 | Selector switch, illuminable, 22 mm, round, plastic, red, selector switch, short, 2 switch positions O<I, momentary contact type, Actuating angle 45Â°, 10:30h/12h, with laser labeling, upper case and lower case, always upper case at beginning of line | - | 0 | 0
3SU1002-2BC20-0AA0-Z | Y11 | 3SU1002-2BC20-0AA0-ZY11 | 1 | UN | 1 | 10 | C | D | N | N | 85389099 | 1 |  | 0.024 | KG | 15.68 | 15.68 | CP20 | CP20 | Selector switch, illuminable, 22 mm, round, plastic, red, selector switch, short, 2 switch positions O<I, momentary contact type, Actuating angle 45Â°, 10:30h/12h, with laser labeling, upper case | - | 0 | 0
3SU1002-2BC20-0AA0-Z | Y12 | 3SU1002-2BC20-0AA0-ZY12 | 1 | UN | 1 | 10 | C | D | N | N | 85389099 | 1 |  | 0.024 | KG | 15.68 | 15.68 | CP20 | CP20 | Selector switch, illuminable, 22 mm, round, plastic, red, selector switch, short, 2 switch positions O<I, momentary contact type, Actuating angle 45Â°, 10:30h/12h, with laser labeling, lower case | - | 0 | 0
3SU1002-2BC20-0AA0-Z | Y15 | 3SU1002-2BC20-0AA0-ZY15 | 1 | UN | 1 | 10 | C | D | N | N | 85389099 | 1 |  | 0.024 | KG | 15.68 | 15.68 | CP20 | CP20 | Selector switch, illuminable, 22 mm, round, plastic, red, selector switch, short, 2 switch positions O<I, momentary contact type, Actuating angle 45Â°, 10:30h/12h, with laser labeling, upper case and lower case, always upper case at the beginning of the word | - | 0 | 0
3SU1002-2BC20-0AA0-Z | Y19 | 3SU1002-2BC20-0AA0-ZY19 | 1 | UN | 1 | 10 | C | D | N | N | 85389099 | 1 |  | 0.045 | KG | 11.88 | 11.88 | CP20 | CP20 | Selector switch, illuminable, 22 mm, round, plastic, red, selector switch, short, 2 switch positions O<I, momentary contact type, Actuating angle 45Â°, 10:30h/12h, with laser labeling, inscription or symbol Customer-specific selection with SIRIUS ACT configurator (CIN) | - | 0 | 0
3SU1002-2BC30-0AA0 |  | 3SU1002-2BC30-0AA0 | 1 | UN | 1 | 1 | A | D | N | N | 85389099 | 1 | 4011209956094 | 0.02 | KG | 10.93 | 10.93 | CP20 | CP20 | Selector switch, illuminable, 22 mm, round, plastic, yellow, selector switch, short, 2 switch positions O<I, momentary contact type, Actuating angle 45Â°, 10:30h/12h | - | 0 | 0
3SU1002-2BC30-0AA0-Z | X90 | 3SU1002-2BC30-0AA0-ZX90 | 1 | UN | 1 | 5 | B | D | N | N | 85389099 | 50 | 4047621059723 | 0.028 | KG | 10.93 | 10.93 | CP20 | CP20 | Selector switch, illuminable, 22 mm, round, plastic, yellow, selector switch, short, 2 switch positions O<I, momentary contact type, Actuating angle 45Â°, 10:30h/12h Z=50-unit packaging | - | 0 | 0
3SU1002-2BC30-0AA0-Z | Y10 | 3SU1002-2BC30-0AA0-ZY10 | 1 | UN | 1 | 10 | C | D | EAR99 | N | 85389099 | 1 |  | 0.024 | KG | 15.68 | 15.68 | CP20 | CP20 | Selector switch, illuminable, 22 mm, round, plastic, yellow, selector switch, short, 2 switch positions O<I, momentary contact type, Actuating angle 45Â°, 10:30h/12h, with laser labeling, upper case and lower case, always upper case at beginning of line | - | 0 | 0
3SU1002-2BC30-0AA0-Z | Y11 | 3SU1002-2BC30-0AA0-ZY11 | 1 | UN | 1 | 10 | C | D | EAR99 | N | 85389099 | 1 |  | 0.024 | KG | 15.68 | 15.68 | CP20 | CP20 | Selector switch, illuminable, 22 mm, round, plastic, yellow, selector switch, short, 2 switch positions O<I, momentary contact type, Actuating angle 45Â°, 10:30h/12h, with laser labeling, upper case | - | 0 | 0
3SU1002-2BC30-0AA0-Z | Y12 | 3SU1002-2BC30-0AA0-ZY12 | 1 | UN | 1 | 10 | C | D | EAR99 | N | 85389099 | 1 |  | 0.024 | KG | 15.68 | 15.68 | CP20 | CP20 | Selector switch, illuminable, 22 mm, round, plastic, yellow, selector switch, short, 2 switch positions O<I, momentary contact type, Actuating angle 45Â°, 10:30h/12h, with laser labeling, lower case | - | 0 | 0
3SU1002-2BC30-0AA0-Z | Y15 | 3SU1002-2BC30-0AA0-ZY15 | 1 | UN | 1 | 10 | C | D | EAR99 | N | 85389099 | 1 |  | 0.024 | KG | 15.68 | 15.68 | CP20 | CP20 | Selector switch, illuminable, 22 mm, round, plastic, yellow, selector switch, short, 2 switch positions O<I, momentary contact type, Actuating angle 45Â°, 10:30h/12h, with laser labeling, upper case and lower case, always upper case at the beginning of the word | - | 0 | 0
3SU1002-2BC30-0AA0-Z | Y19 | 3SU1002-2BC30-0AA0-ZY19 | 1 | UN | 1 | 10 | C | D | EAR99 | N | 85389099 | 1 |  | 0.024 | KG | 11.88 | 11.88 | CP20 | CP20 | Selector switch, illuminable, 22 mm, round, plastic, yellow, selector switch, short, 2 switch positions O<I, momentary contact type, Actuating angle 45Â°, 10:30h/12h, with laser labeling, inscription or symbol Customer-specific selection with SIRIUS ACT configurator (CIN) | - | 0 | 0
3SU1002-2BC40-0AA0 |  | 3SU1002-2BC40-0AA0 | 1 | UN | 1 | 1 | A | D | N | N | 85389099 | 1 | 4011209956100 | 0.02 | KG | 10.93 | 10.64 | CP20 | CP20 | Selector switch, illuminable, 22 mm, round, plastic, green, selector switch, short, 2 switch positions O<I, momentary contact type, Actuating angle 45Â°, 10:30h/12h | Lista Papel 2020 SI | 0 | 0
3SU1002-2BC40-0AA0-Z | X90 | 3SU1002-2BC40-0AA0-ZX90 | 1 | UN | 1 | 5 | B | D | EAR99 | N | 85389099 | 50 |  | 0.024 | KG | 10.93 | 10.93 | CP20 | CP20 | Selector switch, illuminable, 22 mm, round, plastic, green, selector switch, short, 2 switch positions O<I, momentary contact type, Actuating angle 45Â°, 10:30h/12h Z=50-unit packaging | - | 0 | 0
3SU1002-2BC40-0AA0-Z | Y10 | 3SU1002-2BC40-0AA0-ZY10 | 1 | UN | 1 | 10 | C | D | EAR99 | N | 85389099 | 1 |  | 0.024 | KG | 15.68 | 15.68 | CP20 | CP20 | Selector switch, illuminable, 22 mm, round, plastic, green, selector switch, short, 2 switch positions O<I, momentary contact type, Actuating angle 45Â°, 10:30h/12h, with laser labeling, upper case and lower case, always upper case at beginning of line | - | 0 | 0
3SU1002-2BC40-0AA0-Z | Y11 | 3SU1002-2BC40-0AA0-ZY11 | 1 | UN | 1 | 10 | C | D | EAR99 | N | 85389099 | 1 |  | 0.024 | KG | 15.68 | 15.68 | CP20 | CP20 | Selector switch, illuminable, 22 mm, round, plastic, green, selector switch, short, 2 switch positions O<I, momentary contact type, Actuating angle 45Â°, 10:30h/12h, with laser labeling, upper case | - | 0 | 0
3SU1002-2BC40-0AA0-Z | Y12 | 3SU1002-2BC40-0AA0-ZY12 | 1 | UN | 1 | 10 | C | D | EAR99 | N | 85389099 | 1 |  | 0.024 | KG | 15.68 | 15.68 | CP20 | CP20 | Selector switch, illuminable, 22 mm, round, plastic, green, selector switch, short, 2 switch positions O<I, momentary contact type, Actuating angle 45Â°, 10:30h/12h, with laser labeling, lower case | - | 0 | 0
3SU1002-2BC40-0AA0-Z | Y15 | 3SU1002-2BC40-0AA0-ZY15 | 1 | UN | 1 | 10 | C | D | EAR99 | N | 85389099 | 1 |  | 0.024 | KG | 15.68 | 15.68 | CP20 | CP20 | Selector switch, illuminable, 22 mm, round, plastic, green, selector switch, short, 2 switch positions O<I, momentary contact type, Actuating angle 45Â°, 10:30h/12h, with laser labeling, upper case and lower case, always upper case at the beginning of the word | - | 0 | 0
3SU1002-2BC40-0AA0-Z | Y19 | 3SU1002-2BC40-0AA0-ZY19 | 1 | UN | 1 | 10 | C | D | EAR99 | N | 85389099 | 1 |  | 0.024 | KG | 11.88 | 11.88 | CP20 | CP20 | Selector switch, illuminable, 22 mm, round, plastic, green, selector switch, short, 2 switch positions O<I, momentary contact type, Actuating angle 45Â°, 10:30h/12h, with laser labeling, inscription or symbol Customer-specific selection with SIRIUS ACT configurator (CIN) | - | 0 | 0
3SU1002-2BC50-0AA0 |  | 3SU1002-2BC50-0AA0 | 1 | UN | 1 | 1 | A | D | N | N | 85389099 | 1 | 4011209956131 | 0.02 | KG | 10.93 | 10.93 | CP20 | CP20 | Selector switch, illuminable, 22 mm, round, plastic, blue, selector switch, short, 2 switch positions O<I, momentary contact type, Actuating angle 45Â°, 10:30h/12h | - | 0 | 0
3SU1002-2BC50-0AA0-Z | X90 | 3SU1002-2BC50-0AA0-ZX90 | 1 | UN | 1 | 5 | B | D | EAR99 | N | 85389099 | 50 |  | 0.024 | KG | 10.93 | 10.93 | CP20 | CP20 | Selector switch, illuminable, 22 mm, round, plastic, blue, selector switch, short, 2 switch positions O<I, momentary contact type, Actuating angle 45Â°, 10:30h/12h Z=50-unit packaging | - | 0 | 0
3SU1002-2BC50-0AA0-Z | Y10 | 3SU1002-2BC50-0AA0-ZY10 | 1 | UN | 1 | 10 | C | D | EAR99 | N | 85389099 | 1 |  | 0.024 | KG | 15.68 | 15.68 | CP20 | CP20 | Selector switch, illuminable, 22 mm, round, plastic, blue, selector switch, short, 2 switch positions O<I, momentary contact type, Actuating angle 45Â°, 10:30h/12h, with laser labeling, upper case and lower case, always upper case at beginning of line | - | 0 | 0
3SU1002-2BC50-0AA0-Z | Y11 | 3SU1002-2BC50-0AA0-ZY11 | 1 | UN | 1 | 10 | C | D | EAR99 | N | 85389099 | 1 |  | 0.024 | KG | 15.68 | 15.68 | CP20 | CP20 | Selector switch, illuminable, 22 mm, round, plastic, blue, selector switch, short, 2 switch positions O<I, momentary contact type, Actuating angle 45Â°, 10:30h/12h, with laser labeling, upper case | - | 0 | 0
3SU1002-2BC50-0AA0-Z | Y12 | 3SU1002-2BC50-0AA0-ZY12 | 1 | UN | 1 | 10 | C | D | EAR99 | N | 85389099 | 1 |  | 0.024 | KG | 15.68 | 15.68 | CP20 | CP20 | Selector switch, illuminable, 22 mm, round, plastic, blue, selector switch, short, 2 switch positions O<I, momentary contact type, Actuating angle 45Â°, 10:30h/12h, with laser labeling, lower case | - | 0 | 0
3SU1002-2BC50-0AA0-Z | Y15 | 3SU1002-2BC50-0AA0-ZY15 | 1 | UN | 1 | 10 | C | D | EAR99 | N | 85389099 | 1 |  | 0.024 | KG | 15.68 | 15.68 | CP20 | CP20 | Selector switch, illuminable, 22 mm, round, plastic, blue, selector switch, short, 2 switch positions O<I, momentary contact type, Actuating angle 45Â°, 10:30h/12h, with laser labeling, upper case and lower case, always upper case at the beginning of the word | - | 0 | 0
3SU1002-2BC50-0AA0-Z | Y19 | 3SU1002-2BC50-0AA0-ZY19 | 1 | UN | 1 | 10 | C | D | EAR99 | N | 85389099 | 1 |  | 0.024 | KG | 11.88 | 11.88 | CP20 | CP20 | Selector switch, illuminable, 22 mm, round, plastic, blue, selector switch, short, 2 switch positions O<I, momentary contact type, Actuating angle 45Â°, 10:30h/12h, with laser labeling, inscription or symbol Customer-specific selection with SIRIUS ACT configurator (CIN) | - | 0 | 0
3SU1002-2BC60-0AA0 |  | 3SU1002-2BC60-0AA0 | 1 | UN | 1 | 1 | A | D | N | N | 85389099 | 1 | 4011209956070 | 0.02 | KG | 10.93 | 10.64 | CP20 | CP20 | Selector switch, illuminable, 22 mm, round, plastic, white, selector switch, short, 2 switch positions O<I, momentary contact type, Actuating angle 45Â°, 10:30h/12h | Lista Papel 2020 SI | 0 | 0
3SU1002-2BC60-0AA0-Z | X90 | 3SU1002-2BC60-0AA0-ZX90 | 1 | UN | 1 | 5 | B | D | N | N | 85389099 | 50 | 4047621030289 | 0.028 | KG | 10.93 | 10.93 | CP20 | CP20 | Selector switch, illuminable, 22 mm, round, plastic, white, selector switch, short, 2 switch positions O<I, momentary contact type, Actuating angle 45Â°, 10:30h/12h Z=50-unit packaging | - | 0 | 0
3SU1002-2BC60-0AA0-Z | Y10 | 3SU1002-2BC60-0AA0-ZY10 | 1 | UN | 1 | 10 | C | D | EAR99 | N | 85389099 | 1 |  | 0.024 | KG | 15.68 | 15.68 | CP20 | CP20 | Selector switch, illuminable, 22 mm, round, plastic, white, selector switch, short, 2 switch positions O<I, momentary contact type, Actuating angle 45Â°, 10:30h/12h, with laser labeling, upper case and lower case, always upper case at beginning of line | - | 0 | 0
3SU1002-2BC60-0AA0-Z | Y11 | 3SU1002-2BC60-0AA0-ZY11 | 1 | UN | 1 | 10 | C | D | EAR99 | N | 85389099 | 1 |  | 0.024 | KG | 15.68 | 15.68 | CP20 | CP20 | Selector switch, illuminable, 22 mm, round, plastic, white, selector switch, short, 2 switch positions O<I, momentary contact type, Actuating angle 45Â°, 10:30h/12h, with laser labeling, upper case | - | 0 | 0
3SU1002-2BC60-0AA0-Z | Y12 | 3SU1002-2BC60-0AA0-ZY12 | 1 | UN | 1 | 10 | C | D | EAR99 | N | 85389099 | 1 |  | 0.024 | KG | 15.68 | 15.68 | CP20 | CP20 | Selector switch, illuminable, 22 mm, round, plastic, white, selector switch, short, 2 switch positions O<I, momentary contact type, Actuating angle 45Â°, 10:30h/12h, with laser labeling, lower case | - | 0 | 0
3SU1002-2BC60-0AA0-Z | Y15 | 3SU1002-2BC60-0AA0-ZY15 | 1 | UN | 1 | 10 | C | D | EAR99 | N | 85389099 | 1 |  | 0.024 | KG | 15.68 | 15.68 | CP20 | CP20 | Selector switch, illuminable, 22 mm, round, plastic, white, selector switch, short, 2 switch positions O<I, momentary contact type, Actuating angle 45Â°, 10:30h/12h, with laser labeling, upper case and lower case, always upper case at the beginning of the word | - | 0 | 0
3SU1002-2BC60-0AA0-Z | Y19 | 3SU1002-2BC60-0AA0-ZY19 | 1 | UN | 1 | 10 | C | D | EAR99 | N | 85389099 | 1 |  | 0.024 | KG | 11.88 | 11.88 | CP20 | CP20 | Selector switch, illuminable, 22 mm, round, plastic, white, selector switch, short, 2 switch positions O<I, momentary contact type, Actuating angle 45Â°, 10:30h/12h, with laser labeling, inscription or symbol Customer-specific selection with SIRIUS ACT configurator (CIN) | - | 0 | 0
3SU1002-2BF10-0AA0 |  | 3SU1002-2BF10-0AA0 | 1 | UN | 1 | 1 | A | D | N | N | 85389099 | 1 | 4047621016528 | 0.02 | KG | 10.93 | 10.93 | CP20 | CP20 | Illuminable selector switch, 22 mm, round, plastic, black, Selector switch short, 2 switch positions O-I, latching, actuating angle 90Â°, 10:30h/13:30h | - | 0 | 0
3SU1002-2BF10-0AA0-Z | X90 | 3SU1002-2BF10-0AA0-ZX90 | 1 | UN | 1 | 5 | B | D | N | N | 85389099 | 50 | 4047621062297 | 0.028 | KG | 10.93 | 10.93 | CP20 | CP20 | Illuminable selector switch, 22 mm, round, plastic, black, Selector switch short, 2 switch positions O-I, latching, actuating angle 90Â°, 10:30 /13:30, Z=50-unit packaging | - | 0 | 0
3SU1002-2BF10-0AA0-Z | Y10 | 3SU1002-2BF10-0AA0-ZY10 | 1 | UN | 1 | 10 | C | D | N | N | 85389099 | 1 |  | 0.024 | KG | 15.68 | 15.68 | CP20 | CP20 | Illuminable selector switch, 22 mm, round, plastic, black, Selector switch short, 2 switch positions O-I, latching, actuating angle 90Â°, 10:30h/13:30h, with laser labeling, upper case and lower case, always upper case at beginning of line | - | 0 | 0
3SU1002-2BF10-0AA0-Z | Y11 | 3SU1002-2BF10-0AA0-ZY11 | 1 | UN | 1 | 10 | C | D | N | N | 85389099 | 1 |  | 0.025 | KG | 15.68 | 15.68 | CP20 | CP20 | Illuminable selector switch, 22 mm, round, plastic, black, Selector switch short, 2 switch positions O-I, latching, actuating angle 90Â°, 10:30h/13:30h, with laser labeling, upper case | - | 0 | 0
3SU1002-2BF10-0AA0-Z | Y12 | 3SU1002-2BF10-0AA0-ZY12 | 1 | UN | 1 | 10 | C | D | N | N | 85389099 | 1 |  | 0.024 | KG | 15.68 | 15.68 | CP20 | CP20 | Illuminable selector switch, 22 mm, round, plastic, black, Selector switch short, 2 switch positions O-I, latching, actuating angle 90Â°, 10:30h/13:30h, with laser labeling, lower case | - | 0 | 0
3SU1002-2BF10-0AA0-Z | Y15 | 3SU1002-2BF10-0AA0-ZY15 | 1 | UN | 1 | 10 | C | D | N | N | 85389099 | 1 |  | 0.024 | KG | 15.68 | 15.68 | CP20 | CP20 | Illuminable selector switch, 22 mm, round, plastic, black, Selector switch short, 2 switch positions O-I, latching, actuating angle 90Â°, 10:30h/13:30h, with laser labeling, upper case and lower case, always upper case at the beginning of the word | - | 0 | 0
3SU1002-2BF10-0AA0-Z | Y19 | 3SU1002-2BF10-0AA0-ZY19 | 1 | UN | 1 | 10 | C | D | N | N | 85389099 | 1 |  | 0.026 | KG | 11.88 | 11.88 | CP20 | CP20 | Illuminable selector switch, 22 mm, round, plastic, black, Selector switch short, 2 switch positions O-I, latching, actuating angle 90Â°, 10:30h/13:30h, with laser labeling, inscription or symbol, Customer-specific selection with SIRIUS ACT configurator (CIN) | - | 0 | 0
3SU1002-2BF20-0AA0 |  | 3SU1002-2BF20-0AA0 | 1 | UN | 1 | 1 | A | D | N | N | 85389099 | 1 | 4011209956155 | 0.02 | KG | 10.93 | 10.64 | CP20 | CP20 | Selector switch, illuminable, 22 mm, round, plastic, red, selector switch, short, 2 switch positions O-I, latching, actuating angle 90Â°, 10:30h/13:30h | Lista Papel 2020 SI | 0 | 0
3SU1002-2BF20-0AA0-Z | X90 | 3SU1002-2BF20-0AA0-ZX90 | 1 | UN | 1 | 5 | B | D | EAR99 | N | 85389099 | 50 |  | 0.024 | KG | 10.93 | 10.93 | CP20 | CP20 | Selector switch, illuminable, 22 mm, round, plastic, red, selector switch, short, 2 switch positions O-I, latching, actuating angle 90Â°, 10:30h/13:30h Z=50-unit packaging | - | 0 | 0
3SU1002-2BF20-0AA0-Z | Y10 | 3SU1002-2BF20-0AA0-ZY10 | 1 | UN | 1 | 10 | C | D | N | N | 85389099 | 1 |  | 0.024 | KG | 15.68 | 15.68 | CP20 | CP20 | Selector switch, illuminable, 22 mm, round, plastic, red, selector switch, short, 2 switch positions O-I, latching, actuating angle 90Â°, 10:30h/13:30h, with laser labeling, upper case and lower case, always upper case at beginning of line | - | 0 | 0
3SU1002-2BF20-0AA0-Z | Y11 | 3SU1002-2BF20-0AA0-ZY11 | 1 | UN | 1 | 10 | C | D | N | N | 85389099 | 1 |  | 0.024 | KG | 15.68 | 15.68 | CP20 | CP20 | Selector switch, illuminable, 22 mm, round, plastic, red, selector switch, short, 2 switch positions O-I, latching, actuating angle 90Â°, 10:30h/13:30h, with laser labeling, upper case | - | 0 | 0
3SU1002-2BF20-0AA0-Z | Y12 | 3SU1002-2BF20-0AA0-ZY12 | 1 | UN | 1 | 10 | C | D | N | N | 85389099 | 1 |  | 0.024 | KG | 15.68 | 15.68 | CP20 | CP20 | Selector switch, illuminable, 22 mm, round, plastic, red, selector switch, short, 2 switch positions O-I, latching, actuating angle 90Â°, 10:30h/13:30h, with laser labeling, lower case | - | 0 | 0
3SU1002-2BF20-0AA0-Z | Y15 | 3SU1002-2BF20-0AA0-ZY15 | 1 | UN | 1 | 10 | C | D | N | N | 85389099 | 1 |  | 0.024 | KG | 15.68 | 15.68 | CP20 | CP20 | Selector switch, illuminable, 22 mm, round, plastic, red, selector switch, short, 2 switch positions O-I, latching, actuating angle 90Â°, 10:30h/13:30h, with laser labeling, upper case and lower case, always upper case at the beginning of the word | - | 0 | 0
3SU1002-2BF20-0AA0-Z | Y19 | 3SU1002-2BF20-0AA0-ZY19 | 1 | UN | 1 | 10 | C | D | N | N | 85389099 | 1 |  | 0.02 | KG | 11.88 | 11.88 | CP20 | CP20 | Selector switch, illuminable, 22 mm, round, plastic, red, selector switch, short, 2 switch positions O-I, latching, actuating angle 90Â°, 10:30h/13:30h, with laser labeling, inscription or symbol Customer-specific selection with SIRIUS ACT configurator (CIN) | - | 0 | 0
3SU1002-2BF30-0AA0 |  | 3SU1002-2BF30-0AA0 | 1 | UN | 1 | 1 | A | D | N | N | 85389099 | 1 | 4011209956162 | 0.02 | KG | 10.93 | 10.93 | CP20 | CP20 | Selector switch, illuminable, 22 mm, round, plastic, yellow, selector switch, short, 2 switch positions O-I, latching, actuating angle 90Â°, 10:30h/13:30h | - | 0 | 0
3SU1002-2BF30-0AA0-Z | X90 | 3SU1002-2BF30-0AA0-ZX90 | 1 | UN | 1 | 5 | B | D | EAR99 | N | 85389099 | 50 |  | 0.024 | KG | 10.93 | 10.93 | CP20 | CP20 | Selector switch, illuminable, 22 mm, round, plastic, yellow, selector switch, short, 2 switch positions O-I, latching, actuating angle 90Â°, 10:30h/13:30h Z=50-unit packaging | - | 0 | 0
3SU1002-2BF30-0AA0-Z | Y10 | 3SU1002-2BF30-0AA0-ZY10 | 1 | UN | 1 | 10 | C | D | N | N | 85389099 | 1 |  | 0.024 | KG | 15.68 | 15.68 | CP20 | CP20 | Selector switch, illuminable, 22 mm, round, plastic, yellow, selector switch, short, 2 switch positions O-I, latching, actuating angle 90Â°, 10:30h/13:30h, with laser labeling, upper case and lower case, always upper case at beginning of line | - | 0 | 0
3SU1002-2BF30-0AA0-Z | Y11 | 3SU1002-2BF30-0AA0-ZY11 | 1 | UN | 1 | 10 | C | D | N | N | 85389099 | 1 |  | 0.024 | KG | 15.68 | 15.68 | CP20 | CP20 | Selector switch, illuminable, 22 mm, round, plastic, yellow, selector switch, short, 2 switch positions O-I, latching, actuating angle 90Â°, 10:30h/13:30h, with laser labeling, upper case | - | 0 | 0
3SU1002-2BF30-0AA0-Z | Y12 | 3SU1002-2BF30-0AA0-ZY12 | 1 | UN | 1 | 10 | C | D | N | N | 85389099 | 1 |  | 0.024 | KG | 15.68 | 15.68 | CP20 | CP20 | Selector switch, illuminable, 22 mm, round, plastic, yellow, selector switch, short, 2 switch positions O-I, latching, actuating angle 90Â°, 10:30h/13:30h, with laser labeling, lower case | - | 0 | 0
3SU1002-2BF30-0AA0-Z | Y15 | 3SU1002-2BF30-0AA0-ZY15 | 1 | UN | 1 | 10 | C | D | N | N | 85389099 | 1 |  | 0.024 | KG | 15.68 | 15.68 | CP20 | CP20 | Selector switch, illuminable, 22 mm, round, plastic, yellow, selector switch, short, 2 switch positions O-I, latching, actuating angle 90Â°, 10:30h/13:30h, with laser labeling, upper case and lower case, always upper case at the beginning of the word | - | 0 | 0
3SU1002-2BF30-0AA0-Z | Y19 | 3SU1002-2BF30-0AA0-ZY19 | 1 | UN | 1 | 10 | C | D | N | N | 85389099 | 1 |  | 0.025 | KG | 11.88 | 11.88 | CP20 | CP20 | Selector switch, illuminable, 22 mm, round, plastic, yellow, selector switch, short, 2 switch positions O-I, latching, actuating angle 90Â°, 10:30h/13:30h, with laser labeling, inscription or symbol Customer-specific selection with SIRIUS ACT configurator (CIN) | - | 0 | 0
3SU1002-2BF40-0AA0 |  | 3SU1002-2BF40-0AA0 | 1 | UN | 1 | 1 | A | D | N | N | 85389099 | 1 | 4011209956179 | 0.02 | KG | 10.93 | 10.64 | CP20 | CP20 | Selector switch, illuminable, 22 mm, round, plastic, green, selector switch, short, 2 switch positions O-I, latching, actuating angle 90Â°, 10:30h/13:30h | Lista Papel 2020 SI | 0 | 0
3SU1002-2BF40-0AA0-Z | X90 | 3SU1002-2BF40-0AA0-ZX90 | 1 | UN | 1 | 5 | B | D | N | N | 85389099 | 50 | 4047621051987 | 0.028 | KG | 10.93 | 10.93 | CP20 | CP20 | Selector switch, illuminable, 22 mm, round, plastic, green, selector switch, short, 2 switch positions O-I, latching, actuating angle 90Â°, 10:30h/13:30h Z=50-unit packaging | - | 0 | 0
3SU1002-2BF40-0AA0-Z | Y10 | 3SU1002-2BF40-0AA0-ZY10 | 1 | UN | 1 | 10 | C | D | N | N | 85389099 | 1 |  | 0.024 | KG | 15.68 | 15.68 | CP20 | CP20 | Selector switch, illuminable, 22 mm, round, plastic, green, selector switch, short, 2 switch positions O-I, latching, actuating angle 90Â°, 10:30h/13:30h, with laser labeling, upper case and lower case, always upper case at beginning of line | - | 0 | 0
3SU1002-2BF40-0AA0-Z | Y11 | 3SU1002-2BF40-0AA0-ZY11 | 1 | UN | 1 | 10 | C | D | N | N | 85389099 | 1 |  | 0.024 | KG | 15.68 | 15.68 | CP20 | CP20 | Selector switch, illuminable, 22 mm, round, plastic, green, selector switch, short, 2 switch positions O-I, latching, actuating angle 90Â°, 10:30h/13:30h, with laser labeling, upper case | - | 0 | 0
3SU1002-2BF40-0AA0-Z | Y12 | 3SU1002-2BF40-0AA0-ZY12 | 1 | UN | 1 | 10 | C | D | N | N | 85389099 | 1 |  | 0.024 | KG | 15.68 | 15.68 | CP20 | CP20 | Selector switch, illuminable, 22 mm, round, plastic, green, selector switch, short, 2 switch positions O-I, latching, actuating angle 90Â°, 10:30h/13:30h, with laser labeling, lower case | - | 0 | 0
3SU1002-2BF40-0AA0-Z | Y15 | 3SU1002-2BF40-0AA0-ZY15 | 1 | UN | 1 | 10 | C | D | N | N | 85389099 | 1 |  | 0.024 | KG | 15.68 | 15.68 | CP20 | CP20 | Selector switch, illuminable, 22 mm, round, plastic, green, selector switch, short, 2 switch positions O-I, latching, actuating angle 90Â°, 10:30h/13:30h, with laser labeling, upper case and lower case, always upper case at the beginning of the word | - | 0 | 0
3SU1002-2BF40-0AA0-Z | Y19 | 3SU1002-2BF40-0AA0-ZY19 | 1 | UN | 1 | 10 | C | D | N | N | 85389099 | 1 |  | 0.04 | KG | 11.88 | 11.88 | CP20 | CP20 | Selector switch, illuminable, 22 mm, round, plastic, green, selector switch, short, 2 switch positions O-I, latching, actuating angle 90Â°, 10:30h/13:30h, with laser labeling, inscription or symbol Customer-specific selection with SIRIUS ACT configurator (CIN) | - | 0 | 0
3SU1002-2BF50-0AA0 |  | 3SU1002-2BF50-0AA0 | 1 | UN | 1 | 1 | A | D | N | N | 85389099 | 1 | 4011209956186 | 0.02 | KG | 10.93 | 10.93 | CP20 | CP20 | Selector switch, illuminable, 22 mm, round, plastic, blue, selector switch, short, 2 switch positions O-I, latching, actuating angle 90Â°, 10:30h/13:30h | - | 0 | 0
3SU1002-2BF50-0AA0-Z | X90 | 3SU1002-2BF50-0AA0-ZX90 | 1 | UN | 1 | 5 | B | D | N | N | 85389099 | 50 | 4047621063621 | 0.028 | KG | 10.93 | 10.93 | CP20 | CP20 | Selector switch, illuminable, 22 mm, round, plastic, blue, selector switch, short, 2 switch positions O-I, latching, actuating angle 90Â°, 10:30h/13:30h Z=50-unit packaging | - | 0 | 0
3SU1002-2BF50-0AA0-Z | Y10 | 3SU1002-2BF50-0AA0-ZY10 | 1 | UN | 1 | 10 | C | D | EAR99 | N | 85389099 | 1 |  | 0.024 | KG | 15.68 | 15.68 | CP20 | CP20 | Selector switch, illuminable, 22 mm, round, plastic, blue, selector switch, short, 2 switch positions O-I, latching, actuating angle 90Â°, 10:30h/13:30h, with laser labeling, upper case and lower case, always upper case at beginning of line | - | 0 | 0
3SU1002-2BF50-0AA0-Z | Y11 | 3SU1002-2BF50-0AA0-ZY11 | 1 | UN | 1 | 10 | C | D | EAR99 | N | 85389099 | 1 |  | 0.024 | KG | 15.68 | 15.68 | CP20 | CP20 | Selector switch, illuminable, 22 mm, round, plastic, blue, selector switch, short, 2 switch positions O-I, latching, actuating angle 90Â°, 10:30h/13:30h, with laser labeling, upper case | - | 0 | 0
3SU1002-2BF50-0AA0-Z | Y12 | 3SU1002-2BF50-0AA0-ZY12 | 1 | UN | 1 | 10 | C | D | EAR99 | N | 85389099 | 1 |  | 0.024 | KG | 15.68 | 15.68 | CP20 | CP20 | Selector switch, illuminable, 22 mm, round, plastic, blue, selector switch, short, 2 switch positions O-I, latching, actuating angle 90Â°, 10:30h/13:30h, with laser labeling, lower case | - | 0 | 0
3SU1002-2BF50-0AA0-Z | Y15 | 3SU1002-2BF50-0AA0-ZY15 | 1 | UN | 1 | 10 | C | D | EAR99 | N | 85389099 | 1 |  | 0.024 | KG | 15.68 | 15.68 | CP20 | CP20 | Selector switch, illuminable, 22 mm, round, plastic, blue, selector switch, short, 2 switch positions O-I, latching, actuating angle 90Â°, 10:30h/13:30h, with laser labeling, upper case and lower case, always upper case at the beginning of the word | - | 0 | 0
3SU1002-2BF50-0AA0-Z | Y19 | 3SU1002-2BF50-0AA0-ZY19 | 1 | UN | 1 | 10 | C | D | EAR99 | N | 85389099 | 1 |  | 0.024 | KG | 11.88 | 11.88 | CP20 | CP20 | Selector switch, illuminable, 22 mm, round, plastic, blue, selector switch, short, 2 switch positions O-I, latching, actuating angle 90Â°, 10:30h/13:30h, with laser labeling, inscription or symbol Customer-specific selection with SIRIUS ACT configurator (CIN) | - | 0 | 0
3SU1002-2BF60-0AA0 |  | 3SU1002-2BF60-0AA0 | 1 | UN | 1 | 1 | A | D | N | N | 85389099 | 1 | 4011209956148 | 0.02 | KG | 10.93 | 10.64 | CP20 | CP20 | Selector switch, illuminable, 22 mm, round, plastic, white, selector switch, short, 2 switch positions O-I, latching, actuating angle 90Â°, 10:30h/13:30h | Lista Papel 2020 SI | 0 | 0
3SU1002-2BF60-0AA0-Z | X90 | 3SU1002-2BF60-0AA0-ZX90 | 1 | UN | 1 | 5 | B | D | N | N | 85389099 | 50 | 4047621050140 | 0.028 | KG | 10.93 | 10.93 | CP20 | CP20 | Selector switch, illuminable, 22 mm, round, plastic, white, selector switch, short, 2 switch positions O-I, latching, actuating angle 90Â°, 10:30h/13:30h Z=50-unit packaging | - | 0 | 0
3SU1002-2BF60-0AA0-Z | Y10 | 3SU1002-2BF60-0AA0-ZY10 | 1 | UN | 1 | 10 | C | D | N | N | 85389099 | 1 |  | 0.025 | KG | 15.68 | 15.68 | CP20 | CP20 | Selector switch, illuminable, 22 mm, round, plastic, white, selector switch, short, 2 switch positions O-I, latching, actuating angle 90Â°, 10:30h/13:30h, with laser labeling, upper case and lower case, always upper case at beginning of line | - | 0 | 0
3SU1002-2BF60-0AA0-Z | Y11 | 3SU1002-2BF60-0AA0-ZY11 | 1 | UN | 1 | 10 | C | D | N | N | 85389099 | 1 |  | 0.024 | KG | 15.68 | 15.68 | CP20 | CP20 | Selector switch, illuminable, 22 mm, round, plastic, white, selector switch, short, 2 switch positions O-I, latching, actuating angle 90Â°, 10:30h/13:30h, with laser labeling, upper case | - | 0 | 0
3SU1002-2BF60-0AA0-Z | Y12 | 3SU1002-2BF60-0AA0-ZY12 | 1 | UN | 1 | 10 | C | D | N | N | 85389099 | 1 |  | 0.024 | KG | 15.68 | 15.68 | CP20 | CP20 | Selector switch, illuminable, 22 mm, round, plastic, white, selector switch, short, 2 switch positions O-I, latching, actuating angle 90Â°, 10:30h/13:30h, with laser labeling, lower case | - | 0 | 0
3SU1002-2BF60-0AA0-Z | Y15 | 3SU1002-2BF60-0AA0-ZY15 | 1 | UN | 1 | 10 | C | D | N | N | 85389099 | 1 |  | 0.024 | KG | 15.68 | 15.68 | CP20 | CP20 | Selector switch, illuminable, 22 mm, round, plastic, white, selector switch, short, 2 switch positions O-I, latching, actuating angle 90Â°, 10:30h/13:30h, with laser labeling, upper case and lower case, always upper case at the beginning of the word | - | 0 | 0
3SU1002-2BF60-0AA0-Z | Y19 | 3SU1002-2BF60-0AA0-ZY19 | 1 | UN | 1 | 10 | C | D | N | N | 85389099 | 1 |  | 0.023 | KG | 11.88 | 11.88 | CP20 | CP20 | Selector switch, illuminable, 22 mm, round, plastic, white, selector switch, short, 2 switch positions O-I, latching, actuating angle 90Â°, 10:30h/13:30h, with laser labeling, inscription or symbol Customer-specific selection with SIRIUS ACT configurator (CIN) | - | 0 | 0
3SU1002-2BL10-0AA0 |  | 3SU1002-2BL10-0AA0 | 1 | UN | 1 | 1 | A | D | N | N | 85389099 | 1 | 4047621016542 | 0.02 | KG | 10.93 | 10.93 | CP20 | CP20 | Illuminable selector switch, 22 mm, round, plastic, black, Selector switch short, 3 switch positions I-O-II, latching, actuating angle 2x45Â°, 10:30h/12h/13:30h | - | 0 | 0
3SU1002-2BL10-0AA0-Z | X90 | 3SU1002-2BL10-0AA0-ZX90 | 1 | UN | 1 | 5 | B | D | N | N | 85389099 | 50 | 4047621061948 | 0.028 | KG | 10.93 | 10.93 | CP20 | CP20 | Illuminable selector switch, 22 mm, round, plastic, black, Selector switch short, 3 switch positions I-O-II, latching, actuating angle 2x45Â°, 10:30 /12 /13:30, Z=50-unit packaging | - | 0 | 0
3SU1002-2BL10-0AA0-Z | Y10 | 3SU1002-2BL10-0AA0-ZY10 | 1 | UN | 1 | 10 | C | D | N | N | 85389099 | 1 |  | 0.024 | KG | 15.68 | 15.68 | CP20 | CP20 | Illuminable selector switch, 22 mm, round, plastic, black, Selector switch short, 3 switch positions I-O-II, latching, actuating angle 2x45Â°, 10:30h/12h/13:30h, with laser labeling, upper case and lower case, always upper case at beginning of line | - | 0 | 0
3SU1002-2BL10-0AA0-Z | Y11 | 3SU1002-2BL10-0AA0-ZY11 | 1 | UN | 1 | 10 | C | D | N | N | 85389099 | 1 |  | 0.024 | KG | 15.68 | 15.68 | CP20 | CP20 | Illuminable selector switch, 22 mm, round, plastic, black, Selector switch short, 3 switch positions I-O-II, latching, actuating angle 2x45Â°, 10:30h/12h/13:30h, with laser labeling, upper case | - | 0 | 0
3SU1002-2BL10-0AA0-Z | Y12 | 3SU1002-2BL10-0AA0-ZY12 | 1 | UN | 1 | 10 | C | D | N | N | 85389099 | 1 |  | 0.024 | KG | 15.68 | 15.68 | CP20 | CP20 | Illuminable selector switch, 22 mm, round, plastic, black, Selector switch short, 3 switch positions I-O-II, latching, actuating angle 2x45Â°, 10:30h/12h/13:30h, with laser labeling, lower case | - | 0 | 0
3SU1002-2BL10-0AA0-Z | Y15 | 3SU1002-2BL10-0AA0-ZY15 | 1 | UN | 1 | 10 | C | D | N | N | 85389099 | 1 |  | 0.044 | KG | 15.68 | 15.68 | CP20 | CP20 | Illuminable selector switch, 22 mm, round, plastic, black, Selector switch short, 3 switch positions I-O-II, latching, actuating angle 2x45Â°, 10:30h/12h/13:30h, with laser labeling, upper case and lower case, always upper case at the beginning of the word | - | 0 | 0
3SU1002-2BL10-0AA0-Z | Y19 | 3SU1002-2BL10-0AA0-ZY19 | 1 | UN | 1 | 10 | C | D | N | N | 85389099 | 1 |  | 0.024 | KG | 11.88 | 11.88 | CP20 | CP20 | Illuminable selector switch, 22 mm, round, plastic, black, Selector switch short, 3 switch positions I-O-II, latching, actuating angle 2x45Â°, 10:30h/12h/13:30h, with laser labeling, inscription or symbol, Customer-specific selection with SIRIUS ACT configurator (CIN) | - | 0 | 0
3SU1002-2BL20-0AA0 |  | 3SU1002-2BL20-0AA0 | 1 | UN | 1 | 1 | A | D | N | N | 85389099 | 1 | 4011209955387 | 0.02 | KG | 10.93 | 10.64 | CP20 | CP20 | Selector switch, illuminable, 22 mm, round, plastic, red, selector switch, short, 3 switch positions I-O-II, latching, actuating angle 2x45Â°, 10:30h/12h/13:30h | Lista Papel 2020 SI | 0 | 0
3SU1002-2BL20-0AA0-Z | X90 | 3SU1002-2BL20-0AA0-ZX90 | 1 | UN | 1 | 5 | B | D | EAR99 | N | 85389099 | 50 |  | 0.024 | KG | 10.93 | 10.93 | CP20 | CP20 | Selector switch, illuminable, 22 mm, round, plastic, red, selector switch, short, 3 switch positions I-O-II, latching, actuating angle 2x45Â°, 10:30h/12h/13:30h Z=50-unit packaging | - | 0 | 0
3SU1002-2BL20-0AA0-Z | Y10 | 3SU1002-2BL20-0AA0-ZY10 | 1 | UN | 1 | 10 | C | D | N | N | 85389099 | 1 |  | 0.024 | KG | 15.68 | 15.68 | CP20 | CP20 | Selector switch, illuminable, 22 mm, round, plastic, red, selector switch, short, 3 switch positions I-O-II, latching, actuating angle 2x45Â°, 10:30h/12h/13:30h, with laser labeling, upper case and lower case, always upper case at beginning of line | - | 0 | 0
3SU1002-2BL20-0AA0-Z | Y11 | 3SU1002-2BL20-0AA0-ZY11 | 1 | UN | 1 | 10 | C | D | N | N | 85389099 | 1 |  | 0.024 | KG | 15.68 | 15.68 | CP20 | CP20 | Selector switch, illuminable, 22 mm, round, plastic, red, selector switch, short, 3 switch positions I-O-II, latching, actuating angle 2x45Â°, 10:30h/12h/13:30h, with laser labeling, upper case | - | 0 | 0
3SU1002-2BL20-0AA0-Z | Y12 | 3SU1002-2BL20-0AA0-ZY12 | 1 | UN | 1 | 10 | C | D | N | N | 85389099 | 1 |  | 0.024 | KG | 15.68 | 15.68 | CP20 | CP20 | Selector switch, illuminable, 22 mm, round, plastic, red, selector switch, short, 3 switch positions I-O-II, latching, actuating angle 2x45Â°, 10:30h/12h/13:30h, with laser labeling, lower case | - | 0 | 0
3SU1002-2BL20-0AA0-Z | Y15 | 3SU1002-2BL20-0AA0-ZY15 | 1 | UN | 1 | 10 | C | D | N | N | 85389099 | 1 |  | 0.024 | KG | 15.68 | 15.68 | CP20 | CP20 | Selector switch, illuminable, 22 mm, round, plastic, red, selector switch, short, 3 switch positions I-O-II, latching, actuating angle 2x45Â°, 10:30h/12h/13:30h, with laser labeling, upper case and lower case, always upper case at the beginning of the word | - | 0 | 0
3SU1002-2BL20-0AA0-Z | Y19 | 3SU1002-2BL20-0AA0-ZY19 | 1 | UN | 1 | 10 | C | D | N | N | 85389099 | 1 |  | 0.03 | KG | 11.88 | 11.88 | CP20 | CP20 | Selector switch, illuminable, 22 mm, round, plastic, red, selector switch, short, 3 switch positions I-O-II, latching, actuating angle 2x45Â°, 10:30h/12h/13:30h, with laser labeling, inscription or symbol Customer-specific selection with SIRIUS ACT configurator (CIN) | - | 0 | 0
3SU1002-2BL30-0AA0 |  | 3SU1002-2BL30-0AA0 | 1 | UN | 1 | 1 | A | D | N | N | 85389099 | 1 | 4011209955394 | 0.02 | KG | 10.93 | 10.64 | CP20 | CP20 | Selector switch, illuminable, 22 mm, round, plastic, yellow, selector switch, short, 3 switch positions I-O-II, latching, actuating angle 2x45Â°, 10:30h/12h/13:30h | Lista Papel 2020 SI | 0 | 0
3SU1002-2BL30-0AA0-Z | X90 | 3SU1002-2BL30-0AA0-ZX90 | 1 | UN | 1 | 5 | B | D | EAR99 | N | 85389099 | 50 |  | 0.024 | KG | 10.93 | 10.93 | CP20 | CP20 | Selector switch, illuminable, 22 mm, round, plastic, yellow, selector switch, short, 3 switch positions I-O-II, latching, actuating angle 2x45Â°, 10:30h/12h/13:30h Z=50-unit packaging | - | 0 | 0
3SU1002-2BL30-0AA0-Z | Y10 | 3SU1002-2BL30-0AA0-ZY10 | 1 | UN | 1 | 10 | C | D | N | N | 85389099 | 1 |  | 0.024 | KG | 15.68 | 15.68 | CP20 | CP20 | Selector switch, illuminable, 22 mm, round, plastic, yellow, selector switch, short, 3 switch positions I-O-II, latching, actuating angle 2x45Â°, 10:30h/12h/13:30h, with laser labeling, upper case and lower case, always upper case at beginning of line | - | 0 | 0
3SU1002-2BL30-0AA0-Z | Y11 | 3SU1002-2BL30-0AA0-ZY11 | 1 | UN | 1 | 10 | C | D | N | N | 85389099 | 1 |  | 0.045 | KG | 15.68 | 15.68 | CP20 | CP20 | Selector switch, illuminable, 22 mm, round, plastic, yellow, selector switch, short, 3 switch positions I-O-II, latching, actuating angle 2x45Â°, 10:30h/12h/13:30h, with laser labeling, upper case | - | 0 | 0
3SU1002-2BL30-0AA0-Z | Y12 | 3SU1002-2BL30-0AA0-ZY12 | 1 | UN | 1 | 10 | C | D | N | N | 85389099 | 1 |  | 0.024 | KG | 15.68 | 15.68 | CP20 | CP20 | Selector switch, illuminable, 22 mm, round, plastic, yellow, selector switch, short, 3 switch positions I-O-II, latching, actuating angle 2x45Â°, 10:30h/12h/13:30h, with laser labeling, lower case | - | 0 | 0
3SU1002-2BL30-0AA0-Z | Y15 | 3SU1002-2BL30-0AA0-ZY15 | 1 | UN | 1 | 10 | C | D | N | N | 85389099 | 1 |  | 0.024 | KG | 15.68 | 15.68 | CP20 | CP20 | Selector switch, illuminable, 22 mm, round, plastic, yellow, selector switch, short, 3 switch positions I-O-II, latching, actuating angle 2x45Â°, 10:30h/12h/13:30h, with laser labeling, upper case and lower case, always upper case at the beginning of the word | - | 0 | 0
3SU1002-2BL30-0AA0-Z | Y19 | 3SU1002-2BL30-0AA0-ZY19 | 1 | UN | 1 | 10 | C | D | N | N | 85389099 | 1 |  | 0.027 | KG | 11.88 | 11.88 | CP20 | CP20 | Selector switch, illuminable, 22 mm, round, plastic, yellow, selector switch, short, 3 switch positions I-O-II, latching, actuating angle 2x45Â°, 10:30h/12h/13:30h, with laser labeling, inscription or symbol Customer-specific selection with SIRIUS ACT configurator (CIN) | - | 0 | 0
3SU1002-2BL40-0AA0 |  | 3SU1002-2BL40-0AA0 | 1 | UN | 1 | 1 | A | D | N | N | 85389099 | 1 | 4011209955400 | 0.02 | KG | 10.93 | 10.64 | CP20 | CP20 | Selector switch, illuminable, 22 mm, round, plastic, green, selector switch, short, 3 switch positions I-O-II, latching, actuating angle 2x45Â°, 10:30h/12h/13:30h | Lista Papel 2020 SI | 0 | 0
3SU1002-2BL40-0AA0-Z | X90 | 3SU1002-2BL40-0AA0-ZX90 | 1 | UN | 1 | 5 | B | D | N | N | 85389099 | 50 | 4047621021836 | 0.028 | KG | 10.93 | 10.93 | CP20 | CP20 | Selector switch, illuminable, 22 mm, round, plastic, green, selector switch, short, 3 switch positions I-O-II, latching, actuating angle 2x45Â°, 10:30h/12h/13:30h Z=50-unit packaging | - | 0 | 0
3SU1002-2BL40-0AA0-Z | Y10 | 3SU1002-2BL40-0AA0-ZY10 | 1 | UN | 1 | 10 | C | D | N | N | 85389099 | 1 |  | 0.024 | KG | 15.68 | 15.68 | CP20 | CP20 | Selector switch, illuminable, 22 mm, round, plastic, green, selector switch, short, 3 switch positions I-O-II, latching, actuating angle 2x45Â°, 10:30h/12h/13:30h, with laser labeling, upper case and lower case, always upper case at beginning of line | - | 0 | 0
3SU1002-2BL40-0AA0-Z | Y11 | 3SU1002-2BL40-0AA0-ZY11 | 1 | UN | 1 | 10 | C | D | N | N | 85389099 | 1 |  | 0.024 | KG | 15.68 | 15.68 | CP20 | CP20 | Selector switch, illuminable, 22 mm, round, plastic, green, selector switch, short, 3 switch positions I-O-II, latching, actuating angle 2x45Â°, 10:30h/12h/13:30h, with laser labeling, upper case | - | 0 | 0
3SU1002-2BL40-0AA0-Z | Y12 | 3SU1002-2BL40-0AA0-ZY12 | 1 | UN | 1 | 10 | C | D | N | N | 85389099 | 1 |  | 0.024 | KG | 15.68 | 15.68 | CP20 | CP20 | Selector switch, illuminable, 22 mm, round, plastic, green, selector switch, short, 3 switch positions I-O-II, latching, actuating angle 2x45Â°, 10:30h/12h/13:30h, with laser labeling, lower case | - | 0 | 0
3SU1002-2BL40-0AA0-Z | Y15 | 3SU1002-2BL40-0AA0-ZY15 | 1 | UN | 1 | 10 | C | D | N | N | 85389099 | 1 |  | 0.024 | KG | 15.68 | 15.68 | CP20 | CP20 | Selector switch, illuminable, 22 mm, round, plastic, green, selector switch, short, 3 switch positions I-O-II, latching, actuating angle 2x45Â°, 10:30h/12h/13:30h, with laser labeling, upper case and lower case, always upper case at the beginning of the word | - | 0 | 0
3SU1002-2BL40-0AA0-Z | Y19 | 3SU1002-2BL40-0AA0-ZY19 | 1 | UN | 1 | 10 | C | D | N | N | 85389099 | 1 |  | 0.06 | KG | 11.88 | 11.88 | CP20 | CP20 | Selector switch, illuminable, 22 mm, round, plastic, green, selector switch, short, 3 switch positions I-O-II, latching, actuating angle 2x45Â°, 10:30h/12h/13:30h, with laser labeling, inscription or symbol Customer-specific selection with SIRIUS ACT configurator (CIN) | - | 0 | 0
3SU1002-2BL50-0AA0 |  | 3SU1002-2BL50-0AA0 | 1 | UN | 1 | 1 | A | D | N | N | 85389099 | 1 | 4011209955417 | 0.02 | KG | 10.93 | 10.64 | CP20 | CP20 | Selector switch, illuminable, 22 mm, round, plastic, blue, selector switch, short, 3 switch positions I-O-II, latching, actuating angle 2x45Â°, 10:30h/12h/13:30h | Lista Papel 2020 SI | 0 | 0
3SU1002-2BL50-0AA0-Z | X90 | 3SU1002-2BL50-0AA0-ZX90 | 1 | UN | 1 | 5 | B | D | N | N | 85389099 | 50 | 4047621063638 | 0.028 | KG | 10.93 | 10.93 | CP20 | CP20 | Selector switch, illuminable, 22 mm, round, plastic, blue, selector switch, short, 3 switch positions I-O-II, latching, actuating angle 2x45Â°, 10:30h/12h/13:30h Z=50-unit packaging | - | 0 | 0
3SU1002-2BL50-0AA0-Z | Y10 | 3SU1002-2BL50-0AA0-ZY10 | 1 | UN | 1 | 10 | C | D | N | N | 85389099 | 1 |  | 0.024 | KG | 15.68 | 15.68 | CP20 | CP20 | Selector switch, illuminable, 22 mm, round, plastic, blue, selector switch, short, 3 switch positions I-O-II, latching, actuating angle 2x45Â°, 10:30h/12h/13:30h, with laser labeling, upper case and lower case, always upper case at beginning of line | - | 0 | 0
3SU1002-2BL50-0AA0-Z | Y11 | 3SU1002-2BL50-0AA0-ZY11 | 1 | UN | 1 | 10 | C | D | N | N | 85389099 | 1 |  | 0.024 | KG | 15.68 | 15.68 | CP20 | CP20 | Selector switch, illuminable, 22 mm, round, plastic, blue, selector switch, short, 3 switch positions I-O-II, latching, actuating angle 2x45Â°, 10:30h/12h/13:30h, with laser labeling, upper case | - | 0 | 0
3SU1002-2BL50-0AA0-Z | Y12 | 3SU1002-2BL50-0AA0-ZY12 | 1 | UN | 1 | 10 | C | D | N | N | 85389099 | 1 |  | 0.024 | KG | 15.68 | 15.68 | CP20 | CP20 | Selector switch, illuminable, 22 mm, round, plastic, blue, selector switch, short, 3 switch positions I-O-II, latching, actuating angle 2x45Â°, 10:30h/12h/13:30h, with laser labeling, lower case | - | 0 | 0
3SU1002-2BL50-0AA0-Z | Y15 | 3SU1002-2BL50-0AA0-ZY15 | 1 | UN | 1 | 10 | C | D | N | N | 85389099 | 1 |  | 0.024 | KG | 15.68 | 15.68 | CP20 | CP20 | Selector switch, illuminable, 22 mm, round, plastic, blue, selector switch, short, 3 switch positions I-O-II, latching, actuating angle 2x45Â°, 10:30h/12h/13:30h, with laser labeling, upper case and lower case, always upper case at the beginning of the word | - | 0 | 0
3SU1002-2BL50-0AA0-Z | Y19 | 3SU1002-2BL50-0AA0-ZY19 | 1 | UN | 1 | 10 | C | D | N | N | 85389099 | 1 |  | 0.032 | KG | 11.88 | 11.88 | CP20 | CP20 | Selector switch, illuminable, 22 mm, round, plastic, blue, selector switch, short, 3 switch positions I-O-II, latching, actuating angle 2x45Â°, 10:30h/12h/13:30h, with laser labeling, inscription or symbol Customer-specific selection with SIRIUS ACT configurator (CIN) | - | 0 | 0
3SU1002-2BL60-0AA0 |  | 3SU1002-2BL60-0AA0 | 1 | UN | 1 | 1 | A | D | N | N | 85389099 | 1 | 4011209955370 | 0.02 | KG | 10.93 | 10.64 | CP20 | CP20 | Selector switch, illuminable, 22 mm, round, plastic, white, selector switch, short, 3 switch positions I-O-II, latching, actuating angle 2x45Â°, 10:30h/12h/13:30h | Lista Papel 2020 SI | 0 | 0
3SU1002-2BL60-0AA0-Z | X90 | 3SU1002-2BL60-0AA0-ZX90 | 1 | UN | 1 | 5 | B | D | N | N | 85389099 | 50 | 4047621055367 | 0.028 | KG | 10.93 | 10.93 | CP20 | CP20 | Selector switch, illuminable, 22 mm, round, plastic, white, selector switch, short, 3 switch positions I-O-II, latching, actuating angle 2x45Â°, 10:30h/12h/13:30h Z=50-unit packaging | - | 0 | 0
3SU1002-2BL60-0AA0-Z | Y10 | 3SU1002-2BL60-0AA0-ZY10 | 1 | UN | 1 | 10 | C | D | N | N | 85389099 | 1 |  | 0.025 | KG | 15.68 | 15.68 | CP20 | CP20 | Selector switch, illuminable, 22 mm, round, plastic, white, selector switch, short, 3 switch positions I-O-II, latching, actuating angle 2x45Â°, 10:30h/12h/13:30h, with laser labeling, upper case and lower case, always upper case at beginning of line | - | 0 | 0
3SU1002-2BL60-0AA0-Z | Y11 | 3SU1002-2BL60-0AA0-ZY11 | 1 | UN | 1 | 10 | C | D | N | N | 85389099 | 1 |  | 0.024 | KG | 15.68 | 15.68 | CP20 | CP20 | Selector switch, illuminable, 22 mm, round, plastic, white, selector switch, short, 3 switch positions I-O-II, latching, actuating angle 2x45Â°, 10:30h/12h/13:30h, with laser labeling, upper case | - | 0 | 0
3SU1002-2BL60-0AA0-Z | Y12 | 3SU1002-2BL60-0AA0-ZY12 | 1 | UN | 1 | 10 | C | D | N | N | 85389099 | 1 |  | 0.024 | KG | 15.68 | 15.68 | CP20 | CP20 | Selector switch, illuminable, 22 mm, round, plastic, white, selector switch, short, 3 switch positions I-O-II, latching, actuating angle 2x45Â°, 10:30h/12h/13:30h, with laser labeling, lower case | - | 0 | 0
3SU1002-2BL60-0AA0-Z | Y15 | 3SU1002-2BL60-0AA0-ZY15 | 1 | UN | 1 | 10 | C | D | N | N | 85389099 | 1 |  | 0.024 | KG | 15.68 | 15.68 | CP20 | CP20 | Selector switch, illuminable, 22 mm, round, plastic, white, selector switch, short, 3 switch positions I-O-II, latching, actuating angle 2x45Â°, 10:30h/12h/13:30h, with laser labeling, upper case and lower case, always upper case at the beginning of the word | - | 0 | 0
3SU1002-2BL60-0AA0-Z | Y19 | 3SU1002-2BL60-0AA0-ZY19 | 1 | UN | 1 | 10 | C | D | N | N | 85389099 | 1 |  | 0.03 | KG | 11.88 | 11.88 | CP20 | CP20 | Selector switch, illuminable, 22 mm, round, plastic, white, selector switch, short, 3 switch positions I-O-II, latching, actuating angle 2x45Â°, 10:30h/12h/13:30h, with laser labeling, inscription or symbol Customer-specific selection with SIRIUS ACT configurator (CIN) | - | 0 | 0
3SU1002-2BM10-0AA0 |  | 3SU1002-2BM10-0AA0 | 1 | UN | 1 | 1 | A | D | N | N | 85389099 | 1 | 4047621016559 | 0.02 | KG | 10.93 | 10.93 | CP20 | CP20 | Illuminable selector switch, 22 mm, round, plastic, black, Selector switch short, 3 switch positions I>O<II, momentary contact type, actuating angle 2x45Â°, 10:30h/12h/13:30h | - | 0 | 0
3SU1002-2BM10-0AA0-Z | X90 | 3SU1002-2BM10-0AA0-ZX90 | 1 | UN | 1 | 5 | B | D | N | N | 85389099 | 50 | 4047621055305 | 0.028 | KG | 10.93 | 10.93 | CP20 | CP20 | Illuminable selector switch, 22 mm, round, plastic, black, Selector switch short, 3 switch positions I>O<II, momentary contact type, actuating angle 2x45Â°, 10:30 /12 /13:30, Z=50-unit packaging | - | 0 | 0
3SU1002-2BM10-0AA0-Z | Y10 | 3SU1002-2BM10-0AA0-ZY10 | 1 | UN | 1 | 10 | C | D | N | N | 85389099 | 1 |  | 0.024 | KG | 15.68 | 15.68 | CP20 | CP20 | Illuminable selector switch, 22 mm, round, plastic, black, Selector switch short, 3 switch positions I>O<II, momentary contact type, actuating angle 2x45Â°, 10:30h/12h/13:30h, with laser labeling, upper case and lower case, always upper case at beginning of line | - | 0 | 0
3SU1002-2BM10-0AA0-Z | Y11 | 3SU1002-2BM10-0AA0-ZY11 | 1 | UN | 1 | 10 | C | D | N | N | 85389099 | 1 |  | 0.024 | KG | 15.68 | 15.68 | CP20 | CP20 | Illuminable selector switch, 22 mm, round, plastic, black, Selector switch short, 3 switch positions I>O<II, momentary contact type, actuating angle 2x45Â°, 10:30h/12h/13:30h, with laser labeling, upper case | - | 0 | 0
3SU1002-2BM10-0AA0-Z | Y12 | 3SU1002-2BM10-0AA0-ZY12 | 1 | UN | 1 | 10 | C | D | N | N | 85389099 | 1 |  | 0.024 | KG | 15.68 | 15.68 | CP20 | CP20 | Illuminable selector switch, 22 mm, round, plastic, black, Selector switch short, 3 switch positions I>O<II, momentary contact type, actuating angle 2x45Â°, 10:30h/12h/13:30h, with laser labeling, lower case | - | 0 | 0
3SU1002-2BM10-0AA0-Z | Y15 | 3SU1002-2BM10-0AA0-ZY15 | 1 | UN | 1 | 10 | C | D | N | N | 85389099 | 1 |  | 0.024 | KG | 15.68 | 15.68 | CP20 | CP20 | Illuminable selector switch, 22 mm, round, plastic, black, Selector switch short, 3 switch positions I>O<II, momentary contact type, actuating angle 2x45Â°, 10:30h/12h/13:30h, with laser labeling, upper case and lower case, always upper case at the beginning of the word | - | 0 | 0
3SU1002-2BM10-0AA0-Z | Y19 | 3SU1002-2BM10-0AA0-ZY19 | 1 | UN | 1 | 10 | C | D | N | N | 85389099 | 1 |  | 0.05 | KG | 11.88 | 11.88 | CP20 | CP20 | Illuminable selector switch, 22 mm, round, plastic, black, Selector switch short, 3 switch positions I>O<II, momentary contact type, actuating angle 2x45Â°, 10:30h/12h/13:30h, with laser labeling, inscription or symbol, Customer-specific selection with SIRIUS ACT configurator (CIN) | - | 0 | 0
3SU1002-2BM20-0AA0 |  | 3SU1002-2BM20-0AA0 | 1 | UN | 1 | 1 | A | D | N | N | 85389099 | 1 | 4011209955431 | 0.02 | KG | 10.93 | 10.64 | CP20 | CP20 | Selector switch, illuminable, 22 mm, round, plastic, red, selector switch, short, 3 switch positions I>O<II, momentary contact type, actuating angle 2x45Â°, 10:30h/12h/13:30h | Lista Papel 2020 SI | 0 | 0
3SU1002-2BM20-0AA0-Z | X90 | 3SU1002-2BM20-0AA0-ZX90 | 1 | UN | 1 | 5 | B | D | EAR99 | N | 85389099 | 50 |  | 0.024 | KG | 10.93 | 10.93 | CP20 | CP20 | Selector switch, illuminable, 22 mm, round, plastic, red, selector switch, short, 3 switch positions I>O<II, momentary contact type, actuating angle 2x45Â°, 10:30h/12h/13:30h Z=50-unit packaging | - | 0 | 0
3SU1002-2BM20-0AA0-Z | Y10 | 3SU1002-2BM20-0AA0-ZY10 | 1 | UN | 1 | 10 | C | D | EAR99 | N | 85389099 | 1 |  | 0.024 | KG | 15.68 | 15.68 | CP20 | CP20 | Selector switch, illuminable, 22 mm, round, plastic, red, selector switch, short, 3 switch positions I>O<II, momentary contact type, actuating angle 2x45Â°, 10:30h/12h/13:30h, with laser labeling, upper case and lower case, always upper case at beginning of line | - | 0 | 0
3SU1002-2BM20-0AA0-Z | Y11 | 3SU1002-2BM20-0AA0-ZY11 | 1 | UN | 1 | 10 | C | D | EAR99 | N | 85389099 | 1 |  | 0.024 | KG | 15.68 | 15.68 | CP20 | CP20 | Selector switch, illuminable, 22 mm, round, plastic, red, selector switch, short, 3 switch positions I>O<II, momentary contact type, actuating angle 2x45Â°, 10:30h/12h/13:30h, with laser labeling, upper case | - | 0 | 0
3SU1002-2BM20-0AA0-Z | Y12 | 3SU1002-2BM20-0AA0-ZY12 | 1 | UN | 1 | 10 | C | D | EAR99 | N | 85389099 | 1 |  | 0.024 | KG | 15.68 | 15.68 | CP20 | CP20 | Selector switch, illuminable, 22 mm, round, plastic, red, selector switch, short, 3 switch positions I>O<II, momentary contact type, actuating angle 2x45Â°, 10:30h/12h/13:30h, with laser labeling, lower case | - | 0 | 0
3SU1002-2BM20-0AA0-Z | Y15 | 3SU1002-2BM20-0AA0-ZY15 | 1 | UN | 1 | 10 | C | D | EAR99 | N | 85389099 | 1 |  | 0.024 | KG | 15.68 | 15.68 | CP20 | CP20 | Selector switch, illuminable, 22 mm, round, plastic, red, selector switch, short, 3 switch positions I>O<II, momentary contact type, actuating angle 2x45Â°, 10:30h/12h/13:30h, with laser labeling, upper case and lower case, always upper case at the beginning of the word | - | 0 | 0
3SU1002-2BM20-0AA0-Z | Y19 | 3SU1002-2BM20-0AA0-ZY19 | 1 | UN | 1 | 10 | C | D | EAR99 | N | 85389099 | 1 |  | 0.024 | KG | 11.88 | 11.88 | CP20 | CP20 | Selector switch, illuminable, 22 mm, round, plastic, red, selector switch, short, 3 switch positions I>O<II, momentary contact type, actuating angle 2x45Â°, 10:30h/12h/13:30h, with laser labeling, inscription or symbol Customer-specific selection with SIRIUS ACT configurator (CIN) | - | 0 | 0
3SU1002-2BM30-0AA0 |  | 3SU1002-2BM30-0AA0 | 1 | UN | 1 | 1 | A | D | N | N | 85389099 | 1 | 4011209962392 | 0.02 | KG | 10.93 | 10.64 | CP20 | CP20 | Selector switch, illuminable, 22 mm, round, plastic, yellow, selector switch, short, 3 switch positions I>O<II, momentary contact type, actuating angle 2x45Â°, 10:30h/12h/13:30h | Lista Papel 2020 SI | 0 | 0
3SU1002-2BM30-0AA0-Z | X90 | 3SU1002-2BM30-0AA0-ZX90 | 1 | UN | 1 | 5 | B | D | N | N | 85389099 | 50 | 4047621064833 | 0.028 | KG | 10.93 | 10.93 | CP20 | CP20 | Selector switch, illuminable, 22 mm, round, plastic, yellow, selector switch, short, 3 switch positions I>O<II, momentary contact type, actuating angle 2x45Â°, 10:30h/12h/13:30h Z=50-unit packaging | - | 0 | 0
3SU1002-2BM30-0AA0-Z | Y10 | 3SU1002-2BM30-0AA0-ZY10 | 1 | UN | 1 | 10 | C | D | EAR99 | N | 85389099 | 1 |  | 0.024 | KG | 15.68 | 15.68 | CP20 | CP20 | Selector switch, illuminable, 22 mm, round, plastic, yellow, selector switch, short, 3 switch positions I>O<II, momentary contact type, actuating angle 2x45Â°, 10:30h/12h/13:30h, with laser labeling, upper case and lower case, always upper case at beginning of line | - | 0 | 0
3SU1002-2BM30-0AA0-Z | Y11 | 3SU1002-2BM30-0AA0-ZY11 | 1 | UN | 1 | 10 | C | D | EAR99 | N | 85389099 | 1 |  | 0.024 | KG | 15.68 | 15.68 | CP20 | CP20 | Selector switch, illuminable, 22 mm, round, plastic, yellow, selector switch, short, 3 switch positions I>O<II, momentary contact type, actuating angle 2x45Â°, 10:30h/12h/13:30h, with laser labeling, upper case | - | 0 | 0
3SU1002-2BM30-0AA0-Z | Y12 | 3SU1002-2BM30-0AA0-ZY12 | 1 | UN | 1 | 10 | C | D | EAR99 | N | 85389099 | 1 |  | 0.024 | KG | 15.68 | 15.68 | CP20 | CP20 | Selector switch, illuminable, 22 mm, round, plastic, yellow, selector switch, short, 3 switch positions I>O<II, momentary contact type, actuating angle 2x45Â°, 10:30h/12h/13:30h, with laser labeling, lower case | - | 0 | 0
3SU1002-2BM30-0AA0-Z | Y15 | 3SU1002-2BM30-0AA0-ZY15 | 1 | UN | 1 | 10 | C | D | EAR99 | N | 85389099 | 1 |  | 0.024 | KG | 15.68 | 15.68 | CP20 | CP20 | Selector switch, illuminable, 22 mm, round, plastic, yellow, selector switch, short, 3 switch positions I>O<II, momentary contact type, actuating angle 2x45Â°, 10:30h/12h/13:30h, with laser labeling, upper case and lower case, always upper case at the beginning of the word | - | 0 | 0
3SU1002-2BM30-0AA0-Z | Y19 | 3SU1002-2BM30-0AA0-ZY19 | 1 | UN | 1 | 10 | C | D | EAR99 | N | 85389099 | 1 |  | 0.024 | KG | 11.88 | 11.88 | CP20 | CP20 | Selector switch, illuminable, 22 mm, round, plastic, yellow, selector switch, short, 3 switch positions I>O<II, momentary contact type, actuating angle 2x45Â°, 10:30h/12h/13:30h, with laser labeling, inscription or symbol Customer-specific selection with SIRIUS ACT configurator (CIN) | - | 0 | 0
3SU1002-2BM40-0AA0 |  | 3SU1002-2BM40-0AA0 | 1 | UN | 1 | 1 | A | D | N | N | 85389099 | 1 | 4011209962408 | 0.02 | KG | 10.93 | 10.64 | CP20 | CP20 | Selector switch, illuminable, 22 mm, round, plastic, green, selector switch, short, 3 switch positions I>O<II, momentary contact type, actuating angle 2x45Â°, 10:30h/12h/13:30h | Lista Papel 2020 SI | 0 | 0
3SU1002-2BM40-0AA0-Z | X90 | 3SU1002-2BM40-0AA0-ZX90 | 1 | UN | 1 | 5 | B | D | EAR99 | N | 85389099 | 50 |  | 0.024 | KG | 10.93 | 10.93 | CP20 | CP20 | Selector switch, illuminable, 22 mm, round, plastic, green, selector switch, short, 3 switch positions I>O<II, momentary contact type, actuating angle 2x45Â°, 10:30h/12h/13:30h Z=50-unit packaging | - | 0 | 0
3SU1002-2BM40-0AA0-Z | Y10 | 3SU1002-2BM40-0AA0-ZY10 | 1 | UN | 1 | 10 | C | D | EAR99 | N | 85389099 | 1 |  | 0.024 | KG | 15.68 | 15.68 | CP20 | CP20 | Selector switch, illuminable, 22 mm, round, plastic, green, selector switch, short, 3 switch positions I>O<II, momentary contact type, actuating angle 2x45Â°, 10:30h/12h/13:30h, with laser labeling, upper case and lower case, always upper case at beginning of line | - | 0 | 0
3SU1002-2BM40-0AA0-Z | Y11 | 3SU1002-2BM40-0AA0-ZY11 | 1 | UN | 1 | 10 | C | D | EAR99 | N | 85389099 | 1 |  | 0.024 | KG | 15.68 | 15.68 | CP20 | CP20 | Selector switch, illuminable, 22 mm, round, plastic, green, selector switch, short, 3 switch positions I>O<II, momentary contact type, actuating angle 2x45Â°, 10:30h/12h/13:30h, with laser labeling, upper case | - | 0 | 0
3SU1002-2BM40-0AA0-Z | Y12 | 3SU1002-2BM40-0AA0-ZY12 | 1 | UN | 1 | 10 | C | D | EAR99 | N | 85389099 | 1 |  | 0.024 | KG | 15.68 | 15.68 | CP20 | CP20 | Selector switch, illuminable, 22 mm, round, plastic, green, selector switch, short, 3 switch positions I>O<II, momentary contact type, actuating angle 2x45Â°, 10:30h/12h/13:30h, with laser labeling, lower case | - | 0 | 0
3SU1002-2BM40-0AA0-Z | Y15 | 3SU1002-2BM40-0AA0-ZY15 | 1 | UN | 1 | 10 | C | D | EAR99 | N | 85389099 | 1 |  | 0.024 | KG | 15.68 | 15.68 | CP20 | CP20 | Selector switch, illuminable, 22 mm, round, plastic, green, selector switch, short, 3 switch positions I>O<II, momentary contact type, actuating angle 2x45Â°, 10:30h/12h/13:30h, with laser labeling, upper case and lower case, always upper case at the beginning of the word | - | 0 | 0
3SU1002-2BM40-0AA0-Z | Y19 | 3SU1002-2BM40-0AA0-ZY19 | 1 | UN | 1 | 10 | C | D | EAR99 | N | 85389099 | 1 |  | 0.024 | KG | 11.88 | 11.88 | CP20 | CP20 | Selector switch, illuminable, 22 mm, round, plastic, green, selector switch, short, 3 switch positions I>O<II, momentary contact type, actuating angle 2x45Â°, 10:30h/12h/13:30h, with laser labeling, inscription or symbol Customer-specific selection with SIRIUS ACT configurator (CIN) | - | 0 | 0
3SU1002-2BM50-0AA0 |  | 3SU1002-2BM50-0AA0 | 1 | UN | 1 | 1 | A | D | N | N | 85389099 | 1 | 4011209962415 | 0.02 | KG | 10.93 | 10.64 | CP20 | CP20 | Selector switch, illuminable, 22 mm, round, plastic, blue, selector switch, short, 3 switch positions I>O<II, momentary contact type, actuating angle 2x45Â°, 10:30h/12h/13:30h | Lista Papel 2020 SI | 0 | 0
3SU1002-2BM50-0AA0-Z | X90 | 3SU1002-2BM50-0AA0-ZX90 | 1 | UN | 1 | 5 | B | D | N | N | 85389099 | 50 | 4047621057026 | 0.028 | KG | 10.93 | 10.93 | CP20 | CP20 | Selector switch, illuminable, 22 mm, round, plastic, blue, selector switch, short, 3 switch positions I>O<II, momentary contact type, actuating angle 2x45Â°, 10:30h/12h/13:30h Z=50-unit packaging | - | 0 | 0
3SU1002-2BM50-0AA0-Z | Y10 | 3SU1002-2BM50-0AA0-ZY10 | 1 | UN | 1 | 10 | C | D | N | N | 85389099 | 1 |  | 0.024 | KG | 15.68 | 15.68 | CP20 | CP20 | Selector switch, illuminable, 22 mm, round, plastic, blue, selector switch, short, 3 switch positions I>O<II, momentary contact type, actuating angle 2x45Â°, 10:30h/12h/13:30h, with laser labeling, upper case and lower case, always upper case at beginning of line | - | 0 | 0
3SU1002-2BM50-0AA0-Z | Y11 | 3SU1002-2BM50-0AA0-ZY11 | 1 | UN | 1 | 10 | C | D | N | N | 85389099 | 1 |  | 0.024 | KG | 15.68 | 15.68 | CP20 | CP20 | Selector switch, illuminable, 22 mm, round, plastic, blue, selector switch, short, 3 switch positions I>O<II, momentary contact type, actuating angle 2x45Â°, 10:30h/12h/13:30h, with laser labeling, upper case | - | 0 | 0
3SU1002-2BM50-0AA0-Z | Y12 | 3SU1002-2BM50-0AA0-ZY12 | 1 | UN | 1 | 10 | C | D | N | N | 85389099 | 1 |  | 0.024 | KG | 15.68 | 15.68 | CP20 | CP20 | Selector switch, illuminable, 22 mm, round, plastic, blue, selector switch, short, 3 switch positions I>O<II, momentary contact type, actuating angle 2x45Â°, 10:30h/12h/13:30h, with laser labeling, lower case | - | 0 | 0
3SU1002-2BM50-0AA0-Z | Y15 | 3SU1002-2BM50-0AA0-ZY15 | 1 | UN | 1 | 10 | C | D | N | N | 85389099 | 1 |  | 0.024 | KG | 15.68 | 15.68 | CP20 | CP20 | Selector switch, illuminable, 22 mm, round, plastic, blue, selector switch, short, 3 switch positions I>O<II, momentary contact type, actuating angle 2x45Â°, 10:30h/12h/13:30h, with laser labeling, upper case and lower case, always upper case at the beginning of the word | - | 0 | 0
3SU1002-2BM50-0AA0-Z | Y19 | 3SU1002-2BM50-0AA0-ZY19 | 1 | UN | 1 | 10 | C | D | N | N | 85389099 | 1 |  | 0.02 | KG | 11.88 | 11.88 | CP20 | CP20 | Selector switch, illuminable, 22 mm, round, plastic, blue, selector switch, short, 3 switch positions I>O<II, momentary contact type, actuating angle 2x45Â°, 10:30h/12h/13:30h, with laser labeling, inscription or symbol Customer-specific selection with SIRIUS ACT configurator (CIN) | - | 0 | 0
3SU1002-2BM60-0AA0 |  | 3SU1002-2BM60-0AA0 | 1 | UN | 1 | 1 | A | D | N | N | 85389099 | 1 | 4011209955424 | 0.02 | KG | 10.93 | 10.64 | CP20 | CP20 | Selector switch, illuminable, 22 mm, round, plastic, white, selector switch, short, 3 switch positions I>O<II, momentary contact type, actuating angle 2x45Â°, 10:30h/12h/13:30h | Lista Papel 2020 SI | 0 | 0
3SU1002-2BM60-0AA0-Z | X90 | 3SU1002-2BM60-0AA0-ZX90 | 1 | UN | 1 | 5 | B | D | N | N | 85389099 | 50 | 4047621030241 | 0.028 | KG | 10.93 | 10.93 | CP20 | CP20 | Selector switch, illuminable, 22 mm, round, plastic, white, selector switch, short, 3 switch positions I>O<II, momentary contact type, actuating angle 2x45Â°, 10:30h/12h/13:30h Z=50-unit packaging | - | 0 | 0
3SU1002-2BM60-0AA0-Z | Y10 | 3SU1002-2BM60-0AA0-ZY10 | 1 | UN | 1 | 10 | C | D | N | N | 85389099 | 1 |  | 0.024 | KG | 15.68 | 15.68 | CP20 | CP20 | Selector switch, illuminable, 22 mm, round, plastic, white, selector switch, short, 3 switch positions I>O<II, momentary contact type, actuating angle 2x45Â°, 10:30h/12h/13:30h, with laser labeling, upper case and lower case, always upper case at beginning of line | - | 0 | 0
3SU1002-2BM60-0AA0-Z | Y11 | 3SU1002-2BM60-0AA0-ZY11 | 1 | UN | 1 | 10 | C | D | N | N | 85389099 | 1 |  | 0.024 | KG | 15.68 | 15.68 | CP20 | CP20 | Selector switch, illuminable, 22 mm, round, plastic, white, selector switch, short, 3 switch positions I>O<II, momentary contact type, actuating angle 2x45Â°, 10:30h/12h/13:30h, with laser labeling, upper case | - | 0 | 0
3SU1002-2BM60-0AA0-Z | Y12 | 3SU1002-2BM60-0AA0-ZY12 | 1 | UN | 1 | 10 | C | D | N | N | 85389099 | 1 |  | 0.024 | KG | 15.68 | 15.68 | CP20 | CP20 | Selector switch, illuminable, 22 mm, round, plastic, white, selector switch, short, 3 switch positions I>O<II, momentary contact type, actuating angle 2x45Â°, 10:30h/12h/13:30h, with laser labeling, lower case | - | 0 | 0
3SU1002-2BM60-0AA0-Z | Y15 | 3SU1002-2BM60-0AA0-ZY15 | 1 | UN | 1 | 10 | C | D | N | N | 85389099 | 1 |  | 0.024 | KG | 15.68 | 15.68 | CP20 | CP20 | Selector switch, illuminable, 22 mm, round, plastic, white, selector switch, short, 3 switch positions I>O<II, momentary contact type, actuating angle 2x45Â°, 10:30h/12h/13:30h, with laser labeling, upper case and lower case, always upper case at the beginning of the word | - | 0 | 0
3SU1002-2BM60-0AA0-Z | Y19 | 3SU1002-2BM60-0AA0-ZY19 | 1 | UN | 1 | 10 | C | D | N | N | 85389099 | 1 |  | 0.025 | KG | 11.88 | 11.88 | CP20 | CP20 | Selector switch, illuminable, 22 mm, round, plastic, white, selector switch, short, 3 switch positions I>O<II, momentary contact type, actuating angle 2x45Â°, 10:30h/12h/13:30h, with laser labeling, inscription or symbol Customer-specific selection with SIRIUS ACT configurator (CIN) | - | 0 | 0
3SU1002-2BN10-0AA0 |  | 3SU1002-2BN10-0AA0 | 1 | UN | 1 | 1 | A | D | N | N | 85389099 | 1 | 4047621016566 | 0.02 | KG | 11.02 | 11.02 | CP20 | CP20 | Illuminable selector switch, 22 mm, round, plastic, black, Selector switch short, 3 switch positions I-O<II, left latching, right momentary contact type, actuating angle 2x45Â°, 10:30h/12h/13:30h | - | 0 | 0
3SU1002-2BN10-0AA0-Z | X90 | 3SU1002-2BN10-0AA0-ZX90 | 1 | UN | 1 | 5 | B | D | N | N | 85389099 | 50 | 4047621055299 | 0.028 | KG | 11.02 | 11.02 | CP20 | CP20 | Illuminable selector switch, 22 mm, round, plastic, black, Selector switch short, 3 switch positions I-O<II, left latching, momentary contact type on the right, actuating angle 2x45Â°, 10:30 /12 /13:30, Z=50-unit packaging | - | 0 | 0
3SU1002-2BN10-0AA0-Z | Y10 | 3SU1002-2BN10-0AA0-ZY10 | 1 | UN | 1 | 10 | C | D | EAR99 | N | 85389099 | 1 |  | 0.024 | KG | 15.77 | 15.77 | CP20 | CP20 | Illuminable selector switch, 22 mm, round, plastic, black, Selector switch short, 3 switch positions I-O<II, left latching, right momentary contact type, actuating angle 2x45Â°, 10:30h/12h/13:30h, with laser labeling, upper case and lower case, always upper case at beginning of line | - | 0 | 0
3SU1002-2BN10-0AA0-Z | Y11 | 3SU1002-2BN10-0AA0-ZY11 | 1 | UN | 1 | 10 | C | D | EAR99 | N | 85389099 | 1 |  | 0.024 | KG | 15.77 | 15.77 | CP20 | CP20 | Illuminable selector switch, 22 mm, round, plastic, black, Selector switch short, 3 switch positions I-O<II, left latching, right momentary contact type, actuating angle 2x45Â°, 10:30h/12h/13:30h, with laser labeling, upper case | - | 0 | 0
3SU1002-2BN10-0AA0-Z | Y12 | 3SU1002-2BN10-0AA0-ZY12 | 1 | UN | 1 | 10 | C | D | EAR99 | N | 85389099 | 1 |  | 0.024 | KG | 15.77 | 15.77 | CP20 | CP20 | Illuminable selector switch, 22 mm, round, plastic, black, Selector switch short, 3 switch positions I-O<II, left latching, right momentary contact type, actuating angle 2x45Â°, 10:30h/12h/13:30h, with laser labeling, lower case | - | 0 | 0
3SU1002-2BN10-0AA0-Z | Y15 | 3SU1002-2BN10-0AA0-ZY15 | 1 | UN | 1 | 10 | C | D | EAR99 | N | 85389099 | 1 |  | 0.024 | KG | 15.77 | 15.77 | CP20 | CP20 | Illuminable selector switch, 22 mm, round, plastic, black, Selector switch short, 3 switch positions I-O<II, left latching, right momentary contact type, actuating angle 2x45Â°, 10:30h/12h/13:30h, with laser labeling, upper case and lower case, always upper case at the beginning of the word | - | 0 | 0
3SU1002-2BN10-0AA0-Z | Y19 | 3SU1002-2BN10-0AA0-ZY19 | 1 | UN | 1 | 10 | C | D | EAR99 | N | 85389099 | 1 |  | 0.024 | KG | 11.97 | 11.97 | CP20 | CP20 | Illuminable selector switch, 22 mm, round, plastic, black, Selector switch short, 3 switch positions I-O<II, left latching, right momentary contact type, actuating angle 2x45Â°, 10:30h/12h/13:30h, with laser labeling, inscription or symbol, Customer-specific selection with SIRIUS ACT configurator (CIN) | - | 0 | 0
3SU1002-2BN20-0AA0 |  | 3SU1002-2BN20-0AA0 | 1 | UN | 1 | 1 | A | D | N | N | 85389099 | 1 | 4011209962422 | 0.025 | KG | 11.02 | 11.02 | CP20 | CP20 | Selector switch, illuminable, 22 mm, round, plastic, red, selector switch, short, 3 switch positions I-O<II, left latching, right momentary contact type, actuating angle 2x45Â°, 10:30h/12h/13:30h | - | 0 | 0
3SU1002-2BN20-0AA0-Z | X90 | 3SU1002-2BN20-0AA0-ZX90 | 1 | UN | 1 | 5 | B | D | EAR99 | N | 85389099 | 50 |  | 0.024 | KG | 11.02 | 11.02 | CP20 | CP20 | Selector switch, illuminable, 22 mm, round, plastic, red, selector switch, short, 3 switch positions I-O<II, left latching, right momentary contact type, actuating angle 2x45Â°, 10:30h/12h/13:30h Z=50-unit packaging | - | 0 | 0
3SU1002-2BN20-0AA0-Z | Y10 | 3SU1002-2BN20-0AA0-ZY10 | 1 | UN | 1 | 10 | C | D | N | N | 85389099 | 1 |  | 0.024 | KG | 15.77 | 15.77 | CP20 | CP20 | Selector switch, illuminable, 22 mm, round, plastic, red, selector switch, short, 3 switch positions I-O<II, left latching, right momentary contact type, actuating angle 2x45Â°, 10:30h/12h/13:30h, with laser labeling, upper case and lower case, always upper case at beginning of line | - | 0 | 0
3SU1002-2BN20-0AA0-Z | Y11 | 3SU1002-2BN20-0AA0-ZY11 | 1 | UN | 1 | 10 | C | D | N | N | 85389099 | 1 |  | 0.024 | KG | 15.77 | 15.77 | CP20 | CP20 | Selector switch, illuminable, 22 mm, round, plastic, red, selector switch, short, 3 switch positions I-O<II, left latching, right momentary contact type, actuating angle 2x45Â°, 10:30h/12h/13:30h, with laser labeling, upper case | - | 0 | 0
3SU1002-2BN20-0AA0-Z | Y12 | 3SU1002-2BN20-0AA0-ZY12 | 1 | UN | 1 | 10 | C | D | N | N | 85389099 | 1 |  | 0.024 | KG | 15.77 | 15.77 | CP20 | CP20 | Selector switch, illuminable, 22 mm, round, plastic, red, selector switch, short, 3 switch positions I-O<II, left latching, right momentary contact type, actuating angle 2x45Â°, 10:30h/12h/13:30h, with laser labeling, lower case | - | 0 | 0
3SU1002-2BN20-0AA0-Z | Y15 | 3SU1002-2BN20-0AA0-ZY15 | 1 | UN | 1 | 10 | C | D | N | N | 85389099 | 1 |  | 0.024 | KG | 15.77 | 15.77 | CP20 | CP20 | Selector switch, illuminable, 22 mm, round, plastic, red, selector switch, short, 3 switch positions I-O<II, left latching, right momentary contact type, actuating angle 2x45Â°, 10:30h/12h/13:30h, with laser labeling, upper case and lower case, always upper case at the beginning of the word | - | 0 | 0
3SU1002-2BN20-0AA0-Z | Y19 | 3SU1002-2BN20-0AA0-ZY19 | 1 | UN | 1 | 10 | C | D | N | N | 85389099 | 1 |  | 0.025 | KG | 11.97 | 11.97 | CP20 | CP20 | Selector switch, illuminable, 22 mm, round, plastic, red, selector switch, short, 3 switch positions I-O<II, left latching, right momentary contact type, actuating angle 2x45Â°, 10:30h/12h/13:30h, with laser labeling, inscription or symbol Customer-specific selection with SIRIUS ACT configurator (CIN) | - | 0 | 0
3SU1002-2BN30-0AA0 |  | 3SU1002-2BN30-0AA0 | 1 | UN | 1 | 1 | A | D | N | N | 85389099 | 1 | 4011209962439 | 0.025 | KG | 11.02 | 11.02 | CP20 | CP20 | Selector switch, illuminable, 22 mm, round, plastic, yellow, selector switch, short, 3 switch positions I-O<II, left latching, right momentary contact type, actuating angle 2x45Â°, 10:30h/12h/13:30h | - | 0 | 0
3SU1002-2BN30-0AA0-Z | X90 | 3SU1002-2BN30-0AA0-ZX90 | 1 | UN | 1 | 5 | B | D | EAR99 | N | 85389099 | 50 |  | 0.024 | KG | 11.02 | 11.02 | CP20 | CP20 | Selector switch, illuminable, 22 mm, round, plastic, yellow, selector switch, short, 3 switch positions I-O<II, left latching, right momentary contact type, actuating angle 2x45Â°, 10:30h/12h/13:30h Z=50-unit packaging | - | 0 | 0
3SU1002-2BN30-0AA0-Z | Y10 | 3SU1002-2BN30-0AA0-ZY10 | 1 | UN | 1 | 10 | C | D | EAR99 | N | 85389099 | 1 |  | 0.024 | KG | 15.77 | 15.77 | CP20 | CP20 | Selector switch, illuminable, 22 mm, round, plastic, yellow, selector switch, short, 3 switch positions I-O<II, left latching, right momentary contact type, actuating angle 2x45Â°, 10:30h/12h/13:30h, with laser labeling, upper case and lower case, always upper case at beginning of line | - | 0 | 0
3SU1002-2BN30-0AA0-Z | Y11 | 3SU1002-2BN30-0AA0-ZY11 | 1 | UN | 1 | 10 | C | D | EAR99 | N | 85389099 | 1 |  | 0.024 | KG | 15.77 | 15.77 | CP20 | CP20 | Selector switch, illuminable, 22 mm, round, plastic, yellow, selector switch, short, 3 switch positions I-O<II, left latching, right momentary contact type, actuating angle 2x45Â°, 10:30h/12h/13:30h, with laser labeling, upper case | - | 0 | 0
3SU1002-2BN30-0AA0-Z | Y12 | 3SU1002-2BN30-0AA0-ZY12 | 1 | UN | 1 | 10 | C | D | EAR99 | N | 85389099 | 1 |  | 0.024 | KG | 15.77 | 15.77 | CP20 | CP20 | Selector switch, illuminable, 22 mm, round, plastic, yellow, selector switch, short, 3 switch positions I-O<II, left latching, right momentary contact type, actuating angle 2x45Â°, 10:30h/12h/13:30h, with laser labeling, lower case | - | 0 | 0
3SU1002-2BN30-0AA0-Z | Y15 | 3SU1002-2BN30-0AA0-ZY15 | 1 | UN | 1 | 10 | C | D | EAR99 | N | 85389099 | 1 |  | 0.024 | KG | 15.77 | 15.77 | CP20 | CP20 | Selector switch, illuminable, 22 mm, round, plastic, yellow, selector switch, short, 3 switch positions I-O<II, left latching, right momentary contact type, actuating angle 2x45Â°, 10:30h/12h/13:30h, with laser labeling, upper case and lower case, always upper case at the beginning of the word | - | 0 | 0
3SU1002-2BN30-0AA0-Z | Y19 | 3SU1002-2BN30-0AA0-ZY19 | 1 | UN | 1 | 10 | C | D | EAR99 | N | 85389099 | 1 |  | 0.024 | KG | 11.97 | 11.97 | CP20 | CP20 | Selector switch, illuminable, 22 mm, round, plastic, yellow, selector switch, short, 3 switch positions I-O<II, left latching, right momentary contact type, actuating angle 2x45Â°, 10:30h/12h/13:30h, with laser labeling, inscription or symbol Customer-specific selection with SIRIUS ACT configurator (CIN) | - | 0 | 0
3SU1002-2BN40-0AA0 |  | 3SU1002-2BN40-0AA0 | 1 | UN | 1 | 1 | A | D | N | N | 85389099 | 1 | 4011209962446 | 0.02 | KG | 11.02 | 11.02 | CP20 | CP20 | Selector switch, illuminable, 22 mm, round, plastic, green, selector switch, short, 3 switch positions I-O<II, left latching, right momentary contact type, actuating angle 2x45Â°, 10:30h/12h/13:30h | - | 0 | 0
3SU1002-2BN40-0AA0-Z | X90 | 3SU1002-2BN40-0AA0-ZX90 | 1 | UN | 1 | 5 | B | D | EAR99 | N | 85389099 | 50 |  | 0.024 | KG | 11.02 | 11.02 | CP20 | CP20 | Selector switch, illuminable, 22 mm, round, plastic, green, selector switch, short, 3 switch positions I-O<II, left latching, right momentary contact type, actuating angle 2x45Â°, 10:30h/12h/13:30h Z=50-unit packaging | - | 0 | 0
3SU1002-2BN40-0AA0-Z | Y10 | 3SU1002-2BN40-0AA0-ZY10 | 1 | UN | 1 | 10 | C | D | EAR99 | N | 85389099 | 1 |  | 0.024 | KG | 15.77 | 15.77 | CP20 | CP20 | Selector switch, illuminable, 22 mm, round, plastic, green, selector switch, short, 3 switch positions I-O<II, left latching, right momentary contact type, actuating angle 2x45Â°, 10:30h/12h/13:30h, with laser labeling, upper case and lower case, always upper case at beginning of line | - | 0 | 0
3SU1002-2BN40-0AA0-Z | Y11 | 3SU1002-2BN40-0AA0-ZY11 | 1 | UN | 1 | 10 | C | D | EAR99 | N | 85389099 | 1 |  | 0.024 | KG | 15.77 | 15.77 | CP20 | CP20 | Selector switch, illuminable, 22 mm, round, plastic, green, selector switch, short, 3 switch positions I-O<II, left latching, right momentary contact type, actuating angle 2x45Â°, 10:30h/12h/13:30h, with laser labeling, upper case | - | 0 | 0
3SU1002-2BN40-0AA0-Z | Y12 | 3SU1002-2BN40-0AA0-ZY12 | 1 | UN | 1 | 10 | C | D | EAR99 | N | 85389099 | 1 |  | 0.024 | KG | 15.77 | 15.77 | CP20 | CP20 | Selector switch, illuminable, 22 mm, round, plastic, green, selector switch, short, 3 switch positions I-O<II, left latching, right momentary contact type, actuating angle 2x45Â°, 10:30h/12h/13:30h, with laser labeling, lower case | - | 0 | 0
3SU1002-2BN40-0AA0-Z | Y15 | 3SU1002-2BN40-0AA0-ZY15 | 1 | UN | 1 | 10 | C | D | EAR99 | N | 85389099 | 1 |  | 0.024 | KG | 15.77 | 15.77 | CP20 | CP20 | Selector switch, illuminable, 22 mm, round, plastic, green, selector switch, short, 3 switch positions I-O<II, left latching, right momentary contact type, actuating angle 2x45Â°, 10:30h/12h/13:30h, with laser labeling, upper case and lower case, always upper case at the beginning of the word | - | 0 | 0
3SU1002-2BN40-0AA0-Z | Y19 | 3SU1002-2BN40-0AA0-ZY19 | 1 | UN | 1 | 10 | C | D | EAR99 | N | 85389099 | 1 |  | 0.024 | KG | 11.97 | 11.97 | CP20 | CP20 | Selector switch, illuminable, 22 mm, round, plastic, green, selector switch, short, 3 switch positions I-O<II, left latching, right momentary contact type, actuating angle 2x45Â°, 10:30h/12h/13:30h, with laser labeling, inscription or symbol Customer-specific selection with SIRIUS ACT configurator (CIN) | - | 0 | 0
3SU1002-2BN50-0AA0 |  | 3SU1002-2BN50-0AA0 | 1 | UN | 1 | 1 | A | D | N | N | 85389099 | 1 | 4011209962453 | 0.027 | KG | 11.02 | 11.02 | CP20 | CP20 | Selector switch, illuminable, 22 mm, round, plastic, blue, selector switch, short, 3 switch positions I-O<II, left latching, right momentary contact type, actuating angle 2x45Â°, 10:30h/12h/13:30h | - | 0 | 0
3SU1002-2BN50-0AA0-Z | X90 | 3SU1002-2BN50-0AA0-ZX90 | 1 | UN | 1 | 5 | B | D | EAR99 | N | 85389099 | 50 |  | 0.024 | KG | 11.02 | 11.02 | CP20 | CP20 | Selector switch, illuminable, 22 mm, round, plastic, blue, selector switch, short, 3 switch positions I-O<II, left latching, right momentary contact type, actuating angle 2x45Â°, 10:30h/12h/13:30h Z=50-unit packaging | - | 0 | 0
3SU1002-2BN50-0AA0-Z | Y10 | 3SU1002-2BN50-0AA0-ZY10 | 1 | UN | 1 | 10 | C | D | EAR99 | N | 85389099 | 1 |  | 0.024 | KG | 15.77 | 15.77 | CP20 | CP20 | Selector switch, illuminable, 22 mm, round, plastic, blue, selector switch, short, 3 switch positions I-O<II, left latching, right momentary contact type, actuating angle 2x45Â°, 10:30h/12h/13:30h, with laser labeling, upper case and lower case, always upper case at beginning of line | - | 0 | 0
3SU1002-2BN50-0AA0-Z | Y11 | 3SU1002-2BN50-0AA0-ZY11 | 1 | UN | 1 | 10 | C | D | EAR99 | N | 85389099 | 1 |  | 0.024 | KG | 15.77 | 15.77 | CP20 | CP20 | Selector switch, illuminable, 22 mm, round, plastic, blue, selector switch, short, 3 switch positions I-O<II, left latching, right momentary contact type, actuating angle 2x45Â°, 10:30h/12h/13:30h, with laser labeling, upper case | - | 0 | 0
3SU1002-2BN50-0AA0-Z | Y12 | 3SU1002-2BN50-0AA0-ZY12 | 1 | UN | 1 | 10 | C | D | EAR99 | N | 85389099 | 1 |  | 0.024 | KG | 15.77 | 15.77 | CP20 | CP20 | Selector switch, illuminable, 22 mm, round, plastic, blue, selector switch, short, 3 switch positions I-O<II, left latching, right momentary contact type, actuating angle 2x45Â°, 10:30h/12h/13:30h, with laser labeling, lower case | - | 0 | 0
3SU1002-2BN50-0AA0-Z | Y15 | 3SU1002-2BN50-0AA0-ZY15 | 1 | UN | 1 | 10 | C | D | EAR99 | N | 85389099 | 1 |  | 0.024 | KG | 15.77 | 15.77 | CP20 | CP20 | Selector switch, illuminable, 22 mm, round, plastic, blue, selector switch, short, 3 switch positions I-O<II, left latching, right momentary contact type, actuating angle 2x45Â°, 10:30h/12h/13:30h, with laser labeling, upper case and lower case, always upper case at the beginning of the word | - | 0 | 0
3SU1002-2BN50-0AA0-Z | Y19 | 3SU1002-2BN50-0AA0-ZY19 | 1 | UN | 1 | 10 | C | D | EAR99 | N | 85389099 | 1 |  | 0.024 | KG | 11.97 | 11.97 | CP20 | CP20 | Selector switch, illuminable, 22 mm, round, plastic, blue, selector switch, short, 3 switch positions I-O<II, left latching, right momentary contact type, actuating angle 2x45Â°, 10:30h/12h/13:30h, with laser labeling, inscription or symbol Customer-specific selection with SIRIUS ACT configurator (CIN) | - | 0 | 0
3SU1002-2BN60-0AA0 |  | 3SU1002-2BN60-0AA0 | 1 | UN | 1 | 1 | A | D | N | N | 85389099 | 1 | 4011209937741 | 0.02 | KG | 11.02 | 11.02 | CP20 | CP20 | Selector switch, illuminable, 22 mm, round, plastic, white, selector switch, short, 3 switch positions I-O<II, left latching, right momentary contact type, actuating angle 2x45Â°, 10:30h/12h/13:30h | - | 0 | 0
3SU1002-2BN60-0AA0-Z | X90 | 3SU1002-2BN60-0AA0-ZX90 | 1 | UN | 1 | 5 | B | D | N | N | 85389099 | 50 | 4047621030272 | 0.028 | KG | 11.02 | 11.02 | CP20 | CP20 | Selector switch, illuminable, 22 mm, round, plastic, white, selector switch, short, 3 switch positions I-O<II, left latching, right momentary contact type, actuating angle 2x45Â°, 10:30h/12h/13:30h Z=50-unit packaging | - | 0 | 0
3SU1002-2BN60-0AA0-Z | Y10 | 3SU1002-2BN60-0AA0-ZY10 | 1 | UN | 1 | 10 | C | D | N | N | 85389099 | 1 |  | 0.024 | KG | 15.77 | 15.77 | CP20 | CP20 | Selector switch, illuminable, 22 mm, round, plastic, white, selector switch, short, 3 switch positions I-O<II, left latching, right momentary contact type, actuating angle 2x45Â°, 10:30h/12h/13:30h, with laser labeling, upper case and lower case, always upper case at beginning of line | - | 0 | 0
3SU1002-2BN60-0AA0-Z | Y11 | 3SU1002-2BN60-0AA0-ZY11 | 1 | UN | 1 | 10 | C | D | N | N | 85389099 | 1 |  | 0.024 | KG | 15.77 | 15.77 | CP20 | CP20 | Selector switch, illuminable, 22 mm, round, plastic, white, selector switch, short, 3 switch positions I-O<II, left latching, right momentary contact type, actuating angle 2x45Â°, 10:30h/12h/13:30h, with laser labeling, upper case | - | 0 | 0
3SU1002-2BN60-0AA0-Z | Y12 | 3SU1002-2BN60-0AA0-ZY12 | 1 | UN | 1 | 10 | C | D | N | N | 85389099 | 1 |  | 0.024 | KG | 15.77 | 15.77 | CP20 | CP20 | Selector switch, illuminable, 22 mm, round, plastic, white, selector switch, short, 3 switch positions I-O<II, left latching, right momentary contact type, actuating angle 2x45Â°, 10:30h/12h/13:30h, with laser labeling, lower case | - | 0 | 0
3SU1002-2BN60-0AA0-Z | Y15 | 3SU1002-2BN60-0AA0-ZY15 | 1 | UN | 1 | 10 | C | D | N | N | 85389099 | 1 |  | 0.045 | KG | 15.77 | 15.77 | CP20 | CP20 | Selector switch, illuminable, 22 mm, round, plastic, white, selector switch, short, 3 switch positions I-O<II, left latching, right momentary contact type, actuating angle 2x45Â°, 10:30h/12h/13:30h, with laser labeling, upper case and lower case, always upper case at the beginning of the word | - | 0 | 0
3SU1002-2BN60-0AA0-Z | Y19 | 3SU1002-2BN60-0AA0-ZY19 | 1 | UN | 1 | 10 | C | D | N | N | 85389099 | 1 |  | 0.024 | KG | 11.97 | 11.97 | CP20 | CP20 | Selector switch, illuminable, 22 mm, round, plastic, white, selector switch, short, 3 switch positions I-O<II, left latching, right momentary contact type, actuating angle 2x45Â°, 10:30h/12h/13:30h, with laser labeling, inscription or symbol Customer-specific selection with SIRIUS ACT configurator (CIN) | - | 0 | 0
3SU1002-2BP10-0AA0 |  | 3SU1002-2BP10-0AA0 | 1 | UN | 1 | 1 | A | D | N | N | 85389099 | 1 | 4047621016573 | 0.02 | KG | 11.02 | 11.02 | CP20 | CP20 | Illuminable selector switch, 22 mm, round, plastic, black, Selector switch short, 3 switch positions I>O<II, momentary contact on the left, latching on the right, actuating angle 2x45Â°, 10:30h/12h/13:30h | - | 0 | 0
3SU1002-2BP10-0AA0-Z | X90 | 3SU1002-2BP10-0AA0-ZX90 | 1 | UN | 1 | 5 | B | D | N | N | 85389099 | 50 | 4047621061917 | 0.028 | KG | 11.02 | 11.02 | CP20 | CP20 | Illuminable selector switch, 22 mm, round, plastic, black, Selector switch short, 3 switch positions I>O<II, momentary contact on the left, latching on the right, actuating angle 2x45Â°, 10:30 /12 /13:30, Z=50-unit packaging | - | 0 | 0
3SU1002-2BP10-0AA0-Z | Y10 | 3SU1002-2BP10-0AA0-ZY10 | 1 | UN | 1 | 10 | C | D | N | N | 85389099 | 1 |  | 0.024 | KG | 15.77 | 15.77 | CP20 | CP20 | Illuminable selector switch, 22 mm, round, plastic, black, Selector switch short, 3 switch positions I>O<II, momentary contact on the left, latching on the right, actuating angle 2x45Â°, 10:30h/12h/13:30h, with laser labeling, upper case and lower case, always upper case at beginning of line | - | 0 | 0
3SU1002-2BP10-0AA0-Z | Y11 | 3SU1002-2BP10-0AA0-ZY11 | 1 | UN | 1 | 10 | C | D | N | N | 85389099 | 1 |  | 0.024 | KG | 15.77 | 15.77 | CP20 | CP20 | Illuminable selector switch, 22 mm, round, plastic, black, Selector switch short, 3 switch positions I>O<II, momentary contact on the left, latching on the right, actuating angle 2x45Â°, 10:30h/12h/13:30h, with laser labeling, upper case | - | 0 | 0
3SU1002-2BP10-0AA0-Z | Y12 | 3SU1002-2BP10-0AA0-ZY12 | 1 | UN | 1 | 10 | C | D | N | N | 85389099 | 1 |  | 0.024 | KG | 15.77 | 15.77 | CP20 | CP20 | Illuminable selector switch, 22 mm, round, plastic, black, Selector switch short, 3 switch positions I>O<II, momentary contact on the left, latching on the right, actuating angle 2x45Â°, 10:30h/12h/13:30h, with laser labeling, lower case | - | 0 | 0
3SU1002-2BP10-0AA0-Z | Y15 | 3SU1002-2BP10-0AA0-ZY15 | 1 | UN | 1 | 10 | C | D | N | N | 85389099 | 1 |  | 0.024 | KG | 15.77 | 15.77 | CP20 | CP20 | Illuminable selector switch, 22 mm, round, plastic, black, Selector switch short, 3 switch positions I>O<II, momentary contact on the left, latching on the right, actuating angle 2x45Â°, 10:30h/12h/13:30h, with laser labeling, upper case and lower case, always upper case at the beginning of the word | - | 0 | 0
3SU1002-2BP10-0AA0-Z | Y19 | 3SU1002-2BP10-0AA0-ZY19 | 1 | UN | 1 | 10 | C | D | N | N | 85389099 | 1 |  | 0.01 | KG | 11.97 | 11.97 | CP20 | CP20 | Illuminable selector switch, 22 mm, round, plastic, black, Selector switch short, 3 switch positions I>O<II, momentary contact on the left, latching on the right, actuating angle 2x45Â°, 10:30h/12h/13:30h, with laser labeling, inscription or symbol, Customer-specific selection with SIRIUS ACT configurator (CIN) | - | 0 | 0
3SU1002-2BP20-0AA0 |  | 3SU1002-2BP20-0AA0 | 1 | UN | 1 | 5 | B | D | N | N | 85389099 | 1 | 4011209962477 | 0.022 | KG | 11.02 | 11.02 | CP20 | CP20 | Selector switch, illuminable, 22 mm, round, plastic, red, selector switch, short, 3 switch positions I>O<II, momentary contact on the left, latching on the right, actuating angle 2x45Â°, 10:30h/12h/13:30h | - | 0 | 0
3SU1002-2BP20-0AA0-Z | X90 | 3SU1002-2BP20-0AA0-ZX90 | 1 | UN | 1 | 5 | B | D | EAR99 | N | 85389099 | 50 |  | 0.024 | KG | 11.02 | 11.02 | CP20 | CP20 | Selector switch, illuminable, 22 mm, round, plastic, red, selector switch, short, 3 switch positions I>O<II, momentary contact on the left, latching on the right, actuating angle 2x45Â°, 10:30h/12h/13:30h Z=50-unit packaging | - | 0 | 0
3SU1002-2BP20-0AA0-Z | Y10 | 3SU1002-2BP20-0AA0-ZY10 | 1 | UN | 1 | 10 | C | D | EAR99 | N | 85389099 | 1 |  | 0.024 | KG | 15.77 | 15.77 | CP20 | CP20 | Selector switch, illuminable, 22 mm, round, plastic, red, selector switch, short, 3 switch positions I>O<II, momentary contact on the left, latching on the right, actuating angle 2x45Â°, 10:30h/12h/13:30h, with laser labeling, upper case and lower case, always upper case at beginning of line | - | 0 | 0
3SU1002-2BP20-0AA0-Z | Y11 | 3SU1002-2BP20-0AA0-ZY11 | 1 | UN | 1 | 10 | C | D | EAR99 | N | 85389099 | 1 |  | 0.024 | KG | 15.77 | 15.77 | CP20 | CP20 | Selector switch, illuminable, 22 mm, round, plastic, red, selector switch, short, 3 switch positions I>O<II, momentary contact on the left, latching on the right, actuating angle 2x45Â°, 10:30h/12h/13:30h, with laser labeling, upper case | - | 0 | 0
3SU1002-2BP20-0AA0-Z | Y12 | 3SU1002-2BP20-0AA0-ZY12 | 1 | UN | 1 | 10 | C | D | EAR99 | N | 85389099 | 1 |  | 0.024 | KG | 15.77 | 15.77 | CP20 | CP20 | Selector switch, illuminable, 22 mm, round, plastic, red, selector switch, short, 3 switch positions I>O<II, momentary contact on the left, latching on the right, actuating angle 2x45Â°, 10:30h/12h/13:30h, with laser labeling, lower case | - | 0 | 0
3SU1002-2BP20-0AA0-Z | Y15 | 3SU1002-2BP20-0AA0-ZY15 | 1 | UN | 1 | 10 | C | D | EAR99 | N | 85389099 | 1 |  | 0.024 | KG | 15.77 | 15.77 | CP20 | CP20 | Selector switch, illuminable, 22 mm, round, plastic, red, selector switch, short, 3 switch positions I>O<II, momentary contact on the left, latching on the right, actuating angle 2x45Â°, 10:30h/12h/13:30h, with laser labeling, upper case and lower case, always upper case at the beginning of the word | - | 0 | 0
3SU1002-2BP20-0AA0-Z | Y19 | 3SU1002-2BP20-0AA0-ZY19 | 1 | UN | 1 | 10 | C | D | EAR99 | N | 85389099 | 1 |  | 0.024 | KG | 11.97 | 11.97 | CP20 | CP20 | Selector switch, illuminable, 22 mm, round, plastic, red, selector switch, short, 3 switch positions I>O<II, momentary contact on the left, latching on the right, actuating angle 2x45Â°, 10:30h/12h/13:30h, with laser labeling, inscription or symbol Customer-specific selection with SIRIUS ACT configurator (CIN) | - | 0 | 0
3SU1002-2BP30-0AA0 |  | 3SU1002-2BP30-0AA0 | 1 | UN | 1 | 1 | A | D | N | N | 85389099 | 1 | 4011209962484 | 0.025 | KG | 11.02 | 11.02 | CP20 | CP20 | Selector switch, illuminable, 22 mm, round, plastic, yellow, selector switch, short, 3 switch positions I>O<II, momentary contact on the left, latching on the right, actuating angle 2x45Â°, 10:30h/12h/13:30h | - | 0 | 0
3SU1002-2BP30-0AA0-Z | X90 | 3SU1002-2BP30-0AA0-ZX90 | 1 | UN | 1 | 5 | B | D | EAR99 | N | 85389099 | 50 |  | 0.024 | KG | 11.02 | 11.02 | CP20 | CP20 | Selector switch, illuminable, 22 mm, round, plastic, yellow, selector switch, short, 3 switch positions I>O<II, momentary contact on the left, latching on the right, actuating angle 2x45Â°, 10:30h/12h/13:30h Z=50-unit packaging | - | 0 | 0
3SU1002-2BP30-0AA0-Z | Y10 | 3SU1002-2BP30-0AA0-ZY10 | 1 | UN | 1 | 10 | C | D | EAR99 | N | 85389099 | 1 |  | 0.024 | KG | 15.77 | 15.77 | CP20 | CP20 | Selector switch, illuminable, 22 mm, round, plastic, yellow, selector switch, short, 3 switch positions I>O<II, momentary contact on the left, latching on the right, actuating angle 2x45Â°, 10:30h/12h/13:30h, with laser labeling, upper case and lower case, always upper case at beginning of line | - | 0 | 0
3SU1002-2BP30-0AA0-Z | Y11 | 3SU1002-2BP30-0AA0-ZY11 | 1 | UN | 1 | 10 | C | D | EAR99 | N | 85389099 | 1 |  | 0.024 | KG | 15.77 | 15.77 | CP20 | CP20 | Selector switch, illuminable, 22 mm, round, plastic, yellow, selector switch, short, 3 switch positions I>O<II, momentary contact on the left, latching on the right, actuating angle 2x45Â°, 10:30h/12h/13:30h, with laser labeling, upper case | - | 0 | 0
3SU1002-2BP30-0AA0-Z | Y12 | 3SU1002-2BP30-0AA0-ZY12 | 1 | UN | 1 | 10 | C | D | EAR99 | N | 85389099 | 1 |  | 0.024 | KG | 15.77 | 15.77 | CP20 | CP20 | Selector switch, illuminable, 22 mm, round, plastic, yellow, selector switch, short, 3 switch positions I>O<II, momentary contact on the left, latching on the right, actuating angle 2x45Â°, 10:30h/12h/13:30h, with laser labeling, lower case | - | 0 | 0
3SU1002-2BP30-0AA0-Z | Y15 | 3SU1002-2BP30-0AA0-ZY15 | 1 | UN | 1 | 10 | C | D | EAR99 | N | 85389099 | 1 |  | 0.024 | KG | 15.77 | 15.77 | CP20 | CP20 | Selector switch, illuminable, 22 mm, round, plastic, yellow, selector switch, short, 3 switch positions I>O<II, momentary contact on the left, latching on the right, actuating angle 2x45Â°, 10:30h/12h/13:30h, with laser labeling, upper case and lower case, always upper case at the beginning of the word | - | 0 | 0
3SU1002-2BP30-0AA0-Z | Y19 | 3SU1002-2BP30-0AA0-ZY19 | 1 | UN | 1 | 10 | C | D | EAR99 | N | 85389099 | 1 |  | 0.024 | KG | 11.97 | 11.97 | CP20 | CP20 | Selector switch, illuminable, 22 mm, round, plastic, yellow, selector switch, short, 3 switch positions I>O<II, momentary contact on the left, latching on the right, actuating angle 2x45Â°, 10:30h/12h/13:30h, with laser labeling, inscription or symbol Customer-specific selection with SIRIUS ACT configurator (CIN) | - | 0 | 0
3SU1002-2BP40-0AA0 |  | 3SU1002-2BP40-0AA0 | 1 | UN | 1 | 1 | A | D | N | N | 85389099 | 1 | 4011209962491 | 0.02 | KG | 11.02 | 11.02 | CP20 | CP20 | Selector switch, illuminable, 22 mm, round, plastic, green, selector switch, short, 3 switch positions I>O<II, momentary contact on the left, latching on the right, actuating angle 2x45Â°, 10:30h/12h/13:30h | - | 0 | 0
3SU1002-2BP40-0AA0-Z | X90 | 3SU1002-2BP40-0AA0-ZX90 | 1 | UN | 1 | 5 | B | D | EAR99 | N | 85389099 | 50 |  | 0.024 | KG | 11.02 | 11.02 | CP20 | CP20 | Selector switch, illuminable, 22 mm, round, plastic, green, selector switch, short, 3 switch positions I>O<II, momentary contact on the left, latching on the right, actuating angle 2x45Â°, 10:30h/12h/13:30h Z=50-unit packaging | - | 0 | 0
3SU1002-2BP40-0AA0-Z | Y10 | 3SU1002-2BP40-0AA0-ZY10 | 1 | UN | 1 | 10 | C | D | EAR99 | N | 85389099 | 1 |  | 0.024 | KG | 15.77 | 15.77 | CP20 | CP20 | Selector switch, illuminable, 22 mm, round, plastic, green, selector switch, short, 3 switch positions I>O<II, momentary contact on the left, latching on the right, actuating angle 2x45Â°, 10:30h/12h/13:30h, with laser labeling, upper case and lower case, always upper case at beginning of line | - | 0 | 0
3SU1002-2BP40-0AA0-Z | Y11 | 3SU1002-2BP40-0AA0-ZY11 | 1 | UN | 1 | 10 | C | D | EAR99 | N | 85389099 | 1 |  | 0.024 | KG | 15.77 | 15.77 | CP20 | CP20 | Selector switch, illuminable, 22 mm, round, plastic, green, selector switch, short, 3 switch positions I>O<II, momentary contact on the left, latching on the right, actuating angle 2x45Â°, 10:30h/12h/13:30h, with laser labeling, upper case | - | 0 | 0
3SU1002-2BP40-0AA0-Z | Y12 | 3SU1002-2BP40-0AA0-ZY12 | 1 | UN | 1 | 10 | C | D | EAR99 | N | 85389099 | 1 |  | 0.024 | KG | 15.77 | 15.77 | CP20 | CP20 | Selector switch, illuminable, 22 mm, round, plastic, green, selector switch, short, 3 switch positions I>O<II, momentary contact on the left, latching on the right, actuating angle 2x45Â°, 10:30h/12h/13:30h, with laser labeling, lower case | - | 0 | 0
3SU1002-2BP40-0AA0-Z | Y15 | 3SU1002-2BP40-0AA0-ZY15 | 1 | UN | 1 | 10 | C | D | EAR99 | N | 85389099 | 1 |  | 0.024 | KG | 15.77 | 15.77 | CP20 | CP20 | Selector switch, illuminable, 22 mm, round, plastic, green, selector switch, short, 3 switch positions I>O<II, momentary contact on the left, latching on the right, actuating angle 2x45Â°, 10:30h/12h/13:30h, with laser labeling, upper case and lower case, always upper case at the beginning of the word | - | 0 | 0
3SU1002-2BP40-0AA0-Z | Y19 | 3SU1002-2BP40-0AA0-ZY19 | 1 | UN | 1 | 10 | C | D | EAR99 | N | 85389099 | 1 |  | 0.024 | KG | 11.97 | 11.97 | CP20 | CP20 | Selector switch, illuminable, 22 mm, round, plastic, green, selector switch, short, 3 switch positions I>O<II, momentary contact on the left, latching on the right, actuating angle 2x45Â°, 10:30h/12h/13:30h, with laser labeling, inscription or symbol Customer-specific selection with SIRIUS ACT configurator (CIN) | - | 0 | 0
3SU1002-2BP50-0AA0 |  | 3SU1002-2BP50-0AA0 | 1 | UN | 1 | 1 | A | D | N | N | 85389099 | 1 | 4011209962507 | 0.02 | KG | 11.02 | 11.02 | CP20 | CP20 | Selector switch, illuminable, 22 mm, round, plastic, blue, selector switch, short, 3 switch positions I>O<II, momentary contact on the left, latching on the right, actuating angle 2x45Â°, 10:30h/12h/13:30h | - | 0 | 0
3SU1002-2BP50-0AA0-Z | X90 | 3SU1002-2BP50-0AA0-ZX90 | 1 | UN | 1 | 5 | B | D | EAR99 | N | 85389099 | 50 |  | 0.024 | KG | 11.02 | 11.02 | CP20 | CP20 | Selector switch, illuminable, 22 mm, round, plastic, blue, selector switch, short, 3 switch positions I>O<II, momentary contact on the left, latching on the right, actuating angle 2x45Â°, 10:30h/12h/13:30h Z=50-unit packaging | - | 0 | 0
3SU1002-2BP50-0AA0-Z | Y10 | 3SU1002-2BP50-0AA0-ZY10 | 1 | UN | 1 | 10 | C | D | EAR99 | N | 85389099 | 1 |  | 0.024 | KG | 15.77 | 15.77 | CP20 | CP20 | Selector switch, illuminable, 22 mm, round, plastic, blue, selector switch, short, 3 switch positions I>O<II, momentary contact on the left, latching on the right, actuating angle 2x45Â°, 10:30h/12h/13:30h, with laser labeling, upper case and lower case, always upper case at beginning of line | - | 0 | 0
3SU1002-2BP50-0AA0-Z | Y11 | 3SU1002-2BP50-0AA0-ZY11 | 1 | UN | 1 | 10 | C | D | EAR99 | N | 85389099 | 1 |  | 0.024 | KG | 15.77 | 15.77 | CP20 | CP20 | Selector switch, illuminable, 22 mm, round, plastic, blue, selector switch, short, 3 switch positions I>O<II, momentary contact on the left, latching on the right, actuating angle 2x45Â°, 10:30h/12h/13:30h, with laser labeling, upper case | - | 0 | 0
3SU1002-2BP50-0AA0-Z | Y12 | 3SU1002-2BP50-0AA0-ZY12 | 1 | UN | 1 | 10 | C | D | EAR99 | N | 85389099 | 1 |  | 0.024 | KG | 15.77 | 15.77 | CP20 | CP20 | Selector switch, illuminable, 22 mm, round, plastic, blue, selector switch, short, 3 switch positions I>O<II, momentary contact on the left, latching on the right, actuating angle 2x45Â°, 10:30h/12h/13:30h, with laser labeling, lower case | - | 0 | 0
3SU1002-2BP50-0AA0-Z | Y15 | 3SU1002-2BP50-0AA0-ZY15 | 1 | UN | 1 | 10 | C | D | EAR99 | N | 85389099 | 1 |  | 0.024 | KG | 15.77 | 15.77 | CP20 | CP20 | Selector switch, illuminable, 22 mm, round, plastic, blue, selector switch, short, 3 switch positions I>O<II, momentary contact on the left, latching on the right, actuating angle 2x45Â°, 10:30h/12h/13:30h, with laser labeling, upper case and lower case, always upper case at the beginning of the word | - | 0 | 0
3SU1002-2BP50-0AA0-Z | Y19 | 3SU1002-2BP50-0AA0-ZY19 | 1 | UN | 1 | 10 | C | D | EAR99 | N | 85389099 | 1 |  | 0.024 | KG | 11.97 | 11.97 | CP20 | CP20 | Selector switch, illuminable, 22 mm, round, plastic, blue, selector switch, short, 3 switch positions I>O<II, momentary contact on the left, latching on the right, actuating angle 2x45Â°, 10:30h/12h/13:30h, with laser labeling, inscription or symbol Customer-specific selection with SIRIUS ACT configurator (CIN) | - | 0 | 0
3SU1002-2BP60-0AA0 |  | 3SU1002-2BP60-0AA0 | 1 | UN | 1 | 1 | A | D | N | N | 85389099 | 1 | 4011209962460 | 0.02 | KG | 11.02 | 11.02 | CP20 | CP20 | Selector switch, illuminable, 22 mm, round, plastic, white, selector switch, short, 3 switch positions I>O<II, momentary contact on the left, latching on the right, actuating angle 2x45Â°, 10:30h/12h/13:30h | - | 0 | 0
3SU1002-2BP60-0AA0-Z | X90 | 3SU1002-2BP60-0AA0-ZX90 | 1 | UN | 1 | 5 | B | D | N | N | 85389099 | 50 | 4047621030265 | 0.028 | KG | 11.02 | 11.02 | CP20 | CP20 | Selector switch, illuminable, 22 mm, round, plastic, white, selector switch, short, 3 switch positions I>O<II, momentary contact on the left, latching on the right, actuating angle 2x45Â°, 10:30h/12h/13:30h Z=50-unit packaging | - | 0 | 0
3SU1002-2BP60-0AA0-Z | Y10 | 3SU1002-2BP60-0AA0-ZY10 | 1 | UN | 1 | 10 | C | D | N | N | 85389099 | 1 |  | 0.024 | KG | 15.77 | 15.77 | CP20 | CP20 | Selector switch, illuminable, 22 mm, round, plastic, white, selector switch, short, 3 switch positions I>O<II, momentary contact on the left, latching on the right, actuating angle 2x45Â°, 10:30h/12h/13:30h, with laser labeling, upper case and lower case, always upper case at beginning of line | - | 0 | 0
3SU1002-2BP60-0AA0-Z | Y11 | 3SU1002-2BP60-0AA0-ZY11 | 1 | UN | 1 | 10 | C | D | N | N | 85389099 | 1 |  | 0.024 | KG | 15.77 | 15.77 | CP20 | CP20 | Selector switch, illuminable, 22 mm, round, plastic, white, selector switch, short, 3 switch positions I>O<II, momentary contact on the left, latching on the right, actuating angle 2x45Â°, 10:30h/12h/13:30h, with laser labeling, upper case | - | 0 | 0
3SU1002-2BP60-0AA0-Z | Y12 | 3SU1002-2BP60-0AA0-ZY12 | 1 | UN | 1 | 10 | C | D | N | N | 85389099 | 1 |  | 0.024 | KG | 15.77 | 15.77 | CP20 | CP20 | Selector switch, illuminable, 22 mm, round, plastic, white, selector switch, short, 3 switch positions I>O<II, momentary contact on the left, latching on the right, actuating angle 2x45Â°, 10:30h/12h/13:30h, with laser labeling, lower case | - | 0 | 0
3SU1002-2BP60-0AA0-Z | Y15 | 3SU1002-2BP60-0AA0-ZY15 | 1 | UN | 1 | 10 | C | D | N | N | 85389099 | 1 |  | 0.024 | KG | 15.77 | 15.77 | CP20 | CP20 | Selector switch, illuminable, 22 mm, round, plastic, white, selector switch, short, 3 switch positions I>O<II, momentary contact on the left, latching on the right, actuating angle 2x45Â°, 10:30h/12h/13:30h, with laser labeling, upper case and lower case, always upper case at the beginning of the word | - | 0 | 0
3SU1002-2BP60-0AA0-Z | Y19 | 3SU1002-2BP60-0AA0-ZY19 | 1 | UN | 1 | 10 | C | D | N | N | 85389099 | 1 |  | 0.028 | KG | 11.97 | 11.97 | CP20 | CP20 | Selector switch, illuminable, 22 mm, round, plastic, white, selector switch, short, 3 switch positions I>O<II, momentary contact on the left, latching on the right, actuating angle 2x45Â°, 10:30h/12h/13:30h, with laser labeling, inscription or symbol Customer-specific selection with SIRIUS ACT configurator (CIN) | - | 0 | 0
3SU1002-2CF10-0AA0 |  | 3SU1002-2CF10-0AA0 | 1 | UN | 1 | 3 | B | D | N | N | 85389099 | 1 | 4047621016535 | 0.02 | KG | 11.12 | 11.12 | CP20 | CP20 | Illuminable selector switch, 22 mm, round, plastic, black, Selector switch long, 2 switch positions O-I, latching, actuating angle 90Â°, 10:30h/13:30h | - | 0 | 0
3SU1002-2CF10-0AA0-Z | X90 | 3SU1002-2CF10-0AA0-ZX90 | 1 | UN | 1 | 5 | B | D | EAR99 | N | 85389099 | 50 |  | 0.024 | KG | 11.12 | 11.12 | CP20 | CP20 | Illuminable selector switch, 22 mm, round, plastic, black, Selector switch long, 2 switch positions O-I, latching, actuating angle 90Â°, 10:30 /13:30, Z=50-unit packaging | - | 0 | 0
3SU1002-2CF10-0AA0-Z | Y10 | 3SU1002-2CF10-0AA0-ZY10 | 1 | UN | 1 | 10 | C | D | N | N | 85389099 | 1 |  | 0.024 | KG | 15.87 | 15.87 | CP20 | CP20 | Illuminable selector switch, 22 mm, round, plastic, black, Selector switch long, 2 switch positions O-I, latching, actuating angle 90Â°, 10:30h/13:30h, with laser labeling, upper case and lower case, always upper case at beginning of line | - | 0 | 0
3SU1002-2CF10-0AA0-Z | Y11 | 3SU1002-2CF10-0AA0-ZY11 | 1 | UN | 1 | 10 | C | D | N | N | 85389099 | 1 |  | 0.024 | KG | 15.87 | 15.87 | CP20 | CP20 | Illuminable selector switch, 22 mm, round, plastic, black, Selector switch long, 2 switch positions O-I, latching, actuating angle 90Â°, 10:30h/13:30h, with laser labeling, upper case | - | 0 | 0
3SU1002-2CF10-0AA0-Z | Y12 | 3SU1002-2CF10-0AA0-ZY12 | 1 | UN | 1 | 10 | C | D | N | N | 85389099 | 1 |  | 0.024 | KG | 15.87 | 15.87 | CP20 | CP20 | Illuminable selector switch, 22 mm, round, plastic, black, Selector switch long, 2 switch positions O-I, latching, actuating angle 90Â°, 10:30h/13:30h, with laser labeling, lower case | - | 0 | 0
3SU1002-2CF10-0AA0-Z | Y15 | 3SU1002-2CF10-0AA0-ZY15 | 1 | UN | 1 | 10 | C | D | N | N | 85389099 | 1 |  | 0.024 | KG | 15.87 | 15.87 | CP20 | CP20 | Illuminable selector switch, 22 mm, round, plastic, black, Selector switch long, 2 switch positions O-I, latching, actuating angle 90Â°, 10:30h/13:30h, with laser labeling, upper case and lower case, always upper case at the beginning of the word | - | 0 | 0
3SU1002-2CF10-0AA0-Z | Y19 | 3SU1002-2CF10-0AA0-ZY19 | 1 | UN | 1 | 10 | C | D | N | N | 85389099 | 1 |  | 0.025 | KG | 12.07 | 12.07 | CP20 | CP20 | Illuminable selector switch, 22 mm, round, plastic, black, Selector switch long, 2 switch positions O-I, latching, actuating angle 90Â°, 10:30h/13:30h, with laser labeling, inscription or symbol, Customer-specific selection with SIRIUS ACT configurator (CIN) | - | 0 | 0
3SU1002-2CF20-0AA0 |  | 3SU1002-2CF20-0AA0 | 1 | UN | 1 | 3 | B | D | N | N | 85389099 | 1 | 4011209955349 | 0.027 | KG | 11.12 | 11.12 | CP20 | CP20 | Selector switch, illuminable, 22 mm, round, plastic, red, selector switch, long, 2 switch positions O-I, latching, actuating angle 90Â°, 10:30h/13:30h | - | 0 | 0
3SU1002-2CF20-0AA0-Z | X90 | 3SU1002-2CF20-0AA0-ZX90 | 1 | UN | 1 | 5 | B | D | EAR99 | N | 85389099 | 50 |  | 0.024 | KG | 11.12 | 11.12 | CP20 | CP20 | Selector switch, illuminable, 22 mm, round, plastic, red, selector switch, long, 2 switch positions O-I, latching, actuating angle 90Â°, 10:30h/13:30h Z=50-unit packaging | - | 0 | 0
3SU1002-2CF20-0AA0-Z | Y10 | 3SU1002-2CF20-0AA0-ZY10 | 1 | UN | 1 | 10 | C | D | EAR99 | N | 85389099 | 1 |  | 0.024 | KG | 15.87 | 15.87 | CP20 | CP20 | Selector switch, illuminable, 22 mm, round, plastic, red, selector switch, long, 2 switch positions O-I, latching, actuating angle 90Â°, 10:30h/13:30h, with laser labeling, upper case and lower case, always upper case at beginning of line | - | 0 | 0
3SU1002-2CF20-0AA0-Z | Y11 | 3SU1002-2CF20-0AA0-ZY11 | 1 | UN | 1 | 10 | C | D | EAR99 | N | 85389099 | 1 |  | 0.024 | KG | 15.87 | 15.87 | CP20 | CP20 | Selector switch, illuminable, 22 mm, round, plastic, red, selector switch, long, 2 switch positions O-I, latching, actuating angle 90Â°, 10:30h/13:30h, with laser labeling, upper case | - | 0 | 0
3SU1002-2CF20-0AA0-Z | Y12 | 3SU1002-2CF20-0AA0-ZY12 | 1 | UN | 1 | 10 | C | D | EAR99 | N | 85389099 | 1 |  | 0.024 | KG | 15.87 | 15.87 | CP20 | CP20 | Selector switch, illuminable, 22 mm, round, plastic, red, selector switch, long, 2 switch positions O-I, latching, actuating angle 90Â°, 10:30h/13:30h, with laser labeling, lower case | - | 0 | 0
3SU1002-2CF20-0AA0-Z | Y15 | 3SU1002-2CF20-0AA0-ZY15 | 1 | UN | 1 | 10 | C | D | EAR99 | N | 85389099 | 1 |  | 0.024 | KG | 15.87 | 15.87 | CP20 | CP20 | Selector switch, illuminable, 22 mm, round, plastic, red, selector switch, long, 2 switch positions O-I, latching, actuating angle 90Â°, 10:30h/13:30h, with laser labeling, upper case and lower case, always upper case at the beginning of the word | - | 0 | 0
3SU1002-2CF20-0AA0-Z | Y19 | 3SU1002-2CF20-0AA0-ZY19 | 1 | UN | 1 | 10 | C | D | EAR99 | N | 85389099 | 1 |  | 0.024 | KG | 12.07 | 12.07 | CP20 | CP20 | Selector switch, illuminable, 22 mm, round, plastic, red, selector switch, long, 2 switch positions O-I, latching, actuating angle 90Â°, 10:30h/13:30h, with laser labeling, inscription or symbol Customer-specific selection with SIRIUS ACT configurator (CIN) | - | 0 | 0
3SU1002-2CF60-0AA0 |  | 3SU1002-2CF60-0AA0 | 1 | UN | 1 | 3 | B | D | N | N | 85389099 | 1 | 4011209955332 | 0.02 | KG | 11.12 | 11.12 | CP20 | CP20 | Selector switch, illuminable, 22 mm, round, plastic, white, selector switch, long, 2 switch positions O-I, latching, actuating angle 90Â°, 10:30h/13:30h | - | 0 | 0
3SU1002-2CF60-0AA0-Z | X90 | 3SU1002-2CF60-0AA0-ZX90 | 1 | UN | 1 | 5 | B | D | EAR99 | N | 85389099 | 50 |  | 0.024 | KG | 11.12 | 11.12 | CP20 | CP20 | Selector switch, illuminable, 22 mm, round, plastic, white, selector switch, long, 2 switch positions O-I, latching, actuating angle 90Â°, 10:30h/13:30h Z=50-unit packaging | - | 0 | 0
3SU1002-2CF60-0AA0-Z | Y10 | 3SU1002-2CF60-0AA0-ZY10 | 1 | UN | 1 | 10 | C | D | EAR99 | N | 85389099 | 1 |  | 0.024 | KG | 15.87 | 15.87 | CP20 | CP20 | Selector switch, illuminable, 22 mm, round, plastic, white, selector switch, long, 2 switch positions O-I, latching, actuating angle 90Â°, 10:30h/13:30h, with laser labeling, upper case and lower case, always upper case at beginning of line | - | 0 | 0
3SU1002-2CF60-0AA0-Z | Y11 | 3SU1002-2CF60-0AA0-ZY11 | 1 | UN | 1 | 10 | C | D | EAR99 | N | 85389099 | 1 |  | 0.024 | KG | 15.87 | 15.87 | CP20 | CP20 | Selector switch, illuminable, 22 mm, round, plastic, white, selector switch, long, 2 switch positions O-I, latching, actuating angle 90Â°, 10:30h/13:30h, with laser labeling, upper case | - | 0 | 0
3SU1002-2CF60-0AA0-Z | Y12 | 3SU1002-2CF60-0AA0-ZY12 | 1 | UN | 1 | 10 | C | D | EAR99 | N | 85389099 | 1 |  | 0.024 | KG | 15.87 | 15.87 | CP20 | CP20 | Selector switch, illuminable, 22 mm, round, plastic, white, selector switch, long, 2 switch positions O-I, latching, actuating angle 90Â°, 10:30h/13:30h, with laser labeling, lower case | - | 0 | 0
3SU1002-2CF60-0AA0-Z | Y15 | 3SU1002-2CF60-0AA0-ZY15 | 1 | UN | 1 | 10 | C | D | EAR99 | N | 85389099 | 1 |  | 0.024 | KG | 15.87 | 15.87 | CP20 | CP20 | Selector switch, illuminable, 22 mm, round, plastic, white, selector switch, long, 2 switch positions O-I, latching, actuating angle 90Â°, 10:30h/13:30h, with laser labeling, upper case and lower case, always upper case at the beginning of the word | - | 0 | 0
3SU1002-2CF60-0AA0-Z | Y19 | 3SU1002-2CF60-0AA0-ZY19 | 1 | UN | 1 | 10 | C | D | EAR99 | N | 85389099 | 1 |  | 0.024 | KG | 12.07 | 12.07 | CP20 | CP20 | Selector switch, illuminable, 22 mm, round, plastic, white, selector switch, long, 2 switch positions O-I, latching, actuating angle 90Â°, 10:30h/13:30h, with laser labeling, inscription or symbol Customer-specific selection with SIRIUS ACT configurator (CIN) | - | 0 | 0
3SU1030-0AA10-0AA0 |  | 3SU1030-0AA10-0AA0 | 1 | UN | 1 | 1 | A | D | N | N | 85389099 | 1 | 4011209972612 | 0.026 | KG | 13.11 | 13.11 | CP20 | CP20 | Pushbutton, 22 mm, round, plastic with metal front ring, black, pushbutton, flat, latching, Push-to-release mechanism | - | 0 | 0
3SU1030-0AA10-0AA0-Z | X90 | 3SU1030-0AA10-0AA0-ZX90 | 1 | UN | 1 | 5 | B | D | EAR99 | N | 85389099 | 100 |  | 0.022 | KG | 13.11 | 13.11 | CP20 | CP20 | Pushbutton, 22 mm, round, plastic with metal front ring, black, pushbutton, flat, latching, Push-to-release mechanism, Z=100-unit packaging | - | 0 | 0
3SU1030-0AA10-0AA0-Z | Y10 | 3SU1030-0AA10-0AA0-ZY10 | 1 | UN | 1 | 10 | C | D | N | N | 85389099 | 1 |  | 0.017 | KG | 17.86 | 17.86 | CP20 | CP20 | Pushbutton, 22 mm, round, plastic with metal front ring, black, pushbutton, flat, latching, Push-to-release mechanism, with laser labeling, upper case and lower case, always upper case at beginning of line | - | 0 | 0
3SU1030-0AA10-0AA0-Z | Y11 | 3SU1030-0AA10-0AA0-ZY11 | 1 | UN | 1 | 10 | C | D | N | N | 85389099 | 1 |  | 0.017 | KG | 17.86 | 17.86 | CP20 | CP20 | Pushbutton, 22 mm, round, plastic with metal front ring, black, pushbutton, flat, latching, Push-to-release mechanism, with laser labeling, upper case | - | 0 | 0
3SU1030-0AA10-0AA0-Z | Y12 | 3SU1030-0AA10-0AA0-ZY12 | 1 | UN | 1 | 10 | C | D | N | N | 85389099 | 1 |  | 0.017 | KG | 17.86 | 17.86 | CP20 | CP20 | Pushbutton, 22 mm, round, plastic with metal front ring, black, pushbutton, flat, latching, Push-to-release mechanism, with laser labeling, lower case | - | 0 | 0
3SU1030-0AA10-0AA0-Z | Y13 | 3SU1030-0AA10-0AA0-ZY13 | 1 | UN | 1 | 10 | C | D | N | N | 85389099 | 1 |  | 0.017 | KG | 17.86 | 17.86 | CP20 | CP20 | Pushbutton, 22 mm, round, plastic with metal front ring, black, pushbutton, flat, latching, Push-to-release mechanism, with laser labeling, symbol number according to, ISO 7000 or IEC 60417 | - | 0 | 0
3SU1030-0AA10-0AA0-Z | Y15 | 3SU1030-0AA10-0AA0-ZY15 | 1 | UN | 1 | 10 | C | D | N | N | 85389099 | 1 |  | 0.017 | KG | 17.86 | 17.86 | CP20 | CP20 | Pushbutton, 22 mm, round, plastic with metal front ring, black, pushbutton, flat, latching, Push-to-release mechanism, with laser labeling, upper case and lower case, always upper case at the beginning of the word | - | 0 | 0
3SU1030-0AA10-0AA0-Z | Y19 | 3SU1030-0AA10-0AA0-ZY19 | 1 | UN | 1 | 10 | C | D | N | N | 85389099 | 1 |  | 0.025 | KG | 14.06 | 14.06 | CP20 | CP20 | Pushbutton, 22 mm, round, plastic with metal front ring, black, pushbutton, flat, latching, Push-to-release mechanism, with laser labeling, inscription or symbol Customer-specific selection with SIRIUS ACT configurator (CIN) | - | 0 | 0
3SU1030-0AA20-0AA0 |  | 3SU1030-0AA20-0AA0 | 1 | UN | 1 | 1 | A | D | N | N | 85389099 | 1 | 4011209972629 | 0.027 | KG | 13.11 | 13.11 | CP20 | CP20 | Pushbutton, 22 mm, round, plastic with metal front ring, red, pushbutton, flat, latching, Push-to-release mechanism | - | 0 | 0
3SU1030-0AA20-0AA0-Z | X90 | 3SU1030-0AA20-0AA0-ZX90 | 1 | UN | 1 | 5 | B | D | EAR99 | N | 85389099 | 100 |  | 0.022 | KG | 13.11 | 13.11 | CP20 | CP20 | Pushbutton, 22 mm, round, plastic with metal front ring, red, pushbutton, flat, latching, Push-to-release mechanism, Z=100-unit packaging | - | 0 | 0
3SU1030-0AA20-0AA0-Z | Y10 | 3SU1030-0AA20-0AA0-ZY10 | 1 | UN | 1 | 10 | C | D | N | N | 85389099 | 1 |  | 0.022 | KG | 17.86 | 17.86 | CP20 | CP20 | Pushbutton, 22 mm, round, plastic with metal front ring, red, pushbutton, flat, latching, Push-to-release mechanism, with laser labeling, upper case and lower case, always upper case at beginning of line | - | 0 | 0
3SU1030-0AA20-0AA0-Z | Y11 | 3SU1030-0AA20-0AA0-ZY11 | 1 | UN | 1 | 10 | C | D | N | N | 85389099 | 1 |  | 0.022 | KG | 17.86 | 17.86 | CP20 | CP20 | Pushbutton, 22 mm, round, plastic with metal front ring, red, pushbutton, flat, latching, Push-to-release mechanism, with laser labeling, upper case | - | 0 | 0
3SU1030-0AA20-0AA0-Z | Y12 | 3SU1030-0AA20-0AA0-ZY12 | 1 | UN | 1 | 10 | C | D | N | N | 85389099 | 1 |  | 0.022 | KG | 17.86 | 17.86 | CP20 | CP20 | Pushbutton, 22 mm, round, plastic with metal front ring, red, pushbutton, flat, latching, Push-to-release mechanism, with laser labeling, lower case | - | 0 | 0
3SU1030-0AA20-0AA0-Z | Y13 | 3SU1030-0AA20-0AA0-ZY13 | 1 | UN | 1 | 10 | C | D | N | N | 85389099 | 1 |  | 0.024 | KG | 17.86 | 17.86 | CP20 | CP20 | Pushbutton, 22 mm, round, plastic with metal front ring, red, pushbutton, flat, latching, Push-to-release mechanism, with laser labeling, symbol number according to, ISO 7000 or IEC 60417 | - | 0 | 0
3SU1030-0AA20-0AA0-Z | Y15 | 3SU1030-0AA20-0AA0-ZY15 | 1 | UN | 1 | 10 | C | D | N | N | 85389099 | 1 |  | 0.022 | KG | 17.86 | 17.86 | CP20 | CP20 | Pushbutton, 22 mm, round, plastic with metal front ring, red, pushbutton, flat, latching, Push-to-release mechanism, with laser labeling, upper case and lower case, always upper case at the beginning of the word | - | 0 | 0
3SU1030-0AA20-0AA0-Z | Y19 | 3SU1030-0AA20-0AA0-ZY19 | 1 | UN | 1 | 10 | C | D | N | N | 85389099 | 1 |  | 0.06 | KG | 14.06 | 14.06 | CP20 | CP20 | Pushbutton, 22 mm, round, plastic with metal front ring, red, pushbutton, flat, latching, Push-to-release mechanism, with laser labeling, inscription or symbol Customer-specific selection with SIRIUS ACT configurator (CIN) | - | 0 | 0
3SU1030-0AA30-0AA0 |  | 3SU1030-0AA30-0AA0 | 1 | UN | 1 | 1 | A | D | N | N | 85389099 | 1 | 4011209972636 | 0.025 | KG | 13.11 | 13.11 | CP20 | CP20 | Pushbutton, 22 mm, round, plastic with metal front ring, yellow, pushbutton, flat, latching, Push-to-release mechanism | - | 0 | 0
3SU1030-0AA30-0AA0-Z | X90 | 3SU1030-0AA30-0AA0-ZX90 | 1 | UN | 1 | 5 | B | D | EAR99 | N | 85389099 | 100 |  | 0.022 | KG | 13.11 | 13.11 | CP20 | CP20 | Pushbutton, 22 mm, round, plastic with metal front ring, yellow, pushbutton, flat, latching, Push-to-release mechanism, Z=100-unit packaging | - | 0 | 0
3SU1030-0AA30-0AA0-Z | Y10 | 3SU1030-0AA30-0AA0-ZY10 | 1 | UN | 1 | 10 | C | D | EAR99 | N | 85389099 | 1 |  | 0.022 | KG | 17.86 | 17.86 | CP20 | CP20 | Pushbutton, 22 mm, round, plastic with metal front ring, yellow, pushbutton, flat, latching, Push-to-release mechanism, with laser labeling, upper case and lower case, always upper case at beginning of line | - | 0 | 0
3SU1030-0AA30-0AA0-Z | Y11 | 3SU1030-0AA30-0AA0-ZY11 | 1 | UN | 1 | 10 | C | D | EAR99 | N | 85389099 | 1 |  | 0.022 | KG | 17.86 | 17.86 | CP20 | CP20 | Pushbutton, 22 mm, round, plastic with metal front ring, yellow, pushbutton, flat, latching, Push-to-release mechanism, with laser labeling, upper case | - | 0 | 0
3SU1030-0AA30-0AA0-Z | Y12 | 3SU1030-0AA30-0AA0-ZY12 | 1 | UN | 1 | 10 | C | D | EAR99 | N | 85389099 | 1 |  | 0.022 | KG | 17.86 | 17.86 | CP20 | CP20 | Pushbutton, 22 mm, round, plastic with metal front ring, yellow, pushbutton, flat, latching, Push-to-release mechanism, with laser labeling, lower case | - | 0 | 0
3SU1030-0AA30-0AA0-Z | Y13 | 3SU1030-0AA30-0AA0-ZY13 | 1 | UN | 1 | 10 | C | D | EAR99 | N | 85389099 | 1 |  | 0.022 | KG | 17.86 | 17.86 | CP20 | CP20 | Pushbutton, 22 mm, round, plastic with metal front ring, yellow, pushbutton, flat, latching, Push-to-release mechanism, with laser labeling, symbol number according to, ISO 7000 or IEC 60417 | - | 0 | 0
3SU1030-0AA30-0AA0-Z | Y15 | 3SU1030-0AA30-0AA0-ZY15 | 1 | UN | 1 | 10 | C | D | EAR99 | N | 85389099 | 1 |  | 0.022 | KG | 17.86 | 17.86 | CP20 | CP20 | Pushbutton, 22 mm, round, plastic with metal front ring, yellow, pushbutton, flat, latching, Push-to-release mechanism, with laser labeling, upper case and lower case, always upper case at the beginning of the word | - | 0 | 0
3SU1030-0AA30-0AA0-Z | Y19 | 3SU1030-0AA30-0AA0-ZY19 | 1 | UN | 1 | 10 | C | D | N | N | 85389099 | 1 |  | 0.04 | KG | 14.06 | 14.06 | CP20 | CP20 | Pushbutton, 22 mm, round, plastic with metal front ring, yellow, pushbutton, flat, latching, Push-to-release mechanism, with laser labeling, inscription or symbol Customer-specific selection with SIRIUS ACT configurator (CIN) | - | 0 | 0
3SU1030-0AA40-0AA0 |  | 3SU1030-0AA40-0AA0 | 1 | UN | 1 | 1 | A | D | N | N | 85389099 | 1 | 4011209972643 | 0.026 | KG | 13.11 | 13.11 | CP20 | CP20 | Pushbutton, 22 mm, round, plastic with metal front ring, green, pushbutton, flat, latching, Push-to-release mechanism | - | 0 | 0
3SU1030-0AA40-0AA0-Z | X90 | 3SU1030-0AA40-0AA0-ZX90 | 1 | UN | 1 | 5 | B | D | EAR99 | N | 85389099 | 100 |  | 0.022 | KG | 13.11 | 13.11 | CP20 | CP20 | Pushbutton, 22 mm, round, plastic with metal front ring, green, pushbutton, flat, latching, Push-to-release mechanism, Z=100-unit packaging | - | 0 | 0
3SU1030-0AA40-0AA0-Z | Y10 | 3SU1030-0AA40-0AA0-ZY10 | 1 | UN | 1 | 10 | C | D | N | N | 85389099 | 1 |  | 0.017 | KG | 17.86 | 17.86 | CP20 | CP20 | Pushbutton, 22 mm, round, plastic with metal front ring, green, pushbutton, flat, latching, Push-to-release mechanism, with laser labeling, upper case and lower case, always upper case at beginning of line | - | 0 | 0
3SU1030-0AA40-0AA0-Z | Y11 | 3SU1030-0AA40-0AA0-ZY11 | 1 | UN | 1 | 10 | C | D | N | N | 85389099 | 1 |  | 0.017 | KG | 17.86 | 17.86 | CP20 | CP20 | Pushbutton, 22 mm, round, plastic with metal front ring, green, pushbutton, flat, latching, Push-to-release mechanism, with laser labeling, upper case | - | 0 | 0
3SU1030-0AA40-0AA0-Z | Y12 | 3SU1030-0AA40-0AA0-ZY12 | 1 | UN | 1 | 10 | C | D | N | N | 85389099 | 1 |  | 0.017 | KG | 17.86 | 17.86 | CP20 | CP20 | Pushbutton, 22 mm, round, plastic with metal front ring, green, pushbutton, flat, latching, Push-to-release mechanism, with laser labeling, lower case | - | 0 | 0
3SU1030-0AA40-0AA0-Z | Y13 | 3SU1030-0AA40-0AA0-ZY13 | 1 | UN | 1 | 10 | C | D | N | N | 85389099 | 1 |  | 0.017 | KG | 17.86 | 17.86 | CP20 | CP20 | Pushbutton, 22 mm, round, plastic with metal front ring, green, pushbutton, flat, latching, Push-to-release mechanism, with laser labeling, symbol number according to, ISO 7000 or IEC 60417 | - | 0 | 0
3SU1030-0AA40-0AA0-Z | Y15 | 3SU1030-0AA40-0AA0-ZY15 | 1 | UN | 1 | 10 | C | D | N | N | 85389099 | 1 |  | 0.017 | KG | 17.86 | 17.86 | CP20 | CP20 | Pushbutton, 22 mm, round, plastic with metal front ring, green, pushbutton, flat, latching, Push-to-release mechanism, with laser labeling, upper case and lower case, always upper case at the beginning of the word | - | 0 | 0
3SU1030-0AA40-0AA0-Z | Y19 | 3SU1030-0AA40-0AA0-ZY19 | 1 | UN | 1 | 10 | C | D | N | N | 85389099 | 1 |  | 0.025 | KG | 14.06 | 14.06 | CP20 | CP20 | Pushbutton, 22 mm, round, plastic with metal front ring, green, pushbutton, flat, latching, Push-to-release mechanism, with laser labeling, inscription or symbol Customer-specific selection with SIRIUS ACT configurator (CIN) | - | 0 | 0
3SU1030-0AA50-0AA0 |  | 3SU1030-0AA50-0AA0 | 1 | UN | 1 | 1 | A | D | N | N | 85389099 | 1 | 4011209972650 | 0.025 | KG | 13.11 | 13.11 | CP20 | CP20 | Pushbutton, 22 mm, round, plastic with metal front ring, blue, pushbutton, flat, latching, Push-to-release mechanism | - | 0 | 0
3SU1030-0AA50-0AA0-Z | X90 | 3SU1030-0AA50-0AA0-ZX90 | 1 | UN | 1 | 5 | B | D | EAR99 | N | 85389099 | 100 |  | 0.022 | KG | 13.11 | 13.11 | CP20 | CP20 | Pushbutton, 22 mm, round, plastic with metal front ring, blue, pushbutton, flat, latching, Push-to-release mechanism, Z=100-unit packaging | - | 0 | 0
3SU1030-0AA50-0AA0-Z | Y10 | 3SU1030-0AA50-0AA0-ZY10 | 1 | UN | 1 | 10 | C | D | EAR99 | N | 85389099 | 1 |  | 0.022 | KG | 17.86 | 17.86 | CP20 | CP20 | Pushbutton, 22 mm, round, plastic with metal front ring, blue, pushbutton, flat, latching, Push-to-release mechanism, with laser labeling, upper case and lower case, always upper case at beginning of line | - | 0 | 0
3SU1030-0AA50-0AA0-Z | Y11 | 3SU1030-0AA50-0AA0-ZY11 | 1 | UN | 1 | 10 | C | D | EAR99 | N | 85389099 | 1 |  | 0.022 | KG | 17.86 | 17.86 | CP20 | CP20 | Pushbutton, 22 mm, round, plastic with metal front ring, blue, pushbutton, flat, latching, Push-to-release mechanism, with laser labeling, upper case | - | 0 | 0
3SU1030-0AA50-0AA0-Z | Y12 | 3SU1030-0AA50-0AA0-ZY12 | 1 | UN | 1 | 10 | C | D | EAR99 | N | 85389099 | 1 |  | 0.022 | KG | 17.86 | 17.86 | CP20 | CP20 | Pushbutton, 22 mm, round, plastic with metal front ring, blue, pushbutton, flat, latching, Push-to-release mechanism, with laser labeling, lower case | - | 0 | 0
3SU1030-0AA50-0AA0-Z | Y13 | 3SU1030-0AA50-0AA0-ZY13 | 1 | UN | 1 | 10 | C | D | EAR99 | N | 85389099 | 1 |  | 0.022 | KG | 17.86 | 17.86 | CP20 | CP20 | Pushbutton, 22 mm, round, plastic with metal front ring, blue, pushbutton, flat, latching, Push-to-release mechanism, with laser labeling, symbol number according to, ISO 7000 or IEC 60417 | - | 0 | 0
3SU1030-0AA50-0AA0-Z | Y15 | 3SU1030-0AA50-0AA0-ZY15 | 1 | UN | 1 | 10 | C | D | EAR99 | N | 85389099 | 1 |  | 0.022 | KG | 17.86 | 17.86 | CP20 | CP20 | Pushbutton, 22 mm, round, plastic with metal front ring, blue, pushbutton, flat, latching, Push-to-release mechanism, with laser labeling, upper case and lower case, always upper case at the beginning of the word | - | 0 | 0
3SU1030-0AA50-0AA0-Z | Y19 | 3SU1030-0AA50-0AA0-ZY19 | 1 | UN | 1 | 10 | C | D | EAR99 | N | 85389099 | 1 |  | 0.022 | KG | 14.06 | 14.06 | CP20 | CP20 | Pushbutton, 22 mm, round, plastic with metal front ring, blue, pushbutton, flat, latching, Push-to-release mechanism, with laser labeling, inscription or symbol Customer-specific selection with SIRIUS ACT configurator (CIN) | - | 0 | 0
3SU1030-0AA60-0AA0 |  | 3SU1030-0AA60-0AA0 | 1 | UN | 1 | 1 | A | D | N | N | 85389099 | 1 | 4011209972667 | 0.025 | KG | 13.11 | 13.11 | CP20 | CP20 | Pushbutton, 22 mm, round, plastic with metal front ring, white, pushbutton, flat, latching, Push-to-release mechanism | - | 0 | 0
3SU1030-0AA60-0AA0-Z | X90 | 3SU1030-0AA60-0AA0-ZX90 | 1 | UN | 1 | 5 | B | D | EAR99 | N | 85389099 | 100 |  | 0.022 | KG | 13.11 | 13.11 | CP20 | CP20 | Pushbutton, 22 mm, round, plastic with metal front ring, white, pushbutton, flat, latching, Push-to-release mechanism, Z=100-unit packaging | - | 0 | 0
3SU1030-0AA60-0AA0-Z | Y10 | 3SU1030-0AA60-0AA0-ZY10 | 1 | UN | 1 | 10 | C | D | N | N | 85389099 | 1 |  | 0.022 | KG | 17.86 | 17.86 | CP20 | CP20 | Pushbutton, 22 mm, round, plastic with metal front ring, white, pushbutton, flat, latching, Push-to-release mechanism, with laser labeling, upper case and lower case, always upper case at beginning of line | - | 0 | 0
3SU1030-0AA60-0AA0-Z | Y11 | 3SU1030-0AA60-0AA0-ZY11 | 1 | UN | 1 | 10 | C | D | N | N | 85389099 | 1 |  | 0.022 | KG | 17.86 | 17.86 | CP20 | CP20 | Pushbutton, 22 mm, round, plastic with metal front ring, white, pushbutton, flat, latching, Push-to-release mechanism, with laser labeling, upper case | - | 0 | 0
3SU1030-0AA60-0AA0-Z | Y12 | 3SU1030-0AA60-0AA0-ZY12 | 1 | UN | 1 | 10 | C | D | N | N | 85389099 | 1 |  | 0.022 | KG | 17.86 | 17.86 | CP20 | CP20 | Pushbutton, 22 mm, round, plastic with metal front ring, white, pushbutton, flat, latching, Push-to-release mechanism, with laser labeling, lower case | - | 0 | 0
3SU1030-0AA60-0AA0-Z | Y13 | 3SU1030-0AA60-0AA0-ZY13 | 1 | UN | 1 | 10 | C | D | N | N | 85389099 | 1 |  | 0.022 | KG | 17.86 | 17.86 | CP20 | CP20 | Pushbutton, 22 mm, round, plastic with metal front ring, white, pushbutton, flat, latching, Push-to-release mechanism, with laser labeling, symbol number according to, ISO 7000 or IEC 60417 | - | 0 | 0
3SU1030-0AA60-0AA0-Z | Y15 | 3SU1030-0AA60-0AA0-ZY15 | 1 | UN | 1 | 10 | C | D | N | N | 85389099 | 1 |  | 0.022 | KG | 17.86 | 17.86 | CP20 | CP20 | Pushbutton, 22 mm, round, plastic with metal front ring, white, pushbutton, flat, latching, Push-to-release mechanism, with laser labeling, upper case and lower case, always upper case at the beginning of the word | - | 0 | 0
3SU1030-0AA60-0AA0-Z | Y19 | 3SU1030-0AA60-0AA0-ZY19 | 1 | UN | 1 | 10 | C | D | N | N | 85389099 | 1 |  | 0.025 | KG | 14.06 | 14.06 | CP20 | CP20 | Pushbutton, 22 mm, round, plastic with metal front ring, white, pushbutton, flat, latching, Push-to-release mechanism, with laser labeling, inscription or symbol Customer-specific selection with SIRIUS ACT configurator (CIN) | - | 0 | 0
3SU1030-0AB10-0AA0 |  | 3SU1030-0AB10-0AA0 | 1 | UN | 1 | 1 | A | D | N | N | 85389099 | 1 | 4011209971691 | 0.027 | KG | 6.13 | 5.68 | CP20 | CP20 | Pushbutton, 22 mm, round, plastic with metal front ring, black, pushbutton, flat momentary contact type | Lista Papel 2020 SI | 0 | 0
3SU1030-0AB10-0AA0-Z | X90 | 3SU1030-0AB10-0AA0-ZX90 | 1 | UN | 1 | 5 | B | D | N | N | 85389099 | 100 | 4047621010854 | 0.027 | KG | 6.13 | 6.13 | CP20 | CP20 | Pushbutton, 22 mm, round, plastic with metal front ring, black, pushbutton, flat momentary contact type, Z=100-unit packaging | - | 0 | 0
3SU1030-0AB10-0AA0-Z | Y10 | 3SU1030-0AB10-0AA0-ZY10 | 1 | UN | 1 | 10 | C | D | N | N | 85389099 | 1 |  | 0.022 | KG | 10.93 | 10.93 | CP20 | CP20 | Pushbutton, 22 mm, round, plastic with metal front ring, black, pushbutton, flat momentary contact type, with laser labeling, upper case and lower case, always upper case at beginning of line | - | 0 | 0
3SU1030-0AB10-0AA0-Z | Y11 | 3SU1030-0AB10-0AA0-ZY11 | 1 | UN | 1 | 10 | C | D | N | N | 85389099 | 1 |  | 0.03 | KG | 10.93 | 10.93 | CP20 | CP20 | Pushbutton, 22 mm, round, plastic with metal front ring, black, pushbutton, flat momentary contact type, with laser labeling, upper case | - | 0 | 0
3SU1030-0AB10-0AA0-Z | Y12 | 3SU1030-0AB10-0AA0-ZY12 | 1 | UN | 1 | 10 | C | D | N | N | 85389099 | 1 |  | 0.022 | KG | 10.93 | 10.93 | CP20 | CP20 | Pushbutton, 22 mm, round, plastic with metal front ring, black, pushbutton, flat momentary contact type, with laser labeling, lower case | - | 0 | 0
3SU1030-0AB10-0AA0-Z | Y13 | 3SU1030-0AB10-0AA0-ZY13 | 1 | UN | 1 | 10 | C | D | N | N | 85389099 | 1 |  | 0.027 | KG | 10.93 | 10.93 | CP20 | CP20 | Pushbutton, 22 mm, round, plastic with metal front ring, black, pushbutton, flat momentary contact type, with laser labeling, symbol number according to, ISO 7000 or IEC 60417 | - | 0 | 0
3SU1030-0AB10-0AA0-Z | Y15 | 3SU1030-0AB10-0AA0-ZY15 | 1 | UN | 1 | 10 | C | D | N | N | 85389099 | 1 |  | 0.022 | KG | 10.93 | 10.93 | CP20 | CP20 | Pushbutton, 22 mm, round, plastic with metal front ring, black, pushbutton, flat momentary contact type, with laser labeling, upper case and lower case, always upper case at the beginning of the word | - | 0 | 0
3SU1030-0AB10-0AA0-Z | Y19 | 3SU1030-0AB10-0AA0-ZY19 | 1 | UN | 1 | 10 | C | D | N | N | 85389099 | 1 |  | 0.026 | KG | 7.08 | 7.08 | CP20 | CP20 | Pushbutton, 22 mm, round, plastic with metal front ring, black, pushbutton, flat momentary contact type, with laser labeling, inscription or symbol Customer-specific selection with SIRIUS ACT configurator (CIN) | - | 0 | 0
3SU1030-0AB10-0AD0 |  | 3SU1030-0AB10-0AD0 | 1 | UN | 1 | 1 | A | D | N | N | 85389099 | 1 | 4011209972582 | 0.027 | KG | 7.6 | 7.04 | CP20 | CP20 | Pushbutton, 22 mm, round, plastic with metal front ring, black, inscription: O, pushbutton, flat momentary contact type | Lista Papel 2020 SI | 0 | 0
3SU1030-0AB10-0AD0-Z | X90 | 3SU1030-0AB10-0AD0-ZX90 | 1 | UN | 1 | 5 | B | D | N | N | 85389099 | 100 | 4047621021768 | 0.027 | KG | 7.6 | 7.6 | CP20 | CP20 | Pushbutton, 22 mm, round, plastic with metal front ring, black, inscription: O, pushbutton, flat momentary contact type, Z=100-unit packaging | - | 0 | 0
3SU1030-0AB10-0AD0-Z | Y19 | 3SU1030-0AB10-0AD0-ZY19 | 1 | UN | 1 | 10 | C | D | N | N | 85389099 | 1 |  | 0.027 | KG | 8.55 | 8.55 | CP20 | CP20 | Pushbutton, 22 mm, round, plastic with metal front ring, black, inscription: O, pushbutton, flat momentary contact type, customer-specific selection with SIRIUS ACT configurator (CIN) | - | 0 | 0
3SU1030-0AB20-0AA0 |  | 3SU1030-0AB20-0AA0 | 1 | UN | 1 | 1 | A | D | N | N | 85389099 | 1 | 4011209971707 | 0.024 | KG | 6.13 | 5.68 | CP20 | CP20 | Pushbutton, 22 mm, round, plastic with metal front ring, red, pushbutton, flat momentary contact type | Lista Papel 2020 SI | 0 | 0
3SU1030-0AB20-0AA0-Z | X90 | 3SU1030-0AB20-0AA0-ZX90 | 1 | UN | 1 | 5 | B | D | N | N | 85389099 | 100 | 4047621021478 | 0.027 | KG | 6.13 | 6.13 | CP20 | CP20 | Pushbutton, 22 mm, round, plastic with metal front ring, red, pushbutton, flat momentary contact type, Z=100-unit packaging | - | 0 | 0
3SU1030-0AB20-0AA0-Z | Y10 | 3SU1030-0AB20-0AA0-ZY10 | 1 | UN | 1 | 10 | C | D | N | N | 85389099 | 1 |  | 0.012 | KG | 10.93 | 10.93 | CP20 | CP20 | Pushbutton, 22 mm, round, plastic with metal front ring, red, pushbutton, flat momentary contact type, with laser labeling, upper case and lower case, always upper case at beginning of line | - | 0 | 0
3SU1030-0AB20-0AA0-Z | Y11 | 3SU1030-0AB20-0AA0-ZY11 | 1 | UN | 1 | 10 | C | D | N | N | 85389099 | 1 |  | 0.012 | KG | 10.93 | 10.93 | CP20 | CP20 | Pushbutton, 22 mm, round, plastic with metal front ring, red, pushbutton, flat momentary contact type, with laser labeling, upper case | - | 0 | 0
3SU1030-0AB20-0AA0-Z | Y12 | 3SU1030-0AB20-0AA0-ZY12 | 1 | UN | 1 | 10 | C | D | N | N | 85389099 | 1 |  | 0.012 | KG | 10.93 | 10.93 | CP20 | CP20 | Pushbutton, 22 mm, round, plastic with metal front ring, red, pushbutton, flat momentary contact type, with laser labeling, lower case | - | 0 | 0
3SU1030-0AB20-0AA0-Z | Y13 | 3SU1030-0AB20-0AA0-ZY13 | 1 | UN | 1 | 10 | C | D | N | N | 85389099 | 1 | 4047621010878 | 0.04 | KG | 10.93 | 10.93 | CP20 | CP20 | Pushbutton, 22 mm, round, plastic with metal front ring, red, pushbutton, flat momentary contact type, with laser labeling, symbol number according to, ISO 7000 or IEC 60417 | - | 0 | 0
3SU1030-0AB20-0AA0-Z | Y15 | 3SU1030-0AB20-0AA0-ZY15 | 1 | UN | 1 | 10 | C | D | N | N | 85389099 | 1 |  | 0.022 | KG | 10.93 | 10.93 | CP20 | CP20 | Pushbutton, 22 mm, round, plastic with metal front ring, red, pushbutton, flat momentary contact type, with laser labeling, upper case and lower case, always upper case at the beginning of the word | - | 0 | 0
3SU1030-0AB20-0AA0-Z | Y19 | 3SU1030-0AB20-0AA0-ZY19 | 1 | UN | 1 | 10 | C | D | N | N | 85389099 | 1 |  | 0.025 | KG | 7.08 | 7.08 | CP20 | CP20 | Pushbutton, 22 mm, round, plastic with metal front ring, red, pushbutton, flat momentary contact type, with laser labeling, inscription or symbol Customer-specific selection with SIRIUS ACT configurator (CIN) | - | 0 | 0
3SU1030-0AB20-0AD0 |  | 3SU1030-0AB20-0AD0 | 1 | UN | 1 | 1 | A | D | N | N | 85389099 | 1 | 4011209972568 | 0.028 | KG | 7.6 | 7.04 | CP20 | CP20 | Pushbutton, 22 mm, round, plastic with metal front ring, red, inscription: O, pushbutton, flat momentary contact type | Lista Papel 2020 SI | 0 | 0
3SU1030-0AB20-0AD0-Z | X90 | 3SU1030-0AB20-0AD0-ZX90 | 1 | UN | 1 | 5 | B | D | EAR99 | N | 85389099 | 100 |  | 0.022 | KG | 7.6 | 7.6 | CP20 | CP20 | Pushbutton, 22 mm, round, plastic with metal front ring, red, inscription: O, pushbutton, flat momentary contact type, Z=100-unit packaging | - | 0 | 0
3SU1030-0AB20-0AD0-Z | Y19 | 3SU1030-0AB20-0AD0-ZY19 | 1 | UN | 1 | 10 | C | D | N | N | 85389099 | 1 |  | 0.028 | KG | 8.55 | 8.55 | CP20 | CP20 | Pushbutton, 22 mm, round, plastic with metal front ring, red, inscription: O, pushbutton, flat momentary contact type, customer-specific selection with SIRIUS ACT configurator (CIN) | - | 0 | 0
3SU1030-0AB20-0AQ0 |  | 3SU1030-0AB20-0AQ0 | 1 | UN | 1 | 5 | B | D | N | N | 85389099 | 1 | 4011209972599 | 0.027 | KG | 7.6 | 7.6 | CP20 | CP20 | Pushbutton, 22 mm, round, plastic with metal front ring, red, inscription: Auto, rotated by 90Â°, pushbutton, flat momentary contact type | - | 0 | 0
3SU1030-0AB20-0AQ0-Z | X90 | 3SU1030-0AB20-0AQ0-ZX90 | 1 | UN | 1 | 10 | C | D | EAR99 | N | 85389099 | 100 |  | 0.022 | KG | 7.6 | 7.6 | CP20 | CP20 | Pushbutton, 22 mm, round, plastic with metal front ring, red, inscription: Auto, rotated by 90Â°, pushbutton, flat momentary contact type, Z=100-unit packaging | - | 0 | 0
3SU1030-0AB20-0AQ0-Z | Y19 | 3SU1030-0AB20-0AQ0-ZY19 | 1 | UN | 1 | 10 | C | D | N | N | 85389099 | 1 |  | 0.027 | KG | 8.55 | 8.55 | CP20 | CP20 | Pushbutton, 22 mm, round, plastic with metal front ring, red, inscription: Auto, rotated by 90Â°, pushbutton, flat momentary contact type, customer-specific selection with SIRIUS ACT configurator (CIN) | - | 0 | 0
3SU1030-0AB30-0AA0 |  | 3SU1030-0AB30-0AA0 | 1 | UN | 1 | 1 | A | D | N | N | 85389099 | 1 | 4011209971714 | 0.027 | KG | 6.13 | 5.68 | CP20 | CP20 | Pushbutton, 22 mm, round, plastic with metal front ring, yellow, pushbutton, flat momentary contact type | Lista Papel 2020 SI | 0 | 0
3SU1030-0AB30-0AA0-Z | X90 | 3SU1030-0AB30-0AA0-ZX90 | 1 | UN | 1 | 5 | B | D | EAR99 | N | 85389099 | 100 |  | 0.022 | KG | 6.13 | 6.13 | CP20 | CP20 | Pushbutton, 22 mm, round, plastic with metal front ring, yellow, pushbutton, flat momentary contact type, Z=100-unit packaging | - | 0 | 0
3SU1030-0AB30-0AA0-Z | Y10 | 3SU1030-0AB30-0AA0-ZY10 | 1 | UN | 1 | 10 | C | D | N | N | 85389099 | 1 |  | 0.022 | KG | 10.93 | 10.93 | CP20 | CP20 | Pushbutton, 22 mm, round, plastic with metal front ring, yellow, pushbutton, flat momentary contact type, with laser labeling, upper case and lower case, always upper case at beginning of line | - | 0 | 0
3SU1030-0AB30-0AA0-Z | Y11 | 3SU1030-0AB30-0AA0-ZY11 | 1 | UN | 1 | 10 | C | D | N | N | 85389099 | 1 |  | 0.022 | KG | 10.93 | 10.93 | CP20 | CP20 | Pushbutton, 22 mm, round, plastic with metal front ring, yellow, pushbutton, flat momentary contact type, with laser labeling, upper case | - | 0 | 0
3SU1030-0AB30-0AA0-Z | Y12 | 3SU1030-0AB30-0AA0-ZY12 | 1 | UN | 1 | 10 | C | D | N | N | 85389099 | 1 |  | 0.022 | KG | 10.93 | 10.93 | CP20 | CP20 | Pushbutton, 22 mm, round, plastic with metal front ring, yellow, pushbutton, flat momentary contact type, with laser labeling, lower case | - | 0 | 0
3SU1030-0AB30-0AA0-Z | Y13 | 3SU1030-0AB30-0AA0-ZY13 | 1 | UN | 1 | 10 | C | D | N | N | 85389099 | 1 |  | 0.025 | KG | 10.93 | 10.93 | CP20 | CP20 | Pushbutton, 22 mm, round, plastic with metal front ring, yellow, pushbutton, flat momentary contact type, with laser labeling, symbol number according to, ISO 7000 or IEC 60417 | - | 0 | 0
3SU1030-0AB30-0AA0-Z | Y15 | 3SU1030-0AB30-0AA0-ZY15 | 1 | UN | 1 | 10 | C | D | N | N | 85389099 | 1 |  | 0.022 | KG | 10.93 | 10.93 | CP20 | CP20 | Pushbutton, 22 mm, round, plastic with metal front ring, yellow, pushbutton, flat momentary contact type, with laser labeling, upper case and lower case, always upper case at the beginning of the word | - | 0 | 0
3SU1030-0AB30-0AA0-Z | Y19 | 3SU1030-0AB30-0AA0-ZY19 | 1 | UN | 1 | 10 | C | D | N | N | 85389099 | 1 |  | 0.02 | KG | 7.08 | 7.08 | CP20 | CP20 | Pushbutton, 22 mm, round, plastic with metal front ring, yellow, pushbutton, flat momentary contact type, with laser labeling, inscription or symbol Customer-specific selection with SIRIUS ACT configurator (CIN) | - | 0 | 0
3SU1030-0AB40-0AA0 |  | 3SU1030-0AB40-0AA0 | 1 | UN | 1 | 1 | A | D | N | N | 85389099 | 1 | 4011209971721 | 0.024 | KG | 6.13 | 5.68 | CP20 | CP20 | Pushbutton, 22 mm, round, plastic with metal front ring, green, pushbutton, flat momentary contact type | Lista Papel 2020 SI | 0 | 0
3SU1030-0AB40-0AA0-Z | X90 | 3SU1030-0AB40-0AA0-ZX90 | 1 | UN | 1 | 5 | B | D | N | N | 85389099 | 100 | 4047621064628 | 0.028 | KG | 6.13 | 6.13 | CP20 | CP20 | Pushbutton, 22 mm, round, plastic with metal front ring, green, pushbutton, flat momentary contact type, Z=100-unit packaging | - | 0 | 0
3SU1030-0AB40-0AA0-Z | Y10 | 3SU1030-0AB40-0AA0-ZY10 | 1 | UN | 1 | 10 | C | D | N | N | 85389099 | 1 |  | 0.03 | KG | 10.93 | 10.93 | CP20 | CP20 | Pushbutton, 22 mm, round, plastic with metal front ring, green, pushbutton, flat momentary contact type, with laser labeling, upper case and lower case, always upper case at beginning of line | - | 0 | 0
3SU1030-0AB40-0AA0-Z | Y11 | 3SU1030-0AB40-0AA0-ZY11 | 1 | UN | 1 | 10 | C | D | N | N | 85389099 | 1 |  | 0.022 | KG | 10.93 | 10.93 | CP20 | CP20 | Pushbutton, 22 mm, round, plastic with metal front ring, green, pushbutton, flat momentary contact type, with laser labeling, upper case | - | 0 | 0
3SU1030-0AB40-0AA0-Z | Y12 | 3SU1030-0AB40-0AA0-ZY12 | 1 | UN | 1 | 10 | C | D | N | N | 85389099 | 1 |  | 0.022 | KG | 10.93 | 10.93 | CP20 | CP20 | Pushbutton, 22 mm, round, plastic with metal front ring, green, pushbutton, flat momentary contact type, with laser labeling, lower case | - | 0 | 0
3SU1030-0AB40-0AA0-Z | Y13 | 3SU1030-0AB40-0AA0-ZY13 | 1 | UN | 1 | 10 | C | D | N | N | 85389099 | 1 |  | 0.031 | KG | 10.93 | 10.93 | CP20 | CP20 | Pushbutton, 22 mm, round, plastic with metal front ring, green, pushbutton, flat momentary contact type, with laser labeling, symbol number according to, ISO 7000 or IEC 60417 | - | 0 | 0
3SU1030-0AB40-0AA0-Z | Y15 | 3SU1030-0AB40-0AA0-ZY15 | 1 | UN | 1 | 10 | C | D | N | N | 85389099 | 1 |  | 0.022 | KG | 10.93 | 10.93 | CP20 | CP20 | Pushbutton, 22 mm, round, plastic with metal front ring, green, pushbutton, flat momentary contact type, with laser labeling, upper case and lower case, always upper case at the beginning of the word | - | 0 | 0
3SU1030-0AB40-0AA0-Z | Y19 | 3SU1030-0AB40-0AA0-ZY19 | 1 | UN | 1 | 10 | C | D | N | N | 85389099 | 1 |  | 0.03 | KG | 7.08 | 7.08 | CP20 | CP20 | Pushbutton, 22 mm, round, plastic with metal front ring, green, pushbutton, flat momentary contact type, with laser labeling, inscription or symbol Customer-specific selection with SIRIUS ACT configurator (CIN) | - | 0 | 0
3SU1030-0AB40-0AC0 |  | 3SU1030-0AB40-0AC0 | 1 | UN | 1 | 1 | A | D | N | N | 85389099 | 1 | 4011209972551 | 0.026 | KG | 7.6 | 7.04 | CP20 | CP20 | Pushbutton, 22 mm, round, plastic with metal front ring, green, inscription: I, pushbutton, flat momentary contact type | Lista Papel 2020 SI | 0 | 0
3SU1030-0AB40-0AC0-Z | X90 | 3SU1030-0AB40-0AC0-ZX90 | 1 | UN | 1 | 5 | B | D | EAR99 | N | 85389099 | 100 |  | 0.022 | KG | 7.6 | 7.6 | CP20 | CP20 | Pushbutton, 22 mm, round, plastic with metal front ring, green, inscription: I, pushbutton, flat momentary contact type, Z=100-unit packaging | - | 0 | 0
3SU1030-0AB40-0AC0-Z | Y19 | 3SU1030-0AB40-0AC0-ZY19 | 1 | UN | 1 | 10 | C | D | N | N | 85389099 | 1 |  | 0.028 | KG | 8.55 | 8.55 | CP20 | CP20 | Pushbutton, 22 mm, round, plastic with metal front ring, green, inscription: I, pushbutton, flat momentary contact type, customer-specific selection with SIRIUS ACT configurator (CIN) | - | 0 | 0
3SU1030-0AB50-0AA0 |  | 3SU1030-0AB50-0AA0 | 1 | UN | 1 | 1 | A | D | N | N | 85389099 | 1 | 4011209972513 | 0.027 | KG | 6.13 | 5.68 | CP20 | CP20 | Pushbutton, 22 mm, round, plastic with metal front ring, blue, pushbutton, flat momentary contact type | Lista Papel 2020 SI | 0 | 0
3SU1030-0AB50-0AA0-Z | X90 | 3SU1030-0AB50-0AA0-ZX90 | 1 | UN | 1 | 5 | B | D | N | N | 85389099 | 100 | 4047621061900 | 0.026 | KG | 6.13 | 6.13 | CP20 | CP20 | Pushbutton, 22 mm, round, plastic with metal front ring, blue, pushbutton, flat momentary contact type, Z=100-unit packaging | - | 0 | 0
3SU1030-0AB50-0AA0-Z | Y10 | 3SU1030-0AB50-0AA0-ZY10 | 1 | UN | 1 | 10 | C | D | N | N | 85389099 | 1 |  | 0.025 | KG | 10.93 | 10.93 | CP20 | CP20 | Pushbutton, 22 mm, round, plastic with metal front ring, blue, pushbutton, flat momentary contact type, with laser labeling, upper case and lower case, always upper case at beginning of line | - | 0 | 0
3SU1030-0AB50-0AA0-Z | Y11 | 3SU1030-0AB50-0AA0-ZY11 | 1 | UN | 1 | 10 | C | D | N | N | 85389099 | 1 |  | 0.027 | KG | 10.93 | 10.93 | CP20 | CP20 | Pushbutton, 22 mm, round, plastic with metal front ring, blue, pushbutton, flat momentary contact type, with laser labeling, upper case | - | 0 | 0
3SU1030-0AB50-0AA0-Z | Y12 | 3SU1030-0AB50-0AA0-ZY12 | 1 | UN | 1 | 10 | C | D | N | N | 85389099 | 1 |  | 0.022 | KG | 10.93 | 10.93 | CP20 | CP20 | Pushbutton, 22 mm, round, plastic with metal front ring, blue, pushbutton, flat momentary contact type, with laser labeling, lower case | - | 0 | 0
3SU1030-0AB50-0AA0-Z | Y13 | 3SU1030-0AB50-0AA0-ZY13 | 1 | UN | 1 | 10 | C | D | N | N | 85389099 | 1 |  | 0.033 | KG | 10.93 | 10.93 | CP20 | CP20 | Pushbutton, 22 mm, round, plastic with metal front ring, blue, pushbutton, flat momentary contact type, with laser labeling, symbol number according to, ISO 7000 or IEC 60417 | - | 0 | 0
3SU1030-0AB50-0AA0-Z | Y15 | 3SU1030-0AB50-0AA0-ZY15 | 1 | UN | 1 | 10 | C | D | N | N | 85389099 | 1 |  | 0.022 | KG | 10.93 | 10.93 | CP20 | CP20 | Pushbutton, 22 mm, round, plastic with metal front ring, blue, pushbutton, flat momentary contact type, with laser labeling, upper case and lower case, always upper case at the beginning of the word | - | 0 | 0
3SU1030-0AB50-0AA0-Z | Y19 | 3SU1030-0AB50-0AA0-ZY19 | 1 | UN | 1 | 10 | C | D | N | N | 85389099 | 1 |  | 0.027 | KG | 7.08 | 7.08 | CP20 | CP20 | Pushbutton, 22 mm, round, plastic with metal front ring, blue, pushbutton, flat momentary contact type, with laser labeling, inscription or symbol Customer-specific selection with SIRIUS ACT configurator (CIN) | - | 0 | 0
3SU1030-0AB50-0AR0 |  | 3SU1030-0AB50-0AR0 | 1 | UN | 1 | 5 | B | D | N | N | 85389099 | 1 | 4011209972605 | 0.027 | KG | 7.6 | 7.6 | CP20 | CP20 | Pushbutton, 22 mm, round, plastic with metal front ring, blue, inscription: R, pushbutton, flat momentary contact type | - | 0 | 0
3SU1030-0AB50-0AR0-Z | X90 | 3SU1030-0AB50-0AR0-ZX90 | 1 | UN | 1 | 5 | B | D | EAR99 | N | 85389099 | 100 |  | 0.022 | KG | 7.6 | 7.6 | CP20 | CP20 | Pushbutton, 22 mm, round, plastic with metal front ring, blue, inscription: R, pushbutton, flat momentary contact type, Z=100-unit packaging | - | 0 | 0
3SU1030-0AB50-0AR0-Z | Y19 | 3SU1030-0AB50-0AR0-ZY19 | 1 | UN | 1 | 10 | C | D | N | N | 85389099 | 1 |  | 0.027 | KG | 8.55 | 8.55 | CP20 | CP20 | Pushbutton, 22 mm, round, plastic with metal front ring, blue, inscription: R, pushbutton, flat momentary contact type, customer-specific selection with SIRIUS ACT configurator (CIN) | - | 0 | 0
3SU1030-0AB60-0AA0 |  | 3SU1030-0AB60-0AA0 | 1 | UN | 1 | 1 | A | D | N | N | 85389099 | 1 | 4011209972520 | 0.027 | KG | 6.13 | 5.68 | CP20 | CP20 | Pushbutton, 22 mm, round, plastic with metal front ring, white, pushbutton, flat momentary contact type | Lista Papel 2020 SI | 0 | 0
3SU1030-0AB60-0AA0-Z | X90 | 3SU1030-0AB60-0AA0-ZX90 | 1 | UN | 1 | 5 | B | D | N | N | 85389099 | 100 | 4047621049441 | 0.026 | KG | 6.13 | 6.13 | CP20 | CP20 | Pushbutton, 22 mm, round, plastic with metal front ring, white, pushbutton, flat momentary contact type, Z=100-unit packaging | - | 0 | 0
3SU1030-0AB60-0AA0-Z | Y10 | 3SU1030-0AB60-0AA0-ZY10 | 1 | UN | 1 | 10 | C | D | N | N | 85389099 | 1 |  | 0.022 | KG | 10.93 | 10.93 | CP20 | CP20 | Pushbutton, 22 mm, round, plastic with metal front ring, white, pushbutton, flat momentary contact type, with laser labeling, upper case and lower case, always upper case at beginning of line | - | 0 | 0
3SU1030-0AB60-0AA0-Z | Y11 | 3SU1030-0AB60-0AA0-ZY11 | 1 | UN | 1 | 10 | C | D | N | N | 85389099 | 1 |  | 0.027 | KG | 10.93 | 10.93 | CP20 | CP20 | Pushbutton, 22 mm, round, plastic with metal front ring, white, pushbutton, flat momentary contact type, with laser labeling, upper case | - | 0 | 0
3SU1030-0AB60-0AA0-Z | Y12 | 3SU1030-0AB60-0AA0-ZY12 | 1 | UN | 1 | 10 | C | D | EAR99 | N | 85389099 | 1 |  | 0.022 | KG | 10.93 | 10.93 | CP20 | CP20 | Pushbutton, 22 mm, round, plastic with metal front ring, white, pushbutton, flat momentary contact type, with laser labeling, lower case | - | 0 | 0
3SU1030-0AB60-0AA0-Z | Y13 | 3SU1030-0AB60-0AA0-ZY13 | 1 | UN | 1 | 10 | C | D | N | N | 85389099 | 1 |  | 0.027 | KG | 10.93 | 10.93 | CP20 | CP20 | Pushbutton, 22 mm, round, plastic with metal front ring, white, pushbutton, flat momentary contact type, with laser labeling, symbol number according to, ISO 7000 or IEC 60417 | - | 0 | 0
3SU1030-0AB60-0AA0-Z | Y15 | 3SU1030-0AB60-0AA0-ZY15 | 1 | UN | 1 | 10 | C | D | N | N | 85389099 | 1 |  | 0.022 | KG | 10.93 | 10.93 | CP20 | CP20 | Pushbutton, 22 mm, round, plastic with metal front ring, white, pushbutton, flat momentary contact type, with laser labeling, upper case and lower case, always upper case at the beginning of the word | - | 0 | 0
3SU1030-0AB60-0AA0-Z | Y19 | 3SU1030-0AB60-0AA0-ZY19 | 1 | UN | 1 | 10 | C | D | N | N | 85389099 | 1 |  | 0.028 | KG | 7.08 | 7.08 | CP20 | CP20 | Pushbutton, 22 mm, round, plastic with metal front ring, white, pushbutton, flat momentary contact type, with laser labeling, inscription or symbol Customer-specific selection with SIRIUS ACT configurator (CIN) | - | 0 | 0
3SU1030-0AB60-0AC0 |  | 3SU1030-0AB60-0AC0 | 1 | UN | 1 | 1 | A | D | N | N | 85389099 | 1 | 4011209972575 | 0.028 | KG | 7.6 | 7.04 | CP20 | CP20 | Pushbutton, 22 mm, round, plastic with metal front ring, white, inscription: I, pushbutton, flat momentary contact type | Lista Papel 2020 SI | 0 | 0
3SU1030-0AB60-0AC0-Z | X90 | 3SU1030-0AB60-0AC0-ZX90 | 1 | UN | 1 | 5 | B | D | EAR99 | N | 85389099 | 100 |  | 0.022 | KG | 7.6 | 7.6 | CP20 | CP20 | Pushbutton, 22 mm, round, plastic with metal front ring, white, inscription: I, pushbutton, flat momentary contact type, Z=100-unit packaging | - | 0 | 0
3SU1030-0AB60-0AC0-Z | Y19 | 3SU1030-0AB60-0AC0-ZY19 | 1 | UN | 1 | 10 | C | D | N | N | 85389099 | 1 |  | 0.028 | KG | 8.55 | 8.55 | CP20 | CP20 | Pushbutton, 22 mm, round, plastic with metal front ring, white, inscription: I, pushbutton, flat momentary contact type, customer-specific selection with SIRIUS ACT configurator (CIN) | - | 0 | 0
3SU1030-0AB70-0AA0 |  | 3SU1030-0AB70-0AA0 | 1 | UN | 1 | 1 | A | D | N | N | 85389099 | 1 | 4011209972537 | 0.027 | KG | 6.13 | 5.68 | CP20 | CP20 | Pushbutton, 22 mm, round, plastic with metal front ring, clear, pushbutton, flat momentary contact type | Lista Papel 2020 SI | 0 | 0
3SU1030-0AB70-0AA0-Z | X90 | 3SU1030-0AB70-0AA0-ZX90 | 1 | UN | 1 | 5 | B | D | EAR99 | N | 85389099 | 100 |  | 0.022 | KG | 6.13 | 6.13 | CP20 | CP20 | Pushbutton, 22 mm, round, plastic with metal front ring, clear, pushbutton, flat momentary contact type, Z=100-unit packaging | - | 0 | 0
3SU1030-0AB70-0AA0-Z | Y10 | 3SU1030-0AB70-0AA0-ZY10 | 1 | UN | 1 | 10 | C | D | N | N | 85389099 | 1 |  | 0.022 | KG | 10.93 | 10.93 | CP20 | CP20 | Pushbutton, 22 mm, round, plastic with metal front ring, clear, pushbutton, flat momentary contact type, with laser labeling, upper case and lower case, always upper case at beginning of line | - | 0 | 0
3SU1030-0AB70-0AA0-Z | Y11 | 3SU1030-0AB70-0AA0-ZY11 | 1 | UN | 1 | 10 | C | D | N | N | 85389099 | 1 |  | 0.022 | KG | 10.93 | 10.93 | CP20 | CP20 | Pushbutton, 22 mm, round, plastic with metal front ring, clear, pushbutton, flat momentary contact type, with laser labeling, upper case | - | 0 | 0
3SU1030-0AB70-0AA0-Z | Y12 | 3SU1030-0AB70-0AA0-ZY12 | 1 | UN | 1 | 10 | C | D | N | N | 85389099 | 1 |  | 0.022 | KG | 10.93 | 10.93 | CP20 | CP20 | Pushbutton, 22 mm, round, plastic with metal front ring, clear, pushbutton, flat momentary contact type, with laser labeling, lower case | - | 0 | 0
3SU1030-0AB70-0AA0-Z | Y13 | 3SU1030-0AB70-0AA0-ZY13 | 1 | UN | 1 | 10 | C | D | N | N | 85389099 | 1 |  | 0.033 | KG | 10.93 | 10.93 | CP20 | CP20 | Pushbutton, 22 mm, round, plastic with metal front ring, clear, pushbutton, flat momentary contact type, with laser labeling, symbol number according to, ISO 7000 or IEC 60417 | - | 0 | 0
3SU1030-0AB70-0AA0-Z | Y15 | 3SU1030-0AB70-0AA0-ZY15 | 1 | UN | 1 | 10 | C | D | N | N | 85389099 | 1 |  | 0.022 | KG | 10.93 | 10.93 | CP20 | CP20 | Pushbutton, 22 mm, round, plastic with metal front ring, clear, pushbutton, flat momentary contact type, with laser labeling, upper case and lower case, always upper case at the beginning of the word | - | 0 | 0
3SU1030-0AB70-0AA0-Z | Y19 | 3SU1030-0AB70-0AA0-ZY19 | 1 | UN | 1 | 10 | C | D | N | N | 85389099 | 1 |  | 0.036 | KG | 7.08 | 7.08 | CP20 | CP20 | Pushbutton, 22 mm, round, plastic with metal front ring, clear, pushbutton, flat momentary contact type, with laser labeling, inscription or symbol Customer-specific selection with SIRIUS ACT configurator (CIN) | - | 0 | 0
3SU1030-0AB80-0AA0 |  | 3SU1030-0AB80-0AA0 | 1 | UN | 1 | 1 | A | D | N | N | 85389099 | 1 | 4011209972544 | 0.028 | KG | 6.13 | 6.13 | CP20 | CP20 | Pushbutton, 22 mm, round, plastic with metal front ring, gray, pushbutton, flat momentary contact type | - | 0 | 0
3SU1030-0AB80-0AA0-Z | X90 | 3SU1030-0AB80-0AA0-ZX90 | 1 | UN | 1 | 5 | B | D | EAR99 | N | 85389099 | 100 |  | 0.022 | KG | 6.13 | 6.13 | CP20 | CP20 | Pushbutton, 22 mm, round, plastic with metal front ring, gray, pushbutton, flat momentary contact type, Z=100-unit packaging | - | 0 | 0
3SU1030-0AB80-0AA0-Z | Y10 | 3SU1030-0AB80-0AA0-ZY10 | 1 | UN | 1 | 10 | C | D | N | N | 85389099 | 1 |  | 0.022 | KG | 10.93 | 10.93 | CP20 | CP20 | Pushbutton, 22 mm, round, plastic with metal front ring, gray, pushbutton, flat momentary contact type, with laser labeling, upper case and lower case, always upper case at beginning of line | - | 0 | 0
3SU1030-0AB80-0AA0-Z | Y11 | 3SU1030-0AB80-0AA0-ZY11 | 1 | UN | 1 | 10 | C | D | N | N | 85389099 | 1 |  | 0.022 | KG | 10.93 | 10.93 | CP20 | CP20 | Pushbutton, 22 mm, round, plastic with metal front ring, gray, pushbutton, flat momentary contact type, with laser labeling, upper case | - | 0 | 0
3SU1030-0AB80-0AA0-Z | Y12 | 3SU1030-0AB80-0AA0-ZY12 | 1 | UN | 1 | 10 | C | D | N | N | 85389099 | 1 |  | 0.022 | KG | 10.93 | 10.93 | CP20 | CP20 | Pushbutton, 22 mm, round, plastic with metal front ring, gray, pushbutton, flat momentary contact type, with laser labeling, lower case | - | 0 | 0
3SU1030-0AB80-0AA0-Z | Y13 | 3SU1030-0AB80-0AA0-ZY13 | 1 | UN | 1 | 10 | C | D | N | N | 85389099 | 1 |  | 0.033 | KG | 10.93 | 10.93 | CP20 | CP20 | Pushbutton, 22 mm, round, plastic with metal front ring, gray, pushbutton, flat momentary contact type, with laser labeling, symbol number according to, ISO 7000 or IEC 60417 | - | 0 | 0
3SU1030-0AB80-0AA0-Z | Y15 | 3SU1030-0AB80-0AA0-ZY15 | 1 | UN | 1 | 10 | C | D | N | N | 85389099 | 1 |  | 0.022 | KG | 10.93 | 10.93 | CP20 | CP20 | Pushbutton, 22 mm, round, plastic with metal front ring, gray, pushbutton, flat momentary contact type, with laser labeling, upper case and lower case, always upper case at the beginning of the word | - | 0 | 0
3SU1030-0AB80-0AA0-Z | Y19 | 3SU1030-0AB80-0AA0-ZY19 | 1 | UN | 1 | 10 | C | D | N | N | 85389099 | 1 |  | 0.02 | KG | 7.08 | 7.08 | CP20 | CP20 | Pushbutton, 22 mm, round, plastic with metal front ring, gray, pushbutton, flat momentary contact type, with laser labeling, inscription or symbol Customer-specific selection with SIRIUS ACT configurator (CIN) | - | 0 | 0
3SU1030-0BB10-0AA0 |  | 3SU1030-0BB10-0AA0 | 1 | UN | 1 | 1 | A | D | N | N | 85389099 | 1 | 4011209972674 | 0.027 | KG | 8.48 | 7.87 | CP20 | CP20 | Pushbutton, 22 mm, round, plastic with metal front ring, black, pushbutton, raised momentary contact type | Lista Papel 2020 SI | 0 | 0
3SU1030-0BB10-0AA0-Z | X90 | 3SU1030-0BB10-0AA0-ZX90 | 1 | UN | 1 | 5 | B | D | EAR99 | N | 85389099 | 100 |  | 0.022 | KG | 8.48 | 8.48 | CP20 | CP20 | Pushbutton, 22 mm, round, plastic with metal front ring, black, pushbutton, raised momentary contact type, Z=100-unit packaging | - | 0 | 0
3SU1030-0BB10-0AA0-Z | Y10 | 3SU1030-0BB10-0AA0-ZY10 | 1 | UN | 1 | 10 | C | D | N | N | 85389099 | 1 |  | 0.022 | KG | 13.21 | 13.21 | CP20 | CP20 | Pushbutton, 22 mm, round, plastic with metal front ring, black, pushbutton, raised momentary contact type, with laser labeling, upper case and lower case, always upper case at beginning of line | - | 0 | 0
3SU1030-0BB10-0AA0-Z | Y11 | 3SU1030-0BB10-0AA0-ZY11 | 1 | UN | 1 | 10 | C | D | N | N | 85389099 | 1 |  | 0.022 | KG | 13.21 | 13.21 | CP20 | CP20 | Pushbutton, 22 mm, round, plastic with metal front ring, black, pushbutton, raised momentary contact type, with laser labeling, upper case | - | 0 | 0
3SU1030-0BB10-0AA0-Z | Y12 | 3SU1030-0BB10-0AA0-ZY12 | 1 | UN | 1 | 10 | C | D | N | N | 85389099 | 1 |  | 0.022 | KG | 13.21 | 13.21 | CP20 | CP20 | Pushbutton, 22 mm, round, plastic with metal front ring, black, pushbutton, raised momentary contact type, with laser labeling, lower case | - | 0 | 0
3SU1030-0BB10-0AA0-Z | Y13 | 3SU1030-0BB10-0AA0-ZY13 | 1 | UN | 1 | 10 | C | D | N | N | 85389099 | 1 |  | 0.022 | KG | 13.21 | 13.21 | CP20 | CP20 | Pushbutton, 22 mm, round, plastic with metal front ring, black, pushbutton, raised momentary contact type, with laser labeling, symbol number according to, ISO 7000 or IEC 60417 | - | 0 | 0
3SU1030-0BB10-0AA0-Z | Y15 | 3SU1030-0BB10-0AA0-ZY15 | 1 | UN | 1 | 10 | C | D | N | N | 85389099 | 1 |  | 0.022 | KG | 13.21 | 13.21 | CP20 | CP20 | Pushbutton, 22 mm, round, plastic with metal front ring, black, pushbutton, raised momentary contact type, with laser labeling, upper case and lower case, always upper case at the beginning of the word | - | 0 | 0
3SU1030-0BB10-0AA0-Z | Y19 | 3SU1030-0BB10-0AA0-ZY19 | 1 | UN | 1 | 10 | C | D | N | N | 85389099 | 1 |  | 0.025 | KG | 9.43 | 9.43 | CP20 | CP20 | Pushbutton, 22 mm, round, plastic with metal front ring, black, pushbutton, raised momentary contact type, with laser labeling, inscription or symbol Customer-specific selection with SIRIUS ACT configurator (CIN) | - | 0 | 0
3SU1030-0BB20-0AA0 |  | 3SU1030-0BB20-0AA0 | 1 | UN | 1 | 1 | A | D | N | N | 85389099 | 1 | 4011209972681 | 0.028 | KG | 8.48 | 7.87 | CP20 | CP20 | Pushbutton, 22 mm, round, plastic with metal front ring, red, pushbutton, raised momentary contact type | Lista Papel 2020 SI | 0 | 0
3SU1030-0BB20-0AA0-Z | X90 | 3SU1030-0BB20-0AA0-ZX90 | 1 | UN | 1 | 5 | B | D | EAR99 | N | 85389099 | 100 |  | 0.022 | KG | 8.48 | 8.48 | CP20 | CP20 | Pushbutton, 22 mm, round, plastic with metal front ring, red, pushbutton, raised momentary contact type, Z=100-unit packaging | - | 0 | 0
3SU1030-0BB20-0AA0-Z | Y10 | 3SU1030-0BB20-0AA0-ZY10 | 1 | UN | 1 | 10 | C | D | N | N | 85389099 | 1 |  | 0.022 | KG | 13.21 | 13.21 | CP20 | CP20 | Pushbutton, 22 mm, round, plastic with metal front ring, red, pushbutton, raised momentary contact type, with laser labeling, upper case and lower case, always upper case at beginning of line | - | 0 | 0
3SU1030-0BB20-0AA0-Z | Y11 | 3SU1030-0BB20-0AA0-ZY11 | 1 | UN | 1 | 10 | C | D | N | N | 85389099 | 1 |  | 0.022 | KG | 13.21 | 13.21 | CP20 | CP20 | Pushbutton, 22 mm, round, plastic with metal front ring, red, pushbutton, raised momentary contact type, with laser labeling, upper case | - | 0 | 0
3SU1030-0BB20-0AA0-Z | Y12 | 3SU1030-0BB20-0AA0-ZY12 | 1 | UN | 1 | 10 | C | D | N | N | 85389099 | 1 |  | 0.022 | KG | 13.21 | 13.21 | CP20 | CP20 | Pushbutton, 22 mm, round, plastic with metal front ring, red, pushbutton, raised momentary contact type, with laser labeling, lower case | - | 0 | 0
3SU1030-0BB20-0AA0-Z | Y13 | 3SU1030-0BB20-0AA0-ZY13 | 1 | UN | 1 | 10 | C | D | N | N | 85389099 | 1 |  | 0.022 | KG | 13.21 | 13.21 | CP20 | CP20 | Pushbutton, 22 mm, round, plastic with metal front ring, red, pushbutton, raised momentary contact type, with laser labeling, symbol number according to, ISO 7000 or IEC 60417 | - | 0 | 0
3SU1030-0BB20-0AA0-Z | Y15 | 3SU1030-0BB20-0AA0-ZY15 | 1 | UN | 1 | 10 | C | D | N | N | 85389099 | 1 |  | 0.022 | KG | 13.21 | 13.21 | CP20 | CP20 | Pushbutton, 22 mm, round, plastic with metal front ring, red, pushbutton, raised momentary contact type, with laser labeling, upper case and lower case, always upper case at the beginning of the word | - | 0 | 0
3SU1030-0BB20-0AA0-Z | Y19 | 3SU1030-0BB20-0AA0-ZY19 | 1 | UN | 1 | 10 | C | D | N | N | 85389099 | 1 |  | 0.06 | KG | 9.43 | 9.43 | CP20 | CP20 | Pushbutton, 22 mm, round, plastic with metal front ring, red, pushbutton, raised momentary contact type, with laser labeling, inscription or symbol Customer-specific selection with SIRIUS ACT configurator (CIN) | - | 0 | 0
3SU1030-0BB30-0AA0 |  | 3SU1030-0BB30-0AA0 | 1 | UN | 1 | 1 | A | D | N | N | 85389099 | 1 | 4011209972698 | 0.027 | KG | 8.48 | 7.87 | CP20 | CP20 | Pushbutton, 22 mm, round, plastic with metal front ring, yellow, pushbutton, raised momentary contact type | Lista Papel 2020 SI | 0 | 0
3SU1030-0BB30-0AA0-Z | X90 | 3SU1030-0BB30-0AA0-ZX90 | 1 | UN | 1 | 5 | B | D | EAR99 | N | 85389099 | 100 |  | 0.022 | KG | 8.48 | 8.48 | CP20 | CP20 | Pushbutton, 22 mm, round, plastic with metal front ring, yellow, pushbutton, raised momentary contact type, Z=100-unit packaging | - | 0 | 0
3SU1030-0BB30-0AA0-Z | Y10 | 3SU1030-0BB30-0AA0-ZY10 | 1 | UN | 1 | 10 | C | D | N | N | 85389099 | 1 |  | 0.022 | KG | 13.21 | 13.21 | CP20 | CP20 | Pushbutton, 22 mm, round, plastic with metal front ring, yellow, pushbutton, raised momentary contact type, with laser labeling, upper case and lower case, always upper case at beginning of line | - | 0 | 0
3SU1030-0BB30-0AA0-Z | Y11 | 3SU1030-0BB30-0AA0-ZY11 | 1 | UN | 1 | 10 | C | D | N | N | 85389099 | 1 |  | 0.022 | KG | 13.21 | 13.21 | CP20 | CP20 | Pushbutton, 22 mm, round, plastic with metal front ring, yellow, pushbutton, raised momentary contact type, with laser labeling, upper case | - | 0 | 0
3SU1030-0BB30-0AA0-Z | Y12 | 3SU1030-0BB30-0AA0-ZY12 | 1 | UN | 1 | 10 | C | D | N | N | 85389099 | 1 |  | 0.022 | KG | 13.21 | 13.21 | CP20 | CP20 | Pushbutton, 22 mm, round, plastic with metal front ring, yellow, pushbutton, raised momentary contact type, with laser labeling, lower case | - | 0 | 0
3SU1030-0BB30-0AA0-Z | Y13 | 3SU1030-0BB30-0AA0-ZY13 | 1 | UN | 1 | 10 | C | D | N | N | 85389099 | 1 |  | 0.022 | KG | 13.21 | 13.21 | CP20 | CP20 | Pushbutton, 22 mm, round, plastic with metal front ring, yellow, pushbutton, raised momentary contact type, with laser labeling, symbol number according to, ISO 7000 or IEC 60417 | - | 0 | 0
3SU1030-0BB30-0AA0-Z | Y15 | 3SU1030-0BB30-0AA0-ZY15 | 1 | UN | 1 | 10 | C | D | N | N | 85389099 | 1 |  | 0.022 | KG | 13.21 | 13.21 | CP20 | CP20 | Pushbutton, 22 mm, round, plastic with metal front ring, yellow, pushbutton, raised momentary contact type, with laser labeling, upper case and lower case, always upper case at the beginning of the word | - | 0 | 0
3SU1030-0BB30-0AA0-Z | Y19 | 3SU1030-0BB30-0AA0-ZY19 | 1 | UN | 1 | 10 | C | D | N | N | 85389099 | 1 |  | 0.025 | KG | 9.43 | 9.43 | CP20 | CP20 | Pushbutton, 22 mm, round, plastic with metal front ring, yellow, pushbutton, raised momentary contact type, with laser labeling, inscription or symbol Customer-specific selection with SIRIUS ACT configurator (CIN) | - | 0 | 0
3SU1030-0BB40-0AA0 |  | 3SU1030-0BB40-0AA0 | 1 | UN | 1 | 1 | A | D | N | N | 85389099 | 1 | 4011209972704 | 0.028 | KG | 8.48 | 7.87 | CP20 | CP20 | Pushbutton, 22 mm, round, plastic with metal front ring, green, pushbutton, raised momentary contact type | Lista Papel 2020 SI | 0 | 0
3SU1030-0BB40-0AA0-Z | X90 | 3SU1030-0BB40-0AA0-ZX90 | 1 | UN | 1 | 5 | B | D | EAR99 | N | 85389099 | 100 |  | 0.022 | KG | 8.48 | 8.48 | CP20 | CP20 | Pushbutton, 22 mm, round, plastic with metal front ring, green, pushbutton, raised momentary contact type, Z=100-unit packaging | - | 0 | 0
3SU1030-0BB40-0AA0-Z | Y10 | 3SU1030-0BB40-0AA0-ZY10 | 1 | UN | 1 | 10 | C | D | N | N | 85389099 | 1 |  | 0.022 | KG | 13.21 | 13.21 | CP20 | CP20 | Pushbutton, 22 mm, round, plastic with metal front ring, green, pushbutton, raised momentary contact type, with laser labeling, upper case and lower case, always upper case at beginning of line | - | 0 | 0
3SU1030-0BB40-0AA0-Z | Y11 | 3SU1030-0BB40-0AA0-ZY11 | 1 | UN | 1 | 10 | C | D | N | N | 85389099 | 1 |  | 0.022 | KG | 13.21 | 13.21 | CP20 | CP20 | Pushbutton, 22 mm, round, plastic with metal front ring, green, pushbutton, raised momentary contact type, with laser labeling, upper case | - | 0 | 0
3SU1030-0BB40-0AA0-Z | Y12 | 3SU1030-0BB40-0AA0-ZY12 | 1 | UN | 1 | 10 | C | D | N | N | 85389099 | 1 |  | 0.022 | KG | 13.21 | 13.21 | CP20 | CP20 | Pushbutton, 22 mm, round, plastic with metal front ring, green, pushbutton, raised momentary contact type, with laser labeling, lower case | - | 0 | 0
3SU1030-0BB40-0AA0-Z | Y13 | 3SU1030-0BB40-0AA0-ZY13 | 1 | UN | 1 | 10 | C | D | N | N | 85389099 | 1 |  | 0.022 | KG | 13.21 | 13.21 | CP20 | CP20 | Pushbutton, 22 mm, round, plastic with metal front ring, green, pushbutton, raised momentary contact type, with laser labeling, symbol number according to, ISO 7000 or IEC 60417 | - | 0 | 0
3SU1030-0BB40-0AA0-Z | Y15 | 3SU1030-0BB40-0AA0-ZY15 | 1 | UN | 1 | 10 | C | D | N | N | 85389099 | 1 |  | 0.022 | KG | 13.21 | 13.21 | CP20 | CP20 | Pushbutton, 22 mm, round, plastic with metal front ring, green, pushbutton, raised momentary contact type, with laser labeling, upper case and lower case, always upper case at the beginning of the word | - | 0 | 0
3SU1030-0BB40-0AA0-Z | Y19 | 3SU1030-0BB40-0AA0-ZY19 | 1 | UN | 1 | 10 | C | D | N | N | 85389099 | 1 |  | 0.025 | KG | 9.43 | 9.43 | CP20 | CP20 | Pushbutton, 22 mm, round, plastic with metal front ring, green, pushbutton, raised momentary contact type, with laser labeling, inscription or symbol Customer-specific selection with SIRIUS ACT configurator (CIN) | - | 0 | 0
3SU1030-0BB50-0AA0 |  | 3SU1030-0BB50-0AA0 | 1 | UN | 1 | 1 | A | D | N | N | 85389099 | 1 | 4011209972711 | 0.028 | KG | 8.48 | 7.87 | CP20 | CP20 | Pushbutton, 22 mm, round, plastic with metal front ring, blue, pushbutton, raised momentary contact type | Lista Papel 2020 SI | 0 | 0
3SU1030-0BB50-0AA0-Z | X90 | 3SU1030-0BB50-0AA0-ZX90 | 1 | UN | 1 | 5 | B | D | EAR99 | N | 85389099 | 100 |  | 0.022 | KG | 8.48 | 8.48 | CP20 | CP20 | Pushbutton, 22 mm, round, plastic with metal front ring, blue, pushbutton, raised momentary contact type, Z=100-unit packaging | - | 0 | 0
3SU1030-0BB50-0AA0-Z | Y10 | 3SU1030-0BB50-0AA0-ZY10 | 1 | UN | 1 | 10 | C | D | N | N | 85389099 | 1 |  | 0.022 | KG | 13.21 | 13.21 | CP20 | CP20 | Pushbutton, 22 mm, round, plastic with metal front ring, blue, pushbutton, raised momentary contact type, with laser labeling, upper case and lower case, always upper case at beginning of line | - | 0 | 0
3SU1030-0BB50-0AA0-Z | Y11 | 3SU1030-0BB50-0AA0-ZY11 | 1 | UN | 1 | 10 | C | D | N | N | 85389099 | 1 |  | 0.022 | KG | 13.21 | 13.21 | CP20 | CP20 | Pushbutton, 22 mm, round, plastic with metal front ring, blue, pushbutton, raised momentary contact type, with laser labeling, upper case | - | 0 | 0
3SU1030-0BB50-0AA0-Z | Y12 | 3SU1030-0BB50-0AA0-ZY12 | 1 | UN | 1 | 10 | C | D | N | N | 85389099 | 1 |  | 0.022 | KG | 13.21 | 13.21 | CP20 | CP20 | Pushbutton, 22 mm, round, plastic with metal front ring, blue, pushbutton, raised momentary contact type, with laser labeling, lower case | - | 0 | 0
3SU1030-0BB50-0AA0-Z | Y13 | 3SU1030-0BB50-0AA0-ZY13 | 1 | UN | 1 | 10 | C | D | N | N | 85389099 | 1 |  | 0.022 | KG | 13.21 | 13.21 | CP20 | CP20 | Pushbutton, 22 mm, round, plastic with metal front ring, blue, pushbutton, raised momentary contact type, with laser labeling, symbol number according to, ISO 7000 or IEC 60417 | - | 0 | 0
3SU1030-0BB50-0AA0-Z | Y15 | 3SU1030-0BB50-0AA0-ZY15 | 1 | UN | 1 | 10 | C | D | N | N | 85389099 | 1 |  | 0.022 | KG | 13.21 | 13.21 | CP20 | CP20 | Pushbutton, 22 mm, round, plastic with metal front ring, blue, pushbutton, raised momentary contact type, with laser labeling, upper case and lower case, always upper case at the beginning of the word | - | 0 | 0
3SU1030-0BB50-0AA0-Z | Y19 | 3SU1030-0BB50-0AA0-ZY19 | 1 | UN | 1 | 10 | C | D | N | N | 85389099 | 1 |  | 0.022 | KG | 9.43 | 9.43 | CP20 | CP20 | Pushbutton, 22 mm, round, plastic with metal front ring, blue, pushbutton, raised momentary contact type, with laser labeling, inscription or symbol Customer-specific selection with SIRIUS ACT configurator (CIN) | - | 0 | 0
3SU1030-0BB60-0AA0 |  | 3SU1030-0BB60-0AA0 | 1 | UN | 1 | 1 | A | D | N | N | 85389099 | 1 | 4011209972728 | 0.027 | KG | 8.48 | 7.87 | CP20 | CP20 | Pushbutton, 22 mm, round, plastic with metal front ring, white, pushbutton, raised momentary contact type | Lista Papel 2020 SI | 0 | 0
3SU1030-0BB60-0AA0-Z | X90 | 3SU1030-0BB60-0AA0-ZX90 | 1 | UN | 1 | 5 | B | D | EAR99 | N | 85389099 | 100 |  | 0.022 | KG | 8.48 | 8.48 | CP20 | CP20 | Pushbutton, 22 mm, round, plastic with metal front ring, white, pushbutton, raised momentary contact type, Z=100-unit packaging | - | 0 | 0
3SU1030-0BB60-0AA0-Z | Y10 | 3SU1030-0BB60-0AA0-ZY10 | 1 | UN | 1 | 10 | C | D | N | N | 85389099 | 1 |  | 0.022 | KG | 13.21 | 13.21 | CP20 | CP20 | Pushbutton, 22 mm, round, plastic with metal front ring, white, pushbutton, raised momentary contact type, with laser labeling, upper case and lower case, always upper case at beginning of line | - | 0 | 0
3SU1030-0BB60-0AA0-Z | Y11 | 3SU1030-0BB60-0AA0-ZY11 | 1 | UN | 1 | 10 | C | D | N | N | 85389099 | 1 |  | 0.022 | KG | 13.21 | 13.21 | CP20 | CP20 | Pushbutton, 22 mm, round, plastic with metal front ring, white, pushbutton, raised momentary contact type, with laser labeling, upper case | - | 0 | 0
3SU1030-0BB60-0AA0-Z | Y12 | 3SU1030-0BB60-0AA0-ZY12 | 1 | UN | 1 | 10 | C | D | N | N | 85389099 | 1 |  | 0.022 | KG | 13.21 | 13.21 | CP20 | CP20 | Pushbutton, 22 mm, round, plastic with metal front ring, white, pushbutton, raised momentary contact type, with laser labeling, lower case | - | 0 | 0
3SU1030-0BB60-0AA0-Z | Y13 | 3SU1030-0BB60-0AA0-ZY13 | 1 | UN | 1 | 10 | C | D | N | N | 85389099 | 1 |  | 0.022 | KG | 13.21 | 13.21 | CP20 | CP20 | Pushbutton, 22 mm, round, plastic with metal front ring, white, pushbutton, raised momentary contact type, with laser labeling, symbol number according to, ISO 7000 or IEC 60417 | - | 0 | 0
3SU1030-0BB60-0AA0-Z | Y15 | 3SU1030-0BB60-0AA0-ZY15 | 1 | UN | 1 | 10 | C | D | N | N | 85389099 | 1 |  | 0.022 | KG | 13.21 | 13.21 | CP20 | CP20 | Pushbutton, 22 mm, round, plastic with metal front ring, white, pushbutton, raised momentary contact type, with laser labeling, upper case and lower case, always upper case at the beginning of the word | - | 0 | 0
3SU1030-0BB60-0AA0-Z | Y19 | 3SU1030-0BB60-0AA0-ZY19 | 1 | UN | 1 | 10 | C | D | N | N | 85389099 | 1 |  | 0.025 | KG | 9.43 | 9.43 | CP20 | CP20 | Pushbutton, 22 mm, round, plastic with metal front ring, white, pushbutton, raised momentary contact type, with laser labeling, inscription or symbol Customer-specific selection with SIRIUS ACT configurator (CIN) | - | 0 | 0
3SU1030-0CB10-0AA0 |  | 3SU1030-0CB10-0AA0 | 1 | UN | 1 | 5 | B | D | N | N | 85389099 | 1 | 4011209972735 | 0.038 | KG | 8.02 | 8.02 | CP20 | CP20 | Pushbutton, 22 mm, round, plastic with metal front ring, black, Front ring, raised momentary contact type | - | 0 | 0
3SU1030-0CB10-0AA0-Z | X90 | 3SU1030-0CB10-0AA0-ZX90 | 1 | UN | 1 | 5 | B | D | EAR99 | N | 85389099 | 100 |  | 0.022 | KG | 8.02 | 8.02 | CP20 | CP20 | Pushbutton, 22 mm, round, plastic with metal front ring, black, Front ring, raised momentary contact type, Z=100-unit packaging | - | 0 | 0
3SU1030-0CB10-0AA0-Z | Y10 | 3SU1030-0CB10-0AA0-ZY10 | 1 | UN | 1 | 10 | C | D | N | N | 85389099 | 1 |  | 0.017 | KG | 12.73 | 12.73 | CP20 | CP20 | Pushbutton, 22 mm, round, plastic with metal front ring, black, Front ring, raised momentary contact type, with laser labeling, upper case and lower case, always upper case at beginning of line | - | 0 | 0
3SU1030-0CB10-0AA0-Z | Y11 | 3SU1030-0CB10-0AA0-ZY11 | 1 | UN | 1 | 10 | C | D | N | N | 85389099 | 1 |  | 0.017 | KG | 12.73 | 12.73 | CP20 | CP20 | Pushbutton, 22 mm, round, plastic with metal front ring, black, Front ring, raised momentary contact type, with laser labeling, upper case | - | 0 | 0
3SU1030-0CB10-0AA0-Z | Y12 | 3SU1030-0CB10-0AA0-ZY12 | 1 | UN | 1 | 10 | C | D | N | N | 85389099 | 1 |  | 0.017 | KG | 12.73 | 12.73 | CP20 | CP20 | Pushbutton, 22 mm, round, plastic with metal front ring, black, Front ring, raised momentary contact type, with laser labeling, lower case | - | 0 | 0
3SU1030-0CB10-0AA0-Z | Y13 | 3SU1030-0CB10-0AA0-ZY13 | 1 | UN | 1 | 10 | C | D | N | N | 85389099 | 1 |  | 0.017 | KG | 12.73 | 12.73 | CP20 | CP20 | Pushbutton, 22 mm, round, plastic with metal front ring, black, Front ring, raised momentary contact type, with laser labeling, symbol number according to, ISO 7000 or IEC 60417 | - | 0 | 0
3SU1030-0CB10-0AA0-Z | Y15 | 3SU1030-0CB10-0AA0-ZY15 | 1 | UN | 1 | 10 | C | D | N | N | 85389099 | 1 |  | 0.017 | KG | 12.73 | 12.73 | CP20 | CP20 | Pushbutton, 22 mm, round, plastic with metal front ring, black, Front ring, raised momentary contact type, with laser labeling, upper case and lower case, always upper case at the beginning of the word | - | 0 | 0
3SU1030-0CB10-0AA0-Z | Y19 | 3SU1030-0CB10-0AA0-ZY19 | 1 | UN | 1 | 10 | C | D | N | N | 85389099 | 1 |  | 0.04 | KG | 8.97 | 8.97 | CP20 | CP20 | Pushbutton, 22 mm, round, plastic with metal front ring, black, Front ring, raised momentary contact type, with laser labeling, inscription or symbol Customer-specific selection with SIRIUS ACT configurator (CIN) | - | 0 | 0
3SU1030-0CB20-0AA0 |  | 3SU1030-0CB20-0AA0 | 1 | UN | 1 | 5 | B | D | N | N | 85389099 | 1 | 4011209972742 | 0.039 | KG | 8.02 | 8.02 | CP20 | CP20 | Pushbutton, 22 mm, round, plastic with metal front ring, red, Front ring, raised momentary contact type | - | 0 | 0
3SU1030-0CB20-0AA0-Z | X90 | 3SU1030-0CB20-0AA0-ZX90 | 1 | UN | 1 | 5 | B | D | EAR99 | N | 85389099 | 100 |  | 0.022 | KG | 8.02 | 8.02 | CP20 | CP20 | Pushbutton, 22 mm, round, plastic with metal front ring, red, Front ring, raised momentary contact type, Z=100-unit packaging | - | 0 | 0
3SU1030-0CB20-0AA0-Z | Y10 | 3SU1030-0CB20-0AA0-ZY10 | 1 | UN | 1 | 10 | C | D | N | N | 85389099 | 1 |  | 0.022 | KG | 12.73 | 12.73 | CP20 | CP20 | Pushbutton, 22 mm, round, plastic with metal front ring, red, Front ring, raised momentary contact type, with laser labeling, upper case and lower case, always upper case at beginning of line | - | 0 | 0
3SU1030-0CB20-0AA0-Z | Y11 | 3SU1030-0CB20-0AA0-ZY11 | 1 | UN | 1 | 10 | C | D | N | N | 85389099 | 1 |  | 0.022 | KG | 12.73 | 12.73 | CP20 | CP20 | Pushbutton, 22 mm, round, plastic with metal front ring, red, Front ring, raised momentary contact type, with laser labeling, upper case | - | 0 | 0
3SU1030-0CB20-0AA0-Z | Y12 | 3SU1030-0CB20-0AA0-ZY12 | 1 | UN | 1 | 10 | C | D | N | N | 85389099 | 1 |  | 0.022 | KG | 12.73 | 12.73 | CP20 | CP20 | Pushbutton, 22 mm, round, plastic with metal front ring, red, Front ring, raised momentary contact type, with laser labeling, lower case | - | 0 | 0
3SU1030-0CB20-0AA0-Z | Y13 | 3SU1030-0CB20-0AA0-ZY13 | 1 | UN | 1 | 10 | C | D | N | N | 85389099 | 1 |  | 0.022 | KG | 12.73 | 12.73 | CP20 | CP20 | Pushbutton, 22 mm, round, plastic with metal front ring, red, Front ring, raised momentary contact type, with laser labeling, symbol number according to, ISO 7000 or IEC 60417 | - | 0 | 0
3SU1030-0CB20-0AA0-Z | Y15 | 3SU1030-0CB20-0AA0-ZY15 | 1 | UN | 1 | 10 | C | D | N | N | 85389099 | 1 |  | 0.022 | KG | 12.73 | 12.73 | CP20 | CP20 | Pushbutton, 22 mm, round, plastic with metal front ring, red, Front ring, raised momentary contact type, with laser labeling, upper case and lower case, always upper case at the beginning of the word | - | 0 | 0
3SU1030-0CB20-0AA0-Z | Y19 | 3SU1030-0CB20-0AA0-ZY19 | 1 | UN | 1 | 10 | C | D | N | N | 85389099 | 1 |  | 0.037 | KG | 8.97 | 8.97 | CP20 | CP20 | Pushbutton, 22 mm, round, plastic with metal front ring, red, Front ring, raised momentary contact type, with laser labeling, inscription or symbol Customer-specific selection with SIRIUS ACT configurator (CIN) | - | 0 | 0
3SU1030-0CB30-0AA0 |  | 3SU1030-0CB30-0AA0 | 1 | UN | 1 | 5 | B | D | N | N | 85389099 | 1 | 4011209972759 | 0.037 | KG | 8.02 | 8.02 | CP20 | CP20 | Pushbutton, 22 mm, round, plastic with metal front ring, yellow, Front ring, raised momentary contact type | - | 0 | 0
3SU1030-0CB30-0AA0-Z | X90 | 3SU1030-0CB30-0AA0-ZX90 | 1 | UN | 1 | 5 | B | D | EAR99 | N | 85389099 | 100 |  | 0.022 | KG | 8.02 | 8.02 | CP20 | CP20 | Pushbutton, 22 mm, round, plastic with metal front ring, yellow, Front ring, raised momentary contact type, Z=100-unit packaging | - | 0 | 0
3SU1030-0CB30-0AA0-Z | Y10 | 3SU1030-0CB30-0AA0-ZY10 | 1 | UN | 1 | 10 | C | D | N | N | 85389099 | 1 |  | 0.022 | KG | 12.73 | 12.73 | CP20 | CP20 | Pushbutton, 22 mm, round, plastic with metal front ring, yellow, Front ring, raised momentary contact type, with laser labeling, upper case and lower case, always upper case at beginning of line | - | 0 | 0
3SU1030-0CB30-0AA0-Z | Y11 | 3SU1030-0CB30-0AA0-ZY11 | 1 | UN | 1 | 10 | C | D | N | N | 85389099 | 1 |  | 0.022 | KG | 12.73 | 12.73 | CP20 | CP20 | Pushbutton, 22 mm, round, plastic with metal front ring, yellow, Front ring, raised momentary contact type, with laser labeling, upper case | - | 0 | 0
3SU1030-0CB30-0AA0-Z | Y12 | 3SU1030-0CB30-0AA0-ZY12 | 1 | UN | 1 | 10 | C | D | N | N | 85389099 | 1 |  | 0.022 | KG | 12.73 | 12.73 | CP20 | CP20 | Pushbutton, 22 mm, round, plastic with metal front ring, yellow, Front ring, raised momentary contact type, with laser labeling, lower case | - | 0 | 0
3SU1030-0CB30-0AA0-Z | Y13 | 3SU1030-0CB30-0AA0-ZY13 | 1 | UN | 1 | 10 | C | D | N | N | 85389099 | 1 |  | 0.022 | KG | 12.73 | 12.73 | CP20 | CP20 | Pushbutton, 22 mm, round, plastic with metal front ring, yellow, Front ring, raised momentary contact type, with laser labeling, symbol number according to, ISO 7000 or IEC 60417 | - | 0 | 0
3SU1030-0CB30-0AA0-Z | Y15 | 3SU1030-0CB30-0AA0-ZY15 | 1 | UN | 1 | 10 | C | D | N | N | 85389099 | 1 |  | 0.022 | KG | 12.73 | 12.73 | CP20 | CP20 | Pushbutton, 22 mm, round, plastic with metal front ring, yellow, Front ring, raised momentary contact type, with laser labeling, upper case and lower case, always upper case at the beginning of the word | - | 0 | 0
3SU1030-0CB30-0AA0-Z | Y19 | 3SU1030-0CB30-0AA0-ZY19 | 1 | UN | 1 | 10 | C | D | N | N | 85389099 | 1 |  | 0.04 | KG | 8.97 | 8.97 | CP20 | CP20 | Pushbutton, 22 mm, round, plastic with metal front ring, yellow, Front ring, raised momentary contact type, with laser labeling, inscription or symbol Customer-specific selection with SIRIUS ACT configurator (CIN) | - | 0 | 0
3SU1030-0CB40-0AA0 |  | 3SU1030-0CB40-0AA0 | 1 | UN | 1 | 5 | B | D | N | N | 85389099 | 1 | 4011209972766 | 0.036 | KG | 8.02 | 8.02 | CP20 | CP20 | Pushbutton, 22 mm, round, plastic with metal front ring, green, Front ring, raised momentary contact type | - | 0 | 0
3SU1030-0CB40-0AA0-Z | X90 | 3SU1030-0CB40-0AA0-ZX90 | 1 | UN | 1 | 5 | B | D | EAR99 | N | 85389099 | 100 |  | 0.022 | KG | 8.02 | 8.02 | CP20 | CP20 | Pushbutton, 22 mm, round, plastic with metal front ring, green, Front ring, raised momentary contact type, Z=100-unit packaging | - | 0 | 0
3SU1030-0CB40-0AA0-Z | Y10 | 3SU1030-0CB40-0AA0-ZY10 | 1 | UN | 1 | 10 | C | D | N | N | 85389099 | 1 |  | 0.017 | KG | 12.73 | 12.73 | CP20 | CP20 | Pushbutton, 22 mm, round, plastic with metal front ring, green, Front ring, raised momentary contact type, with laser labeling, upper case and lower case, always upper case at beginning of line | - | 0 | 0
3SU1030-0CB40-0AA0-Z | Y11 | 3SU1030-0CB40-0AA0-ZY11 | 1 | UN | 1 | 10 | C | D | N | N | 85389099 | 1 |  | 0.04 | KG | 12.73 | 12.73 | CP20 | CP20 | Pushbutton, 22 mm, round, plastic with metal front ring, green, Front ring, raised momentary contact type, with laser labeling, upper case | - | 0 | 0
3SU1030-0CB40-0AA0-Z | Y12 | 3SU1030-0CB40-0AA0-ZY12 | 1 | UN | 1 | 10 | C | D | N | N | 85389099 | 1 |  | 0.017 | KG | 12.73 | 12.73 | CP20 | CP20 | Pushbutton, 22 mm, round, plastic with metal front ring, green, Front ring, raised momentary contact type, with laser labeling, lower case | - | 0 | 0
3SU1030-0CB40-0AA0-Z | Y13 | 3SU1030-0CB40-0AA0-ZY13 | 1 | UN | 1 | 10 | C | D | N | N | 85389099 | 1 |  | 0.017 | KG | 12.73 | 12.73 | CP20 | CP20 | Pushbutton, 22 mm, round, plastic with metal front ring, green, Front ring, raised momentary contact type, with laser labeling, symbol number according to, ISO 7000 or IEC 60417 | - | 0 | 0
3SU1030-0CB40-0AA0-Z | Y15 | 3SU1030-0CB40-0AA0-ZY15 | 1 | UN | 1 | 10 | C | D | N | N | 85389099 | 1 |  | 0.017 | KG | 12.73 | 12.73 | CP20 | CP20 | Pushbutton, 22 mm, round, plastic with metal front ring, green, Front ring, raised momentary contact type, with laser labeling, upper case and lower case, always upper case at the beginning of the word | - | 0 | 0
3SU1030-0CB40-0AA0-Z | Y19 | 3SU1030-0CB40-0AA0-ZY19 | 1 | UN | 1 | 10 | C | D | N | N | 85389099 | 1 |  | 0.037 | KG | 8.97 | 8.97 | CP20 | CP20 | Pushbutton, 22 mm, round, plastic with metal front ring, green, Front ring, raised momentary contact type, with laser labeling, inscription or symbol Customer-specific selection with SIRIUS ACT configurator (CIN) | - | 0 | 0
3SU1030-0CB50-0AA0 |  | 3SU1030-0CB50-0AA0 | 1 | UN | 1 | 5 | B | D | N | N | 85389099 | 1 | 4011209973558 | 0.037 | KG | 8.02 | 8.02 | CP20 | CP20 | Pushbutton, 22 mm, round, plastic with metal front ring, blue, Front ring, raised momentary contact type | - | 0 | 0
3SU1030-0CB50-0AA0-Z | X90 | 3SU1030-0CB50-0AA0-ZX90 | 1 | UN | 1 | 5 | B | D | EAR99 | N | 85389099 | 100 |  | 0.022 | KG | 8.02 | 8.02 | CP20 | CP20 | Pushbutton, 22 mm, round, plastic with metal front ring, blue, Front ring, raised momentary contact type, Z=100-unit packaging | - | 0 | 0
3SU1030-0CB50-0AA0-Z | Y10 | 3SU1030-0CB50-0AA0-ZY10 | 1 | UN | 1 | 10 | C | D | EAR99 | N | 85389099 | 1 |  | 0.022 | KG | 12.73 | 12.73 | CP20 | CP20 | Pushbutton, 22 mm, round, plastic with metal front ring, blue, Front ring, raised momentary contact type, with laser labeling, upper case and lower case, always upper case at beginning of line | - | 0 | 0
3SU1030-0CB50-0AA0-Z | Y11 | 3SU1030-0CB50-0AA0-ZY11 | 1 | UN | 1 | 10 | C | D | EAR99 | N | 85389099 | 1 |  | 0.022 | KG | 12.73 | 12.73 | CP20 | CP20 | Pushbutton, 22 mm, round, plastic with metal front ring, blue, Front ring, raised momentary contact type, with laser labeling, upper case | - | 0 | 0
3SU1030-0CB50-0AA0-Z | Y12 | 3SU1030-0CB50-0AA0-ZY12 | 1 | UN | 1 | 10 | C | D | EAR99 | N | 85389099 | 1 |  | 0.022 | KG | 12.73 | 12.73 | CP20 | CP20 | Pushbutton, 22 mm, round, plastic with metal front ring, blue, Front ring, raised momentary contact type, with laser labeling, lower case | - | 0 | 0
3SU1030-0CB50-0AA0-Z | Y13 | 3SU1030-0CB50-0AA0-ZY13 | 1 | UN | 1 | 10 | C | D | EAR99 | N | 85389099 | 1 |  | 0.022 | KG | 12.73 | 12.73 | CP20 | CP20 | Pushbutton, 22 mm, round, plastic with metal front ring, blue, Front ring, raised momentary contact type, with laser labeling, symbol number according to, ISO 7000 or IEC 60417 | - | 0 | 0
3SU1030-0CB50-0AA0-Z | Y15 | 3SU1030-0CB50-0AA0-ZY15 | 1 | UN | 1 | 10 | C | D | EAR99 | N | 85389099 | 1 |  | 0.022 | KG | 12.73 | 12.73 | CP20 | CP20 | Pushbutton, 22 mm, round, plastic with metal front ring, blue, Front ring, raised momentary contact type, with laser labeling, upper case and lower case, always upper case at the beginning of the word | - | 0 | 0
3SU1030-0CB50-0AA0-Z | Y19 | 3SU1030-0CB50-0AA0-ZY19 | 1 | UN | 1 | 10 | C | D | EAR99 | N | 85389099 | 1 |  | 0.022 | KG | 8.97 | 8.97 | CP20 | CP20 | Pushbutton, 22 mm, round, plastic with metal front ring, blue, Front ring, raised momentary contact type, with laser labeling, inscription or symbol Customer-specific selection with SIRIUS ACT configurator (CIN) | - | 0 | 0
3SU1030-0CB60-0AA0 |  | 3SU1030-0CB60-0AA0 | 1 | UN | 1 | 5 | B | D | N | N | 85389099 | 1 | 4011209973565 | 0.038 | KG | 8.02 | 8.02 | CP20 | CP20 | Pushbutton, 22 mm, round, plastic with metal front ring, white, Front ring, raised momentary contact type | - | 0 | 0
3SU1030-0CB60-0AA0-Z | X90 | 3SU1030-0CB60-0AA0-ZX90 | 1 | UN | 1 | 5 | B | D | EAR99 | N | 85389099 | 100 |  | 0.022 | KG | 8.02 | 8.02 | CP20 | CP20 | Pushbutton, 22 mm, round, plastic with metal front ring, white, Front ring, raised momentary contact type, Z=100-unit packaging | - | 0 | 0
3SU1030-0CB60-0AA0-Z | Y10 | 3SU1030-0CB60-0AA0-ZY10 | 1 | UN | 1 | 10 | C | D | N | N | 85389099 | 1 |  | 0.022 | KG | 12.73 | 12.73 | CP20 | CP20 | Pushbutton, 22 mm, round, plastic with metal front ring, white, Front ring, raised momentary contact type, with laser labeling, upper case and lower case, always upper case at beginning of line | - | 0 | 0
3SU1030-0CB60-0AA0-Z | Y11 | 3SU1030-0CB60-0AA0-ZY11 | 1 | UN | 1 | 10 | C | D | N | N | 85389099 | 1 |  | 0.022 | KG | 12.73 | 12.73 | CP20 | CP20 | Pushbutton, 22 mm, round, plastic with metal front ring, white, Front ring, raised momentary contact type, with laser labeling, upper case | - | 0 | 0
3SU1030-0CB60-0AA0-Z | Y12 | 3SU1030-0CB60-0AA0-ZY12 | 1 | UN | 1 | 10 | C | D | N | N | 85389099 | 1 |  | 0.022 | KG | 12.73 | 12.73 | CP20 | CP20 | Pushbutton, 22 mm, round, plastic with metal front ring, white, Front ring, raised momentary contact type, with laser labeling, lower case | - | 0 | 0
3SU1030-0CB60-0AA0-Z | Y13 | 3SU1030-0CB60-0AA0-ZY13 | 1 | UN | 1 | 10 | C | D | N | N | 85389099 | 1 |  | 0.022 | KG | 12.73 | 12.73 | CP20 | CP20 | Pushbutton, 22 mm, round, plastic with metal front ring, white, Front ring, raised momentary contact type, with laser labeling, symbol number according to, ISO 7000 or IEC 60417 | - | 0 | 0
3SU1030-0CB60-0AA0-Z | Y15 | 3SU1030-0CB60-0AA0-ZY15 | 1 | UN | 1 | 10 | C | D | N | N | 85389099 | 1 |  | 0.022 | KG | 12.73 | 12.73 | CP20 | CP20 | Pushbutton, 22 mm, round, plastic with metal front ring, white, Front ring, raised momentary contact type, with laser labeling, upper case and lower case, always upper case at the beginning of the word | - | 0 | 0
3SU1030-0CB60-0AA0-Z | Y19 | 3SU1030-0CB60-0AA0-ZY19 | 1 | UN | 1 | 10 | C | D | N | N | 85389099 | 1 |  | 0.04 | KG | 8.97 | 8.97 | CP20 | CP20 | Pushbutton, 22 mm, round, plastic with metal front ring, white, Front ring, raised momentary contact type, with laser labeling, inscription or symbol Customer-specific selection with SIRIUS ACT configurator (CIN) | - | 0 | 0
3SU1030-1AA10-0AA0 |  | 3SU1030-1AA10-0AA0 | 1 | UN | 1 | 1 | A | D | N | N | 85389099 | 1 | 4011209960220 | 0.039 | KG | 21.85 | 21.85 | CP20 | CP20 | Mushroom pushbutton, 22 mm, round, plastic with metal front ring, black, 30 mm, latching, Pull-to-unlatch mechanism | - | 0 | 0
3SU1030-1AA10-0AA0-Z | X90 | 3SU1030-1AA10-0AA0-ZX90 | 1 | UN | 1 | 5 | B | D | EAR99 | N | 85389099 | 50 |  | 0.035 | KG | 21.85 | 21.85 | CP20 | CP20 | Mushroom pushbutton, 22 mm, round, plastic with metal front ring, black, 30 mm, latching, pull-to-unlatch mechanism, Z=50-unit packaging | - | 0 | 0
3SU1030-1AA10-0AA0-Z | Y10 | 3SU1030-1AA10-0AA0-ZY10 | 1 | UN | 1 | 10 | C | D | EAR99 | N | 85389099 | 1 |  | 0.035 | KG | 26.6 | 26.6 | CP20 | CP20 | Mushroom pushbutton, 22 mm, round, plastic with metal front ring, black, 30 mm, latching, pull-to-unlatch mechanism, with laser labeling, upper case and lower case, always upper case at beginning of line | - | 0 | 0
3SU1030-1AA10-0AA0-Z | Y11 | 3SU1030-1AA10-0AA0-ZY11 | 1 | UN | 1 | 10 | C | D | EAR99 | N | 85389099 | 1 |  | 0.035 | KG | 26.6 | 26.6 | CP20 | CP20 | Mushroom pushbutton, 22 mm, round, plastic with metal front ring, black, 30 mm, latching, pull-to-unlatch mechanism, with laser labeling, upper case | - | 0 | 0
3SU1030-1AA10-0AA0-Z | Y12 | 3SU1030-1AA10-0AA0-ZY12 | 1 | UN | 1 | 10 | C | D | EAR99 | N | 85389099 | 1 |  | 0.035 | KG | 26.6 | 26.6 | CP20 | CP20 | Mushroom pushbutton, 22 mm, round, plastic with metal front ring, black, 30 mm, latching, pull-to-unlatch mechanism, with laser labeling, lower case | - | 0 | 0
3SU1030-1AA10-0AA0-Z | Y13 | 3SU1030-1AA10-0AA0-ZY13 | 1 | UN | 1 | 10 | C | D | EAR99 | N | 85389099 | 1 |  | 0.035 | KG | 26.6 | 26.6 | CP20 | CP20 | Mushroom pushbutton, 22 mm, round, plastic with metal front ring, black, 30 mm, latching, pull-to-unlatch mechanism, with laser labeling, symbol number according to, ISO 7000 or IEC 60417 | - | 0 | 0
3SU1030-1AA10-0AA0-Z | Y15 | 3SU1030-1AA10-0AA0-ZY15 | 1 | UN | 1 | 10 | C | D | EAR99 | N | 85389099 | 1 |  | 0.035 | KG | 26.6 | 26.6 | CP20 | CP20 | Mushroom pushbutton, 22 mm, round, plastic with metal front ring, black, 30 mm, latching, pull-to-unlatch mechanism, with laser labeling, upper case and lower case, always upper case at the beginning of the word | - | 0 | 0
3SU1030-1AA10-0AA0-Z | Y19 | 3SU1030-1AA10-0AA0-ZY19 | 1 | UN | 1 | 10 | C | D | EAR99 | N | 85389099 | 1 |  | 0.035 | KG | 22.8 | 22.8 | CP20 | CP20 | Mushroom pushbutton, 22 mm, round, plastic with metal front ring, black, 30 mm, latching, pull-to-unlatch mechanism, with laser labeling, inscription or symbol Customer-specific selection with SIRIUS ACT configurator (CIN) | - | 0 | 0
3SU1030-1AA20-0AA0 |  | 3SU1030-1AA20-0AA0 | 1 | UN | 1 | 1 | A | D | N | N | 85389099 | 1 | 4011209960237 | 0.039 | KG | 21.85 | 21.85 | CP20 | CP20 | Mushroom pushbutton, 22 mm, round, plastic with metal front ring, red, 30 mm, latching, Pull-to-unlatch mechanism | - | 0 | 0
3SU1030-1AA20-0AA0-Z | X90 | 3SU1030-1AA20-0AA0-ZX90 | 1 | UN | 1 | 5 | B | D | EAR99 | N | 85389099 | 50 |  | 0.035 | KG | 21.85 | 21.85 | CP20 | CP20 | Mushroom pushbutton, 22 mm, round, plastic with metal front ring, red, 30 mm, latching, pull-to-unlatch mechanism, Z=50-unit packaging | - | 0 | 0
3SU1030-1AA20-0AA0-Z | Y10 | 3SU1030-1AA20-0AA0-ZY10 | 1 | UN | 1 | 10 | C | D | N | N | 85389099 | 1 |  | 0.035 | KG | 26.6 | 26.6 | CP20 | CP20 | Mushroom pushbutton, 22 mm, round, plastic with metal front ring, red, 30 mm, latching, pull-to-unlatch mechanism, with laser labeling, upper case and lower case, always upper case at beginning of line | - | 0 | 0
3SU1030-1AA20-0AA0-Z | Y11 | 3SU1030-1AA20-0AA0-ZY11 | 1 | UN | 1 | 10 | C | D | N | N | 85389099 | 1 |  | 0.035 | KG | 26.6 | 26.6 | CP20 | CP20 | Mushroom pushbutton, 22 mm, round, plastic with metal front ring, red, 30 mm, latching, pull-to-unlatch mechanism, with laser labeling, upper case | - | 0 | 0
3SU1030-1AA20-0AA0-Z | Y12 | 3SU1030-1AA20-0AA0-ZY12 | 1 | UN | 1 | 10 | C | D | N | N | 85389099 | 1 |  | 0.035 | KG | 26.6 | 26.6 | CP20 | CP20 | Mushroom pushbutton, 22 mm, round, plastic with metal front ring, red, 30 mm, latching, pull-to-unlatch mechanism, with laser labeling, lower case | - | 0 | 0
3SU1030-1AA20-0AA0-Z | Y13 | 3SU1030-1AA20-0AA0-ZY13 | 1 | UN | 1 | 10 | C | D | N | N | 85389099 | 1 |  | 0.035 | KG | 26.6 | 26.6 | CP20 | CP20 | Mushroom pushbutton, 22 mm, round, plastic with metal front ring, red, 30 mm, latching, pull-to-unlatch mechanism, with laser labeling, symbol number according to, ISO 7000 or IEC 60417 | - | 0 | 0
3SU1030-1AA20-0AA0-Z | Y15 | 3SU1030-1AA20-0AA0-ZY15 | 1 | UN | 1 | 10 | C | D | N | N | 85389099 | 1 |  | 0.035 | KG | 26.6 | 26.6 | CP20 | CP20 | Mushroom pushbutton, 22 mm, round, plastic with metal front ring, red, 30 mm, latching, pull-to-unlatch mechanism, with laser labeling, upper case and lower case, always upper case at the beginning of the word | - | 0 | 0
3SU1030-1AA20-0AA0-Z | Y19 | 3SU1030-1AA20-0AA0-ZY19 | 1 | UN | 1 | 10 | C | D | N | N | 85389099 | 1 |  | 0.04 | KG | 22.8 | 22.8 | CP20 | CP20 | Mushroom pushbutton, 22 mm, round, plastic with metal front ring, red, 30 mm, latching, pull-to-unlatch mechanism, with laser labeling, inscription or symbol Customer-specific selection with SIRIUS ACT configurator (CIN) | - | 0 | 0
3SU1030-1AD10-0AA0 |  | 3SU1030-1AD10-0AA0 | 1 | UN | 1 | 1 | A | D | N | N | 85389099 | 1 | 4011209973800 | 0.033 | KG | 12.83 | 11.88 | CP20 | CP20 | Mushroom pushbutton, 22 mm, round, plastic with metal front ring, black, 30 mm, momentary contact type | Lista Papel 2020 SI | 0 | 0
3SU1030-1AD10-0AA0-Z | X90 | 3SU1030-1AD10-0AA0-ZX90 | 1 | UN | 1 | 5 | B | D | EAR99 | N | 85389099 | 50 |  | 0.027 | KG | 12.83 | 12.83 | CP20 | CP20 | Mushroom pushbutton, 22 mm, round, plastic with metal front ring, black, 30 mm, momentary contact type, Z=50-unit packaging | - | 0 | 0
3SU1030-1AD10-0AA0-Z | Y10 | 3SU1030-1AD10-0AA0-ZY10 | 1 | UN | 1 | 10 | C | D | N | N | 85389099 | 1 |  | 0.027 | KG | 17.58 | 17.58 | CP20 | CP20 | Mushroom pushbutton, 22 mm, round, plastic with metal front ring, black, 30 mm, momentary contact type, with laser labeling, upper case and lower case, always upper case at beginning of line | - | 0 | 0
3SU1030-1AD10-0AA0-Z | Y11 | 3SU1030-1AD10-0AA0-ZY11 | 1 | UN | 1 | 10 | C | D | N | N | 85389099 | 1 |  | 0.027 | KG | 17.58 | 17.58 | CP20 | CP20 | Mushroom pushbutton, 22 mm, round, plastic with metal front ring, black, 30 mm, momentary contact type, with laser labeling, upper case | - | 0 | 0
3SU1030-1AD10-0AA0-Z | Y12 | 3SU1030-1AD10-0AA0-ZY12 | 1 | UN | 1 | 10 | C | D | N | N | 85389099 | 1 |  | 0.027 | KG | 17.58 | 17.58 | CP20 | CP20 | Mushroom pushbutton, 22 mm, round, plastic with metal front ring, black, 30 mm, momentary contact type, with laser labeling, lower case | - | 0 | 0
3SU1030-1AD10-0AA0-Z | Y13 | 3SU1030-1AD10-0AA0-ZY13 | 1 | UN | 1 | 10 | C | D | N | N | 85389099 | 1 |  | 0.035 | KG | 17.58 | 17.58 | CP20 | CP20 | Mushroom pushbutton, 22 mm, round, plastic with metal front ring, black, 30 mm, momentary contact type, with laser labeling, symbol number according to, ISO 7000 or IEC 60417 | - | 0 | 0
3SU1030-1AD10-0AA0-Z | Y15 | 3SU1030-1AD10-0AA0-ZY15 | 1 | UN | 1 | 10 | C | D | N | N | 85389099 | 1 |  | 0.027 | KG | 17.58 | 17.58 | CP20 | CP20 | Mushroom pushbutton, 22 mm, round, plastic with metal front ring, black, 30 mm, momentary contact type, with laser labeling, upper case and lower case, always upper case at the beginning of the word | - | 0 | 0
3SU1030-1AD10-0AA0-Z | Y19 | 3SU1030-1AD10-0AA0-ZY19 | 1 | UN | 1 | 10 | C | D | N | N | 85389099 | 1 |  | 0.04 | KG | 13.78 | 13.78 | CP20 | CP20 | Mushroom pushbutton, 22 mm, round, plastic with metal front ring, black, 30 mm, momentary contact type, with laser labeling, inscription or symbol Customer-specific selection with SIRIUS ACT configurator (CIN) | - | 0 | 0
3SU1030-1AD20-0AA0 |  | 3SU1030-1AD20-0AA0 | 1 | UN | 1 | 1 | A | D | N | N | 85389099 | 1 | 4011209960190 | 0.034 | KG | 12.83 | 11.88 | CP20 | CP20 | Mushroom pushbutton, 22 mm, round, plastic with metal front ring, red, 30 mm, momentary contact type | Lista Papel 2020 SI | 0 | 0
3SU1030-1AD20-0AA0-Z | X90 | 3SU1030-1AD20-0AA0-ZX90 | 1 | UN | 1 | 5 | B | D | EAR99 | N | 85389099 | 50 |  | 0.027 | KG | 12.83 | 12.83 | CP20 | CP20 | Mushroom pushbutton, 22 mm, round, plastic with metal front ring, red, 30 mm, momentary contact type, Z=50-unit packaging | - | 0 | 0
3SU1030-1AD20-0AA0-Z | Y10 | 3SU1030-1AD20-0AA0-ZY10 | 1 | UN | 1 | 10 | C | D | N | N | 85389099 | 1 |  | 0.027 | KG | 17.58 | 17.58 | CP20 | CP20 | Mushroom pushbutton, 22 mm, round, plastic with metal front ring, red, 30 mm, momentary contact type, with laser labeling, upper case and lower case, always upper case at beginning of line | - | 0 | 0
3SU1030-1AD20-0AA0-Z | Y11 | 3SU1030-1AD20-0AA0-ZY11 | 1 | UN | 1 | 10 | C | D | N | N | 85389099 | 1 |  | 0.027 | KG | 17.58 | 17.58 | CP20 | CP20 | Mushroom pushbutton, 22 mm, round, plastic with metal front ring, red, 30 mm, momentary contact type, with laser labeling, upper case | - | 0 | 0
3SU1030-1AD20-0AA0-Z | Y12 | 3SU1030-1AD20-0AA0-ZY12 | 1 | UN | 1 | 10 | C | D | N | N | 85389099 | 1 |  | 0.027 | KG | 17.58 | 17.58 | CP20 | CP20 | Mushroom pushbutton, 22 mm, round, plastic with metal front ring, red, 30 mm, momentary contact type, with laser labeling, lower case | - | 0 | 0
3SU1030-1AD20-0AA0-Z | Y13 | 3SU1030-1AD20-0AA0-ZY13 | 1 | UN | 1 | 10 | C | D | N | N | 85389099 | 1 |  | 0.027 | KG | 17.58 | 17.58 | CP20 | CP20 | Mushroom pushbutton, 22 mm, round, plastic with metal front ring, red, 30 mm, momentary contact type, with laser labeling, symbol number according to, ISO 7000 or IEC 60417 | - | 0 | 0
3SU1030-1AD20-0AA0-Z | Y15 | 3SU1030-1AD20-0AA0-ZY15 | 1 | UN | 1 | 10 | C | D | N | N | 85389099 | 1 |  | 0.027 | KG | 17.58 | 17.58 | CP20 | CP20 | Mushroom pushbutton, 22 mm, round, plastic with metal front ring, red, 30 mm, momentary contact type, with laser labeling, upper case and lower case, always upper case at the beginning of the word | - | 0 | 0
3SU1030-1AD20-0AA0-Z | Y19 | 3SU1030-1AD20-0AA0-ZY19 | 1 | UN | 1 | 10 | C | D | N | N | 85389099 | 1 |  | 0.06 | KG | 13.78 | 13.78 | CP20 | CP20 | Mushroom pushbutton, 22 mm, round, plastic with metal front ring, red, 30 mm, momentary contact type, with laser labeling, inscription or symbol Customer-specific selection with SIRIUS ACT configurator (CIN) | - | 0 | 0
3SU1030-1AD30-0AA0 |  | 3SU1030-1AD30-0AA0 | 1 | UN | 1 | 1 | A | D | N | N | 85389099 | 1 | 4011209960206 | 0.033 | KG | 12.83 | 11.88 | CP20 | CP20 | Mushroom pushbutton, 22 mm, round, plastic with metal front ring, yellow, 30 mm, momentary contact type | Lista Papel 2020 SI | 0 | 0
3SU1030-1AD30-0AA0-Z | X90 | 3SU1030-1AD30-0AA0-ZX90 | 1 | UN | 1 | 5 | B | D | EAR99 | N | 85389099 | 50 |  | 0.027 | KG | 12.83 | 12.83 | CP20 | CP20 | Mushroom pushbutton, 22 mm, round, plastic with metal front ring, yellow, 30 mm, momentary contact type, Z=50-unit packaging | - | 0 | 0
3SU1030-1AD30-0AA0-Z | Y10 | 3SU1030-1AD30-0AA0-ZY10 | 1 | UN | 1 | 10 | C | D | N | N | 85389099 | 1 |  | 0.027 | KG | 17.58 | 17.58 | CP20 | CP20 | Mushroom pushbutton, 22 mm, round, plastic with metal front ring, yellow, 30 mm, momentary contact type, with laser labeling, upper case and lower case, always upper case at beginning of line | - | 0 | 0
3SU1030-1AD30-0AA0-Z | Y11 | 3SU1030-1AD30-0AA0-ZY11 | 1 | UN | 1 | 10 | C | D | N | N | 85389099 | 1 |  | 0.027 | KG | 17.58 | 17.58 | CP20 | CP20 | Mushroom pushbutton, 22 mm, round, plastic with metal front ring, yellow, 30 mm, momentary contact type, with laser labeling, upper case | - | 0 | 0
3SU1030-1AD30-0AA0-Z | Y12 | 3SU1030-1AD30-0AA0-ZY12 | 1 | UN | 1 | 10 | C | D | N | N | 85389099 | 1 |  | 0.027 | KG | 17.58 | 17.58 | CP20 | CP20 | Mushroom pushbutton, 22 mm, round, plastic with metal front ring, yellow, 30 mm, momentary contact type, with laser labeling, lower case | - | 0 | 0
3SU1030-1AD30-0AA0-Z | Y13 | 3SU1030-1AD30-0AA0-ZY13 | 1 | UN | 1 | 10 | C | D | N | N | 85389099 | 1 |  | 0.027 | KG | 17.58 | 17.58 | CP20 | CP20 | Mushroom pushbutton, 22 mm, round, plastic with metal front ring, yellow, 30 mm, momentary contact type, with laser labeling, symbol number according to, ISO 7000 or IEC 60417 | - | 0 | 0
3SU1030-1AD30-0AA0-Z | Y15 | 3SU1030-1AD30-0AA0-ZY15 | 1 | UN | 1 | 10 | C | D | N | N | 85389099 | 1 |  | 0.027 | KG | 17.58 | 17.58 | CP20 | CP20 | Mushroom pushbutton, 22 mm, round, plastic with metal front ring, yellow, 30 mm, momentary contact type, with laser labeling, upper case and lower case, always upper case at the beginning of the word | - | 0 | 0
3SU1030-1AD30-0AA0-Z | Y19 | 3SU1030-1AD30-0AA0-ZY19 | 1 | UN | 1 | 10 | C | D | N | N | 85389099 | 1 |  | 0.035 | KG | 13.78 | 13.78 | CP20 | CP20 | Mushroom pushbutton, 22 mm, round, plastic with metal front ring, yellow, 30 mm, momentary contact type, with laser labeling, inscription or symbol Customer-specific selection with SIRIUS ACT configurator (CIN) | - | 0 | 0
3SU1030-1AD40-0AA0 |  | 3SU1030-1AD40-0AA0 | 1 | UN | 1 | 1 | A | D | N | N | 85389099 | 1 | 4011209960213 | 0.032 | KG | 12.83 | 11.88 | CP20 | CP20 | Mushroom pushbutton, 22 mm, round, plastic with metal front ring, green, 30 mm, momentary contact type | Lista Papel 2020 SI | 0 | 0
3SU1030-1AD40-0AA0-Z | X90 | 3SU1030-1AD40-0AA0-ZX90 | 1 | UN | 1 | 5 | B | D | EAR99 | N | 85389099 | 50 |  | 0.027 | KG | 12.83 | 12.83 | CP20 | CP20 | Mushroom pushbutton, 22 mm, round, plastic with metal front ring, green, 30 mm, momentary contact type, Z=50-unit packaging | - | 0 | 0
3SU1030-1AD40-0AA0-Z | Y10 | 3SU1030-1AD40-0AA0-ZY10 | 1 | UN | 1 | 10 | C | D | EAR99 | N | 85389099 | 1 |  | 0.027 | KG | 17.58 | 17.58 | CP20 | CP20 | Mushroom pushbutton, 22 mm, round, plastic with metal front ring, green, 30 mm, momentary contact type, with laser labeling, upper case and lower case, always upper case at beginning of line | - | 0 | 0
3SU1030-1AD40-0AA0-Z | Y11 | 3SU1030-1AD40-0AA0-ZY11 | 1 | UN | 1 | 10 | C | D | EAR99 | N | 85389099 | 1 |  | 0.027 | KG | 17.58 | 17.58 | CP20 | CP20 | Mushroom pushbutton, 22 mm, round, plastic with metal front ring, green, 30 mm, momentary contact type, with laser labeling, upper case | - | 0 | 0
3SU1030-1AD40-0AA0-Z | Y12 | 3SU1030-1AD40-0AA0-ZY12 | 1 | UN | 1 | 10 | C | D | EAR99 | N | 85389099 | 1 |  | 0.027 | KG | 17.58 | 17.58 | CP20 | CP20 | Mushroom pushbutton, 22 mm, round, plastic with metal front ring, green, 30 mm, momentary contact type, with laser labeling, lower case | - | 0 | 0
3SU1030-1AD40-0AA0-Z | Y13 | 3SU1030-1AD40-0AA0-ZY13 | 1 | UN | 1 | 10 | C | D | EAR99 | N | 85389099 | 1 |  | 0.027 | KG | 17.58 | 17.58 | CP20 | CP20 | Mushroom pushbutton, 22 mm, round, plastic with metal front ring, green, 30 mm, momentary contact type, with laser labeling, symbol number according to, ISO 7000 or IEC 60417 | - | 0 | 0
3SU1030-1AD40-0AA0-Z | Y15 | 3SU1030-1AD40-0AA0-ZY15 | 1 | UN | 1 | 10 | C | D | EAR99 | N | 85389099 | 1 |  | 0.027 | KG | 17.58 | 17.58 | CP20 | CP20 | Mushroom pushbutton, 22 mm, round, plastic with metal front ring, green, 30 mm, momentary contact type, with laser labeling, upper case and lower case, always upper case at the beginning of the word | - | 0 | 0
3SU1030-1AD40-0AA0-Z | Y19 | 3SU1030-1AD40-0AA0-ZY19 | 1 | UN | 1 | 10 | C | D | EAR99 | N | 85389099 | 1 |  | 0.027 | KG | 13.78 | 13.78 | CP20 | CP20 | Mushroom pushbutton, 22 mm, round, plastic with metal front ring, green, 30 mm, momentary contact type, with laser labeling, inscription or symbol Customer-specific selection with SIRIUS ACT configurator (CIN) | - | 0 | 0
3SU1030-1BA10-0AA0 |  | 3SU1030-1BA10-0AA0 | 1 | UN | 1 | 1 | A | D | N | N | 85389099 | 1 | 4011209960244 | 0.041 | KG | 23.09 | 23.09 | CP20 | CP20 | Mushroom pushbutton, 22 mm, round, plastic with metal front ring, black, 40 mm, latching, Pull-to-unlatch mechanism | - | 0 | 0
3SU1030-1BA10-0AA0-Z | X90 | 3SU1030-1BA10-0AA0-ZX90 | 1 | UN | 1 | 5 | B | D | N | N | 85389099 | 50 | 4047621010915 | 0.044 | KG | 23.09 | 23.09 | CP20 | CP20 | Mushroom pushbutton, 22 mm, round, plastic with metal front ring, black, 40 mm, latching, pull-to-unlatch mechanism, Z=50-unit packaging | - | 0 | 0
3SU1030-1BA10-0AA0-Z | Y10 | 3SU1030-1BA10-0AA0-ZY10 | 1 | UN | 1 | 10 | C | D | N | N | 85389099 | 1 |  | 0.036 | KG | 27.84 | 27.84 | CP20 | CP20 | Mushroom pushbutton, 22 mm, round, plastic with metal front ring, black, 40mm, latching, pull-to-unlatch mechanism, with laser labeling, upper case and lower case, always upper case at beginning of line | - | 0 | 0
3SU1030-1BA10-0AA0-Z | Y11 | 3SU1030-1BA10-0AA0-ZY11 | 1 | UN | 1 | 10 | C | D | N | N | 85389099 | 1 |  | 0.036 | KG | 27.84 | 27.84 | CP20 | CP20 | Mushroom pushbutton, 22 mm, round, plastic with metal front ring, black, 40mm, latching, pull-to-unlatch mechanism, with laser labeling, upper case | - | 0 | 0
3SU1030-1BA10-0AA0-Z | Y12 | 3SU1030-1BA10-0AA0-ZY12 | 1 | UN | 1 | 10 | C | D | N | N | 85389099 | 1 |  | 0.036 | KG | 27.84 | 27.84 | CP20 | CP20 | Mushroom pushbutton, 22 mm, round, plastic with metal front ring, black, 40mm, latching, pull-to-unlatch mechanism, with laser labeling, lower case | - | 0 | 0
3SU1030-1BA10-0AA0-Z | Y13 | 3SU1030-1BA10-0AA0-ZY13 | 1 | UN | 1 | 10 | C | D | N | N | 85389099 | 1 |  | 0.036 | KG | 27.84 | 27.84 | CP20 | CP20 | Mushroom pushbutton, 22 mm, round, plastic with metal front ring, black, 40mm, latching, pull-to-unlatch mechanism, with laser labeling, symbol number according to, ISO 7000 or IEC 60417 | - | 0 | 0
3SU1030-1BA10-0AA0-Z | Y15 | 3SU1030-1BA10-0AA0-ZY15 | 1 | UN | 1 | 10 | C | D | N | N | 85389099 | 1 |  | 0.036 | KG | 27.84 | 27.84 | CP20 | CP20 | Mushroom pushbutton, 22 mm, round, plastic with metal front ring, black, 40mm, latching, pull-to-unlatch mechanism, with laser labeling, upper case and lower case, always upper case at the beginning of the word | - | 0 | 0
3SU1030-1BA10-0AA0-Z | Y19 | 3SU1030-1BA10-0AA0-ZY19 | 1 | UN | 1 | 10 | C | D | N | N | 85389099 | 1 |  | 0.04 | KG | 24.04 | 24.04 | CP20 | CP20 | Mushroom pushbutton, 22 mm, round, plastic with metal front ring, black, 40mm, latching, pull-to-unlatch mechanism, with laser labeling, inscription or symbol Customer-specific selection with SIRIUS ACT configurator (CIN) | - | 0 | 0
3SU1030-1BA20-0AA0 |  | 3SU1030-1BA20-0AA0 | 1 | UN | 1 | 1 | A | D | N | N | 85389099 | 1 | 4011209960251 | 0.04 | KG | 23.09 | 23.09 | CP20 | CP20 | Mushroom pushbutton, 22 mm, round, plastic with metal front ring, red, 40 mm, latching, Pull-to-unlatch mechanism | - | 0 | 0
3SU1030-1BA20-0AA0-Z | X90 | 3SU1030-1BA20-0AA0-ZX90 | 1 | UN | 1 | 5 | B | D | EAR99 | N | 85389099 | 50 |  | 0.036 | KG | 23.09 | 23.09 | CP20 | CP20 | Mushroom pushbutton, 22 mm, round, plastic with metal front ring, red, 40mm, latching, pull-to-unlatch mechanism, Z=50-unit packaging | - | 0 | 0
3SU1030-1BA20-0AA0-Z | Y10 | 3SU1030-1BA20-0AA0-ZY10 | 1 | UN | 1 | 10 | C | D | N | N | 85389099 | 1 |  | 0.036 | KG | 27.84 | 27.84 | CP20 | CP20 | Mushroom pushbutton, 22 mm, round, plastic with metal front ring, red, 40mm, latching, pull-to-unlatch mechanism, with laser labeling, upper case and lower case, always upper case at beginning of line | - | 0 | 0
3SU1030-1BA20-0AA0-Z | Y11 | 3SU1030-1BA20-0AA0-ZY11 | 1 | UN | 1 | 10 | C | D | N | N | 85389099 | 1 |  | 0.036 | KG | 27.84 | 27.84 | CP20 | CP20 | Mushroom pushbutton, 22 mm, round, plastic with metal front ring, red, 40mm, latching, pull-to-unlatch mechanism, with laser labeling, upper case | - | 0 | 0
3SU1030-1BA20-0AA0-Z | Y12 | 3SU1030-1BA20-0AA0-ZY12 | 1 | UN | 1 | 10 | C | D | N | N | 85389099 | 1 |  | 0.036 | KG | 27.84 | 27.84 | CP20 | CP20 | Mushroom pushbutton, 22 mm, round, plastic with metal front ring, red, 40mm, latching, pull-to-unlatch mechanism, with laser labeling, lower case | - | 0 | 0
3SU1030-1BA20-0AA0-Z | Y13 | 3SU1030-1BA20-0AA0-ZY13 | 1 | UN | 1 | 10 | C | D | N | N | 85389099 | 1 |  | 0.036 | KG | 27.84 | 27.84 | CP20 | CP20 | Mushroom pushbutton, 22 mm, round, plastic with metal front ring, red, 40mm, latching, pull-to-unlatch mechanism, with laser labeling, symbol number according to, ISO 7000 or IEC 60417 | - | 0 | 0
3SU1030-1BA20-0AA0-Z | Y15 | 3SU1030-1BA20-0AA0-ZY15 | 1 | UN | 1 | 10 | C | D | N | N | 85389099 | 1 |  | 0.036 | KG | 27.84 | 27.84 | CP20 | CP20 | Mushroom pushbutton, 22 mm, round, plastic with metal front ring, red, 40mm, latching, pull-to-unlatch mechanism, with laser labeling, upper case and lower case, always upper case at the beginning of the word | - | 0 | 0
3SU1030-1BA20-0AA0-Z | Y19 | 3SU1030-1BA20-0AA0-ZY19 | 1 | UN | 1 | 10 | C | D | N | N | 85389099 | 1 |  | 0.055 | KG | 24.04 | 24.04 | CP20 | CP20 | Mushroom pushbutton, 22 mm, round, plastic with metal front ring, red, 40mm, latching, pull-to-unlatch mechanism, with laser labeling, inscription or symbol Customer-specific selection with SIRIUS ACT configurator (CIN) | - | 0 | 0
3SU1030-1BA20-0AD0 |  | 3SU1030-1BA20-0AD0 | 1 | UN | 1 | 5 | B | D | N | N | 85389099 | 1 | 4011209960268 | 0.041 | KG | 23.09 | 23.09 | CP20 | CP20 | Mushroom pushbutton, 22 mm, round, plastic with metal front ring, red, inscription: O, 40 mm, latching, Pull-to-unlatch mechanism | - | 0 | 0
3SU1030-1BA20-0AD0-Z | X90 | 3SU1030-1BA20-0AD0-ZX90 | 1 | UN | 1 | 5 | B | D | EAR99 | N | 85389099 | 50 |  | 0.036 | KG | 23.09 | 23.09 | CP20 | CP20 | Mushroom pushbutton, 22 mm, round, plastic with metal front ring, red, inscription: O, 40 mm, latching, pull-to-unlatch mechanism, Z=50-unit packaging | - | 0 | 0
3SU1030-1BA20-0AD0-Z | Y19 | 3SU1030-1BA20-0AD0-ZY19 | 1 | UN | 1 | 10 | C | D | N | N | 85389099 | 1 |  | 0.041 | KG | 24.04 | 24.04 | CP20 | CP20 | Mushroom pushbutton, 22 mm, round, plastic with metal front ring, red, inscription: O, 40 mm, latching, pull-to-unlatch mechanism, customer-specific selection with SIRIUS ACT configurator (CIN) | - | 0 | 0
3SU1030-1BD10-0AA0 |  | 3SU1030-1BD10-0AA0 | 1 | UN | 1 | 3 | B | D | N | N | 85389099 | 1 | 4011209960275 | 0.035 | KG | 12.83 | 11.88 | CP20 | CP20 | Mushroom pushbutton, 22 mm, round, plastic with metal front ring, black, 40 mm, momentary contact type | Lista Papel 2020 SI | 0 | 0
3SU1030-1BD10-0AA0-Z | X90 | 3SU1030-1BD10-0AA0-ZX90 | 1 | UN | 1 | 5 | B | D | EAR99 | N | 85389099 | 50 |  | 0.039 | KG | 12.83 | 12.83 | CP20 | CP20 | Mushroom pushbutton, 22 mm, round, plastic with metal front ring, black, 40 mm, momentary contact type, Z=50-unit packaging | - | 0 | 0
3SU1030-1BD10-0AA0-Z | Y10 | 3SU1030-1BD10-0AA0-ZY10 | 1 | UN | 1 | 10 | C | D | N | N | 85389099 | 1 |  | 0.039 | KG | 17.58 | 17.58 | CP20 | CP20 | Mushroom pushbutton, 22 mm, round, plastic with metal front ring, black, 40mm, momentary contact type, with laser labeling, upper case and lower case, always upper case at beginning of line | - | 0 | 0
3SU1030-1BD10-0AA0-Z | Y11 | 3SU1030-1BD10-0AA0-ZY11 | 1 | UN | 1 | 10 | C | D | N | N | 85389099 | 1 |  | 0.039 | KG | 17.58 | 17.58 | CP20 | CP20 | Mushroom pushbutton, 22 mm, round, plastic with metal front ring, black, 40mm, momentary contact type, with laser labeling, upper case | - | 0 | 0
3SU1030-1BD10-0AA0-Z | Y12 | 3SU1030-1BD10-0AA0-ZY12 | 1 | UN | 1 | 10 | C | D | N | N | 85389099 | 1 |  | 0.039 | KG | 17.58 | 17.58 | CP20 | CP20 | Mushroom pushbutton, 22 mm, round, plastic with metal front ring, black, 40mm, momentary contact type, with laser labeling, lower case | - | 0 | 0
3SU1030-1BD10-0AA0-Z | Y13 | 3SU1030-1BD10-0AA0-ZY13 | 1 | UN | 1 | 10 | C | D | N | N | 85389099 | 1 |  | 0.039 | KG | 17.58 | 17.58 | CP20 | CP20 | Mushroom pushbutton, 22 mm, round, plastic with metal front ring, black, 40mm, momentary contact type, with laser labeling, symbol number according to, ISO 7000 or IEC 60417 | - | 0 | 0
3SU1030-1BD10-0AA0-Z | Y15 | 3SU1030-1BD10-0AA0-ZY15 | 1 | UN | 1 | 10 | C | D | N | N | 85389099 | 1 |  | 0.039 | KG | 17.58 | 17.58 | CP20 | CP20 | Mushroom pushbutton, 22 mm, round, plastic with metal front ring, black, 40mm, momentary contact type, with laser labeling, upper case and lower case, always upper case at the beginning of the word | - | 0 | 0
3SU1030-1BD10-0AA0-Z | Y19 | 3SU1030-1BD10-0AA0-ZY19 | 1 | UN | 1 | 10 | C | D | N | N | 85389099 | 1 |  | 0.04 | KG | 13.78 | 13.78 | CP20 | CP20 | Mushroom pushbutton, 22 mm, round, plastic with metal front ring, black, 40mm, momentary contact type, with laser labeling, inscription or symbol Customer-specific selection with SIRIUS ACT configurator (CIN) | - | 0 | 0
3SU1030-1BD20-0AA0 |  | 3SU1030-1BD20-0AA0 | 1 | UN | 1 | 3 | B | D | N | N | 85389099 | 1 | 4011209960282 | 0.034 | KG | 12.83 | 11.88 | CP20 | CP20 | Mushroom pushbutton, 22 mm, round, plastic with metal front ring, red, 40 mm, momentary contact type | Lista Papel 2020 SI | 0 | 0
3SU1030-1BD20-0AA0-Z | X90 | 3SU1030-1BD20-0AA0-ZX90 | 1 | UN | 1 | 5 | B | D | EAR99 | N | 85389099 | 50 |  | 0.039 | KG | 12.83 | 12.83 | CP20 | CP20 | Mushroom pushbutton, 22 mm, round, plastic with metal front ring, red, 40 mm, momentary contact type, Z=50-unit packaging | - | 0 | 0
3SU1030-1BD20-0AA0-Z | Y10 | 3SU1030-1BD20-0AA0-ZY10 | 1 | UN | 1 | 10 | C | D | N | N | 85389099 | 1 |  | 0.039 | KG | 17.58 | 17.58 | CP20 | CP20 | Mushroom pushbutton, 22 mm, round, plastic with metal front ring, red, 40mm, momentary contact type, with laser labeling, upper case and lower case, always upper case at beginning of line | - | 0 | 0
3SU1030-1BD20-0AA0-Z | Y11 | 3SU1030-1BD20-0AA0-ZY11 | 1 | UN | 1 | 10 | C | D | N | N | 85389099 | 1 |  | 0.039 | KG | 17.58 | 17.58 | CP20 | CP20 | Mushroom pushbutton, 22 mm, round, plastic with metal front ring, red, 40mm, momentary contact type, with laser labeling, upper case | - | 0 | 0
3SU1030-1BD20-0AA0-Z | Y12 | 3SU1030-1BD20-0AA0-ZY12 | 1 | UN | 1 | 10 | C | D | N | N | 85389099 | 1 |  | 0.039 | KG | 17.58 | 17.58 | CP20 | CP20 | Mushroom pushbutton, 22 mm, round, plastic with metal front ring, red, 40mm, momentary contact type, with laser labeling, lower case | - | 0 | 0
3SU1030-1BD20-0AA0-Z | Y13 | 3SU1030-1BD20-0AA0-ZY13 | 1 | UN | 1 | 10 | C | D | N | N | 85389099 | 1 |  | 0.039 | KG | 17.58 | 17.58 | CP20 | CP20 | Mushroom pushbutton, 22 mm, round, plastic with metal front ring, red, 40mm, momentary contact type, with laser labeling, symbol number according to, ISO 7000 or IEC 60417 | - | 0 | 0
3SU1030-1BD20-0AA0-Z | Y15 | 3SU1030-1BD20-0AA0-ZY15 | 1 | UN | 1 | 10 | C | D | N | N | 85389099 | 1 |  | 0.039 | KG | 17.58 | 17.58 | CP20 | CP20 | Mushroom pushbutton, 22 mm, round, plastic with metal front ring, red, 40mm, momentary contact type, with laser labeling, upper case and lower case, always upper case at the beginning of the word | - | 0 | 0
3SU1030-1BD20-0AA0-Z | Y19 | 3SU1030-1BD20-0AA0-ZY19 | 1 | UN | 1 | 10 | C | D | N | N | 85389099 | 1 |  | 0.035 | KG | 13.78 | 13.78 | CP20 | CP20 | Mushroom pushbutton, 22 mm, round, plastic with metal front ring, red, 40mm, momentary contact type, with laser labeling, inscription or symbol Customer-specific selection with SIRIUS ACT configurator (CIN) | - | 0 | 0
3SU1030-1BD30-0AA0 |  | 3SU1030-1BD30-0AA0 | 1 | UN | 1 | 3 | B | D | N | N | 85389099 | 1 | 4011209960299 | 0.033 | KG | 12.83 | 11.88 | CP20 | CP20 | Mushroom pushbutton, 22 mm, round, plastic with metal front ring, yellow, 40 mm, momentary contact type | Lista Papel 2020 SI | 0 | 0
3SU1030-1BD30-0AA0-Z | X90 | 3SU1030-1BD30-0AA0-ZX90 | 1 | UN | 1 | 5 | B | D | EAR99 | N | 85389099 | 50 |  | 0.039 | KG | 12.83 | 12.83 | CP20 | CP20 | Mushroom pushbutton, 22 mm, round, plastic with metal front ring, yellow, 40 mm, momentary contact type, Z=50-unit packaging | - | 0 | 0
3SU1030-1BD30-0AA0-Z | Y10 | 3SU1030-1BD30-0AA0-ZY10 | 1 | UN | 1 | 10 | C | D | N | N | 85389099 | 1 |  | 0.039 | KG | 17.58 | 17.58 | CP20 | CP20 | Mushroom pushbutton, 22 mm, round, plastic with metal front ring, yellow, 40mm, momentary contact type, with laser labeling, upper case and lower case, always upper case at beginning of line | - | 0 | 0
3SU1030-1BD30-0AA0-Z | Y11 | 3SU1030-1BD30-0AA0-ZY11 | 1 | UN | 1 | 10 | C | D | N | N | 85389099 | 1 |  | 0.039 | KG | 17.58 | 17.58 | CP20 | CP20 | Mushroom pushbutton, 22 mm, round, plastic with metal front ring, yellow, 40mm, momentary contact type, with laser labeling, upper case | - | 0 | 0
3SU1030-1BD30-0AA0-Z | Y12 | 3SU1030-1BD30-0AA0-ZY12 | 1 | UN | 1 | 10 | C | D | N | N | 85389099 | 1 |  | 0.039 | KG | 17.58 | 17.58 | CP20 | CP20 | Mushroom pushbutton, 22 mm, round, plastic with metal front ring, yellow, 40mm, momentary contact type, with laser labeling, lower case | - | 0 | 0
3SU1030-1BD30-0AA0-Z | Y13 | 3SU1030-1BD30-0AA0-ZY13 | 1 | UN | 1 | 10 | C | D | N | N | 85389099 | 1 |  | 0.039 | KG | 17.58 | 17.58 | CP20 | CP20 | Mushroom pushbutton, 22 mm, round, plastic with metal front ring, yellow, 40mm, momentary contact type, with laser labeling, symbol number according to, ISO 7000 or IEC 60417 | - | 0 | 0
3SU1030-1BD30-0AA0-Z | Y15 | 3SU1030-1BD30-0AA0-ZY15 | 1 | UN | 1 | 10 | C | D | N | N | 85389099 | 1 |  | 0.035 | KG | 17.58 | 17.58 | CP20 | CP20 | Mushroom pushbutton, 22 mm, round, plastic with metal front ring, yellow, 40mm, momentary contact type, with laser labeling, upper case and lower case, always upper case at the beginning of the word | - | 0 | 0
3SU1030-1BD30-0AA0-Z | Y19 | 3SU1030-1BD30-0AA0-ZY19 | 1 | UN | 1 | 10 | C | D | N | N | 85389099 | 1 |  | 0.027 | KG | 13.78 | 13.78 | CP20 | CP20 | Mushroom pushbutton, 22 mm, round, plastic with metal front ring, yellow, 40mm, momentary contact type, with laser labeling, inscription or symbol Customer-specific selection with SIRIUS ACT configurator (CIN) | - | 0 | 0
3SU1030-1BD40-0AA0 |  | 3SU1030-1BD40-0AA0 | 1 | UN | 1 | 3 | B | D | N | N | 85389099 | 1 | 4011209960305 | 0.035 | KG | 12.83 | 11.88 | CP20 | CP20 | Mushroom pushbutton, 22 mm, round, plastic with metal front ring, green, 40 mm, momentary contact type | Lista Papel 2020 SI | 0 | 0
3SU1030-1BD40-0AA0-Z | X90 | 3SU1030-1BD40-0AA0-ZX90 | 1 | UN | 1 | 5 | B | D | EAR99 | N | 85389099 | 50 |  | 0.039 | KG | 12.83 | 12.83 | CP20 | CP20 | Mushroom pushbutton, 22 mm, round, plastic with metal front ring, green, 40 mm, momentary contact type, Z=50-unit packaging | - | 0 | 0
3SU1030-1BD40-0AA0-Z | Y10 | 3SU1030-1BD40-0AA0-ZY10 | 1 | UN | 1 | 10 | C | D | N | N | 85389099 | 1 |  | 0.038 | KG | 17.58 | 17.58 | CP20 | CP20 | Mushroom pushbutton, 22 mm, round, plastic with metal front ring, green, 40mm, momentary contact type, with laser labeling, upper case and lower case, always upper case at beginning of line | - | 0 | 0
3SU1030-1BD40-0AA0-Z | Y11 | 3SU1030-1BD40-0AA0-ZY11 | 1 | UN | 1 | 10 | C | D | N | N | 85389099 | 1 |  | 0.039 | KG | 17.58 | 17.58 | CP20 | CP20 | Mushroom pushbutton, 22 mm, round, plastic with metal front ring, green, 40mm, momentary contact type, with laser labeling, upper case | - | 0 | 0
3SU1030-1BD40-0AA0-Z | Y12 | 3SU1030-1BD40-0AA0-ZY12 | 1 | UN | 1 | 10 | C | D | N | N | 85389099 | 1 |  | 0.039 | KG | 17.58 | 17.58 | CP20 | CP20 | Mushroom pushbutton, 22 mm, round, plastic with metal front ring, green, 40mm, momentary contact type, with laser labeling, lower case | - | 0 | 0
3SU1030-1BD40-0AA0-Z | Y13 | 3SU1030-1BD40-0AA0-ZY13 | 1 | UN | 1 | 10 | C | D | N | N | 85389099 | 1 |  | 0.039 | KG | 17.58 | 17.58 | CP20 | CP20 | Mushroom pushbutton, 22 mm, round, plastic with metal front ring, green, 40mm, momentary contact type, with laser labeling, symbol number according to, ISO 7000 or IEC 60417 | - | 0 | 0
3SU1030-1BD40-0AA0-Z | Y15 | 3SU1030-1BD40-0AA0-ZY15 | 1 | UN | 1 | 10 | C | D | N | N | 85389099 | 1 |  | 0.039 | KG | 17.58 | 17.58 | CP20 | CP20 | Mushroom pushbutton, 22 mm, round, plastic with metal front ring, green, 40mm, momentary contact type, with laser labeling, upper case and lower case, always upper case at the beginning of the word | - | 0 | 0
3SU1030-1BD40-0AA0-Z | Y19 | 3SU1030-1BD40-0AA0-ZY19 | 1 | UN | 1 | 10 | C | D | N | N | 85389099 | 1 |  | 0.038 | KG | 13.78 | 13.78 | CP20 | CP20 | Mushroom pushbutton, 22 mm, round, plastic with metal front ring, green, 40mm, momentary contact type, with laser labeling, inscription or symbol Customer-specific selection with SIRIUS ACT configurator (CIN) | - | 0 | 0
3SU1030-2AS60-0AA0 |  | 3SU1030-2AS60-0AA0 | 1 | UN | 1 | 3 | B | D | N | N | 85389099 | 1 | 4011209954366 | 0.038 | KG | 19.48 | 19.48 | CP20 | CP20 | Selector switch, 22 mm, round, plastic with metal front ring, white, Rotary knob, 4 switch positions I-II-III-IV, latching, Actuating angle 4x90Â°, 3h/6h/9h/12h | - | 0 | 0
3SU1030-2AS60-0AA0-Z | X90 | 3SU1030-2AS60-0AA0-ZX90 | 1 | UN | 1 | 5 | B | D | EAR99 | N | 85389099 | 50 |  | 0.03 | KG | 19.48 | 19.48 | CP20 | CP20 | Selector switch, 22 mm, round, plastic with metal front ring, white, Rotary knob, 4 switch positions I-II-III-IV, latching, Actuating angle 4x90Â°, 3h/6h/9h/12h, Z=50-unit packaging | - | 0 | 0
3SU1030-2AS60-0AA0-Z | Y10 | 3SU1030-2AS60-0AA0-ZY10 | 1 | UN | 1 | 10 | C | D | N | N | 85389099 | 1 |  | 0.035 | KG | 24.23 | 24.23 | CP20 | CP20 | Selector switch, 22 mm, round, plastic with metal front ring, white, Rotary knob, 4 switch positions I-II-III-IV, latching, Actuating angle 4x90Â°, 3h/6h/9h/12h, with laser labeling, upper case and lower case, always upper case at beginning of line | - | 0 | 0
3SU1030-2AS60-0AA0-Z | Y11 | 3SU1030-2AS60-0AA0-ZY11 | 1 | UN | 1 | 10 | C | D | N | N | 85389099 | 1 |  | 0.03 | KG | 24.23 | 24.23 | CP20 | CP20 | Selector switch, 22 mm, round, plastic with metal front ring, white, Rotary knob, 4 switch positions I-II-III-IV, latching, Actuating angle 4x90Â°, 3h/6h/9h/12h, with laser labeling, upper case | - | 0 | 0
3SU1030-2AS60-0AA0-Z | Y12 | 3SU1030-2AS60-0AA0-ZY12 | 1 | UN | 1 | 10 | C | D | N | N | 85389099 | 1 |  | 0.03 | KG | 24.23 | 24.23 | CP20 | CP20 | Selector switch, 22 mm, round, plastic with metal front ring, white, Rotary knob, 4 switch positions I-II-III-IV, latching, Actuating angle 4x90Â°, 3h/6h/9h/12h, with laser labeling, lower case | - | 0 | 0
3SU1030-2AS60-0AA0-Z | Y15 | 3SU1030-2AS60-0AA0-ZY15 | 1 | UN | 1 | 10 | C | D | N | N | 85389099 | 1 |  | 0.03 | KG | 24.23 | 24.23 | CP20 | CP20 | Selector switch, 22 mm, round, plastic with metal front ring, white, Rotary knob, 4 switch positions I-II-III-IV, latching, Actuating angle 4x90Â°, 3h/6h/9h/12h, with laser labeling, upper case and lower case, always upper case at the beginning of the word | - | 0 | 0
3SU1030-2AS60-0AA0-Z | Y19 | 3SU1030-2AS60-0AA0-ZY19 | 1 | UN | 1 | 10 | C | D | N | N | 85389099 | 1 |  | 0.04 | KG | 20.43 | 20.43 | CP20 | CP20 | Selector switch, 22 mm, round, plastic with metal front ring, white, Rotary knob, 4 switch positions I-II-III-IV, latching, Actuating angle 4x90Â°, 3h/6h/9h/12h, with laser labeling, inscription or symbol Customer-specific selection with SIRIUS ACT configurator (CIN) | - | 0 | 0
3SU1030-3AB11-0AA0 |  | 3SU1030-3AB11-0AA0 | 1 | UN | 1 | 3 | B | D | N | N | 85389099 | 1 | 4011209963436 | 0.043 | KG | 12.26 | 12.26 | CP20 | CP20 | Twin pushbutton, 22 mm, round, plastic with metal front ring, black, black, pushbuttons, flat | - | 0 | 0
3SU1030-3AB11-0AA0-Z | X90 | 3SU1030-3AB11-0AA0-ZX90 | 1 | UN | 1 | 5 | B | D | EAR99 | N | 85389099 | 50 |  | 0.02 | KG | 12.26 | 12.26 | CP20 | CP20 | Twin pushbutton, 22 mm, round, plastic with metal front ring, black, black, pushbuttons, flat, Z=50-unit packaging | - | 0 | 0
3SU1030-3AB11-0AA0-Z | Y10 | 3SU1030-3AB11-0AA0-ZY10 | 1 | UN | 1 | 10 | C | D | N | N | 85389099 | 1 |  | 0.04 | KG | 17.01 | 17.01 | CP20 | CP20 | Twin pushbutton, 22 mm, round, plastic with metal front ring, black, black, pushbuttons, flat, with laser labeling, upper case and lower case, always upper case at beginning of line | - | 0 | 0
3SU1030-3AB11-0AA0-Z | Y11 | 3SU1030-3AB11-0AA0-ZY11 | 1 | UN | 1 | 10 | C | D | N | N | 85389099 | 1 |  | 0.02 | KG | 17.01 | 17.01 | CP20 | CP20 | Twin pushbutton, 22 mm, round, plastic with metal front ring, black, black, pushbuttons, flat, with laser labeling, upper case | - | 0 | 0
3SU1030-3AB11-0AA0-Z | Y12 | 3SU1030-3AB11-0AA0-ZY12 | 1 | UN | 1 | 10 | C | D | N | N | 85389099 | 1 |  | 0.02 | KG | 17.01 | 17.01 | CP20 | CP20 | Twin pushbutton, 22 mm, round, plastic with metal front ring, black, black, pushbuttons, flat, with laser labeling, lower case | - | 0 | 0
3SU1030-3AB11-0AA0-Z | Y13 | 3SU1030-3AB11-0AA0-ZY13 | 1 | UN | 1 | 10 | C | D | N | N | 85389099 | 1 |  | 0.039 | KG | 17.01 | 17.01 | CP20 | CP20 | Twin pushbutton, 22 mm, round, plastic with metal front ring, black, black, pushbuttons, flat, with laser labeling, symbol number according to, ISO 7000 or IEC 60417 | - | 0 | 0
3SU1030-3AB11-0AA0-Z | Y15 | 3SU1030-3AB11-0AA0-ZY15 | 1 | UN | 1 | 10 | C | D | N | N | 85389099 | 1 |  | 0.02 | KG | 17.01 | 17.01 | CP20 | CP20 | Twin pushbutton, 22 mm, round, plastic with metal front ring, black, black, pushbuttons, flat, with laser labeling, upper case and lower case, always upper case at the beginning of the word | - | 0 | 0
3SU1030-3AB11-0AA0-Z | Y19 | 3SU1030-3AB11-0AA0-ZY19 | 1 | UN | 1 | 10 | C | D | N | N | 85389099 | 1 |  | 0.044 | KG | 13.21 | 13.21 | CP20 | CP20 | Twin pushbutton, 22 mm, round, plastic with metal front ring, black, black, pushbuttons, flat, with laser labeling, inscription or symbol Customer-specific selection with SIRIUS ACT configurator (CIN) | - | 0 | 0
3SU1030-3AB11-0AQ0 |  | 3SU1030-3AB11-0AQ0 | 1 | UN | 1 | 5 | B | D | N | N | 85389099 | 1 | 4011209961388 | 0.043 | KG | 13.11 | 13.11 | CP20 | CP20 | Twin pushbutton, 22 mm, round, plastic with metal front ring, Black: Symbol 5264 IEC 60417, Black: Symbol 5265 IEC 60417, pushbuttons, flat, horizontal installation | - | 0 | 0
3SU1030-3AB11-0AQ0-Z | X90 | 3SU1030-3AB11-0AQ0-ZX90 | 1 | UN | 1 | 10 | C | D | EAR99 | N | 85389099 | 50 |  | 0.04 | KG | 13.11 | 13.11 | CP20 | CP20 | Twin pushbutton, 22 mm, round, plastic with metal front ring, Black: Symbol 5264 IEC 60417, Black: Symbol 5265 IEC 60417, pushbuttons, flat, horizontal installation, Z=50-unit packaging | - | 0 | 0
3SU1030-3AB11-0AQ0-Z | Y19 | 3SU1030-3AB11-0AQ0-ZY19 | 1 | UN | 1 | 10 | C | D | N | N | 85389099 | 1 |  | 0.043 | KG | 14.06 | 14.06 | CP20 | CP20 | Twin pushbutton, 22 mm, round, plastic with metal front ring, black: Symbol 5264 IEC 60417, black: Symbol 5265 IEC 60417, buttons, flat, horizontal installation, customer-specific selection with SIRIUS ACT configurator (CIN) | - | 0 | 0
3SU1030-3AB42-0AA0 |  | 3SU1030-3AB42-0AA0 | 1 | UN | 1 | 3 | B | D | N | N | 85389099 | 1 | 4011209963443 | 0.043 | KG | 12.26 | 12.26 | CP20 | CP20 | Twin pushbutton, 22 mm, round, plastic with metal front ring, green, red, pushbuttons, flat | - | 0 | 0
3SU1030-3AB42-0AA0-Z | X90 | 3SU1030-3AB42-0AA0-ZX90 | 1 | UN | 1 | 5 | B | D | EAR99 | N | 85389099 | 50 |  | 0.02 | KG | 12.26 | 12.26 | CP20 | CP20 | Twin pushbutton, 22 mm, round, plastic with metal front ring, green, red, pushbuttons, flat, Z=50-unit packaging | - | 0 | 0
3SU1030-3AB42-0AA0-Z | Y10 | 3SU1030-3AB42-0AA0-ZY10 | 1 | UN | 1 | 10 | C | D | N | N | 85389099 | 1 | 4047621033358 | 0.02 | KG | 17.01 | 17.01 | CP20 | CP20 | Twin pushbutton, 22 mm, round, plastic with metal front ring, green, red, pushbuttons, flat, with laser labeling, upper case and lower case, always upper case at beginning of line | - | 0 | 0
3SU1030-3AB42-0AA0-Z | Y11 | 3SU1030-3AB42-0AA0-ZY11 | 1 | UN | 1 | 10 | C | D | N | N | 85389099 | 1 | 4047621033266 | 0.02 | KG | 17.01 | 17.01 | CP20 | CP20 | Twin pushbutton, 22 mm, round, plastic with metal front ring, green, red, pushbuttons, flat, with laser labeling, upper case | - | 0 | 0
3SU1030-3AB42-0AA0-Z | Y12 | 3SU1030-3AB42-0AA0-ZY12 | 1 | UN | 1 | 10 | C | D | N | N | 85389099 | 1 | 4047621033365 | 0.02 | KG | 17.01 | 17.01 | CP20 | CP20 | Twin pushbutton, 22 mm, round, plastic with metal front ring, green, red, pushbuttons, flat, with laser labeling, lower case | - | 0 | 0
3SU1030-3AB42-0AA0-Z | Y13 | 3SU1030-3AB42-0AA0-ZY13 | 1 | UN | 1 | 10 | C | D | N | N | 85389099 | 1 | 4047621033372 | 0.02 | KG | 17.01 | 17.01 | CP20 | CP20 | Twin pushbutton, 22 mm, round, plastic with metal front ring, green, red, pushbuttons, flat, with laser labeling, symbol number according to, ISO 7000 or IEC 60417 | - | 0 | 0
3SU1030-3AB42-0AA0-Z | Y15 | 3SU1030-3AB42-0AA0-ZY15 | 1 | UN | 1 | 10 | C | D | N | N | 85389099 | 1 | 4047621033389 | 0.02 | KG | 17.01 | 17.01 | CP20 | CP20 | Twin pushbutton, 22 mm, round, plastic with metal front ring, green, red, pushbuttons, flat, with laser labeling, upper case and lower case, always upper case at the beginning of the word | - | 0 | 0
3SU1030-3AB42-0AA0-Z | Y19 | 3SU1030-3AB42-0AA0-ZY19 | 1 | UN | 1 | 10 | C | D | N | N | 85389099 | 1 | 4047621033396 | 0.045 | KG | 13.21 | 13.21 | CP20 | CP20 | Twin pushbutton, 22 mm, round, plastic with metal front ring, green, red, pushbuttons, flat, with laser labeling, inscription or symbol Customer-specific selection with SIRIUS ACT configurator (CIN) | - | 0 | 0
3SU1030-3AB42-0AK0 |  | 3SU1030-3AB42-0AK0 | 1 | UN | 1 | 1 | A | D | N | N | 85389099 | 1 | 4011209961357 | 0.045 | KG | 13.11 | 13.11 | CP20 | CP20 | Twin pushbutton, 22 mm, round, plastic with metal front ring, green: I, red: O, pushbuttons, flat | - | 0 | 0
3SU1030-3AB42-0AK0-Z | X90 | 3SU1030-3AB42-0AK0-ZX90 | 1 | UN | 1 | 5 | B | D | EAR99 | N | 85389099 | 50 |  | 0.04 | KG | 13.11 | 13.11 | CP20 | CP20 | Twin pushbutton, 22 mm, round, plastic with metal front ring, green: I, red: O, pushbuttons, flat, Z=50-unit packaging | - | 0 | 0
3SU1030-3AB42-0AK0-Z | Y19 | 3SU1030-3AB42-0AK0-ZY19 | 1 | UN | 1 | 10 | C | D | N | N | 85389099 | 1 |  | 0.041 | KG | 14.06 | 14.06 | CP20 | CP20 | Twin pushbutton, 22 mm, round, plastic with metal front ring, green: I, red: O, buttons, flat, customer-specific selection with SIRIUS ACT configurator (CIN) | - | 0 | 0
3SU1030-3AB61-0AA0 |  | 3SU1030-3AB61-0AA0 | 1 | UN | 1 | 3 | B | D | N | N | 85389099 | 1 | 4011209963450 | 0.043 | KG | 12.26 | 12.26 | CP20 | CP20 | Twin pushbutton, 22 mm, round, plastic with metal front ring, white, black, pushbuttons, flat | - | 0 | 0
3SU1030-3AB61-0AA0-Z | X90 | 3SU1030-3AB61-0AA0-ZX90 | 1 | UN | 1 | 5 | B | D | EAR99 | N | 85389099 | 50 |  | 0.02 | KG | 12.26 | 12.26 | CP20 | CP20 | Twin pushbutton, 22 mm, round, plastic with metal front ring, white, black, pushbuttons, flat, Z=50-unit packaging | - | 0 | 0
3SU1030-3AB61-0AA0-Z | Y10 | 3SU1030-3AB61-0AA0-ZY10 | 1 | UN | 1 | 10 | C | D | N | N | 85389099 | 1 |  | 0.02 | KG | 17.01 | 17.01 | CP20 | CP20 | Twin pushbutton, 22 mm, round, plastic with metal front ring, white, black, pushbuttons, flat, with laser labeling, upper case and lower case, always upper case at beginning of line | - | 0 | 0
3SU1030-3AB61-0AA0-Z | Y11 | 3SU1030-3AB61-0AA0-ZY11 | 1 | UN | 1 | 10 | C | D | N | N | 85389099 | 1 |  | 0.02 | KG | 17.01 | 17.01 | CP20 | CP20 | Twin pushbutton, 22 mm, round, plastic with metal front ring, white, black, pushbuttons, flat, with laser labeling, upper case | - | 0 | 0
3SU1030-3AB61-0AA0-Z | Y12 | 3SU1030-3AB61-0AA0-ZY12 | 1 | UN | 1 | 10 | C | D | N | N | 85389099 | 1 |  | 0.02 | KG | 17.01 | 17.01 | CP20 | CP20 | Twin pushbutton, 22 mm, round, plastic with metal front ring, white, black, pushbuttons, flat, with laser labeling, lower case | - | 0 | 0
3SU1030-3AB61-0AA0-Z | Y13 | 3SU1030-3AB61-0AA0-ZY13 | 1 | UN | 1 | 10 | C | D | N | N | 85389099 | 1 |  | 0.02 | KG | 17.01 | 17.01 | CP20 | CP20 | Twin pushbutton, 22 mm, round, plastic with metal front ring, white, black, pushbuttons, flat, with laser labeling, symbol number according to, ISO 7000 or IEC 60417 | - | 0 | 0
3SU1030-3AB61-0AA0-Z | Y15 | 3SU1030-3AB61-0AA0-ZY15 | 1 | UN | 1 | 10 | C | D | N | N | 85389099 | 1 |  | 0.02 | KG | 17.01 | 17.01 | CP20 | CP20 | Twin pushbutton, 22 mm, round, plastic with metal front ring, white, black, pushbuttons, flat, with laser labeling, upper case and lower case, always upper case at the beginning of the word | - | 0 | 0
3SU1030-3AB61-0AA0-Z | Y19 | 3SU1030-3AB61-0AA0-ZY19 | 1 | UN | 1 | 10 | C | D | N | N | 85389099 | 1 |  | 0.044 | KG | 13.21 | 13.21 | CP20 | CP20 | Twin pushbutton, 22 mm, round, plastic with metal front ring, white, black, pushbuttons, flat, with laser labeling, inscription or symbol Customer-specific selection with SIRIUS ACT configurator (CIN) | - | 0 | 0
3SU1030-3AB61-0AK0 |  | 3SU1030-3AB61-0AK0 | 1 | UN | 1 | 3 | B | D | N | N | 85389099 | 1 | 4011209961364 | 0.043 | KG | 13.11 | 13.11 | CP20 | CP20 | Twin pushbutton, 22 mm, round, plastic with metal front ring, white: I, Black: O, pushbuttons, flat | - | 0 | 0
3SU1030-3AB61-0AK0-Z | X90 | 3SU1030-3AB61-0AK0-ZX90 | 1 | UN | 1 | 5 | B | D | EAR99 | N | 85389099 | 50 |  | 0.04 | KG | 13.11 | 13.11 | CP20 | CP20 | Twin pushbutton, 22 mm, round, plastic with metal front ring, white: I, Black: O, pushbuttons, flat, Z=50-unit packaging | - | 0 | 0
3SU1030-3AB61-0AK0-Z | Y19 | 3SU1030-3AB61-0AK0-ZY19 | 1 | UN | 1 | 10 | C | D | N | N | 85389099 | 1 |  | 0.043 | KG | 14.06 | 14.06 | CP20 | CP20 | Twin pushbutton, 22 mm, round, plastic with metal front ring, white: I, black: O, buttons, flat, customer-specific selection with SIRIUS ACT configurator (CIN) | - | 0 | 0
3SU1030-3AB66-0AA0 |  | 3SU1030-3AB66-0AA0 | 1 | UN | 1 | 3 | B | D | N | N | 85389099 | 1 | 4011209963467 | 0.045 | KG | 12.26 | 12.26 | CP20 | CP20 | Twin pushbutton, 22 mm, round, plastic with metal front ring, white, white, pushbuttons, flat | - | 0 | 0
3SU1030-3AB66-0AA0-Z | X90 | 3SU1030-3AB66-0AA0-ZX90 | 1 | UN | 1 | 5 | B | D | EAR99 | N | 85389099 | 50 |  | 0.02 | KG | 12.26 | 12.26 | CP20 | CP20 | Twin pushbutton, 22 mm, round, plastic with metal front ring, white, white, Pushbuttons, flat, Z=50-unit packaging | - | 0 | 0
3SU1030-3AB66-0AA0-Z | Y10 | 3SU1030-3AB66-0AA0-ZY10 | 1 | UN | 1 | 10 | C | D | N | N | 85389099 | 1 | 4047621033464 | 0.02 | KG | 17.01 | 17.01 | CP20 | CP20 | Twin pushbutton, 22 mm, round, plastic with metal front ring, white, white, Pushbuttons, flat, with laser labeling, upper case and lower case, always upper case at beginning of line | - | 0 | 0
3SU1030-3AB66-0AA0-Z | Y11 | 3SU1030-3AB66-0AA0-ZY11 | 1 | UN | 1 | 10 | C | D | N | N | 85389099 | 1 | 4047621033471 | 0.02 | KG | 17.01 | 17.01 | CP20 | CP20 | Twin pushbutton, 22 mm, round, plastic with metal front ring, white, white, Pushbuttons, flat, with laser labeling, upper case | - | 0 | 0
3SU1030-3AB66-0AA0-Z | Y12 | 3SU1030-3AB66-0AA0-ZY12 | 1 | UN | 1 | 10 | C | D | N | N | 85389099 | 1 | 4047621033488 | 0.02 | KG | 17.01 | 17.01 | CP20 | CP20 | Twin pushbutton, 22 mm, round, plastic with metal front ring, white, white, Pushbuttons, flat, with laser labeling, lower case | - | 0 | 0
3SU1030-3AB66-0AA0-Z | Y13 | 3SU1030-3AB66-0AA0-ZY13 | 1 | UN | 1 | 10 | C | D | N | N | 85389099 | 1 | 4047621033495 | 0.02 | KG | 17.01 | 17.01 | CP20 | CP20 | Twin pushbutton, 22 mm, round, plastic with metal front ring, white, white, Pushbuttons, flat, with laser labeling, symbol number according to, ISO 7000 or IEC 60417 | - | 0 | 0
3SU1030-3AB66-0AA0-Z | Y15 | 3SU1030-3AB66-0AA0-ZY15 | 1 | UN | 1 | 10 | C | D | N | N | 85389099 | 1 | 4047621033501 | 0.02 | KG | 17.01 | 17.01 | CP20 | CP20 | Twin pushbutton, 22 mm, round, plastic with metal front ring, white, white, Pushbuttons, flat, with laser labeling, upper case and lower case, always upper case at the beginning of the word | - | 0 | 0
3SU1030-3AB66-0AA0-Z | Y19 | 3SU1030-3AB66-0AA0-ZY19 | 1 | UN | 1 | 10 | C | D | N | N | 85389099 | 1 | 4047621033518 | 0.044 | KG | 13.21 | 13.21 | CP20 | CP20 | Twin pushbutton, 22 mm, round, plastic with metal front ring, white, white, Pushbuttons, flat, with laser labeling, inscription or symbol Customer-specific selection with SIRIUS ACT configurator (CIN) | - | 0 | 0
3SU1030-3AB66-0AN0 |  | 3SU1030-3AB66-0AN0 | 1 | UN | 1 | 5 | B | D | N | N | 85389099 | 1 | 4011209961371 | 0.043 | KG | 13.11 | 13.11 | CP20 | CP20 | Twin pushbutton, 22 mm, round, plastic with metal front ring, white: arrow pointing up, white: arrow pointing down, pushbuttons, flat | - | 0 | 0
3SU1030-3AB66-0AN0-Z | X90 | 3SU1030-3AB66-0AN0-ZX90 | 1 | UN | 1 | 5 | B | D | EAR99 | N | 85389099 | 50 |  | 0.04 | KG | 13.11 | 13.11 | CP20 | CP20 | Twin pushbutton, 22 mm, round, plastic with metal front ring, white: arrow pointing up, white: arrow pointing down, pushbuttons, flat, Z=50-unit packaging | - | 0 | 0
3SU1030-3AB66-0AN0-Z | Y19 | 3SU1030-3AB66-0AN0-ZY19 | 1 | UN | 1 | 10 | C | D | N | N | 85389099 | 1 |  | 0.043 | KG | 14.06 | 14.06 | CP20 | CP20 | Twin pushbutton, 22 mm, round, plastic with metal front ring, white: arrow pointing up, white: arrow pointing down, buttons, flat, customer-specific selection with SIRIUS ACT configurator (CIN) | - | 0 | 0
3SU1030-3BB42-0AA0 |  | 3SU1030-3BB42-0AA0 | 1 | UN | 1 | 3 | B | D | N | N | 85389099 | 1 | 4011209963474 | 0.043 | KG | 12.26 | 12.26 | CP20 | CP20 | Twin pushbutton, 22 mm, round, plastic with metal front ring, green, red, pushbuttons, flat and raised | - | 0 | 0
3SU1030-3BB42-0AA0-Z | X90 | 3SU1030-3BB42-0AA0-ZX90 | 1 | UN | 1 | 5 | B | D | EAR99 | N | 85389099 | 50 |  | 0.02 | KG | 12.26 | 12.26 | CP20 | CP20 | Twin pushbutton, 22 mm, round, plastic with metal front ring, green, red, pushbuttons, flat and raised, Z=50-unit packaging | - | 0 | 0
3SU1030-3BB42-0AA0-Z | Y10 | 3SU1030-3BB42-0AA0-ZY10 | 1 | UN | 1 | 10 | C | D | EAR99 | N | 85389099 | 1 |  | 0.02 | KG | 17.01 | 17.01 | CP20 | CP20 | Twin pushbutton, 22 mm, round, plastic with metal front ring, green, red, pushbuttons, flat and raised, with laser labeling, upper case and lower case, always upper case at beginning of line | - | 0 | 0
3SU1030-3BB42-0AA0-Z | Y11 | 3SU1030-3BB42-0AA0-ZY11 | 1 | UN | 1 | 10 | C | D | EAR99 | N | 85389099 | 1 |  | 0.02 | KG | 17.01 | 17.01 | CP20 | CP20 | Twin pushbutton, 22 mm, round, plastic with metal front ring, green, red, pushbuttons, flat and raised, with laser labeling, upper case | - | 0 | 0
3SU1030-3BB42-0AA0-Z | Y12 | 3SU1030-3BB42-0AA0-ZY12 | 1 | UN | 1 | 10 | C | D | EAR99 | N | 85389099 | 1 |  | 0.02 | KG | 17.01 | 17.01 | CP20 | CP20 | Twin pushbutton, 22 mm, round, plastic with metal front ring, green, red, pushbuttons, flat and raised, with laser labeling, lower case | - | 0 | 0
3SU1030-3BB42-0AA0-Z | Y13 | 3SU1030-3BB42-0AA0-ZY13 | 1 | UN | 1 | 10 | C | D | EAR99 | N | 85389099 | 1 |  | 0.02 | KG | 17.01 | 17.01 | CP20 | CP20 | Twin pushbutton, 22 mm, round, plastic with metal front ring, green, red, pushbuttons, flat and raised, with laser labeling, symbol number according to, ISO 7000 or IEC 60417 | - | 0 | 0
3SU1030-3BB42-0AA0-Z | Y15 | 3SU1030-3BB42-0AA0-ZY15 | 1 | UN | 1 | 10 | C | D | EAR99 | N | 85389099 | 1 |  | 0.02 | KG | 17.01 | 17.01 | CP20 | CP20 | Twin pushbutton, 22 mm, round, plastic with metal front ring, green, red, pushbuttons, flat and raised, with laser labeling, upper case and lower case, always upper case at the beginning of the word | - | 0 | 0
3SU1030-3BB42-0AA0-Z | Y19 | 3SU1030-3BB42-0AA0-ZY19 | 1 | UN | 1 | 10 | C | D | EAR99 | N | 85389099 | 1 |  | 0.02 | KG | 13.21 | 13.21 | CP20 | CP20 | Twin pushbutton, 22 mm, round, plastic with metal front ring, green, red, pushbuttons, flat and raised, with laser labeling, inscription or symbol Customer-specific selection with SIRIUS ACT configurator (CIN) | - | 0 | 0
3SU1030-3BB42-0AK0 |  | 3SU1030-3BB42-0AK0 | 1 | UN | 1 | 3 | B | D | N | N | 85389099 | 1 | 4011209961395 | 0.045 | KG | 13.11 | 13.11 | CP20 | CP20 | Twin pushbutton, 22 mm, round, plastic with metal front ring, green: I, red: O, pushbuttons, flat and raised | - | 0 | 0
3SU1030-3BB42-0AK0-Z | X90 | 3SU1030-3BB42-0AK0-ZX90 | 1 | UN | 1 | 5 | B | D | EAR99 | N | 85389099 | 50 |  | 0.04 | KG | 13.11 | 13.11 | CP20 | CP20 | Twin pushbutton, 22 mm, round, plastic with metal front ring, green: I, red: O, pushbuttons, flat and raised, Z=50-unit packaging | - | 0 | 0
3SU1030-3BB42-0AK0-Z | Y19 | 3SU1030-3BB42-0AK0-ZY19 | 1 | UN | 1 | 10 | C | D | N | N | 85389099 | 1 |  | 0.045 | KG | 14.06 | 14.06 | CP20 | CP20 | Twin pushbutton, 22 mm, round, plastic with metal front ring, green: I, red: O, buttons, flat and raised, customer-specific selection with SIRIUS ACT configurator (CIN) | - | 0 | 0
3SU1030-3EA10-0AA0 |  | 3SU1030-3EA10-0AA0 | 1 | UN | 1 | 3 | B | D | N | N | 85389099 | 1 | 4011209961487 | 0.027 | KG | 15.2 | 15.2 | CP20 | CP20 | Toggle switch, 22 mm, round, plastic with metal front ring, black, 2 switch positions O-I, latching | - | 0 | 0
3SU1030-3EA10-0AA0-Z | X90 | 3SU1030-3EA10-0AA0-ZX90 | 1 | UN | 1 | 5 | B | D | EAR99 | N | 85389099 | 50 |  | 0.021 | KG | 15.2 | 15.2 | CP20 | CP20 | Toggle switch, 22 mm, round, plastic with metal front ring, black, 2 switch positions O-I, latching, Z=50-unit packaging | - | 0 | 0
3SU1030-3EA10-0AA0-Z | Y10 | 3SU1030-3EA10-0AA0-ZY10 | 1 | UN | 1 | 10 | C | D | EAR99 | N | 85389099 | 1 |  | 0.021 | KG | 19.95 | 19.95 | CP20 | CP20 | Toggle switch, 22 mm, round, plastic with metal front ring, black, 2 switch positions O-I, latching, with laser labeling, upper case and lower case, always upper case at beginning of line | - | 0 | 0
3SU1030-3EA10-0AA0-Z | Y11 | 3SU1030-3EA10-0AA0-ZY11 | 1 | UN | 1 | 10 | C | D | EAR99 | N | 85389099 | 1 |  | 0.021 | KG | 19.95 | 19.95 | CP20 | CP20 | Toggle switch, 22 mm, round, plastic with metal front ring, black, 2 switch positions O-I, latching, with laser labeling, upper case | - | 0 | 0
3SU1030-3EA10-0AA0-Z | Y12 | 3SU1030-3EA10-0AA0-ZY12 | 1 | UN | 1 | 10 | C | D | EAR99 | N | 85389099 | 1 |  | 0.021 | KG | 19.95 | 19.95 | CP20 | CP20 | Toggle switch, 22 mm, round, plastic with metal front ring, black, 2 switch positions O-I, latching, with laser labeling, lower case | - | 0 | 0
3SU1030-3EA10-0AA0-Z | Y15 | 3SU1030-3EA10-0AA0-ZY15 | 1 | UN | 1 | 10 | C | D | EAR99 | N | 85389099 | 1 |  | 0.021 | KG | 19.95 | 19.95 | CP20 | CP20 | Toggle switch, 22 mm, round, plastic with metal front ring, black, 2 switch positions O-I, latching, with laser labeling, upper case and lower case, always upper case at the beginning of the word | - | 0 | 0
3SU1030-3EA10-0AA0-Z | Y19 | 3SU1030-3EA10-0AA0-ZY19 | 1 | UN | 1 | 10 | C | D | EAR99 | N | 85389099 | 1 |  | 0.021 | KG | 16.15 | 16.15 | CP20 | CP20 | Toggle switch, 22 mm, round, plastic with metal front ring, black, 2 switch positions O-I, latching, with laser labeling, inscription or symbol, Customer-specific selection with SIRIUS ACT configurator (CIN) | - | 0 | 0
3SU1030-3EC10-0AA0 |  | 3SU1030-3EC10-0AA0 | 1 | UN | 1 | 5 | B | D | N | N | 85389099 | 1 | 4011209961494 | 0.026 | KG | 15.2 | 15.2 | CP20 | CP20 | Toggle switch, 22 mm, round, plastic with metal front ring, black, 2 switch positions O<I, momentary contact type, connection from top | - | 0 | 0
3SU1030-3EC10-0AA0-Z | X90 | 3SU1030-3EC10-0AA0-ZX90 | 1 | UN | 1 | 5 | B | D | EAR99 | N | 85389099 | 50 |  | 0.021 | KG | 15.2 | 15.2 | CP20 | CP20 | Toggle switch, 22 mm, round, plastic with metal front ring, black, 2 switch positions O<I, momentary contact type, Reset from top, Z=50-unit packaging | - | 0 | 0
3SU1030-3EC10-0AA0-Z | Y10 | 3SU1030-3EC10-0AA0-ZY10 | 1 | UN | 1 | 10 | C | D | EAR99 | N | 85389099 | 1 |  | 0.021 | KG | 19.95 | 19.95 | CP20 | CP20 | Toggle switch, 22 mm, round, plastic with metal front ring, black, 2 switch positions O<I, momentary contact type, connection from top with laser labeling, upper case and lower case, always upper case at beginning of line | - | 0 | 0
3SU1030-3EC10-0AA0-Z | Y11 | 3SU1030-3EC10-0AA0-ZY11 | 1 | UN | 1 | 10 | C | D | EAR99 | N | 85389099 | 1 |  | 0.021 | KG | 19.95 | 19.95 | CP20 | CP20 | Toggle switch, 22 mm, round, plastic with metal front ring, black, 2 switch positions O<I, momentary contact type, connection from top with laser labeling, upper case | - | 0 | 0
3SU1030-3EC10-0AA0-Z | Y12 | 3SU1030-3EC10-0AA0-ZY12 | 1 | UN | 1 | 10 | C | D | EAR99 | N | 85389099 | 1 |  | 0.021 | KG | 19.95 | 19.95 | CP20 | CP20 | Toggle switch, 22 mm, round, plastic with metal front ring, black, 2 switch positions O<I, momentary contact type, connection from top with laser labeling, lower case | - | 0 | 0
3SU1030-3EC10-0AA0-Z | Y15 | 3SU1030-3EC10-0AA0-ZY15 | 1 | UN | 1 | 10 | C | D | EAR99 | N | 85389099 | 1 |  | 0.021 | KG | 19.95 | 19.95 | CP20 | CP20 | Toggle switch, 22 mm, round, plastic with metal front ring, black, 2 switch positions O<I, momentary contact type, connection from top with laser labeling, upper case and lower case, always upper case at the beginning of the word | - | 0 | 0
3SU1030-3EC10-0AA0-Z | Y19 | 3SU1030-3EC10-0AA0-ZY19 | 1 | UN | 1 | 10 | C | D | EAR99 | N | 85389099 | 1 |  | 0.021 | KG | 16.15 | 16.15 | CP20 | CP20 | Toggle switch, 22 mm, round, plastic with metal front ring, black, 2 switch positions O<I, momentary contact type, connection from top with laser labeling, inscription or symbol, customer-specific selection with SIRIUS ACT configurator (CIN) | - | 0 | 0
3SU1030-3FB11-0AA0 |  | 3SU1030-3FB11-0AA0 | 1 | UN | 1 | 5 | B | D | N | N | 85389099 | 1 | 4047621067728 | 0.094 | KG | 48.74 | 48.74 | CP20 | CP20 | Quadruple pushbutton, 22 mm, round, plastic with metal front ring, black, buttons, flat | - | 0 | 0
3SU1030-3FB11-0AA0-Z | Y19 | 3SU1030-3FB11-0AA0-ZY19 | 1 | UN | 1 | 10 | C | D | N | N | 85389099 | 1 |  | 0.026 | KG | 49.69 | 49.69 | CP20 | CP20 | Quadruple pushbutton, 22 mm, round, plastic with metal front ring, black, pushbuttons, flat with laser inscription, inscription or symbol, customer-specific selection with SIRIUS ACT configurator (CIN) |  | 0 | 0
3SU1030-3FB11-0AU0 |  | 3SU1030-3FB11-0AU0 | 1 | UN | 1 | 5 | B | D | N | N | 85389099 | 1 | 4047621067742 | 0.095 | KG | 48.74 | 48.74 | CP20 | CP20 | Quadruple pushbutton, 22 mm, round, plastic with metal front ring, black, pushbuttons, flat, Symbol: Arrow pointing left, right, up and down | - | 0 | 0
3SU1030-3FB11-0AU0-Z | Y19 | 3SU1030-3FB11-0AU0-ZY19 | 1 | UN | 1 | 10 | C | D | N | N | 85389099 | 1 |  | 0.026 | KG | 49.69 | 49.69 | CP20 | CP20 | Quadruple pushbutton, 22 mm, round, plastic with metal front ring, black, pushbuttons, flat, Symbol: Arrow pointing left, right, up and down, customer-specific selection with SIRIUS ACT configurator (CIN) |  | 0 | 0
3SU1030-4BC01-0AA0 |  | 3SU1030-4BC01-0AA0 | 1 | UN | 1 | 1 | A | D | N | N | 85389099 | 1 | 4011209961708 | 0.02 | KG | 29.07 | 26.98 | CP20 | CP20 | RONIS key-operated switch, 22 mm, round, plastic with metal front ring, lock number SB30, with 2 keys, 2 switch positions O<I, momentary contact type, Actuating angle 45Â°, 10:30h/12h, key removal O, possible special locks: SB31, 421, 455 | Lista Papel 2020 SI | 0 | 0
3SU1030-4BC01-0AA0-Z | X90 | 3SU1030-4BC01-0AA0-ZX90 | 1 | UN | 1 | 5 | B | D | N | N | 85389099 | 50 | 4047621032542 | 0.053 | KG | 29.07 | 29.07 | CP20 | CP20 | RONIS key-operated switch, 22 mm, round, plastic with metal front ring, lock number SB30, with 2 keys, 2 switch positions O<I, momentary contact type, Actuating angle 45Â°, 10:30h/12h, key removal O, possible special locks: SB31, 421, 455 Z=50-unit packaging | - | 0 | 0
3SU1030-4BC01-0AA0-Z | Y01 | 3SU1030-4BC01-0AA0-ZY01 | 1 | UN | 1 | 25 | D | D | EAR99 | N | 85389099 | 1 |  | 0.053 | KG | 76.57 | 76.57 | CP20 | CP20 | RONIS key-operated switch, 22 mm, round, plastic with metal front ring, special lock, with 2 keys, 2 switch positions O<I, momentary contact type, Actuating angle 45Â°, 10:30h/12h, key removal O, possible special locks: SB31, 421, 455 | - | 0 | 0
3SU1030-4BC01-0AA0-Z | Y01Y19 | 3SU1030-4BC01-0AA0-ZY01Y19 | 1 | UN | 1 | 30 | D | D | N | N | 85389099 | 1 |  | 0.053 | KG | 77.52 | 77.52 | CP20 | CP20 | RONIS key-operated switch, 22 mm, round, plastic with metal front ring, special lock, with 2 keys, 2 switch positions O<I, momentary contact type, actuating angle 45Â°, 10:30h/12h, key removal O, possible special locks: SB31, 421, 455, customer-specific selection with SIRIUS ACT configurator (CIN) |  | 0 | 0
3SU1030-4BC01-0AA0-Z | Y10 | 3SU1030-4BC01-0AA0-ZY10 | 1 | UN | 1 | 10 | C | D | EAR99 | N | 85389099 | 1 |  | 0.053 | KG | 33.82 | 33.82 | CP20 | CP20 | RONIS key-operated switch, 22 mm, round, plastic with metal front ring, lock number SB30, with 2 keys, 2 switch positions O<I, momentary contact type, Actuating angle 45Â°, 10:30h/12h, key removal O, possible special locks: SB31, 421, 455, with laser labeling, upper case and lower case, always upper case at beginning of line | - | 0 | 0
3SU1030-4BC01-0AA0-Z | Y11 | 3SU1030-4BC01-0AA0-ZY11 | 1 | UN | 1 | 10 | C | D | EAR99 | N | 85389099 | 1 |  | 0.053 | KG | 33.82 | 33.82 | CP20 | CP20 | RONIS key-operated switch, 22 mm, round, plastic with metal front ring, lock number SB30, with 2 keys, 2 switch positions O<I, momentary contact type, Actuating angle 45Â°, 10:30h/12h, key removal O, possible special locks: SB31, 421, 455, with laser labeling, upper case | - | 0 | 0
3SU1030-4BC01-0AA0-Z | Y12 | 3SU1030-4BC01-0AA0-ZY12 | 1 | UN | 1 | 10 | C | D | EAR99 | N | 85389099 | 1 |  | 0.053 | KG | 33.82 | 33.82 | CP20 | CP20 | RONIS key-operated switch, 22 mm, round, plastic with metal front ring, lock number SB30, with 2 keys, 2 switch positions O<I, momentary contact type, Actuating angle 45Â°, 10:30h/12h, key removal O, possible special locks: SB31, 421, 455, with laser labeling, lower case | - | 0 | 0
3SU1030-4BC01-0AA0-Z | Y15 | 3SU1030-4BC01-0AA0-ZY15 | 1 | UN | 1 | 10 | C | D | EAR99 | N | 85389099 | 1 |  | 0.053 | KG | 33.82 | 33.82 | CP20 | CP20 | RONIS key-operated switch, 22 mm, round, plastic with metal front ring, lock number SB30, with 2 keys, 2 switch positions O<I, momentary contact type, Actuating angle 45Â°, 10:30h/12h, key removal O, possible special locks: SB31, 421, 455, with laser labeling, upper case and lower case, always upper case at the beginning of the word | - | 0 | 0
3SU1030-4BC01-0AA0-Z | Y19 | 3SU1030-4BC01-0AA0-ZY19 | 1 | UN | 1 | 10 | C | D | EAR99 | N | 85389099 | 1 |  | 0.053 | KG | 30.02 | 30.02 | CP20 | CP20 | RONIS key-operated switch, 22 mm, round, plastic with metal front ring, lock number SB30, with 2 keys, 2 switch positions O<I, momentary contact type, Actuating angle 45Â°, 10:30h/12h, key removal O, possible special locks: SB31, 421, 455, with laser labeling, inscription or symbol Customer-specific selection with SIRIUS ACT configurator (CIN) | - | 0 | 0
3SU1030-4BD01-0AA0 |  | 3SU1030-4BD01-0AA0 | 1 | UN | 1 | 5 | B | D | N | N | 85389099 | 1 | 4047621068473 | 0.02 | KG | 33.44 | 33.44 | CP20 | CP20 | RONIS key-operated switch, 22 mm, round, plastic with metal front ring, Lock number SB30, with 2 keys, 2 switch positions O<I, momentary contact type, Actuating angle 45Â°, 1200 / 1330, key removal O, possible special locks: SB31, 421, 455 | - | 0 | 7
3SU1030-4BF01-0AA0 |  | 3SU1030-4BF01-0AA0 | 1 | UN | 1 | 1 | A | D | N | N | 85389099 | 1 | 4011209961685 | 0.02 | KG | 29.07 | 26.98 | CP20 | CP20 | RONIS key-operated switch, 22 mm, round, plastic with metal front ring, lock number SB30, with 2 keys, 2 switch positions O-I, latching, actuating angle 90Â°, 10:30h/13:30h, key removal O, possible special locks: SB31, 421, 455 | Lista Papel 2020 SI | 0 | 0
3SU1030-4BF01-0AA0-Z | X90 | 3SU1030-4BF01-0AA0-ZX90 | 1 | UN | 1 | 5 | B | D | N | N | 85389099 | 50 | 4047621032528 | 0.064 | KG | 29.07 | 29.07 | CP20 | CP20 | RONIS key-operated switch, 22 mm, round, plastic with metal front ring, lock number SB30, with 2 keys, 2 switch positions O-I, latching, actuating angle 90Â°, 10:30h/13:30h, key removal O, possible special locks: SB31, 421, 455 Z=50-unit packaging | - | 0 | 0
3SU1030-4BF01-0AA0-Z | Y01 | 3SU1030-4BF01-0AA0-ZY01 | 1 | UN | 1 | 25 | D | D | EAR99 | N | 85389099 | 1 |  | 0.053 | KG | 76.57 | 76.57 | CP20 | CP20 | RONIS key-operated switch, 22 mm, round, plastic with metal front ring, special lock, with 2 keys, 2 switch positions O-I, latching, actuating angle 90Â°, 10:30h/13:30h, key removal O, possible special locks: SB31, 421, 455 | - | 0 | 0
3SU1030-4BF01-0AA0-Z | Y01Y19 | 3SU1030-4BF01-0AA0-ZY01Y19 | 1 | UN | 1 | 30 | D | D | N | N | 85389099 | 1 |  | 0.053 | KG | 77.52 | 77.52 | CP20 | CP20 | RONIS key-operated switch, 22 mm, round, plastic with metal front ring, special lock, with 2 keys, 2 switch positions O-I, latching, actuating angle 90Â°, 10:30h/13:30h, key removal O, possible special locks: SB31, 421, 455, customer-specific selection with SIRIUS ACT configurator (CIN) |  | 0 | 0
3SU1030-4BF01-0AA0-Z | Y10 | 3SU1030-4BF01-0AA0-ZY10 | 1 | UN | 1 | 10 | C | D | EAR99 | N | 85389099 | 1 |  | 0.053 | KG | 33.82 | 33.82 | CP20 | CP20 | RONIS key-operated switch, 22 mm, round, plastic with metal front ring, lock number SB30, with 2 keys, 2 switch positions O-I, latching, actuating angle 90Â°, 10:30h/13:30h, key removal O, possible special locks: SB31, 421, 455, with laser labeling, upper case and lower case, always upper case at beginning of line | - | 0 | 0
3SU1030-4BF01-0AA0-Z | Y11 | 3SU1030-4BF01-0AA0-ZY11 | 1 | UN | 1 | 10 | C | D | EAR99 | N | 85389099 | 1 |  | 0.053 | KG | 33.82 | 33.82 | CP20 | CP20 | RONIS key-operated switch, 22 mm, round, plastic with metal front ring, lock number SB30, with 2 keys, 2 switch positions O-I, latching, actuating angle 90Â°, 10:30h/13:30h, key removal O, possible special locks: SB31, 421, 455, with laser labeling, upper case | - | 0 | 0
3SU1030-4BF01-0AA0-Z | Y12 | 3SU1030-4BF01-0AA0-ZY12 | 1 | UN | 1 | 10 | C | D | EAR99 | N | 85389099 | 1 |  | 0.053 | KG | 33.82 | 33.82 | CP20 | CP20 | RONIS key-operated switch, 22 mm, round, plastic with metal front ring, lock number SB30, with 2 keys, 2 switch positions O-I, latching, actuating angle 90Â°, 10:30h/13:30h, key removal O, possible special locks: SB31, 421, 455, with laser labeling, lower case | - | 0 | 0
3SU1030-4BF01-0AA0-Z | Y15 | 3SU1030-4BF01-0AA0-ZY15 | 1 | UN | 1 | 10 | C | D | EAR99 | N | 85389099 | 1 |  | 0.053 | KG | 33.82 | 33.82 | CP20 | CP20 | RONIS key-operated switch, 22 mm, round, plastic with metal front ring, lock number SB30, with 2 keys, 2 switch positions O-I, latching, actuating angle 90Â°, 10:30h/13:30h, key removal O, possible special locks: SB31, 421, 455, with laser labeling, upper case and lower case, always upper case at the beginning of the word | - | 0 | 0
3SU1030-4BF01-0AA0-Z | Y19 | 3SU1030-4BF01-0AA0-ZY19 | 1 | UN | 1 | 10 | C | D | EAR99 | N | 85389099 | 1 |  | 0.053 | KG | 30.02 | 30.02 | CP20 | CP20 | RONIS key-operated switch, 22 mm, round, plastic with metal front ring, lock number SB30, with 2 keys, 2 switch positions O-I, latching, actuating angle 90Â°, 10:30h/13:30h, key removal O, possible special locks: SB31, 421, 455, with laser labeling, inscription or symbol Customer-specific selection with SIRIUS ACT configurator (CIN) | - | 0 | 0
3SU1030-4BF11-0AA0 |  | 3SU1030-4BF11-0AA0 | 1 | UN | 1 | 1 | A | D | N | N | 85389099 | 1 | 4011209961678 | 0.02 | KG | 29.07 | 26.98 | CP20 | CP20 | RONIS key-operated switch, 22 mm, round, plastic with metal front ring, lock number SB30, with 2 keys, 2 switch positions O-I, latching, actuating angle 90Â°, 10:30h/13:30h, key removal O+I, possible special locks: SB31, 421, 455 | Lista Papel 2020 SI | 0 | 0
3SU1030-4BF11-0AA0-Z | X90 | 3SU1030-4BF11-0AA0-ZX90 | 1 | UN | 1 | 5 | B | D | N | N | 85389099 | 50 | 4047621013527 | 0.062 | KG | 29.07 | 29.07 | CP20 | CP20 | RONIS key-operated switch, 22 mm, round, plastic with metal front ring, lock number SB30, with 2 keys, 2 switch positions O-I, latching, actuating angle 90Â°, 10:30h/13:30h, key removal O+I, possible special locks: SB31, 421, 455 Z=50-unit packaging | - | 0 | 0
3SU1030-4BF11-0AA0-Z | Y01 | 3SU1030-4BF11-0AA0-ZY01 | 1 | UN | 1 | 25 | D | D | EAR99 | N | 85389099 | 1 |  | 0.053 | KG | 76.57 | 76.57 | CP20 | CP20 | RONIS key-operated switch, 22 mm, round, plastic with metal front ring, special lock, with 2 keys, 2 switch positions O-I, latching, actuating angle 90Â°, 10:30h/13:30h, key removal O+I, possible special locks: SB31, 421, 455 | - | 0 | 0
3SU1030-4BF11-0AA0-Z | Y01Y19 | 3SU1030-4BF11-0AA0-ZY01Y19 | 1 | UN | 1 | 30 | D | D | N | N | 85389099 | 1 |  | 0.053 | KG | 77.52 | 77.52 | CP20 | CP20 | RONIS key-operated switch, 22 mm, round, plastic with metal front ring, special lock, with 2 keys, 2 switch positions O-I, latching, actuating angle 90Â°, 10:30h/13:30h, key removal O+I, possible special locks: SB31, 421, 455, customer-specific selection with SIRIUS ACT configurator (CIN) |  | 0 | 0
3SU1030-4BF11-0AA0-Z | Y10 | 3SU1030-4BF11-0AA0-ZY10 | 1 | UN | 1 | 10 | C | D | EAR99 | N | 85389099 | 1 |  | 0.053 | KG | 33.82 | 33.82 | CP20 | CP20 | RONIS key-operated switch, 22 mm, round, plastic with metal front ring, lock number SB30, with 2 keys, 2 switch positions O-I, latching, actuating angle 90Â°, 10:30h/13:30h, key removal O+I, possible special locks: SB31, 421, 455, with laser labeling, upper case and lower case, always upper case at beginning of line | - | 0 | 0
3SU1030-4BF11-0AA0-Z | Y11 | 3SU1030-4BF11-0AA0-ZY11 | 1 | UN | 1 | 10 | C | D | EAR99 | N | 85389099 | 1 |  | 0.053 | KG | 33.82 | 33.82 | CP20 | CP20 | RONIS key-operated switch, 22 mm, round, plastic with metal front ring, lock number SB30, with 2 keys, 2 switch positions O-I, latching, actuating angle 90Â°, 10:30h/13:30h, key removal O+I, possible special locks: SB31, 421, 455, with laser labeling, upper case | - | 0 | 0
3SU1030-4BF11-0AA0-Z | Y12 | 3SU1030-4BF11-0AA0-ZY12 | 1 | UN | 1 | 10 | C | D | EAR99 | N | 85389099 | 1 |  | 0.053 | KG | 33.82 | 33.82 | CP20 | CP20 | RONIS key-operated switch, 22 mm, round, plastic with metal front ring, lock number SB30, with 2 keys, 2 switch positions O-I, latching, actuating angle 90Â°, 10:30h/13:30h, key removal O+I, possible special locks: SB31, 421, 455, with laser labeling, lower case | - | 0 | 0
3SU1030-4BF11-0AA0-Z | Y15 | 3SU1030-4BF11-0AA0-ZY15 | 1 | UN | 1 | 10 | C | D | EAR99 | N | 85389099 | 1 |  | 0.053 | KG | 33.82 | 33.82 | CP20 | CP20 | RONIS key-operated switch, 22 mm, round, plastic with metal front ring, lock number SB30, with 2 keys, 2 switch positions O-I, latching, actuating angle 90Â°, 10:30h/13:30h, key removal O+I, possible special locks: SB31, 421, 455, with laser labeling, upper case and lower case, always upper case at the beginning of the word | - | 0 | 0
3SU1030-4BF11-0AA0-Z | Y19 | 3SU1030-4BF11-0AA0-ZY19 | 1 | UN | 1 | 10 | C | D | EAR99 | N | 85389099 | 1 |  | 0.053 | KG | 30.02 | 30.02 | CP20 | CP20 | RONIS key-operated switch, 22 mm, round, plastic with metal front ring, lock number SB30, with 2 keys, 2 switch positions O-I, latching, actuating angle 90Â°, 10:30h/13:30h, key removal O+I, possible special locks: SB31, 421, 455, with laser labeling, inscription or symbol Customer-specific selection with SIRIUS ACT configurator (CIN) | - | 0 | 0
3SU1030-4BF21-0AA0 |  | 3SU1030-4BF21-0AA0 | 1 | UN | 1 | 3 | B | D | N | N | 85389099 | 1 | 4011209961692 | 0.02 | KG | 29.07 | 26.98 | CP20 | CP20 | RONIS key-operated switch, 22 mm, round, plastic with metal front ring, lock number SB30, with 2 keys, 2 switch positions O-I, latching, actuating angle 90Â°, 10:30h/13:30h, key removal I, possible special locks: SB31, 421, 455 | Lista Papel 2020 SI | 0 | 0
3SU1030-4BF21-0AA0-Z | X90 | 3SU1030-4BF21-0AA0-ZX90 | 1 | UN | 1 | 5 | B | D | N | N | 85389099 | 50 | 4047621032535 | 0.053 | KG | 29.07 | 29.07 | CP20 | CP20 | RONIS key-operated switch, 22 mm, round, plastic with metal front ring, lock number SB30, with 2 keys, 2 switch positions O-I, latching, actuating angle 90Â°, 10:30h/13:30h, key removal I, possible special locks: SB31, 421, 455 Z=50-unit packaging | - | 0 | 0
3SU1030-4BF21-0AA0-Z | Y01 | 3SU1030-4BF21-0AA0-ZY01 | 1 | UN | 1 | 25 | D | D | EAR99 | N | 85389099 | 1 |  | 0.053 | KG | 76.57 | 76.57 | CP20 | CP20 | RONIS key-operated switch, 22 mm, round, plastic with metal front ring, special lock, with 2 keys, 2 switch positions O-I, latching, actuating angle 90Â°, 10:30h/13:30h, key removal I, possible special locks: SB31, 421, 455 | - | 0 | 0
3SU1030-4BF21-0AA0-Z | Y01Y19 | 3SU1030-4BF21-0AA0-ZY01Y19 | 1 | UN | 1 | 30 | D | D | N | N | 85389099 | 1 |  | 0.053 | KG | 77.52 | 77.52 | CP20 | CP20 | RONIS key-operated switch, 22 mm, round, plastic with metal front ring, special lock, with 2 keys, 2 switch positions O-I, latching, actuating angle 90Â°, 10:30h/13:30h, key removal I, possible special locks: SB31, 421, 455, customer-specific selection with SIRIUS ACT configurator (CIN) |  | 0 | 0
3SU1030-4BF21-0AA0-Z | Y10 | 3SU1030-4BF21-0AA0-ZY10 | 1 | UN | 1 | 10 | C | D | EAR99 | N | 85389099 | 1 |  | 0.053 | KG | 33.82 | 33.82 | CP20 | CP20 | RONIS key-operated switch, 22 mm, round, plastic with metal front ring, lock number SB30, with 2 keys, 2 switch positions O-I, latching, actuating angle 90Â°, 10:30h/13:30h, key removal I, possible special locks: SB31, 421, 455, with laser labeling, upper case and lower case, always upper case at beginning of line | - | 0 | 0
3SU1030-4BF21-0AA0-Z | Y11 | 3SU1030-4BF21-0AA0-ZY11 | 1 | UN | 1 | 10 | C | D | EAR99 | N | 85389099 | 1 |  | 0.053 | KG | 33.82 | 33.82 | CP20 | CP20 | RONIS key-operated switch, 22 mm, round, plastic with metal front ring, lock number SB30, with 2 keys, 2 switch positions O-I, latching, actuating angle 90Â°, 10:30h/13:30h, key removal I, possible special locks: SB31, 421, 455, with laser labeling, upper case | - | 0 | 0
3SU1030-4BF21-0AA0-Z | Y12 | 3SU1030-4BF21-0AA0-ZY12 | 1 | UN | 1 | 10 | C | D | EAR99 | N | 85389099 | 1 |  | 0.053 | KG | 33.82 | 33.82 | CP20 | CP20 | RONIS key-operated switch, 22 mm, round, plastic with metal front ring, lock number SB30, with 2 keys, 2 switch positions O-I, latching, actuating angle 90Â°, 10:30h/13:30h, key removal I, possible special locks: SB31, 421, 455, with laser labeling, lower case | - | 0 | 0
3SU1030-4BF21-0AA0-Z | Y15 | 3SU1030-4BF21-0AA0-ZY15 | 1 | UN | 1 | 10 | C | D | EAR99 | N | 85389099 | 1 |  | 0.053 | KG | 33.82 | 33.82 | CP20 | CP20 | RONIS key-operated switch, 22 mm, round, plastic with metal front ring, lock number SB30, with 2 keys, 2 switch positions O-I, latching, actuating angle 90Â°, 10:30h/13:30h, key removal I, possible special locks: SB31, 421, 455, with laser labeling, upper case and lower case, always upper case at the beginning of the word | - | 0 | 0
3SU1030-4BF21-0AA0-Z | Y19 | 3SU1030-4BF21-0AA0-ZY19 | 1 | UN | 1 | 10 | C | D | EAR99 | N | 85389099 | 1 |  | 0.053 | KG | 30.02 | 30.02 | CP20 | CP20 | RONIS key-operated switch, 22 mm, round, plastic with metal front ring, lock number SB30, with 2 keys, 2 switch positions O-I, latching, actuating angle 90Â°, 10:30h/13:30h, key removal I, possible special locks: SB31, 421, 455, with laser labeling, inscription or symbol Customer-specific selection with SIRIUS ACT configurator (CIN) | - | 0 | 0
3SU1030-4BJ01-0AA0 |  | 3SU1030-4BJ01-0AA0 | 1 | UN | 1 | 5 | B | D | N | N | 85389099 | 1 | 4047621065687 | 0.062 | KG | 33.44 | 33.44 | CP20 | CP20 | RONIS key-operated switch, 22 mm, round, plastic with metal front ring, lock number SB30, with 2 keys, 2 switch positions O-I, latching, actuating angle 90Â°, 12:00h/15:00h, key removal O, possible special locks: SB31, 421, 455 | - | 0 | 7
3SU1030-4BL01-0AA0 |  | 3SU1030-4BL01-0AA0 | 1 | UN | 1 | 3 | B | D | N | N | 85389099 | 1 | 4011209961722 | 0.02 | KG | 30.88 | 28.6 | CP20 | CP20 | RONIS key-operated switch, 22 mm, round, plastic with metal front ring, lock number SB30, with 2 keys, 3 switch positions I-O-II, latching, actuating angle 2x45Â°, 10:30h/12h/13:30h, key removal O, possible special locks: SB31, 421, 455 | Lista Papel 2020 SI | 0 | 0
3SU1030-4BL01-0AA0-Z | X90 | 3SU1030-4BL01-0AA0-ZX90 | 1 | UN | 1 | 5 | B | D | N | N | 85389099 | 50 | 4047621032559 | 0.053 | KG | 30.88 | 30.88 | CP20 | CP20 | RONIS key-operated switch, 22 mm, round, plastic with metal front ring, lock number SB30, with 2 keys, 3 switch positions I-O-II, latching, actuating angle 2x45Â°, 10:30h/12h/13:30h, key removal O, possible special locks: SB31, 421, 455 Z=50-unit packaging | - | 0 | 0
3SU1030-4BL01-0AA0-Z | Y01 | 3SU1030-4BL01-0AA0-ZY01 | 1 | UN | 1 | 25 | D | D | EAR99 | N | 85389099 | 1 |  | 0.053 | KG | 78.38 | 78.38 | CP20 | CP20 | RONIS key-operated switch, 22 mm, round, plastic with metal front ring, special lock, with 2 keys, 3 switch positions I-O-II, latching, actuating angle 2x45Â°, 10:30h/12h/13:30h, key removal O, possible special locks: SB31, 421, 455 | - | 0 | 0
3SU1030-4BL01-0AA0-Z | Y01Y19 | 3SU1030-4BL01-0AA0-ZY01Y19 | 1 | UN | 1 | 30 | D | D | N | N | 85389099 | 1 |  | 0.053 | KG | 79.33 | 79.33 | CP20 | CP20 | RONIS key-operated switch, 22 mm, round, plastic with metal front ring, special lock, with 2 keys, 3 switch positions I-O-II, latching, actuating angle 2x45Â°, 10:30h/12h/13:30h, key removal O, possible special locks: SB31, 421, 455, customer-specific selection with SIRIUS ACT configurator (CIN) |  | 0 | 0
3SU1030-4BL01-0AA0-Z | Y10 | 3SU1030-4BL01-0AA0-ZY10 | 1 | UN | 1 | 10 | C | D | EAR99 | N | 85389099 | 1 |  | 0.053 | KG | 35.63 | 35.63 | CP20 | CP20 | RONIS key-operated switch, 22 mm, round, plastic with metal front ring, lock number SB30, with 2 keys, 3 switch positions I-O-II, latching, actuating angle 2x45Â°, 10:30h/12h/13:30h, key removal O, possible special locks: SB31, 421, 455, with laser labeling, upper case and lower case, always upper case at beginning of line | - | 0 | 0
3SU1030-4BL01-0AA0-Z | Y11 | 3SU1030-4BL01-0AA0-ZY11 | 1 | UN | 1 | 10 | C | D | EAR99 | N | 85389099 | 1 |  | 0.053 | KG | 35.63 | 35.63 | CP20 | CP20 | RONIS key-operated switch, 22 mm, round, plastic with metal front ring, lock number SB30, with 2 keys, 3 switch positions I-O-II, latching, actuating angle 2x45Â°, 10:30h/12h/13:30h, key removal O, possible special locks: SB31, 421, 455, with laser labeling, upper case | - | 0 | 0
3SU1030-4BL01-0AA0-Z | Y12 | 3SU1030-4BL01-0AA0-ZY12 | 1 | UN | 1 | 10 | C | D | EAR99 | N | 85389099 | 1 |  | 0.053 | KG | 35.63 | 35.63 | CP20 | CP20 | RONIS key-operated switch, 22 mm, round, plastic with metal front ring, lock number SB30, with 2 keys, 3 switch positions I-O-II, latching, actuating angle 2x45Â°, 10:30h/12h/13:30h, key removal O, possible special locks: SB31, 421, 455, with laser labeling, lower case | - | 0 | 0
3SU1030-4BL01-0AA0-Z | Y15 | 3SU1030-4BL01-0AA0-ZY15 | 1 | UN | 1 | 10 | C | D | EAR99 | N | 85389099 | 1 |  | 0.053 | KG | 35.63 | 35.63 | CP20 | CP20 | RONIS key-operated switch, 22 mm, round, plastic with metal front ring, lock number SB30, with 2 keys, 3 switch positions I-O-II, latching, actuating angle 2x45Â°, 10:30h/12h/13:30h, key removal O, possible special locks: SB31, 421, 455, with laser labeling, upper case and lower case, always upper case at the beginning of the word | - | 0 | 0
3SU1030-4BL01-0AA0-Z | Y19 | 3SU1030-4BL01-0AA0-ZY19 | 1 | UN | 1 | 10 | C | D | EAR99 | N | 85389099 | 1 |  | 0.053 | KG | 31.83 | 31.83 | CP20 | CP20 | RONIS key-operated switch, 22 mm, round, plastic with metal front ring, lock number SB30, with 2 keys, 3 switch positions I-O-II, latching, actuating angle 2x45Â°, 10:30h/12h/13:30h, key removal O, possible special locks: SB31, 421, 455, with laser labeling, inscription or symbol Customer-specific selection with SIRIUS ACT configurator (CIN) | - | 0 | 0
3SU1030-4BL11-0AA0 |  | 3SU1030-4BL11-0AA0 | 1 | UN | 1 | 1 | A | D | N | N | 85389099 | 1 | 4011209961715 | 0.02 | KG | 30.88 | 28.6 | CP20 | CP20 | RONIS key-operated switch, 22 mm, round, plastic with metal front ring, lock number SB30, with 2 keys, 3 switch positions I-O-II, latching, actuating angle 2x45Â°, 10:30h/12h/13:30h, Key removal I+O+II, possible special locks: SB31, 421, 455 | Lista Papel 2020 SI | 0 | 0
3SU1030-4BL11-0AA0-Z | X90 | 3SU1030-4BL11-0AA0-ZX90 | 1 | UN | 1 | 5 | B | D | N | N | 85389099 | 50 | 4047621021775 | 0.075 | KG | 30.88 | 30.88 | CP20 | CP20 | RONIS key-operated switch, 22 mm, round, plastic with metal front ring, lock number SB30, with 2 keys, 3 switch positions I-O-II, latching, actuating angle 2x45Â°, 10:30h/12h/13:30h, Key removal I+O+II, possible special locks: SB31, 421, 455 Z=50-unit packaging | - | 0 | 0
3SU1030-4BL11-0AA0-Z | Y01 | 3SU1030-4BL11-0AA0-ZY01 | 1 | UN | 1 | 25 | D | D | EAR99 | N | 85389099 | 1 |  | 0.053 | KG | 78.38 | 78.38 | CP20 | CP20 | RONIS key-operated switch, 22 mm, round, plastic with metal front ring, special lock, with 2 keys, 3 switch positions I-O-II, latching, actuating angle 2x45Â°, 10:30h/12h/13:30h, Key removal I+O+II, possible special locks: SB31, 421, 455 | - | 0 | 0
3SU1030-4BL11-0AA0-Z | Y01Y19 | 3SU1030-4BL11-0AA0-ZY01Y19 | 1 | UN | 1 | 30 | D | D | N | N | 85389099 | 1 |  | 0.053 | KG | 79.33 | 79.33 | CP20 | CP20 | RONIS key-operated switch, 22 mm, round, plastic with metal front ring, special lock, with 2 keys, 3 switch positions I-O-II, latching, actuating angle 2x45Â°, 10:30h/12h/13:30h, key removal I+O+II, possible special locks: SB31, 421, 455, customer-specific selection with SIRIUS ACT configurator (CIN) |  | 0 | 0
3SU1030-4BL11-0AA0-Z | Y10 | 3SU1030-4BL11-0AA0-ZY10 | 1 | UN | 1 | 10 | C | D | EAR99 | N | 85389099 | 1 |  | 0.053 | KG | 35.63 | 35.63 | CP20 | CP20 | RONIS key-operated switch, 22 mm, round, plastic with metal front ring, lock number SB30, with 2 keys, 3 switch positions I-O-II, latching, actuating angle 2x45Â°, 10:30h/12h/13:30h, Key removal I+O+II, possible special locks: SB31, 421, 455, with laser labeling, upper case and lower case, always upper case at beginning of line | - | 0 | 0
3SU1030-4BL11-0AA0-Z | Y11 | 3SU1030-4BL11-0AA0-ZY11 | 1 | UN | 1 | 10 | C | D | EAR99 | N | 85389099 | 1 |  | 0.053 | KG | 35.63 | 35.63 | CP20 | CP20 | RONIS key-operated switch, 22 mm, round, plastic with metal front ring, lock number SB30, with 2 keys, 3 switch positions I-O-II, latching, actuating angle 2x45Â°, 10:30h/12h/13:30h, Key removal I+O+II, possible special locks: SB31, 421, 455, with laser labeling, upper case | - | 0 | 0
3SU1030-4BL11-0AA0-Z | Y12 | 3SU1030-4BL11-0AA0-ZY12 | 1 | UN | 1 | 10 | C | D | EAR99 | N | 85389099 | 1 |  | 0.053 | KG | 35.63 | 35.63 | CP20 | CP20 | RONIS key-operated switch, 22 mm, round, plastic with metal front ring, lock number SB30, with 2 keys, 3 switch positions I-O-II, latching, actuating angle 2x45Â°, 10:30h/12h/13:30h, Key removal I+O+II, possible special locks: SB31, 421, 455, with laser labeling, lower case | - | 0 | 0
3SU1030-4BL11-0AA0-Z | Y15 | 3SU1030-4BL11-0AA0-ZY15 | 1 | UN | 1 | 10 | C | D | EAR99 | N | 85389099 | 1 |  | 0.053 | KG | 35.63 | 35.63 | CP20 | CP20 | RONIS key-operated switch, 22 mm, round, plastic with metal front ring, lock number SB30, with 2 keys, 3 switch positions I-O-II, latching, actuating angle 2x45Â°, 10:30h/12h/13:30h, Key removal I+O+II, possible special locks: SB31, 421, 455, with laser labeling, upper case and lower case, always upper case at the beginning of the word | - | 0 | 0
3SU1030-4BL11-0AA0-Z | Y19 | 3SU1030-4BL11-0AA0-ZY19 | 1 | UN | 1 | 10 | C | D | EAR99 | N | 85389099 | 1 |  | 0.053 | KG | 31.83 | 31.83 | CP20 | CP20 | RONIS key-operated switch, 22 mm, round, plastic with metal front ring, lock number SB30, with 2 keys, 3 switch positions I-O-II, latching, actuating angle 2x45Â°, 10:30h/12h/13:30h, Key removal I+O+II, possible special locks: SB31, 421, 455, with laser labeling, inscription or symbol Customer-specific selection with SIRIUS ACT configurator (CIN) | - | 0 | 0
3SU1030-4BL21-0AA0 |  | 3SU1030-4BL21-0AA0 | 1 | UN | 1 | 5 | B | D | N | N | 85389099 | 1 | 4011209961746 | 0.02 | KG | 30.88 | 28.6 | CP20 | CP20 | RONIS key-operated switch, 22 mm, round, plastic with metal front ring, lock number SB30, with 2 keys, 3 switch positions I-O-II, latching, actuating angle 2x45Â°, 10:30h/12h/13:30h, key removal I, possible special locks: SB31, 421, 455 | Lista Papel 2020 SI | 0 | 0
3SU1030-4BL21-0AA0-Z | X90 | 3SU1030-4BL21-0AA0-ZX90 | 1 | UN | 1 | 5 | B | D | N | N | 85389099 | 50 | 4047621032573 | 0.053 | KG | 30.88 | 30.88 | CP20 | CP20 | RONIS key-operated switch, 22 mm, round, plastic with metal front ring, lock number SB30, with 2 keys, 3 switch positions I-O-II, latching, actuating angle 2x45Â°, 10:30h/12h/13:30h, key removal I, possible special locks: SB31, 421, 455 Z=50-unit packaging | - | 0 | 0
3SU1030-4BL21-0AA0-Z | Y01 | 3SU1030-4BL21-0AA0-ZY01 | 1 | UN | 1 | 25 | D | D | EAR99 | N | 85389099 | 1 |  | 0.053 | KG | 78.38 | 78.38 | CP20 | CP20 | RONIS key-operated switch, 22 mm, round, plastic with metal front ring, special lock, with 2 keys, 3 switch positions I-O-II, latching, actuating angle 2x45Â°, 10:30h/12h/13:30h, key removal I, possible special locks: SB31, 421, 455 | - | 0 | 0
3SU1030-4BL21-0AA0-Z | Y01Y19 | 3SU1030-4BL21-0AA0-ZY01Y19 | 1 | UN | 1 | 30 | D | D | N | N | 85389099 | 1 |  | 0.053 | KG | 79.33 | 79.33 | CP20 | CP20 | RONIS key-operated switch, 22 mm, round, plastic with metal front ring, special lock, with 2 keys, 3 switch positions I-O-II, latching, actuating angle 2x45Â°, 10:30h/12h/13:30h, key removal I, possible special locks: SB31, 421, 455, customer-specific selection with SIRIUS ACT configurator (CIN) |  | 0 | 0
3SU1030-4BL21-0AA0-Z | Y10 | 3SU1030-4BL21-0AA0-ZY10 | 1 | UN | 1 | 10 | C | D | EAR99 | N | 85389099 | 1 |  | 0.053 | KG | 35.63 | 35.63 | CP20 | CP20 | RONIS key-operated switch, 22 mm, round, plastic with metal front ring, lock number SB30, with 2 keys, 3 switch positions I-O-II, latching, actuating angle 2x45Â°, 10:30h/12h/13:30h, key removal I, possible special locks: SB31, 421, 455, with laser labeling, upper case and lower case, always upper case at beginning of line | - | 0 | 0
3SU1030-4BL21-0AA0-Z | Y11 | 3SU1030-4BL21-0AA0-ZY11 | 1 | UN | 1 | 10 | C | D | EAR99 | N | 85389099 | 1 |  | 0.053 | KG | 35.63 | 35.63 | CP20 | CP20 | RONIS key-operated switch, 22 mm, round, plastic with metal front ring, lock number SB30, with 2 keys, 3 switch positions I-O-II, latching, actuating angle 2x45Â°, 10:30h/12h/13:30h, key removal I, possible special locks: SB31, 421, 455, with laser labeling, upper case | - | 0 | 0
3SU1030-4BL21-0AA0-Z | Y12 | 3SU1030-4BL21-0AA0-ZY12 | 1 | UN | 1 | 10 | C | D | EAR99 | N | 85389099 | 1 |  | 0.053 | KG | 35.63 | 35.63 | CP20 | CP20 | RONIS key-operated switch, 22 mm, round, plastic with metal front ring, lock number SB30, with 2 keys, 3 switch positions I-O-II, latching, actuating angle 2x45Â°, 10:30h/12h/13:30h, key removal I, possible special locks: SB31, 421, 455, with laser labeling, lower case | - | 0 | 0
3SU1030-4BL21-0AA0-Z | Y15 | 3SU1030-4BL21-0AA0-ZY15 | 1 | UN | 1 | 10 | C | D | EAR99 | N | 85389099 | 1 |  | 0.053 | KG | 35.63 | 35.63 | CP20 | CP20 | RONIS key-operated switch, 22 mm, round, plastic with metal front ring, lock number SB30, with 2 keys, 3 switch positions I-O-II, latching, actuating angle 2x45Â°, 10:30h/12h/13:30h, key removal I, possible special locks: SB31, 421, 455, with laser labeling, upper case and lower case, always upper case at the beginning of the word | - | 0 | 0
3SU1030-4BL21-0AA0-Z | Y19 | 3SU1030-4BL21-0AA0-ZY19 | 1 | UN | 1 | 10 | C | D | EAR99 | N | 85389099 | 1 |  | 0.053 | KG | 31.83 | 31.83 | CP20 | CP20 | RONIS key-operated switch, 22 mm, round, plastic with metal front ring, lock number SB30, with 2 keys, 3 switch positions I-O-II, latching, actuating angle 2x45Â°, 10:30h/12h/13:30h, key removal I, possible special locks: SB31, 421, 455, with laser labeling, inscription or symbol Customer-specific selection with SIRIUS ACT configurator (CIN) | - | 0 | 0
3SU1030-4BL31-0AA0 |  | 3SU1030-4BL31-0AA0 | 1 | UN | 1 | 3 | B | D | N | N | 85389099 | 1 | 4011209961753 | 0.02 | KG | 30.88 | 28.6 | CP20 | CP20 | RONIS key-operated switch, 22 mm, round, plastic with metal front ring, lock number SB30, with 2 keys, 3 switch positions I-O-II, latching, actuating angle 2x45Â°, 10:30h/12h/13:30h, Key removal II, possible special locks: SB31, 421, 455 | Lista Papel 2020 SI | 0 | 0
3SU1030-4BL31-0AA0-Z | X90 | 3SU1030-4BL31-0AA0-ZX90 | 1 | UN | 1 | 5 | B | D | N | N | 85389099 | 50 | 4047621032580 | 0.053 | KG | 30.88 | 30.88 | CP20 | CP20 | RONIS key-operated switch, 22 mm, round, plastic with metal front ring, lock number SB30, with 2 keys, 3 switch positions I-O-II, latching, actuating angle 2x45Â°, 10:30h/12h/13:30h, Key removal II, possible special locks: SB31, 421, 455 Z=50-unit packaging | - | 0 | 0
3SU1030-4BL31-0AA0-Z | Y01 | 3SU1030-4BL31-0AA0-ZY01 | 1 | UN | 1 | 25 | D | D | EAR99 | N | 85389099 | 1 |  | 0.053 | KG | 78.38 | 78.38 | CP20 | CP20 | RONIS key-operated switch, 22 mm, round, plastic with metal front ring, special lock, with 2 keys, 3 switch positions I-O-II, latching, actuating angle 2x45Â°, 10:30h/12h/13:30h, Key removal II, possible special locks: SB31, 421, 455 | - | 0 | 0
3SU1030-4BL31-0AA0-Z | Y01Y19 | 3SU1030-4BL31-0AA0-ZY01Y19 | 1 | UN | 1 | 30 | D | D | N | N | 85389099 | 1 |  | 0.053 | KG | 79.33 | 79.33 | CP20 | CP20 | RONIS key-operated switch, 22 mm, round, plastic with metal front ring, special lock, with 2 keys, 3 switch positions I-O-II, latching, actuating angle 2x45Â°, 10:30h/12h/13:30h, key removal II, possible special locks: SB31, 421, 455, customer-specific selection with SIRIUS ACT configurator (CIN) |  | 0 | 0
3SU1030-4BL31-0AA0-Z | Y10 | 3SU1030-4BL31-0AA0-ZY10 | 1 | UN | 1 | 10 | C | D | EAR99 | N | 85389099 | 1 |  | 0.053 | KG | 35.63 | 35.63 | CP20 | CP20 | RONIS key-operated switch, 22 mm, round, plastic with metal front ring, lock number SB30, with 2 keys, 3 switch positions I-O-II, latching, actuating angle 2x45Â°, 10:30h/12h/13:30h, Key removal II, possible special locks: SB31, 421, 455, with laser labeling, upper case and lower case, always upper case at beginning of line | - | 0 | 0
3SU1030-4BL31-0AA0-Z | Y11 | 3SU1030-4BL31-0AA0-ZY11 | 1 | UN | 1 | 10 | C | D | EAR99 | N | 85389099 | 1 |  | 0.053 | KG | 35.63 | 35.63 | CP20 | CP20 | RONIS key-operated switch, 22 mm, round, plastic with metal front ring, lock number SB30, with 2 keys, 3 switch positions I-O-II, latching, actuating angle 2x45Â°, 10:30h/12h/13:30h, Key removal II, possible special locks: SB31, 421, 455, with laser labeling, upper case | - | 0 | 0
3SU1030-4BL31-0AA0-Z | Y12 | 3SU1030-4BL31-0AA0-ZY12 | 1 | UN | 1 | 10 | C | D | EAR99 | N | 85389099 | 1 |  | 0.053 | KG | 35.63 | 35.63 | CP20 | CP20 | RONIS key-operated switch, 22 mm, round, plastic with metal front ring, lock number SB30, with 2 keys, 3 switch positions I-O-II, latching, actuating angle 2x45Â°, 10:30h/12h/13:30h, Key removal II, possible special locks: SB31, 421, 455, with laser labeling, lower case | - | 0 | 0
3SU1030-4BL31-0AA0-Z | Y15 | 3SU1030-4BL31-0AA0-ZY15 | 1 | UN | 1 | 10 | C | D | EAR99 | N | 85389099 | 1 |  | 0.053 | KG | 35.63 | 35.63 | CP20 | CP20 | RONIS key-operated switch, 22 mm, round, plastic with metal front ring, lock number SB30, with 2 keys, 3 switch positions I-O-II, latching, actuating angle 2x45Â°, 10:30h/12h/13:30h, Key removal II, possible special locks: SB31, 421, 455, with laser labeling, upper case and lower case, always upper case at the beginning of the word | - | 0 | 0
3SU1030-4BL31-0AA0-Z | Y19 | 3SU1030-4BL31-0AA0-ZY19 | 1 | UN | 1 | 10 | C | D | EAR99 | N | 85389099 | 1 |  | 0.053 | KG | 31.83 | 31.83 | CP20 | CP20 | RONIS key-operated switch, 22 mm, round, plastic with metal front ring, lock number SB30, with 2 keys, 3 switch positions I-O-II, latching, actuating angle 2x45Â°, 10:30h/12h/13:30h, Key removal II, possible special locks: SB31, 421, 455, with laser labeling, inscription or symbol Customer-specific selection with SIRIUS ACT configurator (CIN) | - | 0 | 0
3SU1030-4BL41-0AA0 |  | 3SU1030-4BL41-0AA0 | 1 | UN | 1 | 5 | B | D | N | N | 85389099 | 1 | 4011209961739 | 0.02 | KG | 30.88 | 28.6 | CP20 | CP20 | RONIS key-operated switch, 22 mm, round, plastic with metal front ring, lock number SB30, with 2 keys, 3 switch positions I-O-II, latching, actuating angle 2x45Â°, 10:30h/12h/13:30h, Key removal I+II, possible special locks: SB31, 421, 455 | Lista Papel 2020 SI | 0 | 0
3SU1030-4BL41-0AA0-Z | X90 | 3SU1030-4BL41-0AA0-ZX90 | 1 | UN | 1 | 5 | B | D | N | N | 85389099 | 50 | 4047621032566 | 0.053 | KG | 30.88 | 30.88 | CP20 | CP20 | RONIS key-operated switch, 22 mm, round, plastic with metal front ring, lock number SB30, with 2 keys, 3 switch positions I-O-II, latching, actuating angle 2x45Â°, 10:30h/12h/13:30h, Key removal I+II, possible special locks: SB31, 421, 455 Z=50-unit packaging | - | 0 | 0
3SU1030-4BL41-0AA0-Z | Y01 | 3SU1030-4BL41-0AA0-ZY01 | 1 | UN | 1 | 25 | D | D | EAR99 | N | 85389099 | 1 |  | 0.053 | KG | 78.38 | 78.38 | CP20 | CP20 | RONIS key-operated switch, 22 mm, round, plastic with metal front ring, special lock, with 2 keys, 3 switch positions I-O-II, latching, actuating angle 2x45Â°, 10:30h/12h/13:30h, Key removal I+II, possible special locks: SB31, 421, 455 | - | 0 | 0
3SU1030-4BL41-0AA0-Z | Y01Y19 | 3SU1030-4BL41-0AA0-ZY01Y19 | 1 | UN | 1 | 30 | D | D | N | N | 85389099 | 1 |  | 0.053 | KG | 79.33 | 79.33 | CP20 | CP20 | RONIS key-operated switch, 22 mm, round, plastic with metal front ring, special lock, with 2 keys, 3 switch positions I-O-II, latching, actuating angle 2x45Â°, 10:30h/12h/13:30h, key removal I+II, possible special locks: SB31, 421, 455, customer-specific selection with SIRIUS ACT configurator (CIN) |  | 0 | 0
3SU1030-4BL41-0AA0-Z | Y10 | 3SU1030-4BL41-0AA0-ZY10 | 1 | UN | 1 | 10 | C | D | EAR99 | N | 85389099 | 1 |  | 0.053 | KG | 35.63 | 35.63 | CP20 | CP20 | RONIS key-operated switch, 22 mm, round, plastic with metal front ring, lock number SB30, with 2 keys, 3 switch positions I-O-II, latching, actuating angle 2x45Â°, 10:30h/12h/13:30h, Key removal I+II, possible special locks: SB31, 421, 455, with laser labeling, upper case and lower case, always upper case at beginning of line | - | 0 | 0
3SU1030-4BL41-0AA0-Z | Y11 | 3SU1030-4BL41-0AA0-ZY11 | 1 | UN | 1 | 10 | C | D | EAR99 | N | 85389099 | 1 |  | 0.053 | KG | 35.63 | 35.63 | CP20 | CP20 | RONIS key-operated switch, 22 mm, round, plastic with metal front ring, lock number SB30, with 2 keys, 3 switch positions I-O-II, latching, actuating angle 2x45Â°, 10:30h/12h/13:30h, Key removal I+II, possible special locks: SB31, 421, 455, with laser labeling, upper case | - | 0 | 0
3SU1030-4BL41-0AA0-Z | Y12 | 3SU1030-4BL41-0AA0-ZY12 | 1 | UN | 1 | 10 | C | D | EAR99 | N | 85389099 | 1 |  | 0.053 | KG | 35.63 | 35.63 | CP20 | CP20 | RONIS key-operated switch, 22 mm, round, plastic with metal front ring, lock number SB30, with 2 keys, 3 switch positions I-O-II, latching, actuating angle 2x45Â°, 10:30h/12h/13:30h, Key removal I+II, possible special locks: SB31, 421, 455, with laser labeling, lower case | - | 0 | 0
3SU1030-4BL41-0AA0-Z | Y15 | 3SU1030-4BL41-0AA0-ZY15 | 1 | UN | 1 | 10 | C | D | EAR99 | N | 85389099 | 1 |  | 0.053 | KG | 35.63 | 35.63 | CP20 | CP20 | RONIS key-operated switch, 22 mm, round, plastic with metal front ring, lock number SB30, with 2 keys, 3 switch positions I-O-II, latching, actuating angle 2x45Â°, 10:30h/12h/13:30h, Key removal I+II, possible special locks: SB31, 421, 455, with laser labeling, upper case and lower case, always upper case at the beginning of the word | - | 0 | 0
3SU1030-4BL41-0AA0-Z | Y19 | 3SU1030-4BL41-0AA0-ZY19 | 1 | UN | 1 | 10 | C | D | EAR99 | N | 85389099 | 1 |  | 0.053 | KG | 31.83 | 31.83 | CP20 | CP20 | RONIS key-operated switch, 22 mm, round, plastic with metal front ring, lock number SB30, with 2 keys, 3 switch positions I-O-II, latching, actuating angle 2x45Â°, 10:30h/12h/13:30h, Key removal I+II, possible special locks: SB31, 421, 455, with laser labeling, inscription or symbol Customer-specific selection with SIRIUS ACT configurator (CIN) | - | 0 | 0
3SU1030-4BL51-0AA0 |  | 3SU1030-4BL51-0AA0 | 1 | UN | 1 | 3 | B | D | N | N | 85389099 | 1 | 4011209961760 | 0.02 | KG | 30.88 | 28.6 | CP20 | CP20 | RONIS key-operated switch, 22 mm, round, plastic with metal front ring, lock number SB30, with 2 keys, 3 switch positions I-O-II, latching, actuating angle 2x45Â°, 10:30h/12h/13:30h, key removal O+I, possible special locks: SB31, 421, 455 | Lista Papel 2020 SI | 0 | 0
3SU1030-4BL51-0AA0-Z | X90 | 3SU1030-4BL51-0AA0-ZX90 | 1 | UN | 1 | 5 | B | D | N | N | 85389099 | 50 | 4047621032597 | 0.053 | KG | 30.88 | 30.88 | CP20 | CP20 | RONIS key-operated switch, 22 mm, round, plastic with metal front ring, lock number SB30, with 2 keys, 3 switch positions I-O-II, latching, actuating angle 2x45Â°, 10:30h/12h/13:30h, key removal O+I, possible special locks: SB31, 421, 455 Z=50-unit packaging | - | 0 | 0
3SU1030-4BL51-0AA0-Z | Y01 | 3SU1030-4BL51-0AA0-ZY01 | 1 | UN | 1 | 25 | D | D | EAR99 | N | 85389099 | 1 |  | 0.053 | KG | 78.38 | 78.38 | CP20 | CP20 | RONIS key-operated switch, 22 mm, round, plastic with metal front ring, special lock, with 2 keys, 3 switch positions I-O-II, latching, actuating angle 2x45Â°, 10:30h/12h/13:30h, key removal O+I, possible special locks: SB31, 421, 455 | - | 0 | 0
3SU1030-4BL51-0AA0-Z | Y01Y19 | 3SU1030-4BL51-0AA0-ZY01Y19 | 1 | UN | 1 | 30 | D | D | N | N | 85389099 | 1 |  | 0.053 | KG | 79.33 | 79.33 | CP20 | CP20 | RONIS key-operated switch, 22 mm, round, plastic with metal front ring, special lock, with 2 keys, 3 switch positions I-O-II, latching, actuating angle 2x45Â°, 10:30h/12h/13:30h, key removal O+I, possible special locks: SB31, 421, 455, customer-specific selection with SIRIUS ACT configurator (CIN) |  | 0 | 0
3SU1030-4BL51-0AA0-Z | Y10 | 3SU1030-4BL51-0AA0-ZY10 | 1 | UN | 1 | 10 | C | D | EAR99 | N | 85389099 | 1 |  | 0.053 | KG | 35.63 | 35.63 | CP20 | CP20 | RONIS key-operated switch, 22 mm, round, plastic with metal front ring, lock number SB30, with 2 keys, 3 switch positions I-O-II, latching, actuating angle 2x45Â°, 10:30h/12h/13:30h, key removal O+I, possible special locks: SB31, 421, 455, with laser labeling, upper case and lower case, always upper case at beginning of line | - | 0 | 0
3SU1030-4BL51-0AA0-Z | Y11 | 3SU1030-4BL51-0AA0-ZY11 | 1 | UN | 1 | 10 | C | D | EAR99 | N | 85389099 | 1 |  | 0.053 | KG | 35.63 | 35.63 | CP20 | CP20 | RONIS key-operated switch, 22 mm, round, plastic with metal front ring, lock number SB30, with 2 keys, 3 switch positions I-O-II, latching, actuating angle 2x45Â°, 10:30h/12h/13:30h, key removal O+I, possible special locks: SB31, 421, 455, with laser labeling, upper case | - | 0 | 0
3SU1030-4BL51-0AA0-Z | Y12 | 3SU1030-4BL51-0AA0-ZY12 | 1 | UN | 1 | 10 | C | D | EAR99 | N | 85389099 | 1 |  | 0.053 | KG | 35.63 | 35.63 | CP20 | CP20 | RONIS key-operated switch, 22 mm, round, plastic with metal front ring, lock number SB30, with 2 keys, 3 switch positions I-O-II, latching, actuating angle 2x45Â°, 10:30h/12h/13:30h, key removal O+I, possible special locks: SB31, 421, 455, with laser labeling, lower case | - | 0 | 0
3SU1030-4BL51-0AA0-Z | Y15 | 3SU1030-4BL51-0AA0-ZY15 | 1 | UN | 1 | 10 | C | D | EAR99 | N | 85389099 | 1 |  | 0.053 | KG | 35.63 | 35.63 | CP20 | CP20 | RONIS key-operated switch, 22 mm, round, plastic with metal front ring, lock number SB30, with 2 keys, 3 switch positions I-O-II, latching, actuating angle 2x45Â°, 10:30h/12h/13:30h, key removal O+I, possible special locks: SB31, 421, 455, with laser labeling, upper case and lower case, always upper case at the beginning of the word | - | 0 | 0
3SU1030-4BL51-0AA0-Z | Y19 | 3SU1030-4BL51-0AA0-ZY19 | 1 | UN | 1 | 10 | C | D | EAR99 | N | 85389099 | 1 |  | 0.053 | KG | 31.83 | 31.83 | CP20 | CP20 | RONIS key-operated switch, 22 mm, round, plastic with metal front ring, lock number SB30, with 2 keys, 3 switch positions I-O-II, latching, actuating angle 2x45Â°, 10:30h/12h/13:30h, key removal O+I, possible special locks: SB31, 421, 455, with laser labeling, inscription or symbol Customer-specific selection with SIRIUS ACT configurator (CIN) | - | 0 | 0
3SU1030-4BM01-0AA0 |  | 3SU1030-4BM01-0AA0 | 1 | UN | 1 | 3 | B | D | N | N | 85389099 | 1 | 4011209961777 | 0.02 | KG | 29.07 | 29.07 | CP20 | CP20 | RONIS key-operated switch, 22 mm, round, plastic with metal front ring, lock number SB30, with 2 keys, 3 switch positions I>O<II, momentary contact type, actuating angle 2x45Â°, 10:30h/12h/13:30h, key removal O, possible special locks: SB31, 421, 455 | - | 0 | 0
3SU1030-4BM01-0AA0-Z | X90 | 3SU1030-4BM01-0AA0-ZX90 | 1 | UN | 1 | 5 | B | D | N | N | 85389099 | 50 | 4047621032603 | 0.053 | KG | 29.07 | 29.07 | CP20 | CP20 | RONIS key-operated switch, 22 mm, round, plastic with metal front ring, lock number SB30, with 2 keys, 3 switch positions I>O<II, momentary contact type, actuating angle 2x45Â°, 10:30h/12h/13:30h, key removal O, possible special locks: SB31, 421, 455 Z=50-unit packaging | - | 0 | 0
3SU1030-4BM01-0AA0-Z | Y01 | 3SU1030-4BM01-0AA0-ZY01 | 1 | UN | 1 | 25 | D | D | EAR99 | N | 85389099 | 1 |  | 0.053 | KG | 76.57 | 76.57 | CP20 | CP20 | RONIS key-operated switch, 22 mm, round, plastic with metal front ring, special lock, with 2 keys, 3 switch positions I>O<II, momentary contact type, actuating angle 2x45Â°, 10:30h/12h/13:30h, key removal O, possible special locks: SB31, 421, 455 | - | 0 | 0
3SU1030-4BM01-0AA0-Z | Y01Y19 | 3SU1030-4BM01-0AA0-ZY01Y19 | 1 | UN | 1 | 30 | D | D | N | N | 85389099 | 1 |  | 0.053 | KG | 77.52 | 77.52 | CP20 | CP20 | RONIS key-operated switch, 22 mm, round, plastic with metal front ring, special lock, with 2 keys, 3 switch positions I>O<II, momentary contact type, actuating angle 2x45Â°, 10:30h/12h/13:30h, key removal O, possible special locks: SB31, 421, 455, customer-specific selection with SIRIUS ACT configurator (CIN) |  | 0 | 0
3SU1030-4BM01-0AA0-Z | Y10 | 3SU1030-4BM01-0AA0-ZY10 | 1 | UN | 1 | 10 | C | D | EAR99 | N | 85389099 | 1 |  | 0.053 | KG | 33.82 | 33.82 | CP20 | CP20 | RONIS key-operated switch, 22 mm, round, plastic with metal front ring, lock number SB30, with 2 keys, 3 switch positions I>O<II, momentary contact type, actuating angle 2x45Â°, 10:30h/12h/13:30h, key removal O, possible special locks: SB31, 421, 455, with laser labeling, upper case and lower case, always upper case at beginning of line | - | 0 | 0
3SU1030-4BM01-0AA0-Z | Y11 | 3SU1030-4BM01-0AA0-ZY11 | 1 | UN | 1 | 10 | C | D | EAR99 | N | 85389099 | 1 |  | 0.053 | KG | 33.82 | 33.82 | CP20 | CP20 | RONIS key-operated switch, 22 mm, round, plastic with metal front ring, lock number SB30, with 2 keys, 3 switch positions I>O<II, momentary contact type, actuating angle 2x45Â°, 10:30h/12h/13:30h, key removal O, possible special locks: SB31, 421, 455, with laser labeling, upper case | - | 0 | 0
3SU1030-4BM01-0AA0-Z | Y12 | 3SU1030-4BM01-0AA0-ZY12 | 1 | UN | 1 | 10 | C | D | EAR99 | N | 85389099 | 1 |  | 0.053 | KG | 33.82 | 33.82 | CP20 | CP20 | RONIS key-operated switch, 22 mm, round, plastic with metal front ring, lock number SB30, with 2 keys, 3 switch positions I>O<II, momentary contact type, actuating angle 2x45Â°, 10:30h/12h/13:30h, key removal O, possible special locks: SB31, 421, 455, with laser labeling, lower case | - | 0 | 0
3SU1030-4BM01-0AA0-Z | Y15 | 3SU1030-4BM01-0AA0-ZY15 | 1 | UN | 1 | 10 | C | D | EAR99 | N | 85389099 | 1 |  | 0.053 | KG | 33.82 | 33.82 | CP20 | CP20 | RONIS key-operated switch, 22 mm, round, plastic with metal front ring, lock number SB30, with 2 keys, 3 switch positions I>O<II, momentary contact type, actuating angle 2x45Â°, 10:30h/12h/13:30h, key removal O, possible special locks: SB31, 421, 455, with laser labeling, upper case and lower case, always upper case at the beginning of the word | - | 0 | 0
3SU1030-4BM01-0AA0-Z | Y19 | 3SU1030-4BM01-0AA0-ZY19 | 1 | UN | 1 | 10 | C | D | EAR99 | N | 85389099 | 1 |  | 0.053 | KG | 30.02 | 30.02 | CP20 | CP20 | RONIS key-operated switch, 22 mm, round, plastic with metal front ring, lock number SB30, with 2 keys, 3 switch positions I>O<II, momentary contact type, actuating angle 2x45Â°, 10:30h/12h/13:30h, key removal O, possible special locks: SB31, 421, 455, with laser labeling, inscription or symbol Customer-specific selection with SIRIUS ACT configurator (CIN) | - | 0 | 0
3SU1030-4BN01-0AA0 |  | 3SU1030-4BN01-0AA0 | 1 | UN | 1 | 5 | B | D | N | N | 85389099 | 1 | 4011209961814 | 0.02 | KG | 29.93 | 29.93 | CP20 | CP20 | RONIS key-operated switch, 22 mm, round, plastic with metal front ring, lock number SB30, with 2 keys, 3 switch positions I-O<II, left latching, right momentary contact type, actuating angle 2x45Â°, 10:30h/12h/13:30h, key removal O, possible special locks: SB31, 421, 455 | - | 0 | 0
3SU1030-4BN01-0AA0-Z | X90 | 3SU1030-4BN01-0AA0-ZX90 | 1 | UN | 1 | 5 | B | D | N | N | 85389099 | 50 | 4047621032641 | 0.053 | KG | 29.93 | 29.93 | CP20 | CP20 | RONIS key-operated switch, 22 mm, round, plastic with metal front ring, lock number SB30, with 2 keys, 3 switch positions I-O<II, left latching, right momentary contact type, actuating angle 2x45Â°, 10:30h/12h/13:30h, key removal O, possible special locks: SB31, 421, 455, Z=50-unit packaging | - | 0 | 0
3SU1030-4BN01-0AA0-Z | Y01 | 3SU1030-4BN01-0AA0-ZY01 | 1 | UN | 1 | 25 | D | D | EAR99 | N | 85389099 | 1 |  | 0.053 | KG | 77.43 | 77.43 | CP20 | CP20 | RONIS key-operated switch, 22 mm, round, plastic with metal front ring, special lock, with 2 keys, 3 switch positions I-O<II, left latching, right momentary contact type, actuating angle 2x45Â°, 10:30h/12h/13:30h, key removal O, possible special locks: SB31, 421, 455 | - | 0 | 0
3SU1030-4BN01-0AA0-Z | Y01Y19 | 3SU1030-4BN01-0AA0-ZY01Y19 | 1 | UN | 1 | 30 | D | D | N | N | 85389099 | 1 |  | 0.053 | KG | 78.38 | 78.38 | CP20 | CP20 | RONIS key-operated switch, 22 mm, round, plastic with metal front ring, special lock, with 2 keys, 3 switch positions I-O<II left latching, momentary contact type on the right, actuating angle 2x45Â°, 10:30h/12h/13:30h, key removal O, possible special locks: SB31, 421, 455, customer-specific selection with SIRIUS ACT configurator (CIN) |  | 0 | 0
3SU1030-4BN01-0AA0-Z | Y10 | 3SU1030-4BN01-0AA0-ZY10 | 1 | UN | 1 | 10 | C | D | EAR99 | N | 85389099 | 1 |  | 0.053 | KG | 34.68 | 34.68 | CP20 | CP20 | RONIS key-operated switch, 22 mm, round, plastic with metal front ring, lock number SB30, with 2 keys, 3 switch positions I-O<II, left latching, right momentary contact type, actuating angle 2x45Â°, 10:30h/12h/13:30h, key removal O, possible special locks: SB31, 421, 455, with laser labeling, upper case and lower case, always upper case at beginning of line | - | 0 | 0
3SU1030-4BN01-0AA0-Z | Y11 | 3SU1030-4BN01-0AA0-ZY11 | 1 | UN | 1 | 10 | C | D | EAR99 | N | 85389099 | 1 |  | 0.053 | KG | 34.68 | 34.68 | CP20 | CP20 | RONIS key-operated switch, 22 mm, round, plastic with metal front ring, lock number SB30, with 2 keys, 3 switch positions I-O<II, left latching, right momentary contact type, actuating angle 2x45Â°, 10:30h/12h/13:30h, key removal O, possible special locks: SB31, 421, 455, with laser labeling, upper case | - | 0 | 0
3SU1030-4BN01-0AA0-Z | Y12 | 3SU1030-4BN01-0AA0-ZY12 | 1 | UN | 1 | 10 | C | D | EAR99 | N | 85389099 | 1 |  | 0.053 | KG | 34.68 | 34.68 | CP20 | CP20 | RONIS key-operated switch, 22 mm, round, plastic with metal front ring, lock number SB30, with 2 keys, 3 switch positions I-O<II, left latching, right momentary contact type, actuating angle 2x45Â°, 10:30h/12h/13:30h, key removal O, possible special locks: SB31, 421, 455, with laser labeling, lower case | - | 0 | 0
3SU1030-4BN01-0AA0-Z | Y15 | 3SU1030-4BN01-0AA0-ZY15 | 1 | UN | 1 | 10 | C | D | EAR99 | N | 85389099 | 1 |  | 0.053 | KG | 34.68 | 34.68 | CP20 | CP20 | RONIS key-operated switch, 22 mm, round, plastic with metal front ring, lock number SB30, with 2 keys, 3 switch positions I-O<II, left latching, right momentary contact type, actuating angle 2x45Â°, 10:30h/12h/13:30h, key removal O, possible special locks: SB31, 421, 455, with laser labeling, upper case and lower case, always upper case at the beginning of the word | - | 0 | 0
3SU1030-4BN01-0AA0-Z | Y19 | 3SU1030-4BN01-0AA0-ZY19 | 1 | UN | 1 | 10 | C | D | EAR99 | N | 85389099 | 1 |  | 0.053 | KG | 30.88 | 30.88 | CP20 | CP20 | RONIS key-operated switch, 22 mm, round, plastic with metal front ring, lock number SB30, with 2 keys, 3 switch positions I-O<II, left latching, right momentary contact type, actuating angle 2x45Â°, 10:30h/12h/13:30h, key removal O, possible special locks: SB31, 421, 455, with laser labeling, inscription or symbol Customer-specific selection with SIRIUS ACT configurator (CIN) | - | 0 | 0
3SU1030-4BN21-0AA0 |  | 3SU1030-4BN21-0AA0 | 1 | UN | 1 | 5 | B | D | N | N | 85389099 | 1 | 4011209961838 | 0.061 | KG | 29.93 | 29.93 | CP20 | CP20 | RONIS key-operated switch, 22 mm, round, plastic with metal front ring, lock number SB30, with 2 keys, 3 switch positions I-O<II, left latching, right momentary contact type, actuating angle 2x45Â°, 10:30h/12h/13:30h, key removal I, possible special locks: SB31, 421, 455 | - | 0 | 0
3SU1030-4BN21-0AA0-Z | X90 | 3SU1030-4BN21-0AA0-ZX90 | 1 | UN | 1 | 5 | B | D | N | N | 85389099 | 50 | 4047621032665 | 0.053 | KG | 29.93 | 29.93 | CP20 | CP20 | RONIS key-operated switch, 22 mm, round, plastic with metal front ring, lock number SB30, with 2 keys, 3 switch positions I-O<II, left latching, right momentary contact type, actuating angle 2x45Â°, 10:30h/12h/13:30h, key removal I, possible special locks: SB31, 421, 455, Z=50-unit packaging | - | 0 | 0
3SU1030-4BN21-0AA0-Z | Y01 | 3SU1030-4BN21-0AA0-ZY01 | 1 | UN | 1 | 25 | D | D | EAR99 | N | 85389099 | 1 |  | 0.053 | KG | 77.43 | 77.43 | CP20 | CP20 | RONIS key-operated switch, 22 mm, round, plastic with metal front ring, special lock, with 2 keys, 3 switch positions I-O<II, left latching, right momentary contact type, actuating angle 2x45Â°, 10:30h/12h/13:30h, key removal I, possible special locks: SB31, 421, 455 | - | 0 | 0
3SU1030-4BN21-0AA0-Z | Y01Y19 | 3SU1030-4BN21-0AA0-ZY01Y19 | 1 | UN | 1 | 30 | D | D | N | N | 85389099 | 1 |  | 0.053 | KG | 78.38 | 78.38 | CP20 | CP20 | RONIS key-operated switch, 22 mm, round, plastic with metal front ring, special lock, with 2 keys, 3 switch positions I-O<II left latching, momentary contact type on the right, actuating angle 2x45Â°, 10:30h/12h/13:30h, key removal I, possible special locks: SB31, 421, 455, customer-specific selection with SIRIUS ACT configurator (CIN) |  | 0 | 0
3SU1030-4BN21-0AA0-Z | Y10 | 3SU1030-4BN21-0AA0-ZY10 | 1 | UN | 1 | 10 | C | D | EAR99 | N | 85389099 | 1 |  | 0.053 | KG | 34.68 | 34.68 | CP20 | CP20 | RONIS key-operated switch, 22 mm, round, plastic with metal front ring, lock number SB30, with 2 keys, 3 switch positions I-O<II, left latching, right momentary contact type, actuating angle 2x45Â°, 10:30h/12h/13:30h, key removal I, possible special locks: SB31, 421, 455, with laser labeling, upper case and lower case, always upper case at beginning of line | - | 0 | 0
3SU1030-4BN21-0AA0-Z | Y11 | 3SU1030-4BN21-0AA0-ZY11 | 1 | UN | 1 | 10 | C | D | EAR99 | N | 85389099 | 1 |  | 0.053 | KG | 34.68 | 34.68 | CP20 | CP20 | RONIS key-operated switch, 22 mm, round, plastic with metal front ring, lock number SB30, with 2 keys, 3 switch positions I-O<II, left latching, right momentary contact type, actuating angle 2x45Â°, 10:30h/12h/13:30h, key removal I, possible special locks: SB31, 421, 455, with laser labeling, upper case | - | 0 | 0
3SU1030-4BN21-0AA0-Z | Y12 | 3SU1030-4BN21-0AA0-ZY12 | 1 | UN | 1 | 10 | C | D | EAR99 | N | 85389099 | 1 |  | 0.053 | KG | 34.68 | 34.68 | CP20 | CP20 | RONIS key-operated switch, 22 mm, round, plastic with metal front ring, lock number SB30, with 2 keys, 3 switch positions I-O<II, left latching, right momentary contact type, actuating angle 2x45Â°, 10:30h/12h/13:30h, key removal I, possible special locks: SB31, 421, 455, with laser labeling, lower case | - | 0 | 0
3SU1030-4BN21-0AA0-Z | Y15 | 3SU1030-4BN21-0AA0-ZY15 | 1 | UN | 1 | 10 | C | D | EAR99 | N | 85389099 | 1 |  | 0.053 | KG | 34.68 | 34.68 | CP20 | CP20 | RONIS key-operated switch, 22 mm, round, plastic with metal front ring, lock number SB30, with 2 keys, 3 switch positions I-O<II, left latching, right momentary contact type, actuating angle 2x45Â°, 10:30h/12h/13:30h, key removal I, possible special locks: SB31, 421, 455, with laser labeling, upper case and lower case, always upper case at the beginning of the word | - | 0 | 0
3SU1030-4BN21-0AA0-Z | Y19 | 3SU1030-4BN21-0AA0-ZY19 | 1 | UN | 1 | 10 | C | D | EAR99 | N | 85389099 | 1 |  | 0.053 | KG | 30.88 | 30.88 | CP20 | CP20 | RONIS key-operated switch, 22 mm, round, plastic with metal front ring, lock number SB30, with 2 keys, 3 switch positions I-O<II, left latching, right momentary contact type, actuating angle 2x45Â°, 10:30h/12h/13:30h, key removal I, possible special locks: SB31, 421, 455, with laser labeling, inscription or symbol Customer-specific selection with SIRIUS ACT configurator (CIN) | - | 0 | 0
3SU1030-4BN51-0AA0 |  | 3SU1030-4BN51-0AA0 | 1 | UN | 1 | 5 | B | D | N | N | 85389099 | 1 | 4011209961821 | 0.02 | KG | 29.93 | 29.93 | CP20 | CP20 | RONIS key-operated switch, 22 mm, round, plastic with metal front ring, lock number SB30, with 2 keys, 3 switch positions I-O<II, left latching, right momentary contact type, actuating angle 2x45Â°, 10:30h/12h/13:30h, key removal O+I, possible special locks: SB31, 421, 455 | - | 0 | 0
3SU1030-4BN51-0AA0-Z | X90 | 3SU1030-4BN51-0AA0-ZX90 | 1 | UN | 1 | 5 | B | D | N | N | 85389099 | 50 | 4047621032658 | 0.053 | KG | 29.93 | 29.93 | CP20 | CP20 | RONIS key-operated switch, 22 mm, round, plastic with metal front ring, lock number SB30, with 2 keys, 3 switch positions I-O<II, left latching, right momentary contact type, actuating angle 2x45Â°, 10:30h/12h/13:30h, key removal O+I, possible special locks: SB31, 421, 455, Z=50-unit packaging | - | 0 | 0
3SU1030-4BN51-0AA0-Z | Y01 | 3SU1030-4BN51-0AA0-ZY01 | 1 | UN | 1 | 25 | D | D | EAR99 | N | 85389099 | 1 |  | 0.053 | KG | 77.43 | 77.43 | CP20 | CP20 | RONIS key-operated switch, 22 mm, round, plastic with metal front ring, special lock, with 2 keys, 3 switch positions I-O<II, left latching, right momentary contact type, actuating angle 2x45Â°, 10:30h/12h/13:30h, key removal O+I, possible special locks: SB31, 421, 455 | - | 0 | 0
3SU1030-4BN51-0AA0-Z | Y01Y19 | 3SU1030-4BN51-0AA0-ZY01Y19 | 1 | UN | 1 | 30 | D | D | N | N | 85389099 | 1 |  | 0.053 | KG | 78.38 | 78.38 | CP20 | CP20 | RONIS key-operated switch, 22 mm, round, plastic with metal front ring, special lock, with 2 keys, 3 switch positions I-O<II left latching, momentary contact type on the right, actuating angle 2x45Â°, 10:30h/12h/13:30h, key removal O+I, possible special locks: SB31, 421, 455, customer-specific selection with SIRIUS ACT configurator (CIN) |  | 0 | 0
3SU1030-4BN51-0AA0-Z | Y10 | 3SU1030-4BN51-0AA0-ZY10 | 1 | UN | 1 | 10 | C | D | EAR99 | N | 85389099 | 1 |  | 0.053 | KG | 34.68 | 34.68 | CP20 | CP20 | RONIS key-operated switch, 22 mm, round, plastic with metal front ring, lock number SB30, with 2 keys, 3 switch positions I-O<II, left latching, right momentary contact type, actuating angle 2x45Â°, 10:30h/12h/13:30h, key removal O+I, possible special locks: SB31, 421, 455, with laser labeling, upper case and lower case, always upper case at beginning of line | - | 0 | 0
3SU1030-4BN51-0AA0-Z | Y11 | 3SU1030-4BN51-0AA0-ZY11 | 1 | UN | 1 | 10 | C | D | EAR99 | N | 85389099 | 1 |  | 0.053 | KG | 34.68 | 34.68 | CP20 | CP20 | RONIS key-operated switch, 22 mm, round, plastic with metal front ring, lock number SB30, with 2 keys, 3 switch positions I-O<II, left latching, right momentary contact type, actuating angle 2x45Â°, 10:30h/12h/13:30h, key removal O+I, possible special locks: SB31, 421, 455, with laser labeling, upper case | - | 0 | 0
3SU1030-4BN51-0AA0-Z | Y12 | 3SU1030-4BN51-0AA0-ZY12 | 1 | UN | 1 | 10 | C | D | EAR99 | N | 85389099 | 1 |  | 0.053 | KG | 34.68 | 34.68 | CP20 | CP20 | RONIS key-operated switch, 22 mm, round, plastic with metal front ring, lock number SB30, with 2 keys, 3 switch positions I-O<II, left latching, right momentary contact type, actuating angle 2x45Â°, 10:30h/12h/13:30h, key removal O+I, possible special locks: SB31, 421, 455, with laser labeling, lower case | - | 0 | 0
3SU1030-4BN51-0AA0-Z | Y15 | 3SU1030-4BN51-0AA0-ZY15 | 1 | UN | 1 | 10 | C | D | EAR99 | N | 85389099 | 1 |  | 0.053 | KG | 34.68 | 34.68 | CP20 | CP20 | RONIS key-operated switch, 22 mm, round, plastic with metal front ring, lock number SB30, with 2 keys, 3 switch positions I-O<II, left latching, right momentary contact type, actuating angle 2x45Â°, 10:30h/12h/13:30h, key removal O+I, possible special locks: SB31, 421, 455, with laser labeling, upper case and lower case, always upper case at the beginning of the word | - | 0 | 0
3SU1030-4BN51-0AA0-Z | Y19 | 3SU1030-4BN51-0AA0-ZY19 | 1 | UN | 1 | 10 | C | D | EAR99 | N | 85389099 | 1 |  | 0.053 | KG | 30.88 | 30.88 | CP20 | CP20 | RONIS key-operated switch, 22 mm, round, plastic with metal front ring, lock number SB30, with 2 keys, 3 switch positions I-O<II, left latching, right momentary contact type, actuating angle 2x45Â°, 10:30h/12h/13:30h, key removal O+I, possible special locks: SB31, 421, 455, with laser labeling, inscription or symbol Customer-specific selection with SIRIUS ACT configurator (CIN) | - | 0 | 0
3SU1030-4BP01-0AA0 |  | 3SU1030-4BP01-0AA0 | 1 | UN | 1 | 5 | B | D | N | N | 85389099 | 1 | 4011209961784 | 0.02 | KG | 29.93 | 29.93 | CP20 | CP20 | RONIS key-operated switch, 22 mm, round, plastic with metal front ring, lock number SB30, with 2 keys, 3 switch positions I>O<II, momentary contact on the left, latching on the right, actuating angle 2x45Â°, 10:30h/12h/13:30h, key removal O, possible special locks: SB31, 421, 455 | - | 0 | 0
3SU1030-4BP01-0AA0-Z | X90 | 3SU1030-4BP01-0AA0-ZX90 | 1 | UN | 1 | 5 | B | D | N | N | 85389099 | 50 | 4047621032610 | 0.053 | KG | 29.93 | 29.93 | CP20 | CP20 | RONIS key-operated switch, 22 mm, round, plastic with metal front ring, lock number SB30, with 2 keys, 3 switch positions I>O<II, momentary contact on the left, latching on the right, actuating angle 2x45Â°, 10:30h/12h/13:30h, key removal O, possible special locks: SB31, 421, 455, Z=50-unit packaging | - | 0 | 0
3SU1030-4BP01-0AA0-Z | Y01 | 3SU1030-4BP01-0AA0-ZY01 | 1 | UN | 1 | 25 | D | D | EAR99 | N | 85389099 | 1 |  | 0.053 | KG | 77.43 | 77.43 | CP20 | CP20 | RONIS key-operated switch, 22 mm, round, plastic with metal front ring, special lock, with 2 keys, 3 switch positions I>O<II, momentary contact on the left, latching on the right, actuating angle 2x45Â°, 10:30h/12h/13:30h, key removal O, possible special locks: SB31, 421, 455 | - | 0 | 0
3SU1030-4BP01-0AA0-Z | Y01Y19 | 3SU1030-4BP01-0AA0-ZY01Y19 | 1 | UN | 1 | 30 | D | D | N | N | 85389099 | 1 |  | 0.053 | KG | 78.38 | 78.38 | CP20 | CP20 | RONIS key-operated switch, 22 mm, round, plastic with metal front ring, special lock, with 2 keys, 3 switch positions I>O-II, momentary contact on the left, latching on the right, actuating angle 2x45Â°, 10:30h/12h/13:30h, key removal O, possible special locks: SB31, 421, 455, customer-specific selection with SIRIUS ACT configurator (CIN) |  | 0 | 0
3SU1030-4BP01-0AA0-Z | Y10 | 3SU1030-4BP01-0AA0-ZY10 | 1 | UN | 1 | 10 | C | D | EAR99 | N | 85389099 | 1 |  | 0.053 | KG | 34.68 | 34.68 | CP20 | CP20 | RONIS key-operated switch, 22 mm, round, plastic with metal front ring, lock number SB30, with 2 keys, 3 switch positions I>O<II, momentary contact on the left, latching on the right, actuating angle 2x45Â°, 10:30h/12h/13:30h, key removal O, possible special locks: SB31, 421, 455, with laser labeling, upper case and lower case, always upper case at beginning of line | - | 0 | 0
3SU1030-4BP01-0AA0-Z | Y11 | 3SU1030-4BP01-0AA0-ZY11 | 1 | UN | 1 | 10 | C | D | EAR99 | N | 85389099 | 1 |  | 0.053 | KG | 34.68 | 34.68 | CP20 | CP20 | RONIS key-operated switch, 22 mm, round, plastic with metal front ring, lock number SB30, with 2 keys, 3 switch positions I>O<II, momentary contact on the left, latching on the right, actuating angle 2x45Â°, 10:30h/12h/13:30h, key removal O, possible special locks: SB31, 421, 455, with laser labeling, upper case | - | 0 | 0
3SU1030-4BP01-0AA0-Z | Y12 | 3SU1030-4BP01-0AA0-ZY12 | 1 | UN | 1 | 10 | C | D | EAR99 | N | 85389099 | 1 |  | 0.053 | KG | 34.68 | 34.68 | CP20 | CP20 | RONIS key-operated switch, 22 mm, round, plastic with metal front ring, lock number SB30, with 2 keys, 3 switch positions I>O<II, momentary contact on the left, latching on the right, actuating angle 2x45Â°, 10:30h/12h/13:30h, key removal O, possible special locks: SB31, 421, 455, with laser labeling, lower case | - | 0 | 0
3SU1030-4BP01-0AA0-Z | Y15 | 3SU1030-4BP01-0AA0-ZY15 | 1 | UN | 1 | 10 | C | D | EAR99 | N | 85389099 | 1 |  | 0.053 | KG | 34.68 | 34.68 | CP20 | CP20 | RONIS key-operated switch, 22 mm, round, plastic with metal front ring, lock number SB30, with 2 keys, 3 switch positions I>O<II, momentary contact on the left, latching on the right, actuating angle 2x45Â°, 10:30h/12h/13:30h, key removal O, possible special locks: SB31, 421, 455, with laser labeling, upper case and lower case, always upper case at the beginning of the word | - | 0 | 0
3SU1030-4BP01-0AA0-Z | Y19 | 3SU1030-4BP01-0AA0-ZY19 | 1 | UN | 1 | 10 | C | D | EAR99 | N | 85389099 | 1 |  | 0.053 | KG | 30.88 | 30.88 | CP20 | CP20 | RONIS key-operated switch, 22 mm, round, plastic with metal front ring, lock number SB30, with 2 keys, 3 switch positions I>O<II, momentary contact on the left, latching on the right, actuating angle 2x45Â°, 10:30h/12h/13:30h, key removal O, possible special locks: SB31, 421, 455, with laser labeling, inscription or symbol Customer-specific selection with SIRIUS ACT configurator (CIN) | - | 0 | 0
3SU1030-4BP31-0AA0 |  | 3SU1030-4BP31-0AA0 | 1 | UN | 1 | 5 | B | D | N | N | 85389099 | 1 | 4011209961807 | 0.06 | KG | 29.93 | 29.93 | CP20 | CP20 | RONIS key-operated switch, 22 mm, round, plastic with metal front ring, lock number SB30, with 2 keys, 3 switch positions I>O<II, momentary contact on the left, latching on the right, actuating angle 2x45Â°, 10:30h/12h/13:30h, Key removal II, possible special locks: SB31, 421, 455 | - | 0 | 0
3SU1030-4BP31-0AA0-Z | X90 | 3SU1030-4BP31-0AA0-ZX90 | 1 | UN | 1 | 5 | B | D | N | N | 85389099 | 50 | 4047621032634 | 0.053 | KG | 29.93 | 29.93 | CP20 | CP20 | RONIS key-operated switch, 22 mm, round, plastic with metal front ring, lock number SB30, with 2 keys, 3 switch positions I>O<II, momentary contact on the left, latching on the right, actuating angle 2x45Â°, 10:30h/12h/13:30h, Key removal II, possible special locks: SB31, 421, 455, Z=50-unit packaging | - | 0 | 0
3SU1030-4BP31-0AA0-Z | Y01 | 3SU1030-4BP31-0AA0-ZY01 | 1 | UN | 1 | 25 | D | D | EAR99 | N | 85389099 | 1 |  | 0.053 | KG | 77.43 | 77.43 | CP20 | CP20 | RONIS key-operated switch, 22 mm, round, plastic with metal front ring, special lock, with 2 keys, 3 switch positions I>O<II, momentary contact on the left, latching on the right, actuating angle 2x45Â°, 10:30h/12h/13:30h, Key removal II, possible special locks: SB31, 421, 455 | - | 0 | 0
3SU1030-4BP31-0AA0-Z | Y01Y19 | 3SU1030-4BP31-0AA0-ZY01Y19 | 1 | UN | 1 | 30 | D | D | N | N | 85389099 | 1 |  | 0.053 | KG | 78.38 | 78.38 | CP20 | CP20 | RONIS key-operated switch, 22 mm, round, plastic with metal front ring, special lock, with 2 keys, 3 switch positions I>O-II, momentary contact on the left, latching on the right, actuating angle 2x45Â°, 10:30h/12h/13:30h, key removal II, possible special locks: SB31, 421, 455, customer-specific selection with SIRIUS ACT configurator (CIN) |  | 0 | 0
3SU1030-4BP31-0AA0-Z | Y10 | 3SU1030-4BP31-0AA0-ZY10 | 1 | UN | 1 | 10 | C | D | EAR99 | N | 85389099 | 1 |  | 0.053 | KG | 34.68 | 34.68 | CP20 | CP20 | RONIS key-operated switch, 22 mm, round, plastic with metal front ring, lock number SB30, with 2 keys, 3 switch positions I>O<II, momentary contact on the left, latching on the right, actuating angle 2x45Â°, 10:30h/12h/13:30h, Key removal II, possible special locks: SB31, 421, 455, with laser labeling, upper case and lower case, always upper case at beginning of line | - | 0 | 0
3SU1030-4BP31-0AA0-Z | Y11 | 3SU1030-4BP31-0AA0-ZY11 | 1 | UN | 1 | 10 | C | D | EAR99 | N | 85389099 | 1 |  | 0.053 | KG | 34.68 | 34.68 | CP20 | CP20 | RONIS key-operated switch, 22 mm, round, plastic with metal front ring, lock number SB30, with 2 keys, 3 switch positions I>O<II, momentary contact on the left, latching on the right, actuating angle 2x45Â°, 10:30h/12h/13:30h, Key removal II, possible special locks: SB31, 421, 455, with laser labeling, upper case | - | 0 | 0
3SU1030-4BP31-0AA0-Z | Y12 | 3SU1030-4BP31-0AA0-ZY12 | 1 | UN | 1 | 10 | C | D | EAR99 | N | 85389099 | 1 |  | 0.053 | KG | 34.68 | 34.68 | CP20 | CP20 | RONIS key-operated switch, 22 mm, round, plastic with metal front ring, lock number SB30, with 2 keys, 3 switch positions I>O<II, momentary contact on the left, latching on the right, actuating angle 2x45Â°, 10:30h/12h/13:30h, Key removal II, possible special locks: SB31, 421, 455, with laser labeling, lower case | - | 0 | 0
3SU1030-4BP31-0AA0-Z | Y15 | 3SU1030-4BP31-0AA0-ZY15 | 1 | UN | 1 | 10 | C | D | EAR99 | N | 85389099 | 1 |  | 0.053 | KG | 34.68 | 34.68 | CP20 | CP20 | RONIS key-operated switch, 22 mm, round, plastic with metal front ring, lock number SB30, with 2 keys, 3 switch positions I>O<II, momentary contact on the left, latching on the right, actuating angle 2x45Â°, 10:30h/12h/13:30h, Key removal II, possible special locks: SB31, 421, 455, with laser labeling, upper case and lower case, always upper case at the beginning of the word | - | 0 | 0
3SU1030-4BP31-0AA0-Z | Y19 | 3SU1030-4BP31-0AA0-ZY19 | 1 | UN | 1 | 10 | C | D | EAR99 | N | 85389099 | 1 |  | 0.053 | KG | 30.88 | 30.88 | CP20 | CP20 | RONIS key-operated switch, 22 mm, round, plastic with metal front ring, lock number SB30, with 2 keys, 3 switch positions I>O<II, momentary contact on the left, latching on the right, actuating angle 2x45Â°, 10:30h/12h/13:30h, Key removal II, possible special locks: SB31, 421, 455, with laser labeling, inscription or symbol Customer-specific selection with SIRIUS ACT configurator (CIN) | - | 0 | 0
3SU1030-4BP61-0AA0 |  | 3SU1030-4BP61-0AA0 | 1 | UN | 1 | 5 | B | D | N | N | 85389099 | 1 | 4011209961791 | 0.02 | KG | 29.93 | 29.93 | CP20 | CP20 | RONIS key-operated switch, 22 mm, round, plastic with metal front ring, lock number SB30, with 2 keys, 3 switch positions I>O<II, momentary contact on the left, latching on the right, actuating angle 2x45Â°, 10:30h/12h/13:30h, Key removal O+II, possible special locks: SB31, 421, 455 | - | 0 | 0
3SU1030-4BP61-0AA0-Z | X90 | 3SU1030-4BP61-0AA0-ZX90 | 1 | UN | 1 | 5 | B | D | N | N | 85389099 | 50 | 4047621032627 | 0.053 | KG | 29.93 | 29.93 | CP20 | CP20 | RONIS key-operated switch, 22 mm, round, plastic with metal front ring, lock number SB30, with 2 keys, 3 switch positions I>O<II, momentary contact on the left, latching on the right, actuating angle 2x45Â°, 10:30h/12h/13:30h, Key removal O+II, possible special locks: SB31, 421, 455, Z=50-unit packaging | - | 0 | 0
3SU1030-4BP61-0AA0-Z | Y01 | 3SU1030-4BP61-0AA0-ZY01 | 1 | UN | 1 | 25 | D | D | EAR99 | N | 85389099 | 1 |  | 0.053 | KG | 77.43 | 77.43 | CP20 | CP20 | RONIS key-operated switch, 22 mm, round, plastic with metal front ring, special lock, with 2 keys, 3 switch positions I>O<II, momentary contact on the left, latching on the right, actuating angle 2x45Â°, 10:30h/12h/13:30h, Key removal O+II, possible special locks: SB31, 421, 455 | - | 0 | 0
3SU1030-4BP61-0AA0-Z | Y01Y19 | 3SU1030-4BP61-0AA0-ZY01Y19 | 1 | UN | 1 | 30 | D | D | N | N | 85389099 | 1 |  | 0.053 | KG | 78.38 | 78.38 | CP20 | CP20 | RONIS key-operated switch, 22 mm, round, plastic with metal front ring, special lock, with 2 keys, 3 switch positions I>O-II, momentary contact on the left, latching on the right, actuating angle 2x45Â°, 10:30h/12h/13:30h, key removal O+II, possible special locks: SB31, 421, 455, customer-specific selection with SIRIUS ACT configurator (CIN) |  | 0 | 0
3SU1030-4BP61-0AA0-Z | Y10 | 3SU1030-4BP61-0AA0-ZY10 | 1 | UN | 1 | 10 | C | D | EAR99 | N | 85389099 | 1 |  | 0.053 | KG | 34.68 | 34.68 | CP20 | CP20 | RONIS key-operated switch, 22 mm, round, plastic with metal front ring, lock number SB30, with 2 keys, 3 switch positions I>O<II, momentary contact on the left, latching on the right, actuating angle 2x45Â°, 10:30h/12h/13:30h, Key removal O+II, possible special locks: SB31, 421, 455, with laser labeling, upper case and lower case, always upper case at beginning of line | - | 0 | 0
3SU1030-4BP61-0AA0-Z | Y11 | 3SU1030-4BP61-0AA0-ZY11 | 1 | UN | 1 | 10 | C | D | EAR99 | N | 85389099 | 1 |  | 0.053 | KG | 34.68 | 34.68 | CP20 | CP20 | RONIS key-operated switch, 22 mm, round, plastic with metal front ring, lock number SB30, with 2 keys, 3 switch positions I>O<II, momentary contact on the left, latching on the right, actuating angle 2x45Â°, 10:30h/12h/13:30h, Key removal O+II, possible special locks: SB31, 421, 455, with laser labeling, upper case | - | 0 | 0
3SU1030-4BP61-0AA0-Z | Y12 | 3SU1030-4BP61-0AA0-ZY12 | 1 | UN | 1 | 10 | C | D | EAR99 | N | 85389099 | 1 |  | 0.053 | KG | 34.68 | 34.68 | CP20 | CP20 | RONIS key-operated switch, 22 mm, round, plastic with metal front ring, lock number SB30, with 2 keys, 3 switch positions I>O<II, momentary contact on the left, latching on the right, actuating angle 2x45Â°, 10:30h/12h/13:30h, Key removal O+II, possible special locks: SB31, 421, 455, with laser labeling, lower case | - | 0 | 0
3SU1030-4BP61-0AA0-Z | Y15 | 3SU1030-4BP61-0AA0-ZY15 | 1 | UN | 1 | 10 | C | D | EAR99 | N | 85389099 | 1 |  | 0.053 | KG | 34.68 | 34.68 | CP20 | CP20 | RONIS key-operated switch, 22 mm, round, plastic with metal front ring, lock number SB30, with 2 keys, 3 switch positions I>O<II, momentary contact on the left, latching on the right, actuating angle 2x45Â°, 10:30h/12h/13:30h, Key removal O+II, possible special locks: SB31, 421, 455, with laser labeling, upper case and lower case, always upper case at the beginning of the word | - | 0 | 0
3SU1030-4BP61-0AA0-Z | Y19 | 3SU1030-4BP61-0AA0-ZY19 | 1 | UN | 1 | 10 | C | D | EAR99 | N | 85389099 | 1 |  | 0.053 | KG | 30.88 | 30.88 | CP20 | CP20 | RONIS key-operated switch, 22 mm, round, plastic with metal front ring, lock number SB30, with 2 keys, 3 switch positions I>O<II, momentary contact on the left, latching on the right, actuating angle 2x45Â°, 10:30h/12h/13:30h, Key removal O+II, possible special locks: SB31, 421, 455, with laser labeling, inscription or symbol Customer-specific selection with SIRIUS ACT configurator (CIN) | - | 0 | 0
3SU1030-4CC01-0AA0 |  | 3SU1030-4CC01-0AA0 | 1 | UN | 1 | 5 | B | D | N | N | 85389099 | 1 | 4011209961869 | 0.02 | KG | 29.07 | 29.07 | CP20 | CP20 | RONIS key-operated switch, 22 mm, round, plastic with metal front ring, lock number 455, with 2 keys, 2 switch positions O<I, momentary contact type, Actuating angle 45Â°, 10:30h/12h, Key removal O | - | 0 | 0
3SU1030-4CC01-0AA0-Z | X90 | 3SU1030-4CC01-0AA0-ZX90 | 1 | UN | 1 | 5 | B | D | N | N | 85389099 | 50 | 4047621032481 | 0.053 | KG | 29.07 | 29.07 | CP20 | CP20 | RONIS key-operated switch, 22 mm, round, plastic with metal front ring, lock number 455, with 2 keys, 2 switch positions O<I, momentary contact type, Actuating angle 45Â°, 10:30h/12h, key removal O, Z=50-unit packaging | - | 0 | 0
3SU1030-4CC01-0AA0-Z | Y10 | 3SU1030-4CC01-0AA0-ZY10 | 1 | UN | 1 | 10 | C | D | EAR99 | N | 85389099 | 1 |  | 0.053 | KG | 33.82 | 33.82 | CP20 | CP20 | RONIS key-operated switch, 22 mm, round, plastic with metal front ring, lock number 455, with 2 keys, 2 switch positions O<I, momentary contact type, Actuating angle 45Â°, 10:30h/12h, key removal O, with laser labeling, upper case and lower case, always upper case at beginning of line | - | 0 | 0
3SU1030-4CC01-0AA0-Z | Y11 | 3SU1030-4CC01-0AA0-ZY11 | 1 | UN | 1 | 10 | C | D | EAR99 | N | 85389099 | 1 |  | 0.053 | KG | 33.82 | 33.82 | CP20 | CP20 | RONIS key-operated switch, 22 mm, round, plastic with metal front ring, lock number 455, with 2 keys, 2 switch positions O<I, momentary contact type, Actuating angle 45Â°, 10:30h/12h, key removal O, with laser labeling, upper case | - | 0 | 0
3SU1030-4CC01-0AA0-Z | Y12 | 3SU1030-4CC01-0AA0-ZY12 | 1 | UN | 1 | 10 | C | D | EAR99 | N | 85389099 | 1 |  | 0.053 | KG | 33.82 | 33.82 | CP20 | CP20 | RONIS key-operated switch, 22 mm, round, plastic with metal front ring, lock number 455, with 2 keys, 2 switch positions O<I, momentary contact type, Actuating angle 45Â°, 10:30h/12h, key removal O, with laser labeling, lower case | - | 0 | 0
3SU1030-4CC01-0AA0-Z | Y15 | 3SU1030-4CC01-0AA0-ZY15 | 1 | UN | 1 | 10 | C | D | EAR99 | N | 85389099 | 1 |  | 0.053 | KG | 33.82 | 33.82 | CP20 | CP20 | RONIS key-operated switch, 22 mm, round, plastic with metal front ring, lock number 455, with 2 keys, 2 switch positions O<I, momentary contact type, Actuating angle 45Â°, 10:30h/12h, key removal O, with laser labeling, upper case and lower case, always upper case at the beginning of the word | - | 0 | 0
3SU1030-4CC01-0AA0-Z | Y19 | 3SU1030-4CC01-0AA0-ZY19 | 1 | UN | 1 | 10 | C | D | EAR99 | N | 85389099 | 1 |  | 0.053 | KG | 30.02 | 30.02 | CP20 | CP20 | RONIS key-operated switch, 22 mm, round, plastic with metal front ring, lock number 455, with 2 keys, 2 switch positions O<I, momentary contact type, Actuating angle 45Â°, 10:30h/12h, key removal O, with laser labeling, inscription or symbol Customer-specific selection with SIRIUS ACT configurator (CIN) | - | 0 | 0
3SU1030-4CF01-0AA0 |  | 3SU1030-4CF01-0AA0 | 1 | UN | 1 | 3 | B | D | N | N | 85389099 | 1 | 4011209961852 | 0.02 | KG | 29.07 | 29.07 | CP20 | CP20 | RONIS key-operated switch, 22 mm, round, plastic with metal front ring, lock number 455, with 2 keys, 2 switch positions O-I, latching, actuating angle 90Â°, 10:30h/13:30h, Key removal O | - | 0 | 0
3SU1030-4CF01-0AA0-Z | X90 | 3SU1030-4CF01-0AA0-ZX90 | 1 | UN | 1 | 5 | B | D | N | N | 85389099 | 50 | 4047621032474 | 0.053 | KG | 29.07 | 29.07 | CP20 | CP20 | RONIS key-operated switch, 22 mm, round, plastic with metal front ring, lock number 455, with 2 keys, 2 switch positions O-I, latching, actuating angle 90Â°, 10:30h/13:30h, key removal O, Z=50-unit packaging | - | 0 | 0
3SU1030-4CF01-0AA0-Z | Y10 | 3SU1030-4CF01-0AA0-ZY10 | 1 | UN | 1 | 10 | C | D | EAR99 | N | 85389099 | 1 |  | 0.053 | KG | 33.82 | 33.82 | CP20 | CP20 | RONIS key-operated switch, 22 mm, round, plastic with metal front ring, lock number 455, with 2 keys, 2 switch positions O-I, latching, actuating angle 90Â°, 10:30h/13:30h, key removal O, with laser labeling, upper case and lower case, always upper case at beginning of line | - | 0 | 0
3SU1030-4CF01-0AA0-Z | Y11 | 3SU1030-4CF01-0AA0-ZY11 | 1 | UN | 1 | 10 | C | D | EAR99 | N | 85389099 | 1 |  | 0.053 | KG | 33.82 | 33.82 | CP20 | CP20 | RONIS key-operated switch, 22 mm, round, plastic with metal front ring, lock number 455, with 2 keys, 2 switch positions O-I, latching, actuating angle 90Â°, 10:30h/13:30h, key removal O, with laser labeling, upper case | - | 0 | 0
3SU1030-4CF01-0AA0-Z | Y12 | 3SU1030-4CF01-0AA0-ZY12 | 1 | UN | 1 | 10 | C | D | EAR99 | N | 85389099 | 1 |  | 0.053 | KG | 33.82 | 33.82 | CP20 | CP20 | RONIS key-operated switch, 22 mm, round, plastic with metal front ring, lock number 455, with 2 keys, 2 switch positions O-I, latching, actuating angle 90Â°, 10:30h/13:30h, key removal O, with laser labeling, lower case | - | 0 | 0
3SU1030-4CF01-0AA0-Z | Y15 | 3SU1030-4CF01-0AA0-ZY15 | 1 | UN | 1 | 10 | C | D | EAR99 | N | 85389099 | 1 |  | 0.053 | KG | 33.82 | 33.82 | CP20 | CP20 | RONIS key-operated switch, 22 mm, round, plastic with metal front ring, lock number 455, with 2 keys, 2 switch positions O-I, latching, actuating angle 90Â°, 10:30h/13:30h, key removal O, with laser labeling, upper case and lower case, always upper case at the beginning of the word | - | 0 | 0
3SU1030-4CF01-0AA0-Z | Y19 | 3SU1030-4CF01-0AA0-ZY19 | 1 | UN | 1 | 10 | C | D | EAR99 | N | 85389099 | 1 |  | 0.053 | KG | 30.02 | 30.02 | CP20 | CP20 | RONIS key-operated switch, 22 mm, round, plastic with metal front ring, lock number 455, with 2 keys, 2 switch positions O-I, latching, actuating angle 90Â°, 10:30h/13:30h, key removal O, with laser labeling, inscription or symbol Customer-specific selection with SIRIUS ACT configurator (CIN) | - | 0 | 0
3SU1030-4CF11-0AA0 |  | 3SU1030-4CF11-0AA0 | 1 | UN | 1 | 5 | B | D | N | N | 85389099 | 1 | 4011209961845 | 0.02 | KG | 29.07 | 29.07 | CP20 | CP20 | RONIS key-operated switch, 22 mm, round, plastic with metal front ring, lock number 455, with 2 keys, 2 switch positions O-I, latching, actuating angle 90Â°, 10:30h/13:30h, Key removal O+I | - | 0 | 0
3SU1030-4CF11-0AA0-Z | X90 | 3SU1030-4CF11-0AA0-ZX90 | 1 | UN | 1 | 5 | B | D | N | N | 85389099 | 50 | 4047621032467 | 0.053 | KG | 29.07 | 29.07 | CP20 | CP20 | RONIS key-operated switch, 22 mm, round, plastic with metal front ring, lock number 455, with 2 keys, 2 switch positions O-I, latching, actuating angle 90Â°, 10:30h/13:30h, key removal O+I, Z=50-unit packaging | - | 0 | 0
3SU1030-4CF11-0AA0-Z | Y10 | 3SU1030-4CF11-0AA0-ZY10 | 1 | UN | 1 | 10 | C | D | EAR99 | N | 85389099 | 1 |  | 0.053 | KG | 33.82 | 33.82 | CP20 | CP20 | RONIS key-operated switch, 22 mm, round, plastic with metal front ring, lock number 455, with 2 keys, 2 switch positions O-I, latching, actuating angle 90Â°, 10:30h/13:30h, key removal O+I, with laser labeling, upper case and lower case, always upper case at beginning of line | - | 0 | 0
3SU1030-4CF11-0AA0-Z | Y11 | 3SU1030-4CF11-0AA0-ZY11 | 1 | UN | 1 | 10 | C | D | EAR99 | N | 85389099 | 1 |  | 0.053 | KG | 33.82 | 33.82 | CP20 | CP20 | RONIS key-operated switch, 22 mm, round, plastic with metal front ring, lock number 455, with 2 keys, 2 switch positions O-I, latching, actuating angle 90Â°, 10:30h/13:30h, key removal O+I, with laser labeling, upper case | - | 0 | 0
3SU1030-4CF11-0AA0-Z | Y12 | 3SU1030-4CF11-0AA0-ZY12 | 1 | UN | 1 | 10 | C | D | EAR99 | N | 85389099 | 1 |  | 0.053 | KG | 33.82 | 33.82 | CP20 | CP20 | RONIS key-operated switch, 22 mm, round, plastic with metal front ring, lock number 455, with 2 keys, 2 switch positions O-I, latching, actuating angle 90Â°, 10:30h/13:30h, key removal O+I, with laser labeling, lower case | - | 0 | 0
3SU1030-4CF11-0AA0-Z | Y15 | 3SU1030-4CF11-0AA0-ZY15 | 1 | UN | 1 | 10 | C | D | EAR99 | N | 85389099 | 1 |  | 0.053 | KG | 33.82 | 33.82 | CP20 | CP20 | RONIS key-operated switch, 22 mm, round, plastic with metal front ring, lock number 455, with 2 keys, 2 switch positions O-I, latching, actuating angle 90Â°, 10:30h/13:30h, key removal O+I, with laser labeling, upper case and lower case, always upper case at the beginning of the word | - | 0 | 0
3SU1030-4CF11-0AA0-Z | Y19 | 3SU1030-4CF11-0AA0-ZY19 | 1 | UN | 1 | 10 | C | D | EAR99 | N | 85389099 | 1 |  | 0.053 | KG | 30.02 | 30.02 | CP20 | CP20 | RONIS key-operated switch, 22 mm, round, plastic with metal front ring, lock number 455, with 2 keys, 2 switch positions O-I, latching, actuating angle 90Â°, 10:30h/13:30h, key removal O+I, with laser labeling, inscription or symbol Customer-specific selection with SIRIUS ACT configurator (CIN) | - | 0 | 0
3SU1030-4CL01-0AA0 |  | 3SU1030-4CL01-0AA0 | 1 | UN | 1 | 5 | B | D | N | N | 85389099 | 1 | 4011209960473 | 0.02 | KG | 30.88 | 30.88 | CP20 | CP20 | RONIS key-operated switch, 22 mm, round, plastic with metal front ring, lock number 455, with 2 keys, 3 switch positions I-O-II, latching, actuating angle 2x45Â°, 10:30h/12h/13:30h, Key removal O | - | 0 | 0
3SU1030-4CL01-0AA0-Z | X90 | 3SU1030-4CL01-0AA0-ZX90 | 1 | UN | 1 | 5 | B | D | N | N | 85389099 | 50 | 4047621032511 | 0.053 | KG | 30.88 | 30.88 | CP20 | CP20 | RONIS key-operated switch, 22 mm, round, plastic with metal front ring, lock number 455, with 2 keys, 3 switch positions I-O-II, latching, actuating angle 2x45Â°, 10:30h/12h/13:30h, key removal O, Z=50-unit packaging | - | 0 | 0
3SU1030-4CL01-0AA0-Z | Y10 | 3SU1030-4CL01-0AA0-ZY10 | 1 | UN | 1 | 10 | C | D | EAR99 | N | 85389099 | 1 |  | 0.053 | KG | 35.63 | 35.63 | CP20 | CP20 | RONIS key-operated switch, 22 mm, round, plastic with metal front ring, lock number 455, with 2 keys, 3 switch positions I-O-II, latching, actuating angle 2x45Â°, 10:30h/12h/13:30h, key removal O, with laser labeling, upper case and lower case, always upper case at beginning of line | - | 0 | 0
3SU1030-4CL01-0AA0-Z | Y11 | 3SU1030-4CL01-0AA0-ZY11 | 1 | UN | 1 | 10 | C | D | EAR99 | N | 85389099 | 1 |  | 0.053 | KG | 35.63 | 35.63 | CP20 | CP20 | RONIS key-operated switch, 22 mm, round, plastic with metal front ring, lock number 455, with 2 keys, 3 switch positions I-O-II, latching, actuating angle 2x45Â°, 10:30h/12h/13:30h, key removal O, with laser labeling, upper case | - | 0 | 0
3SU1030-4CL01-0AA0-Z | Y12 | 3SU1030-4CL01-0AA0-ZY12 | 1 | UN | 1 | 10 | C | D | EAR99 | N | 85389099 | 1 |  | 0.053 | KG | 35.63 | 35.63 | CP20 | CP20 | RONIS key-operated switch, 22 mm, round, plastic with metal front ring, lock number 455, with 2 keys, 3 switch positions I-O-II, latching, actuating angle 2x45Â°, 10:30h/12h/13:30h, key removal O, with laser labeling, lower case | - | 0 | 0
3SU1030-4CL01-0AA0-Z | Y15 | 3SU1030-4CL01-0AA0-ZY15 | 1 | UN | 1 | 10 | C | D | EAR99 | N | 85389099 | 1 |  | 0.053 | KG | 35.63 | 35.63 | CP20 | CP20 | RONIS key-operated switch, 22 mm, round, plastic with metal front ring, lock number 455, with 2 keys, 3 switch positions I-O-II, latching, actuating angle 2x45Â°, 10:30h/12h/13:30h, key removal O, with laser labeling, upper case and lower case, always upper case at the beginning of the word | - | 0 | 0
3SU1030-4CL01-0AA0-Z | Y19 | 3SU1030-4CL01-0AA0-ZY19 | 1 | UN | 1 | 10 | C | D | EAR99 | N | 85389099 | 1 |  | 0.053 | KG | 31.83 | 31.83 | CP20 | CP20 | RONIS key-operated switch, 22 mm, round, plastic with metal front ring, lock number 455, with 2 keys, 3 switch positions I-O-II, latching, actuating angle 2x45Â°, 10:30h/12h/13:30h, key removal O, with laser labeling, inscription or symbol Customer-specific selection with SIRIUS ACT configurator (CIN) | - | 0 | 0
3SU1030-4CL11-0AA0 |  | 3SU1030-4CL11-0AA0 | 1 | UN | 1 | 5 | B | D | N | N | 85389099 | 1 | 4011209960466 | 0.02 | KG | 30.88 | 30.88 | CP20 | CP20 | RONIS key-operated switch, 22 mm, round, plastic with metal front ring, lock number 455, with 2 keys, 3 switch positions I-O-II, latching, actuating angle 2x45Â°, 10:30h/12h/13:30h, Key removal I+O+II | - | 0 | 0
3SU1030-4CL11-0AA0-Z | X90 | 3SU1030-4CL11-0AA0-ZX90 | 1 | UN | 1 | 5 | B | D | N | N | 85389099 | 50 | 4047621032504 | 0.053 | KG | 30.88 | 30.88 | CP20 | CP20 | RONIS key-operated switch, 22 mm, round, plastic with metal front ring, lock number 455, with 2 keys, 3 switch positions I-O-II, latching, actuating angle 2x45Â°, 10:30h/12h/13:30h, Key removal I+O+II, Z=50-unit packaging | - | 0 | 0
3SU1030-4CL11-0AA0-Z | Y10 | 3SU1030-4CL11-0AA0-ZY10 | 1 | UN | 1 | 10 | C | D | EAR99 | N | 85389099 | 1 |  | 0.053 | KG | 35.63 | 35.63 | CP20 | CP20 | RONIS key-operated switch, 22 mm, round, plastic with metal front ring, lock number 455, with 2 keys, 3 switch positions I-O-II, latching, actuating angle 2x45Â°, 10:30h/12h/13:30h, Key removal I+O+II, with laser labeling, upper case and lower case, always upper case at beginning of line | - | 0 | 0
3SU1030-4CL11-0AA0-Z | Y11 | 3SU1030-4CL11-0AA0-ZY11 | 1 | UN | 1 | 10 | C | D | EAR99 | N | 85389099 | 1 |  | 0.053 | KG | 35.63 | 35.63 | CP20 | CP20 | RONIS key-operated switch, 22 mm, round, plastic with metal front ring, lock number 455, with 2 keys, 3 switch positions I-O-II, latching, actuating angle 2x45Â°, 10:30h/12h/13:30h, Key removal I+O+II, with laser labeling, upper case | - | 0 | 0
3SU1030-4CL11-0AA0-Z | Y12 | 3SU1030-4CL11-0AA0-ZY12 | 1 | UN | 1 | 10 | C | D | EAR99 | N | 85389099 | 1 |  | 0.053 | KG | 35.63 | 35.63 | CP20 | CP20 | RONIS key-operated switch, 22 mm, round, plastic with metal front ring, lock number 455, with 2 keys, 3 switch positions I-O-II, latching, actuating angle 2x45Â°, 10:30h/12h/13:30h, Key removal I+O+II, with laser labeling, lower case | - | 0 | 0
3SU1030-4CL11-0AA0-Z | Y15 | 3SU1030-4CL11-0AA0-ZY15 | 1 | UN | 1 | 10 | C | D | EAR99 | N | 85389099 | 1 |  | 0.053 | KG | 35.63 | 35.63 | CP20 | CP20 | RONIS key-operated switch, 22 mm, round, plastic with metal front ring, lock number 455, with 2 keys, 3 switch positions I-O-II, latching, actuating angle 2x45Â°, 10:30h/12h/13:30h, Key removal I+O+II, with laser labeling, upper case and lower case, always upper case at the beginning of the word | - | 0 | 0
3SU1030-4CL11-0AA0-Z | Y19 | 3SU1030-4CL11-0AA0-ZY19 | 1 | UN | 1 | 10 | C | D | EAR99 | N | 85389099 | 1 |  | 0.053 | KG | 31.83 | 31.83 | CP20 | CP20 | RONIS key-operated switch, 22 mm, round, plastic with metal front ring, lock number 455, with 2 keys, 3 switch positions I-O-II, latching, actuating angle 2x45Â°, 10:30h/12h/13:30h, Key removal I+O+II, with laser labeling, inscription or symbol Customer-specific selection with SIRIUS ACT configurator (CIN) | - | 0 | 0
3SU1030-4FC01-0AA0 |  | 3SU1030-4FC01-0AA0 | 1 | UN | 1 | 3 | B | D | N | N | 85389099 | 1 | 4011209960565 | 0.02 | KG | 44.46 | 44.46 | CP20 | CP20 | Key-operated switch O.M.R, 22 mm, round, plastic with metal front ring, lock number 73037, red, with 2 keys, 2 switch positions O<I, momentary contact type, Actuating angle 45Â°, 10:30h/12h, Key removal O | - | 0 | 0
3SU1030-4FC01-0AA0-Z | X90 | 3SU1030-4FC01-0AA0-ZX90 | 1 | UN | 1 | 5 | B | D | EAR99 | N | 85389099 | 50 |  | 0.061 | KG | 44.46 | 44.46 | CP20 | CP20 | Key-operated switch O.M.R, 22 mm, round, plastic with metal front ring, lock number 73037, red, with 2 keys, 2 switch positions O<I, momentary contact type, Actuating angle 45Â°, 10:30h/12h, key removal O, Z=50-unit packaging | - | 0 | 0
3SU1030-4FC01-0AA0-Z | Y10 | 3SU1030-4FC01-0AA0-ZY10 | 1 | UN | 1 | 10 | C | D | EAR99 | N | 85389099 | 1 |  | 0.061 | KG | 49.21 | 49.21 | CP20 | CP20 | Key-operated switch O.M.R, 22 mm, round, plastic with metal front ring, lock number 73037, red, with 2 keys, 2 switch positions O<I, momentary contact type, Actuating angle 45Â°, 10:30h/12h, key removal O, with laser labeling, upper case and lower case, always upper case at beginning of line | - | 0 | 0
3SU1030-4FC01-0AA0-Z | Y11 | 3SU1030-4FC01-0AA0-ZY11 | 1 | UN | 1 | 10 | C | D | EAR99 | N | 85389099 | 1 |  | 0.061 | KG | 49.21 | 49.21 | CP20 | CP20 | Key-operated switch O.M.R, 22 mm, round, plastic with metal front ring, lock number 73037, red, with 2 keys, 2 switch positions O<I, momentary contact type, Actuating angle 45Â°, 10:30h/12h, key removal O, with laser labeling, upper case | - | 0 | 0
3SU1030-4FC01-0AA0-Z | Y12 | 3SU1030-4FC01-0AA0-ZY12 | 1 | UN | 1 | 10 | C | D | EAR99 | N | 85389099 | 1 |  | 0.061 | KG | 49.21 | 49.21 | CP20 | CP20 | Key-operated switch O.M.R, 22 mm, round, plastic with metal front ring, lock number 73037, red, with 2 keys, 2 switch positions O<I, momentary contact type, Actuating angle 45Â°, 10:30h/12h, key removal O, with laser labeling, lower case | - | 0 | 0
3SU1030-4FC01-0AA0-Z | Y15 | 3SU1030-4FC01-0AA0-ZY15 | 1 | UN | 1 | 10 | C | D | EAR99 | N | 85389099 | 1 |  | 0.061 | KG | 49.21 | 49.21 | CP20 | CP20 | Key-operated switch O.M.R, 22 mm, round, plastic with metal front ring, lock number 73037, red, with 2 keys, 2 switch positions O<I, momentary contact type, Actuating angle 45Â°, 10:30h/12h, key removal O, with laser labeling, upper case and lower case, always upper case at the beginning of the word | - | 0 | 0
3SU1030-4FC01-0AA0-Z | Y19 | 3SU1030-4FC01-0AA0-ZY19 | 1 | UN | 1 | 10 | C | D | EAR99 | N | 85389099 | 1 |  | 0.061 | KG | 45.41 | 45.41 | CP20 | CP20 | Key-operated switch O.M.R, 22 mm, round, plastic with metal front ring, lock number 73037, red, with 2 keys, 2 switch positions O<I, momentary contact type, Actuating angle 45Â°, 10:30h/12h, key removal O, with laser labeling, inscription or symbol Customer-specific selection with SIRIUS ACT configurator (CIN) | - | 0 | 0
3SU1030-4FF01-0AA0 |  | 3SU1030-4FF01-0AA0 | 1 | UN | 1 | 3 | B | D | N | N | 85389099 | 1 | 4011209960558 | 0.095 | KG | 44.46 | 44.46 | CP20 | CP20 | Key-operated switch O.M.R, 22 mm, round, plastic with metal front ring, lock number 73037, red, with 2 keys, 2 switch positions O-I, latching, actuating angle 90Â°, 10:30h/13:30h, Key removal O | - | 0 | 0
3SU1030-4FF01-0AA0-Z | X90 | 3SU1030-4FF01-0AA0-ZX90 | 1 | UN | 1 | 5 | B | D | EAR99 | N | 85389099 | 50 |  | 0.061 | KG | 44.46 | 44.46 | CP20 | CP20 | Key-operated switch O.M.R, 22 mm, round, plastic with metal front ring, lock number 73037, red, with 2 keys, 2 switch positions O-I, latching, actuating angle 90Â°, 10:30h/13:30h, key removal O, Z=50-unit packaging | - | 0 | 0
3SU1030-4FF01-0AA0-Z | Y10 | 3SU1030-4FF01-0AA0-ZY10 | 1 | UN | 1 | 10 | C | D | EAR99 | N | 85389099 | 1 |  | 0.061 | KG | 49.21 | 49.21 | CP20 | CP20 | Key-operated switch O.M.R, 22 mm, round, plastic with metal front ring, lock number 73037, red, with 2 keys, 2 switch positions O-I, latching, actuating angle 90Â°, 10:30h/13:30h, key removal O, with laser labeling, upper case and lower case, always upper case at beginning of line | - | 0 | 0
3SU1030-4FF01-0AA0-Z | Y11 | 3SU1030-4FF01-0AA0-ZY11 | 1 | UN | 1 | 10 | C | D | EAR99 | N | 85389099 | 1 |  | 0.061 | KG | 49.21 | 49.21 | CP20 | CP20 | Key-operated switch O.M.R, 22 mm, round, plastic with metal front ring, lock number 73037, red, with 2 keys, 2 switch positions O-I, latching, actuating angle 90Â°, 10:30h/13:30h, key removal O, with laser labeling, upper case | - | 0 | 0
3SU1030-4FF01-0AA0-Z | Y12 | 3SU1030-4FF01-0AA0-ZY12 | 1 | UN | 1 | 10 | C | D | EAR99 | N | 85389099 | 1 |  | 0.061 | KG | 49.21 | 49.21 | CP20 | CP20 | Key-operated switch O.M.R, 22 mm, round, plastic with metal front ring, lock number 73037, red, with 2 keys, 2 switch positions O-I, latching, actuating angle 90Â°, 10:30h/13:30h, key removal O, with laser labeling, lower case | - | 0 | 0
3SU1030-4FF01-0AA0-Z | Y15 | 3SU1030-4FF01-0AA0-ZY15 | 1 | UN | 1 | 10 | C | D | EAR99 | N | 85389099 | 1 |  | 0.061 | KG | 49.21 | 49.21 | CP20 | CP20 | Key-operated switch O.M.R, 22 mm, round, plastic with metal front ring, lock number 73037, red, with 2 keys, 2 switch positions O-I, latching, actuating angle 90Â°, 10:30h/13:30h, key removal O, with laser labeling, upper case and lower case, always upper case at the beginning of the word | - | 0 | 0
3SU1030-4FF01-0AA0-Z | Y19 | 3SU1030-4FF01-0AA0-ZY19 | 1 | UN | 1 | 10 | C | D | EAR99 | N | 85389099 | 1 |  | 0.061 | KG | 45.41 | 45.41 | CP20 | CP20 | Key-operated switch O.M.R, 22 mm, round, plastic with metal front ring, lock number 73037, red, with 2 keys, 2 switch positions O-I, latching, actuating angle 90Â°, 10:30h/13:30h, key removal O, with laser labeling, inscription or symbol Customer-specific selection with SIRIUS ACT configurator (CIN) | - | 0 | 0
3SU1030-4FF11-0AA0 |  | 3SU1030-4FF11-0AA0 | 1 | UN | 1 | 3 | B | D | N | N | 85389099 | 1 | 4011209960541 | 0.02 | KG | 44.46 | 44.46 | CP20 | CP20 | Key-operated switch O.M.R, 22 mm, round, plastic with metal front ring, lock number 73037, red, with 2 keys, 2 switch positions O-I, latching, actuating angle 90Â°, 10:30h/13:30h, Key removal O+I | - | 0 | 0
3SU1030-4FF11-0AA0-Z | X90 | 3SU1030-4FF11-0AA0-ZX90 | 1 | UN | 1 | 5 | B | D | EAR99 | N | 85389099 | 50 |  | 0.061 | KG | 44.46 | 44.46 | CP20 | CP20 | Key-operated switch O.M.R, 22 mm, round, plastic with metal front ring, lock number 73037, red, with 2 keys, 2 switch positions O-I, latching, actuating angle 90Â°, 10:30h/13:30h, key removal O+I, Z=50-unit packaging | - | 0 | 0
3SU1030-4FF11-0AA0-Z | Y10 | 3SU1030-4FF11-0AA0-ZY10 | 1 | UN | 1 | 10 | C | D | EAR99 | N | 85389099 | 1 |  | 0.061 | KG | 49.21 | 49.21 | CP20 | CP20 | Key-operated switch O.M.R, 22 mm, round, plastic with metal front ring, lock number 73037, red, with 2 keys, 2 switch positions O-I, latching, actuating angle 90Â°, 10:30h/13:30h, key removal O+I, with laser labeling, upper case and lower case, always upper case at beginning of line | - | 0 | 0
3SU1030-4FF11-0AA0-Z | Y11 | 3SU1030-4FF11-0AA0-ZY11 | 1 | UN | 1 | 10 | C | D | EAR99 | N | 85389099 | 1 |  | 0.061 | KG | 49.21 | 49.21 | CP20 | CP20 | Key-operated switch O.M.R, 22 mm, round, plastic with metal front ring, lock number 73037, red, with 2 keys, 2 switch positions O-I, latching, actuating angle 90Â°, 10:30h/13:30h, key removal O+I, with laser labeling, upper case | - | 0 | 0
3SU1030-4FF11-0AA0-Z | Y12 | 3SU1030-4FF11-0AA0-ZY12 | 1 | UN | 1 | 10 | C | D | EAR99 | N | 85389099 | 1 |  | 0.061 | KG | 49.21 | 49.21 | CP20 | CP20 | Key-operated switch O.M.R, 22 mm, round, plastic with metal front ring, lock number 73037, red, with 2 keys, 2 switch positions O-I, latching, actuating angle 90Â°, 10:30h/13:30h, key removal O+I, with laser labeling, lower case | - | 0 | 0
3SU1030-4FF11-0AA0-Z | Y15 | 3SU1030-4FF11-0AA0-ZY15 | 1 | UN | 1 | 10 | C | D | EAR99 | N | 85389099 | 1 |  | 0.061 | KG | 49.21 | 49.21 | CP20 | CP20 | Key-operated switch O.M.R, 22 mm, round, plastic with metal front ring, lock number 73037, red, with 2 keys, 2 switch positions O-I, latching, actuating angle 90Â°, 10:30h/13:30h, key removal O+I, with laser labeling, upper case and lower case, always upper case at the beginning of the word | - | 0 | 0
3SU1030-4FF11-0AA0-Z | Y19 | 3SU1030-4FF11-0AA0-ZY19 | 1 | UN | 1 | 10 | C | D | EAR99 | N | 85389099 | 1 |  | 0.061 | KG | 45.41 | 45.41 | CP20 | CP20 | Key-operated switch O.M.R, 22 mm, round, plastic with metal front ring, lock number 73037, red, with 2 keys, 2 switch positions O-I, latching, actuating angle 90Â°, 10:30h/13:30h, key removal O+I, with laser labeling, inscription or symbol Customer-specific selection with SIRIUS ACT configurator (CIN) | - | 0 | 0
3SU1030-4FL01-0AA0 |  | 3SU1030-4FL01-0AA0 | 1 | UN | 1 | 5 | B | D | N | N | 85389099 | 1 | 4011209960572 | 0.096 | KG | 44.46 | 44.46 | CP20 | CP20 | Key-operated switch O.M.R, 22 mm, round, plastic with metal front ring, lock number 73037, red, with 2 keys, 3 switch positions I-O-II, latching, actuating angle 2x45Â°, 10:30h/12h/13:30h, Key removal O | - | 0 | 0
3SU1030-4FL01-0AA0-Z | X90 | 3SU1030-4FL01-0AA0-ZX90 | 1 | UN | 1 | 5 | B | D | EAR99 | N | 85389099 | 50 |  | 0.061 | KG | 44.46 | 44.46 | CP20 | CP20 | Key-operated switch O.M.R, 22 mm, round, plastic with metal front ring, lock number 73037, red, with 2 keys, 3 switch positions I-O-II, latching, actuating angle 2x45Â°, 10:30h/12h/13:30h, key removal O, Z=50-unit packaging | - | 0 | 0
3SU1030-4FL01-0AA0-Z | Y10 | 3SU1030-4FL01-0AA0-ZY10 | 1 | UN | 1 | 10 | C | D | EAR99 | N | 85389099 | 1 |  | 0.061 | KG | 49.21 | 49.21 | CP20 | CP20 | Key-operated switch O.M.R, 22 mm, round, plastic with metal front ring, lock number 73037, red, with 2 keys, 3 switch positions I-O-II, latching, actuating angle 2x45Â°, 10:30h/12h/13:30h, key removal O, with laser labeling, upper case and lower case, always upper case at beginning of line | - | 0 | 0
3SU1030-4FL01-0AA0-Z | Y11 | 3SU1030-4FL01-0AA0-ZY11 | 1 | UN | 1 | 10 | C | D | EAR99 | N | 85389099 | 1 |  | 0.061 | KG | 49.21 | 49.21 | CP20 | CP20 | Key-operated switch O.M.R, 22 mm, round, plastic with metal front ring, lock number 73037, red, with 2 keys, 3 switch positions I-O-II, latching, actuating angle 2x45Â°, 10:30h/12h/13:30h, key removal O, with laser labeling, upper case | - | 0 | 0
3SU1030-4FL01-0AA0-Z | Y12 | 3SU1030-4FL01-0AA0-ZY12 | 1 | UN | 1 | 10 | C | D | EAR99 | N | 85389099 | 1 |  | 0.061 | KG | 49.21 | 49.21 | CP20 | CP20 | Key-operated switch O.M.R, 22 mm, round, plastic with metal front ring, lock number 73037, red, with 2 keys, 3 switch positions I-O-II, latching, actuating angle 2x45Â°, 10:30h/12h/13:30h, key removal O, with laser labeling, lower case | - | 0 | 0
3SU1030-4FL01-0AA0-Z | Y15 | 3SU1030-4FL01-0AA0-ZY15 | 1 | UN | 1 | 10 | C | D | EAR99 | N | 85389099 | 1 |  | 0.061 | KG | 49.21 | 49.21 | CP20 | CP20 | Key-operated switch O.M.R, 22 mm, round, plastic with metal front ring, lock number 73037, red, with 2 keys, 3 switch positions I-O-II, latching, actuating angle 2x45Â°, 10:30h/12h/13:30h, key removal O, with laser labeling, upper case and lower case, always upper case at the beginning of the word | - | 0 | 0
3SU1030-4FL01-0AA0-Z | Y19 | 3SU1030-4FL01-0AA0-ZY19 | 1 | UN | 1 | 10 | C | D | EAR99 | N | 85389099 | 1 |  | 0.061 | KG | 45.41 | 45.41 | CP20 | CP20 | Key-operated switch O.M.R, 22 mm, round, plastic with metal front ring, lock number 73037, red, with 2 keys, 3 switch positions I-O-II, latching, actuating angle 2x45Â°, 10:30h/12h/13:30h, key removal O, with laser labeling, inscription or symbol Customer-specific selection with SIRIUS ACT configurator (CIN) | - | 0 | 0
3SU1030-4FL51-0AA0 |  | 3SU1030-4FL51-0AA0 | 1 | UN | 1 | 5 | B | D | N | N | 85389099 | 1 | 4011209960589 | 0.096 | KG | 44.46 | 44.46 | CP20 | CP20 | Key-operated switch O.M.R, 22 mm, round, plastic with metal front ring, lock number 73037, red, with 2 keys, 3 switch positions I-O-II, latching, actuating angle 2x45Â°, 10:30h/12h/13:30h, Key removal O+I | - | 0 | 0
3SU1030-4FL51-0AA0-Z | X90 | 3SU1030-4FL51-0AA0-ZX90 | 1 | UN | 1 | 5 | B | D | EAR99 | N | 85389099 | 50 |  | 0.061 | KG | 44.46 | 44.46 | CP20 | CP20 | Key-operated switch O.M.R, 22 mm, round, plastic with metal front ring, lock number 73037, red, with 2 keys, 3 switch positions I-O-II, latching, actuating angle 2x45Â°, 10:30h/12h/13:30h, key removal O+I, Z=50-unit packaging | - | 0 | 0
3SU1030-4FL51-0AA0-Z | Y10 | 3SU1030-4FL51-0AA0-ZY10 | 1 | UN | 1 | 10 | C | D | EAR99 | N | 85389099 | 1 |  | 0.061 | KG | 49.21 | 49.21 | CP20 | CP20 | Key-operated switch O.M.R, 22 mm, round, plastic with metal front ring, lock number 73037, red, with 2 keys, 3 switch positions I-O-II, latching, actuating angle 2x45Â°, 10:30h/12h/13:30h, key removal O+I, with laser labeling, upper case and lower case, always upper case at beginning of line | - | 0 | 0
3SU1030-4FL51-0AA0-Z | Y11 | 3SU1030-4FL51-0AA0-ZY11 | 1 | UN | 1 | 10 | C | D | EAR99 | N | 85389099 | 1 |  | 0.061 | KG | 49.21 | 49.21 | CP20 | CP20 | Key-operated switch O.M.R, 22 mm, round, plastic with metal front ring, lock number 73037, red, with 2 keys, 3 switch positions I-O-II, latching, actuating angle 2x45Â°, 10:30h/12h/13:30h, key removal O+I, with laser labeling, upper case | - | 0 | 0
3SU1030-4FL51-0AA0-Z | Y12 | 3SU1030-4FL51-0AA0-ZY12 | 1 | UN | 1 | 10 | C | D | EAR99 | N | 85389099 | 1 |  | 0.061 | KG | 49.21 | 49.21 | CP20 | CP20 | Key-operated switch O.M.R, 22 mm, round, plastic with metal front ring, lock number 73037, red, with 2 keys, 3 switch positions I-O-II, latching, actuating angle 2x45Â°, 10:30h/12h/13:30h, key removal O+I, with laser labeling, lower case | - | 0 | 0
3SU1030-4FL51-0AA0-Z | Y15 | 3SU1030-4FL51-0AA0-ZY15 | 1 | UN | 1 | 10 | C | D | EAR99 | N | 85389099 | 1 |  | 0.061 | KG | 49.21 | 49.21 | CP20 | CP20 | Key-operated switch O.M.R, 22 mm, round, plastic with metal front ring, lock number 73037, red, with 2 keys, 3 switch positions I-O-II, latching, actuating angle 2x45Â°, 10:30h/12h/13:30h, key removal O+I, with laser labeling, upper case and lower case, always upper case at the beginning of the word | - | 0 | 0
3SU1030-4FL51-0AA0-Z | Y19 | 3SU1030-4FL51-0AA0-ZY19 | 1 | UN | 1 | 10 | C | D | EAR99 | N | 85389099 | 1 |  | 0.061 | KG | 45.41 | 45.41 | CP20 | CP20 | Key-operated switch O.M.R, 22 mm, round, plastic with metal front ring, lock number 73037, red, with 2 keys, 3 switch positions I-O-II, latching, actuating angle 2x45Â°, 10:30h/12h/13:30h, key removal O+I, with laser labeling, inscription or symbol Customer-specific selection with SIRIUS ACT configurator (CIN) | - | 0 | 0
3SU1030-4FM01-0AA0 |  | 3SU1030-4FM01-0AA0 | 1 | UN | 1 | 5 | B | D | N | N | 85389099 | 1 | 4011209960596 | 0.095 | KG | 44.46 | 44.46 | CP20 | CP20 | Key-operated switch O.M.R, 22 mm, round, plastic with metal front ring, lock number 73037, red, with 2 keys, 3 switch positions I>O<II, momentary contact type, actuating angle 2x45Â°, 10:30h/12h/13:30h, Key removal O | - | 0 | 0
3SU1030-4FM01-0AA0-Z | X90 | 3SU1030-4FM01-0AA0-ZX90 | 1 | UN | 1 | 5 | B | D | EAR99 | N | 85389099 | 50 |  | 0.061 | KG | 44.46 | 44.46 | CP20 | CP20 | Key-operated switch O.M.R, 22 mm, round, plastic with metal front ring, lock number 73037, red, with 2 keys, 3 switch positions I>O<II, momentary contact type, actuating angle 2x45Â°, 10:30h/12h/13:30h, key removal O, Z=50-unit packaging | - | 0 | 0
3SU1030-4FM01-0AA0-Z | Y10 | 3SU1030-4FM01-0AA0-ZY10 | 1 | UN | 1 | 10 | C | D | EAR99 | N | 85389099 | 1 |  | 0.061 | KG | 49.21 | 49.21 | CP20 | CP20 | Key-operated switch O.M.R, 22 mm, round, plastic with metal front ring, lock number 73037, red, with 2 keys, 3 switch positions I>O<II, momentary contact type, actuating angle 2x45Â°, 10:30h/12h/13:30h, key removal O, with laser labeling, upper case and lower case, always upper case at beginning of line | - | 0 | 0
3SU1030-4FM01-0AA0-Z | Y11 | 3SU1030-4FM01-0AA0-ZY11 | 1 | UN | 1 | 10 | C | D | EAR99 | N | 85389099 | 1 |  | 0.061 | KG | 49.21 | 49.21 | CP20 | CP20 | Key-operated switch O.M.R, 22 mm, round, plastic with metal front ring, lock number 73037, red, with 2 keys, 3 switch positions I>O<II, momentary contact type, actuating angle 2x45Â°, 10:30h/12h/13:30h, key removal O, with laser labeling, upper case | - | 0 | 0
3SU1030-4FM01-0AA0-Z | Y12 | 3SU1030-4FM01-0AA0-ZY12 | 1 | UN | 1 | 10 | C | D | EAR99 | N | 85389099 | 1 |  | 0.061 | KG | 49.21 | 49.21 | CP20 | CP20 | Key-operated switch O.M.R, 22 mm, round, plastic with metal front ring, lock number 73037, red, with 2 keys, 3 switch positions I>O<II, momentary contact type, actuating angle 2x45Â°, 10:30h/12h/13:30h, key removal O, with laser labeling, lower case | - | 0 | 0
3SU1030-4FM01-0AA0-Z | Y15 | 3SU1030-4FM01-0AA0-ZY15 | 1 | UN | 1 | 10 | C | D | EAR99 | N | 85389099 | 1 |  | 0.061 | KG | 49.21 | 49.21 | CP20 | CP20 | Key-operated switch O.M.R, 22 mm, round, plastic with metal front ring, lock number 73037, red, with 2 keys, 3 switch positions I>O<II, momentary contact type, actuating angle 2x45Â°, 10:30h/12h/13:30h, key removal O, with laser labeling, upper case and lower case, always upper case at the beginning of the word | - | 0 | 0
3SU1030-4FM01-0AA0-Z | Y19 | 3SU1030-4FM01-0AA0-ZY19 | 1 | UN | 1 | 10 | C | D | EAR99 | N | 85389099 | 1 |  | 0.061 | KG | 45.41 | 45.41 | CP20 | CP20 | Key-operated switch O.M.R, 22 mm, round, plastic with metal front ring, lock number 73037, red, with 2 keys, 3 switch positions I>O<II, momentary contact type, actuating angle 2x45Â°, 10:30h/12h/13:30h, key removal O, with laser labeling, inscription or symbol Customer-specific selection with SIRIUS ACT configurator (CIN) | - | 0 | 0
3SU1030-4GC01-0AA0 |  | 3SU1030-4GC01-0AA0 | 1 | UN | 1 | 5 | B | D | N | N | 85389099 | 1 | 4011209960503 | 0.02 | KG | 44.46 | 44.46 | CP20 | CP20 | Key-operated switch O.M.R, 22 mm, round, plastic with metal front ring, lock number 73038, blue, with 2 keys, 2 switch positions O<I, momentary contact type, Actuating angle 45Â°, 10:30h/12h, Key removal O | - | 0 | 0
3SU1030-4GC01-0AA0-Z | X90 | 3SU1030-4GC01-0AA0-ZX90 | 1 | UN | 1 | 5 | B | D | EAR99 | N | 85389099 | 50 |  | 0.061 | KG | 44.46 | 44.46 | CP20 | CP20 | Key-operated switch O.M.R, 22 mm, round, plastic with metal front ring, lock number 73038, blue, with 2 keys, 2 switch positions O<I, momentary contact type, Actuating angle 45Â°, 10:30h/12h, key removal O, Z=50-unit packaging | - | 0 | 0
3SU1030-4GC01-0AA0-Z | Y10 | 3SU1030-4GC01-0AA0-ZY10 | 1 | UN | 1 | 10 | C | D | EAR99 | N | 85389099 | 1 |  | 0.061 | KG | 49.21 | 49.21 | CP20 | CP20 | Key-operated switch O.M.R, 22 mm, round, plastic with metal front ring, lock number 73038, blue, with 2 keys, 2 switch positions O<I, momentary contact type, Actuating angle 45Â°, 10:30h/12h, key removal O, with laser labeling, upper case and lower case, always upper case at beginning of line | - | 0 | 0
3SU1030-4GC01-0AA0-Z | Y11 | 3SU1030-4GC01-0AA0-ZY11 | 1 | UN | 1 | 10 | C | D | EAR99 | N | 85389099 | 1 |  | 0.061 | KG | 49.21 | 49.21 | CP20 | CP20 | Key-operated switch O.M.R, 22 mm, round, plastic with metal front ring, lock number 73038, blue, with 2 keys, 2 switch positions O<I, momentary contact type, Actuating angle 45Â°, 10:30h/12h, key removal O, with laser labeling, upper case | - | 0 | 0
3SU1030-4GC01-0AA0-Z | Y12 | 3SU1030-4GC01-0AA0-ZY12 | 1 | UN | 1 | 10 | C | D | EAR99 | N | 85389099 | 1 |  | 0.061 | KG | 49.21 | 49.21 | CP20 | CP20 | Key-operated switch O.M.R, 22 mm, round, plastic with metal front ring, lock number 73038, blue, with 2 keys, 2 switch positions O<I, momentary contact type, Actuating angle 45Â°, 10:30h/12h, key removal O, with laser labeling, lower case | - | 0 | 0
3SU1030-4GC01-0AA0-Z | Y15 | 3SU1030-4GC01-0AA0-ZY15 | 1 | UN | 1 | 10 | C | D | EAR99 | N | 85389099 | 1 |  | 0.061 | KG | 49.21 | 49.21 | CP20 | CP20 | Key-operated switch O.M.R, 22 mm, round, plastic with metal front ring, lock number 73038, blue, with 2 keys, 2 switch positions O<I, momentary contact type, Actuating angle 45Â°, 10:30h/12h, key removal O, with laser labeling, upper case and lower case, always upper case at the beginning of the word | - | 0 | 0
3SU1030-4GC01-0AA0-Z | Y19 | 3SU1030-4GC01-0AA0-ZY19 | 1 | UN | 1 | 10 | C | D | EAR99 | N | 85389099 | 1 |  | 0.061 | KG | 45.41 | 45.41 | CP20 | CP20 | Key-operated switch O.M.R, 22 mm, round, plastic with metal front ring, lock number 73038, blue, with 2 keys, 2 switch positions O<I, momentary contact type, Actuating angle 45Â°, 10:30h/12h, key removal O, with laser labeling, inscription or symbol Customer-specific selection with SIRIUS ACT configurator (CIN) | - | 0 | 0
3SU1030-4GF01-0AA0 |  | 3SU1030-4GF01-0AA0 | 1 | UN | 1 | 3 | B | D | N | N | 85389099 | 1 | 4011209960497 | 0.02 | KG | 44.46 | 44.46 | CP20 | CP20 | Key-operated switch O.M.R, 22 mm, round, plastic with metal front ring, lock number 73038, blue, with 2 keys, 2 switch positions O-I, latching, actuating angle 90Â°, 10:30h/13:30h, Key removal O | - | 0 | 0
3SU1030-4GF01-0AA0-Z | X90 | 3SU1030-4GF01-0AA0-ZX90 | 1 | UN | 1 | 5 | B | D | EAR99 | N | 85389099 | 50 |  | 0.061 | KG | 44.46 | 44.46 | CP20 | CP20 | Key-operated switch O.M.R, 22 mm, round, plastic with metal front ring, lock number 73038, blue, with 2 keys, 2 switch positions O-I, latching, actuating angle 90Â°, 10:30h/13:30h, key removal O, Z=50-unit packaging | - | 0 | 0
3SU1030-4GF01-0AA0-Z | Y10 | 3SU1030-4GF01-0AA0-ZY10 | 1 | UN | 1 | 10 | C | D | EAR99 | N | 85389099 | 1 |  | 0.061 | KG | 49.21 | 49.21 | CP20 | CP20 | Key-operated switch O.M.R, 22 mm, round, plastic with metal front ring, lock number 73038, blue, with 2 keys, 2 switch positions O-I, latching, actuating angle 90Â°, 10:30h/13:30h, key removal O, with laser labeling, upper case and lower case, always upper case at beginning of line | - | 0 | 0
3SU1030-4GF01-0AA0-Z | Y11 | 3SU1030-4GF01-0AA0-ZY11 | 1 | UN | 1 | 10 | C | D | EAR99 | N | 85389099 | 1 |  | 0.061 | KG | 49.21 | 49.21 | CP20 | CP20 | Key-operated switch O.M.R, 22 mm, round, plastic with metal front ring, lock number 73038, blue, with 2 keys, 2 switch positions O-I, latching, actuating angle 90Â°, 10:30h/13:30h, key removal O, with laser labeling, upper case | - | 0 | 0
3SU1030-4GF01-0AA0-Z | Y12 | 3SU1030-4GF01-0AA0-ZY12 | 1 | UN | 1 | 10 | C | D | EAR99 | N | 85389099 | 1 |  | 0.061 | KG | 49.21 | 49.21 | CP20 | CP20 | Key-operated switch O.M.R, 22 mm, round, plastic with metal front ring, lock number 73038, blue, with 2 keys, 2 switch positions O-I, latching, actuating angle 90Â°, 10:30h/13:30h, key removal O, with laser labeling, lower case | - | 0 | 0
3SU1030-4GF01-0AA0-Z | Y15 | 3SU1030-4GF01-0AA0-ZY15 | 1 | UN | 1 | 10 | C | D | EAR99 | N | 85389099 | 1 |  | 0.061 | KG | 49.21 | 49.21 | CP20 | CP20 | Key-operated switch O.M.R, 22 mm, round, plastic with metal front ring, lock number 73038, blue, with 2 keys, 2 switch positions O-I, latching, actuating angle 90Â°, 10:30h/13:30h, key removal O, with laser labeling, upper case and lower case, always upper case at the beginning of the word | - | 0 | 0
3SU1030-4GF01-0AA0-Z | Y19 | 3SU1030-4GF01-0AA0-ZY19 | 1 | UN | 1 | 10 | C | D | EAR99 | N | 85389099 | 1 |  | 0.061 | KG | 45.41 | 45.41 | CP20 | CP20 | Key-operated switch O.M.R, 22 mm, round, plastic with metal front ring, lock number 73038, blue, with 2 keys, 2 switch positions O-I, latching, actuating angle 90Â°, 10:30h/13:30h, key removal O, with laser labeling, inscription or symbol Customer-specific selection with SIRIUS ACT configurator (CIN) | - | 0 | 0
3SU1030-4GF11-0AA0 |  | 3SU1030-4GF11-0AA0 | 1 | UN | 1 | 3 | B | D | N | N | 85389099 | 1 | 4011209960480 | 0.02 | KG | 44.46 | 44.46 | CP20 | CP20 | Key-operated switch O.M.R, 22 mm, round, plastic with metal front ring, lock number 73038, blue, with 2 keys, 2 switch positions O-I, latching, actuating angle 90Â°, 10:30h/13:30h, Key removal O+I | - | 0 | 0
3SU1030-4GF11-0AA0-Z | X90 | 3SU1030-4GF11-0AA0-ZX90 | 1 | UN | 1 | 5 | B | D | EAR99 | N | 85389099 | 50 |  | 0.061 | KG | 44.46 | 44.46 | CP20 | CP20 | Key-operated switch O.M.R, 22 mm, round, plastic with metal front ring, lock number 73038, blue, with 2 keys, 2 switch positions O-I, latching, actuating angle 90Â°, 10:30h/13:30h, key removal O+I, Z=50-unit packaging | - | 0 | 0
3SU1030-4GF11-0AA0-Z | Y10 | 3SU1030-4GF11-0AA0-ZY10 | 1 | UN | 1 | 10 | C | D | EAR99 | N | 85389099 | 1 |  | 0.061 | KG | 49.21 | 49.21 | CP20 | CP20 | Key-operated switch O.M.R, 22 mm, round, plastic with metal front ring, lock number 73038, blue, with 2 keys, 2 switch positions O-I, latching, actuating angle 90Â°, 10:30h/13:30h, key removal O+I, with laser labeling, upper case and lower case, always upper case at beginning of line | - | 0 | 0
3SU1030-4GF11-0AA0-Z | Y11 | 3SU1030-4GF11-0AA0-ZY11 | 1 | UN | 1 | 10 | C | D | EAR99 | N | 85389099 | 1 |  | 0.061 | KG | 49.21 | 49.21 | CP20 | CP20 | Key-operated switch O.M.R, 22 mm, round, plastic with metal front ring, lock number 73038, blue, with 2 keys, 2 switch positions O-I, latching, actuating angle 90Â°, 10:30h/13:30h, key removal O+I, with laser labeling, upper case | - | 0 | 0
3SU1030-4GF11-0AA0-Z | Y12 | 3SU1030-4GF11-0AA0-ZY12 | 1 | UN | 1 | 10 | C | D | EAR99 | N | 85389099 | 1 |  | 0.061 | KG | 49.21 | 49.21 | CP20 | CP20 | Key-operated switch O.M.R, 22 mm, round, plastic with metal front ring, lock number 73038, blue, with 2 keys, 2 switch positions O-I, latching, actuating angle 90Â°, 10:30h/13:30h, key removal O+I, with laser labeling, lower case | - | 0 | 0
3SU1030-4GF11-0AA0-Z | Y15 | 3SU1030-4GF11-0AA0-ZY15 | 1 | UN | 1 | 10 | C | D | EAR99 | N | 85389099 | 1 |  | 0.061 | KG | 49.21 | 49.21 | CP20 | CP20 | Key-operated switch O.M.R, 22 mm, round, plastic with metal front ring, lock number 73038, blue, with 2 keys, 2 switch positions O-I, latching, actuating angle 90Â°, 10:30h/13:30h, key removal O+I, with laser labeling, upper case and lower case, always upper case at the beginning of the word | - | 0 | 0
3SU1030-4GF11-0AA0-Z | Y19 | 3SU1030-4GF11-0AA0-ZY19 | 1 | UN | 1 | 10 | C | D | EAR99 | N | 85389099 | 1 |  | 0.061 | KG | 45.41 | 45.41 | CP20 | CP20 | Key-operated switch O.M.R, 22 mm, round, plastic with metal front ring, lock number 73038, blue, with 2 keys, 2 switch positions O-I, latching, actuating angle 90Â°, 10:30h/13:30h, key removal O+I, with laser labeling, inscription or symbol Customer-specific selection with SIRIUS ACT configurator (CIN) | - | 0 | 0
3SU1030-4GL01-0AA0 |  | 3SU1030-4GL01-0AA0 | 1 | UN | 1 | 5 | B | D | N | N | 85389099 | 1 | 4011209960527 | 0.02 | KG | 44.46 | 44.46 | CP20 | CP20 | Key-operated switch O.M.R, 22 mm, round, plastic with metal front ring, lock number 73038, blue, with 2 keys, 3 switch positions I-O-II, latching, actuating angle 2x45Â°, 10:30h/12h/13:30h, Key removal O | - | 0 | 0
3SU1030-4GL01-0AA0-Z | X90 | 3SU1030-4GL01-0AA0-ZX90 | 1 | UN | 1 | 5 | B | D | EAR99 | N | 85389099 | 50 |  | 0.061 | KG | 44.46 | 44.46 | CP20 | CP20 | Key-operated switch O.M.R, 22 mm, round, plastic with metal front ring, lock number 73038, blue, with 2 keys, 3 switch positions I-O-II, latching, actuating angle 2x45Â°, 10:30h/12h/13:30h, key removal O, Z=50-unit packaging | - | 0 | 0
3SU1030-4GL01-0AA0-Z | Y10 | 3SU1030-4GL01-0AA0-ZY10 | 1 | UN | 1 | 10 | C | D | EAR99 | N | 85389099 | 1 |  | 0.061 | KG | 49.21 | 49.21 | CP20 | CP20 | Key-operated switch O.M.R, 22 mm, round, plastic with metal front ring, lock number 73038, blue, with 2 keys, 3 switch positions I-O-II, latching, actuating angle 2x45Â°, 10:30h/12h/13:30h, key removal O, with laser labeling, upper case and lower case, always upper case at beginning of line | - | 0 | 0
3SU1030-4GL01-0AA0-Z | Y11 | 3SU1030-4GL01-0AA0-ZY11 | 1 | UN | 1 | 10 | C | D | EAR99 | N | 85389099 | 1 |  | 0.061 | KG | 49.21 | 49.21 | CP20 | CP20 | Key-operated switch O.M.R, 22 mm, round, plastic with metal front ring, lock number 73038, blue, with 2 keys, 3 switch positions I-O-II, latching, actuating angle 2x45Â°, 10:30h/12h/13:30h, key removal O, with laser labeling, upper case | - | 0 | 0
3SU1030-4GL01-0AA0-Z | Y12 | 3SU1030-4GL01-0AA0-ZY12 | 1 | UN | 1 | 10 | C | D | EAR99 | N | 85389099 | 1 |  | 0.061 | KG | 49.21 | 49.21 | CP20 | CP20 | Key-operated switch O.M.R, 22 mm, round, plastic with metal front ring, lock number 73038, blue, with 2 keys, 3 switch positions I-O-II, latching, actuating angle 2x45Â°, 10:30h/12h/13:30h, key removal O, with laser labeling, lower case | - | 0 | 0
3SU1030-4GL01-0AA0-Z | Y15 | 3SU1030-4GL01-0AA0-ZY15 | 1 | UN | 1 | 10 | C | D | EAR99 | N | 85389099 | 1 |  | 0.061 | KG | 49.21 | 49.21 | CP20 | CP20 | Key-operated switch O.M.R, 22 mm, round, plastic with metal front ring, lock number 73038, blue, with 2 keys, 3 switch positions I-O-II, latching, actuating angle 2x45Â°, 10:30h/12h/13:30h, key removal O, with laser labeling, upper case and lower case, always upper case at the beginning of the word | - | 0 | 0
3SU1030-4GL01-0AA0-Z | Y19 | 3SU1030-4GL01-0AA0-ZY19 | 1 | UN | 1 | 10 | C | D | EAR99 | N | 85389099 | 1 |  | 0.061 | KG | 45.41 | 45.41 | CP20 | CP20 | Key-operated switch O.M.R, 22 mm, round, plastic with metal front ring, lock number 73038, blue, with 2 keys, 3 switch positions I-O-II, latching, actuating angle 2x45Â°, 10:30h/12h/13:30h, key removal O, with laser labeling, inscription or symbol Customer-specific selection with SIRIUS ACT configurator (CIN) | - | 0 | 0
3SU1030-4GL11-0AA0 |  | 3SU1030-4GL11-0AA0 | 1 | UN | 1 | 3 | B | D | N | N | 85389099 | 1 | 4011209960510 | 0.02 | KG | 44.46 | 44.46 | CP20 | CP20 | Key-operated switch O.M.R, 22 mm, round, plastic with metal front ring, lock number 73038, blue, with 2 keys, 3 switch positions I-O-II, latching, actuating angle 2x45Â°, 10:30h/12h/13:30h, Key removal I+O+II | - | 0 | 0
3SU1030-4GL11-0AA0-Z | X90 | 3SU1030-4GL11-0AA0-ZX90 | 1 | UN | 1 | 5 | B | D | EAR99 | N | 85389099 | 50 |  | 0.061 | KG | 44.46 | 44.46 | CP20 | CP20 | Key-operated switch O.M.R, 22 mm, round, plastic with metal front ring, lock number 73038, blue, with 2 keys, 3 switch positions I-O-II, latching, actuating angle 2x45Â°, 10:30h/12h/13:30h, Key removal I+O+II, Z=50-unit packaging | - | 0 | 0
3SU1030-4GL11-0AA0-Z | Y10 | 3SU1030-4GL11-0AA0-ZY10 | 1 | UN | 1 | 10 | C | D | EAR99 | N | 85389099 | 1 |  | 0.061 | KG | 49.21 | 49.21 | CP20 | CP20 | Key-operated switch O.M.R, 22 mm, round, plastic with metal front ring, lock number 73038, blue, with 2 keys, 3 switch positions I-O-II, latching, actuating angle 2x45Â°, 10:30h/12h/13:30h, Key removal I+O+II, with laser labeling, upper case and lower case, always upper case at beginning of line | - | 0 | 0
3SU1030-4GL11-0AA0-Z | Y11 | 3SU1030-4GL11-0AA0-ZY11 | 1 | UN | 1 | 10 | C | D | EAR99 | N | 85389099 | 1 |  | 0.061 | KG | 49.21 | 49.21 | CP20 | CP20 | Key-operated switch O.M.R, 22 mm, round, plastic with metal front ring, lock number 73038, blue, with 2 keys, 3 switch positions I-O-II, latching, actuating angle 2x45Â°, 10:30h/12h/13:30h, Key removal I+O+II, with laser labeling, upper case | - | 0 | 0
3SU1030-4GL11-0AA0-Z | Y12 | 3SU1030-4GL11-0AA0-ZY12 | 1 | UN | 1 | 10 | C | D | EAR99 | N | 85389099 | 1 |  | 0.061 | KG | 49.21 | 49.21 | CP20 | CP20 | Key-operated switch O.M.R, 22 mm, round, plastic with metal front ring, lock number 73038, blue, with 2 keys, 3 switch positions I-O-II, latching, actuating angle 2x45Â°, 10:30h/12h/13:30h, Key removal I+O+II, with laser labeling, lower case | - | 0 | 0
3SU1030-4GL11-0AA0-Z | Y15 | 3SU1030-4GL11-0AA0-ZY15 | 1 | UN | 1 | 10 | C | D | EAR99 | N | 85389099 | 1 |  | 0.061 | KG | 49.21 | 49.21 | CP20 | CP20 | Key-operated switch O.M.R, 22 mm, round, plastic with metal front ring, lock number 73038, blue, with 2 keys, 3 switch positions I-O-II, latching, actuating angle 2x45Â°, 10:30h/12h/13:30h, Key removal I+O+II, with laser labeling, upper case and lower case, always upper case at the beginning of the word | - | 0 | 0
3SU1030-4GL11-0AA0-Z | Y19 | 3SU1030-4GL11-0AA0-ZY19 | 1 | UN | 1 | 10 | C | D | EAR99 | N | 85389099 | 1 |  | 0.061 | KG | 45.41 | 45.41 | CP20 | CP20 | Key-operated switch O.M.R, 22 mm, round, plastic with metal front ring, lock number 73038, blue, with 2 keys, 3 switch positions I-O-II, latching, actuating angle 2x45Â°, 10:30h/12h/13:30h, Key removal I+O+II, with laser labeling, inscription or symbol Customer-specific selection with SIRIUS ACT configurator (CIN) | - | 0 | 0
3SU1030-4GN01-0AA0 |  | 3SU1030-4GN01-0AA0 | 1 | UN | 1 | 5 | B | D | N | N | 85389099 | 1 | 4011209960534 | 0.095 | KG | 44.46 | 44.46 | CP20 | CP20 | Key-operated switch O.M.R, 22 mm, round, plastic with metal front ring, lock number 73038, blue, with 2 keys, 3 switch positions I-O<II, left latching, right momentary contact type, actuating angle 2x45Â°, 10:30h/12h/13:30h, Key removal O | - | 0 | 0
3SU1030-4GN01-0AA0-Z | X90 | 3SU1030-4GN01-0AA0-ZX90 | 1 | UN | 1 | 5 | B | D | EAR99 | N | 85389099 | 50 |  | 0.061 | KG | 44.46 | 44.46 | CP20 | CP20 | Key-operated switch O.M.R, 22 mm, round, plastic with metal front ring, lock number 73038, blue, with 2 keys, 3 switch positions I-O<II, left latching, right momentary contact type, actuating angle 2x45Â°, 10:30h/12h/13:30h, Key removal O Z=50-unit packaging | - | 0 | 0
3SU1030-4GN01-0AA0-Z | Y10 | 3SU1030-4GN01-0AA0-ZY10 | 1 | UN | 1 | 10 | C | D | EAR99 | N | 85389099 | 1 |  | 0.061 | KG | 49.21 | 49.21 | CP20 | CP20 | Key-operated switch O.M.R, 22 mm, round, plastic with metal front ring, lock number 73038, blue, with 2 keys, 3 switch positions I-O<II, left latching, right momentary contact type, actuating angle 2x45Â°, 10:30h/12h/13:30h, key removal O, with laser labeling, upper case and lower case, always upper case at beginning of line | - | 0 | 0
3SU1030-4GN01-0AA0-Z | Y11 | 3SU1030-4GN01-0AA0-ZY11 | 1 | UN | 1 | 10 | C | D | EAR99 | N | 85389099 | 1 |  | 0.061 | KG | 49.21 | 49.21 | CP20 | CP20 | Key-operated switch O.M.R, 22 mm, round, plastic with metal front ring, lock number 73038, blue, with 2 keys, 3 switch positions I-O<II, left latching, right momentary contact type, actuating angle 2x45Â°, 10:30h/12h/13:30h, key removal O, with laser labeling, upper case | - | 0 | 0
3SU1030-4GN01-0AA0-Z | Y12 | 3SU1030-4GN01-0AA0-ZY12 | 1 | UN | 1 | 10 | C | D | EAR99 | N | 85389099 | 1 |  | 0.061 | KG | 49.21 | 49.21 | CP20 | CP20 | Key-operated switch O.M.R, 22 mm, round, plastic with metal front ring, lock number 73038, blue, with 2 keys, 3 switch positions I-O<II, left latching, right momentary contact type, actuating angle 2x45Â°, 10:30h/12h/13:30h, key removal O, with laser labeling, lower case | - | 0 | 0
3SU1030-4GN01-0AA0-Z | Y15 | 3SU1030-4GN01-0AA0-ZY15 | 1 | UN | 1 | 10 | C | D | EAR99 | N | 85389099 | 1 |  | 0.061 | KG | 49.21 | 49.21 | CP20 | CP20 | Key-operated switch O.M.R, 22 mm, round, plastic with metal front ring, lock number 73038, blue, with 2 keys, 3 switch positions I-O<II, left latching, right momentary contact type, actuating angle 2x45Â°, 10:30h/12h/13:30h, key removal O, with laser labeling, upper case and lower case, always upper case at the beginning of the word | - | 0 | 0
3SU1030-4GN01-0AA0-Z | Y19 | 3SU1030-4GN01-0AA0-ZY19 | 1 | UN | 1 | 10 | C | D | EAR99 | N | 85389099 | 1 |  | 0.061 | KG | 45.41 | 45.41 | CP20 | CP20 | Key-operated switch O.M.R, 22 mm, round, plastic with metal front ring, lock number 73038, blue, with 2 keys, 3 switch positions I-O<II, left latching, right momentary contact type, actuating angle 2x45Â°, 10:30h/12h/13:30h, key removal O, with laser labeling, inscription or symbol Customer-specific selection with SIRIUS ACT configurator (CIN) | - | 0 | 0
3SU1030-4HC01-0AA0 |  | 3SU1030-4HC01-0AA0 | 1 | UN | 1 | 5 | B | D | N | N | 85389099 | 1 | 4011209960633 | 0.02 | KG | 44.46 | 44.46 | CP20 | CP20 | Key-operated switch O.M.R, 22 mm, round, plastic with metal front ring, lock number 73034, black, with 2 keys, 2 switch positions O<I, momentary contact type, Actuating angle 45Â°, 10:30h/12h, Key removal O | - | 0 | 0
3SU1030-4HC01-0AA0-Z | X90 | 3SU1030-4HC01-0AA0-ZX90 | 1 | UN | 1 | 5 | B | D | EAR99 | N | 85389099 | 50 |  | 0.061 | KG | 44.46 | 44.46 | CP20 | CP20 | Key-operated switch O.M.R, 22 mm, round, plastic with metal front ring, lock number 73034, black, with 2 keys, 2 switch positions O<I, momentary contact type, Actuating angle 45Â°, 10:30h/12h, key removal O, Z=50-unit packaging | - | 0 | 0
3SU1030-4HC01-0AA0-Z | Y10 | 3SU1030-4HC01-0AA0-ZY10 | 1 | UN | 1 | 10 | C | D | EAR99 | N | 85389099 | 1 |  | 0.061 | KG | 49.21 | 49.21 | CP20 | CP20 | Key-operated switch O.M.R, 22 mm, round, plastic with metal front ring, lock number 73034, black, with 2 keys, 2 switch positions O<I, momentary contact type, Actuating angle 45Â°, 10:30h/12h, key removal O, with laser labeling, upper case and lower case, always upper case at beginning of line | - | 0 | 0
3SU1030-4HC01-0AA0-Z | Y11 | 3SU1030-4HC01-0AA0-ZY11 | 1 | UN | 1 | 10 | C | D | EAR99 | N | 85389099 | 1 |  | 0.061 | KG | 49.21 | 49.21 | CP20 | CP20 | Key-operated switch O.M.R, 22 mm, round, plastic with metal front ring, lock number 73034, black, with 2 keys, 2 switch positions O<I, momentary contact type, Actuating angle 45Â°, 10:30h/12h, key removal O, with laser labeling, upper case | - | 0 | 0
3SU1030-4HC01-0AA0-Z | Y12 | 3SU1030-4HC01-0AA0-ZY12 | 1 | UN | 1 | 10 | C | D | EAR99 | N | 85389099 | 1 |  | 0.061 | KG | 49.21 | 49.21 | CP20 | CP20 | Key-operated switch O.M.R, 22 mm, round, plastic with metal front ring, lock number 73034, black, with 2 keys, 2 switch positions O<I, momentary contact type, Actuating angle 45Â°, 10:30h/12h, key removal O, with laser labeling, lower case | - | 0 | 0
3SU1030-4HC01-0AA0-Z | Y15 | 3SU1030-4HC01-0AA0-ZY15 | 1 | UN | 1 | 10 | C | D | EAR99 | N | 85389099 | 1 |  | 0.061 | KG | 49.21 | 49.21 | CP20 | CP20 | Key-operated switch O.M.R, 22 mm, round, plastic with metal front ring, lock number 73034, black, with 2 keys, 2 switch positions O<I, momentary contact type, Actuating angle 45Â°, 10:30h/12h, key removal O, with laser labeling, upper case and lower case, always upper case at the beginning of the word | - | 0 | 0
3SU1030-4HC01-0AA0-Z | Y19 | 3SU1030-4HC01-0AA0-ZY19 | 1 | UN | 1 | 10 | C | D | EAR99 | N | 85389099 | 1 |  | 0.061 | KG | 45.41 | 45.41 | CP20 | CP20 | Key-operated switch O.M.R, 22 mm, round, plastic with metal front ring, lock number 73034, black, with 2 keys, 2 switch positions O<I, momentary contact type, Actuating angle 45Â°, 10:30h/12h, key removal O, with laser labeling, inscription or symbol Customer-specific selection with SIRIUS ACT configurator (CIN) | - | 0 | 0
3SU1030-4HF01-0AA0 |  | 3SU1030-4HF01-0AA0 | 1 | UN | 1 | 3 | B | D | N | N | 85389099 | 1 | 4011209960619 | 0.02 | KG | 44.46 | 44.46 | CP20 | CP20 | Key-operated switch O.M.R, 22 mm, round, plastic with metal front ring, lock number 73034, black, with 2 keys, 2 switch positions O-I, latching, actuating angle 90Â°, 10:30h/13:30h, Key removal O | - | 0 | 0
3SU1030-4HF01-0AA0-Z | X90 | 3SU1030-4HF01-0AA0-ZX90 | 1 | UN | 1 | 5 | B | D | EAR99 | N | 85389099 | 50 |  | 0.061 | KG | 44.46 | 44.46 | CP20 | CP20 | Key-operated switch O.M.R, 22 mm, round, plastic with metal front ring, lock number 73034, black, with 2 keys, 2 switch positions O-I, latching, actuating angle 90Â°, 10:30h/13:30h, key removal O, Z=50-unit packaging | - | 0 | 0
3SU1030-4HF01-0AA0-Z | Y10 | 3SU1030-4HF01-0AA0-ZY10 | 1 | UN | 1 | 10 | C | D | EAR99 | N | 85389099 | 1 |  | 0.061 | KG | 49.21 | 49.21 | CP20 | CP20 | Key-operated switch O.M.R, 22 mm, round, plastic with metal front ring, lock number 73034, black, with 2 keys, 2 switch positions O-I, latching, actuating angle 90Â°, 10:30h/13:30h, key removal O, with laser labeling, upper case and lower case, always upper case at beginning of line | - | 0 | 0
3SU1030-4HF01-0AA0-Z | Y11 | 3SU1030-4HF01-0AA0-ZY11 | 1 | UN | 1 | 10 | C | D | EAR99 | N | 85389099 | 1 |  | 0.061 | KG | 49.21 | 49.21 | CP20 | CP20 | Key-operated switch O.M.R, 22 mm, round, plastic with metal front ring, lock number 73034, black, with 2 keys, 2 switch positions O-I, latching, actuating angle 90Â°, 10:30h/13:30h, key removal O, with laser labeling, upper case | - | 0 | 0
3SU1030-4HF01-0AA0-Z | Y12 | 3SU1030-4HF01-0AA0-ZY12 | 1 | UN | 1 | 10 | C | D | EAR99 | N | 85389099 | 1 |  | 0.061 | KG | 49.21 | 49.21 | CP20 | CP20 | Key-operated switch O.M.R, 22 mm, round, plastic with metal front ring, lock number 73034, black, with 2 keys, 2 switch positions O-I, latching, actuating angle 90Â°, 10:30h/13:30h, key removal O, with laser labeling, lower case | - | 0 | 0
3SU1030-4HF01-0AA0-Z | Y15 | 3SU1030-4HF01-0AA0-ZY15 | 1 | UN | 1 | 10 | C | D | EAR99 | N | 85389099 | 1 |  | 0.061 | KG | 49.21 | 49.21 | CP20 | CP20 | Key-operated switch O.M.R, 22 mm, round, plastic with metal front ring, lock number 73034, black, with 2 keys, 2 switch positions O-I, latching, actuating angle 90Â°, 10:30h/13:30h, key removal O, with laser labeling, upper case and lower case, always upper case at the beginning of the word | - | 0 | 0
3SU1030-4HF01-0AA0-Z | Y19 | 3SU1030-4HF01-0AA0-ZY19 | 1 | UN | 1 | 10 | C | D | EAR99 | N | 85389099 | 1 |  | 0.061 | KG | 45.41 | 45.41 | CP20 | CP20 | Key-operated switch O.M.R, 22 mm, round, plastic with metal front ring, lock number 73034, black, with 2 keys, 2 switch positions O-I, latching, actuating angle 90Â°, 10:30h/13:30h, key removal O, with laser labeling, inscription or symbol Customer-specific selection with SIRIUS ACT configurator (CIN) | - | 0 | 0
3SU1030-4HF11-0AA0 |  | 3SU1030-4HF11-0AA0 | 1 | UN | 1 | 3 | B | D | N | N | 85389099 | 1 | 4011209960602 | 0.02 | KG | 44.46 | 44.46 | CP20 | CP20 | Key-operated switch O.M.R, 22 mm, round, plastic with metal front ring, lock number 73034, black, with 2 keys, 2 switch positions O-I, latching, actuating angle 90Â°, 10:30h/13:30h, Key removal O+I | - | 0 | 0
3SU1030-4HF11-0AA0-Z | X90 | 3SU1030-4HF11-0AA0-ZX90 | 1 | UN | 1 | 5 | B | D | EAR99 | N | 85389099 | 50 |  | 0.061 | KG | 44.46 | 44.46 | CP20 | CP20 | Key-operated switch O.M.R, 22 mm, round, plastic with metal front ring, lock number 73034, black, with 2 keys, 2 switch positions O-I, latching, actuating angle 90Â°, 10:30h/13:30h, key removal O+I, Z=50-unit packaging | - | 0 | 0
3SU1030-4HF11-0AA0-Z | Y10 | 3SU1030-4HF11-0AA0-ZY10 | 1 | UN | 1 | 10 | C | D | EAR99 | N | 85389099 | 1 |  | 0.061 | KG | 49.21 | 49.21 | CP20 | CP20 | Key-operated switch O.M.R, 22 mm, round, plastic with metal front ring, lock number 73034, black, with 2 keys, 2 switch positions O-I, latching, actuating angle 90Â°, 10:30h/13:30h, key removal O+I, with laser labeling, upper case and lower case, always upper case at beginning of line | - | 0 | 0
3SU1030-4HF11-0AA0-Z | Y11 | 3SU1030-4HF11-0AA0-ZY11 | 1 | UN | 1 | 10 | C | D | EAR99 | N | 85389099 | 1 |  | 0.061 | KG | 49.21 | 49.21 | CP20 | CP20 | Key-operated switch O.M.R, 22 mm, round, plastic with metal front ring, lock number 73034, black, with 2 keys, 2 switch positions O-I, latching, actuating angle 90Â°, 10:30h/13:30h, key removal O+I, with laser labeling, upper case | - | 0 | 0
3SU1030-4HF11-0AA0-Z | Y12 | 3SU1030-4HF11-0AA0-ZY12 | 1 | UN | 1 | 10 | C | D | EAR99 | N | 85389099 | 1 |  | 0.061 | KG | 49.21 | 49.21 | CP20 | CP20 | Key-operated switch O.M.R, 22 mm, round, plastic with metal front ring, lock number 73034, black, with 2 keys, 2 switch positions O-I, latching, actuating angle 90Â°, 10:30h/13:30h, key removal O+I, with laser labeling, lower case | - | 0 | 0
3SU1030-4HF11-0AA0-Z | Y15 | 3SU1030-4HF11-0AA0-ZY15 | 1 | UN | 1 | 10 | C | D | EAR99 | N | 85389099 | 1 |  | 0.061 | KG | 49.21 | 49.21 | CP20 | CP20 | Key-operated switch O.M.R, 22 mm, round, plastic with metal front ring, lock number 73034, black, with 2 keys, 2 switch positions O-I, latching, actuating angle 90Â°, 10:30h/13:30h, key removal O+I, with laser labeling, upper case and lower case, always upper case at the beginning of the word | - | 0 | 0
3SU1030-4HF11-0AA0-Z | Y19 | 3SU1030-4HF11-0AA0-ZY19 | 1 | UN | 1 | 10 | C | D | EAR99 | N | 85389099 | 1 |  | 0.061 | KG | 45.41 | 45.41 | CP20 | CP20 | Key-operated switch O.M.R, 22 mm, round, plastic with metal front ring, lock number 73034, black, with 2 keys, 2 switch positions O-I, latching, actuating angle 90Â°, 10:30h/13:30h, key removal O+I, with laser labeling, inscription or symbol Customer-specific selection with SIRIUS ACT configurator (CIN) | - | 0 | 0
3SU1030-4HF21-0AA0 |  | 3SU1030-4HF21-0AA0 | 1 | UN | 1 | 5 | B | D | N | N | 85389099 | 1 | 4011209960626 | 0.128 | KG | 44.46 | 44.46 | CP20 | CP20 | Key-operated switch O.M.R, 22 mm, round, plastic with metal front ring, lock number 73034, black, with 2 keys, 2 switch positions O-I, latching, actuating angle 90Â°, 10:30h/13:30h, Key removal I | - | 0 | 0
3SU1030-4HF21-0AA0-Z | X90 | 3SU1030-4HF21-0AA0-ZX90 | 1 | UN | 1 | 5 | B | D | EAR99 | N | 85389099 | 50 |  | 0.061 | KG | 44.46 | 44.46 | CP20 | CP20 | Key-operated switch O.M.R, 22 mm, round, plastic with metal front ring, lock number 73034, black, with 2 keys, 2 switch positions O-I, latching, actuating angle 90Â°, 10:30h/13:30h, key removal I, Z=50-unit packaging | - | 0 | 0
3SU1030-4HF21-0AA0-Z | Y10 | 3SU1030-4HF21-0AA0-ZY10 | 1 | UN | 1 | 10 | C | D | EAR99 | N | 85389099 | 1 |  | 0.061 | KG | 49.21 | 49.21 | CP20 | CP20 | Key-operated switch O.M.R, 22 mm, round, plastic with metal front ring, lock number 73034, black, with 2 keys, 2 switch positions O-I, latching, actuating angle 90Â°, 10:30h/13:30h, key removal I, with laser labeling, upper case and lower case, always upper case at beginning of line | - | 0 | 0
3SU1030-4HF21-0AA0-Z | Y11 | 3SU1030-4HF21-0AA0-ZY11 | 1 | UN | 1 | 10 | C | D | EAR99 | N | 85389099 | 1 |  | 0.061 | KG | 49.21 | 49.21 | CP20 | CP20 | Key-operated switch O.M.R, 22 mm, round, plastic with metal front ring, lock number 73034, black, with 2 keys, 2 switch positions O-I, latching, actuating angle 90Â°, 10:30h/13:30h, key removal I, with laser labeling, upper case | - | 0 | 0
3SU1030-4HF21-0AA0-Z | Y12 | 3SU1030-4HF21-0AA0-ZY12 | 1 | UN | 1 | 10 | C | D | EAR99 | N | 85389099 | 1 |  | 0.061 | KG | 49.21 | 49.21 | CP20 | CP20 | Key-operated switch O.M.R, 22 mm, round, plastic with metal front ring, lock number 73034, black, with 2 keys, 2 switch positions O-I, latching, actuating angle 90Â°, 10:30h/13:30h, key removal I, with laser labeling, lower case | - | 0 | 0
3SU1030-4HF21-0AA0-Z | Y15 | 3SU1030-4HF21-0AA0-ZY15 | 1 | UN | 1 | 10 | C | D | EAR99 | N | 85389099 | 1 |  | 0.061 | KG | 49.21 | 49.21 | CP20 | CP20 | Key-operated switch O.M.R, 22 mm, round, plastic with metal front ring, lock number 73034, black, with 2 keys, 2 switch positions O-I, latching, actuating angle 90Â°, 10:30h/13:30h, key removal I, with laser labeling, upper case and lower case, always upper case at the beginning of the word | - | 0 | 0
3SU1030-4HF21-0AA0-Z | Y19 | 3SU1030-4HF21-0AA0-ZY19 | 1 | UN | 1 | 10 | C | D | EAR99 | N | 85389099 | 1 |  | 0.061 | KG | 45.41 | 45.41 | CP20 | CP20 | Key-operated switch O.M.R, 22 mm, round, plastic with metal front ring, lock number 73034, black, with 2 keys, 2 switch positions O-I, latching, actuating angle 90Â°, 10:30h/13:30h, key removal I, with laser labeling, inscription or symbol Customer-specific selection with SIRIUS ACT configurator (CIN) | - | 0 | 0
3SU1030-4HL01-0AA0 |  | 3SU1030-4HL01-0AA0 | 1 | UN | 1 | 5 | B | D | N | N | 85389099 | 1 | 4011209960657 | 0.1 | KG | 44.46 | 44.46 | CP20 | CP20 | Key-operated switch O.M.R, 22 mm, round, plastic with metal front ring, lock number 73034, black, with 2 keys, 3 switch positions I-O-II, latching, actuating angle 2x45Â°, 10:30h/12h/13:30h, Key removal O | - | 0 | 0
3SU1030-4HL01-0AA0-Z | X90 | 3SU1030-4HL01-0AA0-ZX90 | 1 | UN | 1 | 5 | B | D | EAR99 | N | 85389099 | 50 |  | 0.061 | KG | 44.46 | 44.46 | CP20 | CP20 | Key-operated switch O.M.R, 22 mm, round, plastic with metal front ring, lock number 73034, black, with 2 keys, 3 switch positions I-O-II, latching, actuating angle 2x45Â°, 10:30h/12h/13:30h, key removal O, Z=50-unit packaging | - | 0 | 0
3SU1030-4HL01-0AA0-Z | Y10 | 3SU1030-4HL01-0AA0-ZY10 | 1 | UN | 1 | 10 | C | D | EAR99 | N | 85389099 | 1 |  | 0.061 | KG | 49.21 | 49.21 | CP20 | CP20 | Key-operated switch O.M.R, 22 mm, round, plastic with metal front ring, lock number 73034, black, with 2 keys, 3 switch positions I-O-II, latching, actuating angle 2x45Â°, 10:30h/12h/13:30h, key removal O, with laser labeling, upper case and lower case, always upper case at beginning of line | - | 0 | 0
3SU1030-4HL01-0AA0-Z | Y11 | 3SU1030-4HL01-0AA0-ZY11 | 1 | UN | 1 | 10 | C | D | EAR99 | N | 85389099 | 1 |  | 0.061 | KG | 49.21 | 49.21 | CP20 | CP20 | Key-operated switch O.M.R, 22 mm, round, plastic with metal front ring, lock number 73034, black, with 2 keys, 3 switch positions I-O-II, latching, actuating angle 2x45Â°, 10:30h/12h/13:30h, key removal O, with laser labeling, upper case | - | 0 | 0
3SU1030-4HL01-0AA0-Z | Y12 | 3SU1030-4HL01-0AA0-ZY12 | 1 | UN | 1 | 10 | C | D | EAR99 | N | 85389099 | 1 |  | 0.061 | KG | 49.21 | 49.21 | CP20 | CP20 | Key-operated switch O.M.R, 22 mm, round, plastic with metal front ring, lock number 73034, black, with 2 keys, 3 switch positions I-O-II, latching, actuating angle 2x45Â°, 10:30h/12h/13:30h, key removal O, with laser labeling, lower case | - | 0 | 0
3SU1030-4HL01-0AA0-Z | Y15 | 3SU1030-4HL01-0AA0-ZY15 | 1 | UN | 1 | 10 | C | D | EAR99 | N | 85389099 | 1 |  | 0.061 | KG | 49.21 | 49.21 | CP20 | CP20 | Key-operated switch O.M.R, 22 mm, round, plastic with metal front ring, lock number 73034, black, with 2 keys, 3 switch positions I-O-II, latching, actuating angle 2x45Â°, 10:30h/12h/13:30h, key removal O, with laser labeling, upper case and lower case, always upper case at the beginning of the word | - | 0 | 0
3SU1030-4HL01-0AA0-Z | Y19 | 3SU1030-4HL01-0AA0-ZY19 | 1 | UN | 1 | 10 | C | D | EAR99 | N | 85389099 | 1 |  | 0.061 | KG | 45.41 | 45.41 | CP20 | CP20 | Key-operated switch O.M.R, 22 mm, round, plastic with metal front ring, lock number 73034, black, with 2 keys, 3 switch positions I-O-II, latching, actuating angle 2x45Â°, 10:30h/12h/13:30h, key removal O, with laser labeling, inscription or symbol Customer-specific selection with SIRIUS ACT configurator (CIN) | - | 0 | 0
3SU1030-4HL11-0AA0 |  | 3SU1030-4HL11-0AA0 | 1 | UN | 1 | 3 | B | D | N | N | 85389099 | 1 | 4011209960640 | 0.095 | KG | 44.46 | 44.46 | CP20 | CP20 | Key-operated switch O.M.R, 22 mm, round, plastic with metal front ring, lock number 73034, black, with 2 keys, 3 switch positions I-O-II, latching, actuating angle 2x45Â°, 10:30h/12h/13:30h, Key removal I+O+II | - | 0 | 0
3SU1030-4HL11-0AA0-Z | X90 | 3SU1030-4HL11-0AA0-ZX90 | 1 | UN | 1 | 5 | B | D | EAR99 | N | 85389099 | 50 |  | 0.061 | KG | 44.46 | 44.46 | CP20 | CP20 | Key-operated switch O.M.R, 22 mm, round, plastic with metal front ring, lock number 73034, black, with 2 keys, 3 switch positions I-O-II, latching, actuating angle 2x45Â°, 10:30h/12h/13:30h, Key removal I+O+II, Z=50-unit packaging | - | 0 | 0
3SU1030-4HL11-0AA0-Z | Y10 | 3SU1030-4HL11-0AA0-ZY10 | 1 | UN | 1 | 10 | C | D | EAR99 | N | 85389099 | 1 |  | 0.061 | KG | 49.21 | 49.21 | CP20 | CP20 | Key-operated switch O.M.R, 22 mm, round, plastic with metal front ring, lock number 73034, black, with 2 keys, 3 switch positions I-O-II, latching, actuating angle 2x45Â°, 10:30h/12h/13:30h, Key removal I+O+II, with laser labeling, upper case and lower case, always upper case at beginning of line | - | 0 | 0
3SU1030-4HL11-0AA0-Z | Y11 | 3SU1030-4HL11-0AA0-ZY11 | 1 | UN | 1 | 10 | C | D | EAR99 | N | 85389099 | 1 |  | 0.061 | KG | 49.21 | 49.21 | CP20 | CP20 | Key-operated switch O.M.R, 22 mm, round, plastic with metal front ring, lock number 73034, black, with 2 keys, 3 switch positions I-O-II, latching, actuating angle 2x45Â°, 10:30h/12h/13:30h, Key removal I+O+II, with laser labeling, upper case | - | 0 | 0
3SU1030-4HL11-0AA0-Z | Y12 | 3SU1030-4HL11-0AA0-ZY12 | 1 | UN | 1 | 10 | C | D | EAR99 | N | 85389099 | 1 |  | 0.061 | KG | 49.21 | 49.21 | CP20 | CP20 | Key-operated switch O.M.R, 22 mm, round, plastic with metal front ring, lock number 73034, black, with 2 keys, 3 switch positions I-O-II, latching, actuating angle 2x45Â°, 10:30h/12h/13:30h, Key removal I+O+II, with laser labeling, lower case | - | 0 | 0
3SU1030-4HL11-0AA0-Z | Y15 | 3SU1030-4HL11-0AA0-ZY15 | 1 | UN | 1 | 10 | C | D | EAR99 | N | 85389099 | 1 |  | 0.061 | KG | 49.21 | 49.21 | CP20 | CP20 | Key-operated switch O.M.R, 22 mm, round, plastic with metal front ring, lock number 73034, black, with 2 keys, 3 switch positions I-O-II, latching, actuating angle 2x45Â°, 10:30h/12h/13:30h, Key removal I+O+II, with laser labeling, upper case and lower case, always upper case at the beginning of the word | - | 0 | 0
3SU1030-4HL11-0AA0-Z | Y19 | 3SU1030-4HL11-0AA0-ZY19 | 1 | UN | 1 | 10 | C | D | EAR99 | N | 85389099 | 1 |  | 0.061 | KG | 45.41 | 45.41 | CP20 | CP20 | Key-operated switch O.M.R, 22 mm, round, plastic with metal front ring, lock number 73034, black, with 2 keys, 3 switch positions I-O-II, latching, actuating angle 2x45Â°, 10:30h/12h/13:30h, Key removal I+O+II, with laser labeling, inscription or symbol Customer-specific selection with SIRIUS ACT configurator (CIN) | - | 0 | 0
3SU1030-4HM01-0AA0 |  | 3SU1030-4HM01-0AA0 | 1 | UN | 1 | 5 | B | D | N | N | 85389099 | 1 | 4011209960664 | 0.02 | KG | 44.46 | 44.46 | CP20 | CP20 | Key-operated switch O.M.R, 22 mm, round, plastic with metal front ring, lock number 73034, black, with 2 keys, 3 switch positions I>O<II, momentary contact type, actuating angle 2x45Â°, 10:30h/12h/13:30h, Key removal O | - | 0 | 0
3SU1030-4HM01-0AA0-Z | X90 | 3SU1030-4HM01-0AA0-ZX90 | 1 | UN | 1 | 5 | B | D | EAR99 | N | 85389099 | 50 |  | 0.061 | KG | 44.46 | 44.46 | CP20 | CP20 | Key-operated switch O.M.R, 22 mm, round, plastic with metal front ring, lock number 73034, black, with 2 keys, 3 switch positions I>O<II, momentary contact type, actuating angle 2x45Â°, 10:30h/12h/13:30h, key removal O, Z=50-unit packaging | - | 0 | 0
3SU1030-4HM01-0AA0-Z | Y10 | 3SU1030-4HM01-0AA0-ZY10 | 1 | UN | 1 | 10 | C | D | EAR99 | N | 85389099 | 1 |  | 0.061 | KG | 49.21 | 49.21 | CP20 | CP20 | Key-operated switch O.M.R, 22 mm, round, plastic with metal front ring, lock number 73034, black, with 2 keys, 3 switch positions I>O<II, momentary contact type, actuating angle 2x45Â°, 10:30h/12h/13:30h, key removal O, with laser labeling, upper case and lower case, always upper case at beginning of line | - | 0 | 0
3SU1030-4HM01-0AA0-Z | Y11 | 3SU1030-4HM01-0AA0-ZY11 | 1 | UN | 1 | 10 | C | D | EAR99 | N | 85389099 | 1 |  | 0.061 | KG | 49.21 | 49.21 | CP20 | CP20 | Key-operated switch O.M.R, 22 mm, round, plastic with metal front ring, lock number 73034, black, with 2 keys, 3 switch positions I>O<II, momentary contact type, actuating angle 2x45Â°, 10:30h/12h/13:30h, key removal O, with laser labeling, upper case | - | 0 | 0
3SU1030-4HM01-0AA0-Z | Y12 | 3SU1030-4HM01-0AA0-ZY12 | 1 | UN | 1 | 10 | C | D | EAR99 | N | 85389099 | 1 |  | 0.061 | KG | 49.21 | 49.21 | CP20 | CP20 | Key-operated switch O.M.R, 22 mm, round, plastic with metal front ring, lock number 73034, black, with 2 keys, 3 switch positions I>O<II, momentary contact type, actuating angle 2x45Â°, 10:30h/12h/13:30h, key removal O, with laser labeling, lower case | - | 0 | 0
3SU1030-4HM01-0AA0-Z | Y15 | 3SU1030-4HM01-0AA0-ZY15 | 1 | UN | 1 | 10 | C | D | EAR99 | N | 85389099 | 1 |  | 0.061 | KG | 49.21 | 49.21 | CP20 | CP20 | Key-operated switch O.M.R, 22 mm, round, plastic with metal front ring, lock number 73034, black, with 2 keys, 3 switch positions I>O<II, momentary contact type, actuating angle 2x45Â°, 10:30h/12h/13:30h, key removal O, with laser labeling, upper case and lower case, always upper case at the beginning of the word | - | 0 | 0
3SU1030-4HM01-0AA0-Z | Y19 | 3SU1030-4HM01-0AA0-ZY19 | 1 | UN | 1 | 10 | C | D | EAR99 | N | 85389099 | 1 |  | 0.061 | KG | 45.41 | 45.41 | CP20 | CP20 | Key-operated switch O.M.R, 22 mm, round, plastic with metal front ring, lock number 73034, black, with 2 keys, 3 switch positions I>O<II, momentary contact type, actuating angle 2x45Â°, 10:30h/12h/13:30h, key removal O, with laser labeling, inscription or symbol Customer-specific selection with SIRIUS ACT configurator (CIN) | - | 0 | 0
3SU1030-4HN21-0AA0 |  | 3SU1030-4HN21-0AA0 | 1 | UN | 1 | 5 | B | D | N | N | 85389099 | 1 | 4011209960671 | 0.02 | KG | 44.46 | 44.46 | CP20 | CP20 | Key-operated switch O.M.R, 22 mm, round, plastic with metal front ring, lock number 73034, black, with 2 keys, 3 switch positions I-O<II, left latching, right momentary contact type, actuating angle 2x45Â°, 10:30h/12h/13:30h, Key removal I | - | 0 | 0
3SU1030-4HN21-0AA0-Z | X90 | 3SU1030-4HN21-0AA0-ZX90 | 1 | UN | 1 | 5 | B | D | EAR99 | N | 85389099 | 50 |  | 0.061 | KG | 44.46 | 44.46 | CP20 | CP20 | Key-operated switch O.M.R, 22 mm, round, plastic with metal front ring, lock number 73034, black, with 2 keys, 3 switch positions I-O<II, left latching, right momentary contact type, actuating angle 2x45Â°, 10:30h/12h/13:30h, Key removal I Z=50-unit packaging | - | 0 | 0
3SU1030-4HN21-0AA0-Z | Y10 | 3SU1030-4HN21-0AA0-ZY10 | 1 | UN | 1 | 10 | C | D | EAR99 | N | 85389099 | 1 |  | 0.061 | KG | 49.21 | 49.21 | CP20 | CP20 | Key-operated switch O.M.R, 22 mm, round, plastic with metal front ring, lock number 73034, black, with 2 keys, 3 switch positions I-O<II, left latching, right momentary contact type, actuating angle 2x45Â°, 10:30h/12h/13:30h, key removal I, with laser labeling, upper case and lower case, always upper case at beginning of line | - | 0 | 0
3SU1030-4HN21-0AA0-Z | Y11 | 3SU1030-4HN21-0AA0-ZY11 | 1 | UN | 1 | 10 | C | D | EAR99 | N | 85389099 | 1 |  | 0.061 | KG | 49.21 | 49.21 | CP20 | CP20 | Key-operated switch O.M.R, 22 mm, round, plastic with metal front ring, lock number 73034, black, with 2 keys, 3 switch positions I-O<II, left latching, right momentary contact type, actuating angle 2x45Â°, 10:30h/12h/13:30h, key removal I, with laser labeling, upper case | - | 0 | 0
3SU1030-4HN21-0AA0-Z | Y12 | 3SU1030-4HN21-0AA0-ZY12 | 1 | UN | 1 | 10 | C | D | EAR99 | N | 85389099 | 1 |  | 0.061 | KG | 49.21 | 49.21 | CP20 | CP20 | Key-operated switch O.M.R, 22 mm, round, plastic with metal front ring, lock number 73034, black, with 2 keys, 3 switch positions I-O<II, left latching, right momentary contact type, actuating angle 2x45Â°, 10:30h/12h/13:30h, key removal I, with laser labeling, lower case | - | 0 | 0
3SU1030-4HN21-0AA0-Z | Y15 | 3SU1030-4HN21-0AA0-ZY15 | 1 | UN | 1 | 10 | C | D | EAR99 | N | 85389099 | 1 |  | 0.061 | KG | 49.21 | 49.21 | CP20 | CP20 | Key-operated switch O.M.R, 22 mm, round, plastic with metal front ring, lock number 73034, black, with 2 keys, 3 switch positions I-O<II, left latching, right momentary contact type, actuating angle 2x45Â°, 10:30h/12h/13:30h, key removal I, with laser labeling, upper case and lower case, always upper case at the beginning of the word | - | 0 | 0
3SU1030-4HN21-0AA0-Z | Y19 | 3SU1030-4HN21-0AA0-ZY19 | 1 | UN | 1 | 10 | C | D | EAR99 | N | 85389099 | 1 |  | 0.061 | KG | 45.41 | 45.41 | CP20 | CP20 | Key-operated switch O.M.R, 22 mm, round, plastic with metal front ring, lock number 73034, black, with 2 keys, 3 switch positions I-O<II, left latching, right momentary contact type, actuating angle 2x45Â°, 10:30h/12h/13:30h, key removal I, with laser labeling, inscription or symbol Customer-specific selection with SIRIUS ACT configurator (CIN) | - | 0 | 0
3SU1030-4JC01-0AA0 |  | 3SU1030-4JC01-0AA0 | 1 | UN | 1 | 3 | B | D | N | N | 85389099 | 1 | 4011209960701 | 0.02 | KG | 44.46 | 44.46 | CP20 | CP20 | Key-operated switch O.M.R, 22 mm, round, plastic with metal front ring, lock number 73033, yellow, with 2 keys, 2 switch positions O<I, momentary contact type, Actuating angle 45Â°, 10:30h/12h, Key removal O | - | 0 | 0
3SU1030-4JC01-0AA0-Z | X90 | 3SU1030-4JC01-0AA0-ZX90 | 1 | UN | 1 | 5 | B | D | EAR99 | N | 85389099 | 50 |  | 0.061 | KG | 44.46 | 44.46 | CP20 | CP20 | Key-operated switch O.M.R, 22 mm, round, plastic with metal front ring, lock number 73033, yellow, with 2 keys, 2 switch positions O<I, momentary contact type, Actuating angle 45Â°, 10:30h/12h, key removal O, Z=50-unit packaging | - | 0 | 0
3SU1030-4JC01-0AA0-Z | Y10 | 3SU1030-4JC01-0AA0-ZY10 | 1 | UN | 1 | 10 | C | D | EAR99 | N | 85389099 | 1 |  | 0.061 | KG | 49.21 | 49.21 | CP20 | CP20 | Key-operated switch O.M.R, 22 mm, round, plastic with metal front ring, lock number 73033, yellow, with 2 keys, 2 switch positions O<I, momentary contact type, Actuating angle 45Â°, 10:30h/12h, key removal O, with laser labeling, upper case and lower case, always upper case at beginning of line | - | 0 | 0
3SU1030-4JC01-0AA0-Z | Y11 | 3SU1030-4JC01-0AA0-ZY11 | 1 | UN | 1 | 10 | C | D | EAR99 | N | 85389099 | 1 |  | 0.061 | KG | 49.21 | 49.21 | CP20 | CP20 | Key-operated switch O.M.R, 22 mm, round, plastic with metal front ring, lock number 73033, yellow, with 2 keys, 2 switch positions O<I, momentary contact type, Actuating angle 45Â°, 10:30h/12h, key removal O, with laser labeling, upper case | - | 0 | 0
3SU1030-4JC01-0AA0-Z | Y12 | 3SU1030-4JC01-0AA0-ZY12 | 1 | UN | 1 | 10 | C | D | EAR99 | N | 85389099 | 1 |  | 0.061 | KG | 49.21 | 49.21 | CP20 | CP20 | Key-operated switch O.M.R, 22 mm, round, plastic with metal front ring, lock number 73033, yellow, with 2 keys, 2 switch positions O<I, momentary contact type, Actuating angle 45Â°, 10:30h/12h, key removal O, with laser labeling, lower case | - | 0 | 0
3SU1030-4JC01-0AA0-Z | Y15 | 3SU1030-4JC01-0AA0-ZY15 | 1 | UN | 1 | 10 | C | D | EAR99 | N | 85389099 | 1 |  | 0.061 | KG | 49.21 | 49.21 | CP20 | CP20 | Key-operated switch O.M.R, 22 mm, round, plastic with metal front ring, lock number 73033, yellow, with 2 keys, 2 switch positions O<I, momentary contact type, Actuating angle 45Â°, 10:30h/12h, key removal O, with laser labeling, upper case and lower case, always upper case at the beginning of the word | - | 0 | 0
3SU1030-4JC01-0AA0-Z | Y19 | 3SU1030-4JC01-0AA0-ZY19 | 1 | UN | 1 | 10 | C | D | EAR99 | N | 85389099 | 1 |  | 0.061 | KG | 45.41 | 45.41 | CP20 | CP20 | Key-operated switch O.M.R, 22 mm, round, plastic with metal front ring, lock number 73033, yellow, with 2 keys, 2 switch positions O<I, momentary contact type, Actuating angle 45Â°, 10:30h/12h, key removal O, with laser labeling, inscription or symbol Customer-specific selection with SIRIUS ACT configurator (CIN) | - | 0 | 0
3SU1030-4JF01-0AA0 |  | 3SU1030-4JF01-0AA0 | 1 | UN | 1 | 3 | B | D | N | N | 85389099 | 1 | 4011209960695 | 0.02 | KG | 44.46 | 44.46 | CP20 | CP20 | Key-operated switch O.M.R, 22 mm, round, plastic with metal front ring, lock number 73033, yellow, with 2 keys, 2 switch positions O-I, latching, actuating angle 90Â°, 10:30h/13:30h, Key removal O | - | 0 | 0
3SU1030-4JF01-0AA0-Z | X90 | 3SU1030-4JF01-0AA0-ZX90 | 1 | UN | 1 | 5 | B | D | EAR99 | N | 85389099 | 50 |  | 0.061 | KG | 44.46 | 44.46 | CP20 | CP20 | Key-operated switch O.M.R, 22 mm, round, plastic with metal front ring, lock number 73033, yellow, with 2 keys, 2 switch positions O-I, latching, actuating angle 90Â°, 10:30h/13:30h, key removal O, Z=50-unit packaging | - | 0 | 0
3SU1030-4JF01-0AA0-Z | Y10 | 3SU1030-4JF01-0AA0-ZY10 | 1 | UN | 1 | 10 | C | D | EAR99 | N | 85389099 | 1 |  | 0.061 | KG | 49.21 | 49.21 | CP20 | CP20 | Key-operated switch O.M.R, 22 mm, round, plastic with metal front ring, lock number 73033, yellow, with 2 keys, 2 switch positions O-I, latching, actuating angle 90Â°, 10:30h/13:30h, key removal O, with laser labeling, upper case and lower case, always upper case at beginning of line | - | 0 | 0
3SU1030-4JF01-0AA0-Z | Y11 | 3SU1030-4JF01-0AA0-ZY11 | 1 | UN | 1 | 10 | C | D | EAR99 | N | 85389099 | 1 |  | 0.061 | KG | 49.21 | 49.21 | CP20 | CP20 | Key-operated switch O.M.R, 22 mm, round, plastic with metal front ring, lock number 73033, yellow, with 2 keys, 2 switch positions O-I, latching, actuating angle 90Â°, 10:30h/13:30h, key removal O, with laser labeling, upper case | - | 0 | 0
3SU1030-4JF01-0AA0-Z | Y12 | 3SU1030-4JF01-0AA0-ZY12 | 1 | UN | 1 | 10 | C | D | EAR99 | N | 85389099 | 1 |  | 0.061 | KG | 49.21 | 49.21 | CP20 | CP20 | Key-operated switch O.M.R, 22 mm, round, plastic with metal front ring, lock number 73033, yellow, with 2 keys, 2 switch positions O-I, latching, actuating angle 90Â°, 10:30h/13:30h, key removal O, with laser labeling, lower case | - | 0 | 0
3SU1030-4JF01-0AA0-Z | Y15 | 3SU1030-4JF01-0AA0-ZY15 | 1 | UN | 1 | 10 | C | D | EAR99 | N | 85389099 | 1 |  | 0.061 | KG | 49.21 | 49.21 | CP20 | CP20 | Key-operated switch O.M.R, 22 mm, round, plastic with metal front ring, lock number 73033, yellow, with 2 keys, 2 switch positions O-I, latching, actuating angle 90Â°, 10:30h/13:30h, key removal O, with laser labeling, upper case and lower case, always upper case at the beginning of the word | - | 0 | 0
3SU1030-4JF01-0AA0-Z | Y19 | 3SU1030-4JF01-0AA0-ZY19 | 1 | UN | 1 | 10 | C | D | EAR99 | N | 85389099 | 1 |  | 0.061 | KG | 45.41 | 45.41 | CP20 | CP20 | Key-operated switch O.M.R, 22 mm, round, plastic with metal front ring, lock number 73033, yellow, with 2 keys, 2 switch positions O-I, latching, actuating angle 90Â°, 10:30h/13:30h, key removal O, with laser labeling, inscription or symbol Customer-specific selection with SIRIUS ACT configurator (CIN) | - | 0 | 0
3SU1030-4JF11-0AA0 |  | 3SU1030-4JF11-0AA0 | 1 | UN | 1 | 5 | B | D | N | N | 85389099 | 1 | 4011209960688 | 0.02 | KG | 44.46 | 44.46 | CP20 | CP20 | Key-operated switch O.M.R, 22 mm, round, plastic with metal front ring, lock number 73033, yellow, with 2 keys, 2 switch positions O-I, latching, actuating angle 90Â°, 10:30h/13:30h, Key removal O+I | - | 0 | 0
3SU1030-4JF11-0AA0-Z | X90 | 3SU1030-4JF11-0AA0-ZX90 | 1 | UN | 1 | 5 | B | D | EAR99 | N | 85389099 | 50 |  | 0.061 | KG | 44.46 | 44.46 | CP20 | CP20 | Key-operated switch O.M.R, 22 mm, round, plastic with metal front ring, lock number 73033, yellow, with 2 keys, 2 switch positions O-I, latching, actuating angle 90Â°, 10:30h/13:30h, key removal O+I, Z=50-unit packaging | - | 0 | 0
3SU1030-4JF11-0AA0-Z | Y10 | 3SU1030-4JF11-0AA0-ZY10 | 1 | UN | 1 | 10 | C | D | EAR99 | N | 85389099 | 1 |  | 0.061 | KG | 49.21 | 49.21 | CP20 | CP20 | Key-operated switch O.M.R, 22 mm, round, plastic with metal front ring, lock number 73033, yellow, with 2 keys, 2 switch positions O-I, latching, actuating angle 90Â°, 10:30h/13:30h, key removal O+I, with laser labeling, upper case and lower case, always upper case at beginning of line | - | 0 | 0
3SU1030-4JF11-0AA0-Z | Y11 | 3SU1030-4JF11-0AA0-ZY11 | 1 | UN | 1 | 10 | C | D | EAR99 | N | 85389099 | 1 |  | 0.061 | KG | 49.21 | 49.21 | CP20 | CP20 | Key-operated switch O.M.R, 22 mm, round, plastic with metal front ring, lock number 73033, yellow, with 2 keys, 2 switch positions O-I, latching, actuating angle 90Â°, 10:30h/13:30h, key removal O+I, with laser labeling, upper case | - | 0 | 0
3SU1030-4JF11-0AA0-Z | Y12 | 3SU1030-4JF11-0AA0-ZY12 | 1 | UN | 1 | 10 | C | D | EAR99 | N | 85389099 | 1 |  | 0.061 | KG | 49.21 | 49.21 | CP20 | CP20 | Key-operated switch O.M.R, 22 mm, round, plastic with metal front ring, lock number 73033, yellow, with 2 keys, 2 switch positions O-I, latching, actuating angle 90Â°, 10:30h/13:30h, key removal O+I, with laser labeling, lower case | - | 0 | 0
3SU1030-4JF11-0AA0-Z | Y15 | 3SU1030-4JF11-0AA0-ZY15 | 1 | UN | 1 | 10 | C | D | EAR99 | N | 85389099 | 1 |  | 0.061 | KG | 49.21 | 49.21 | CP20 | CP20 | Key-operated switch O.M.R, 22 mm, round, plastic with metal front ring, lock number 73033, yellow, with 2 keys, 2 switch positions O-I, latching, actuating angle 90Â°, 10:30h/13:30h, key removal O+I, with laser labeling, upper case and lower case, always upper case at the beginning of the word | - | 0 | 0
3SU1030-4JF11-0AA0-Z | Y19 | 3SU1030-4JF11-0AA0-ZY19 | 1 | UN | 1 | 10 | C | D | EAR99 | N | 85389099 | 1 |  | 0.061 | KG | 45.41 | 45.41 | CP20 | CP20 | Key-operated switch O.M.R, 22 mm, round, plastic with metal front ring, lock number 73033, yellow, with 2 keys, 2 switch positions O-I, latching, actuating angle 90Â°, 10:30h/13:30h, key removal O+I, with laser labeling, inscription or symbol Customer-specific selection with SIRIUS ACT configurator (CIN) | - | 0 | 0
3SU1030-4JL11-0AA0 |  | 3SU1030-4JL11-0AA0 | 1 | UN | 1 | 5 | B | D | N | N | 85389099 | 1 | 4011209961340 | 0.02 | KG | 44.46 | 44.46 | CP20 | CP20 | Key-operated switch O.M.R, 22 mm, round, plastic with metal front ring, lock number 73033, yellow, with 2 keys, 3 switch positions I-O-II, latching, actuating angle 2x45Â°, 10:30h/12h/13:30h, Key removal I+O+II | - | 0 | 0
3SU1030-4JL11-0AA0-Z | X90 | 3SU1030-4JL11-0AA0-ZX90 | 1 | UN | 1 | 5 | B | D | EAR99 | N | 85389099 | 50 |  | 0.061 | KG | 44.46 | 44.46 | CP20 | CP20 | Key-operated switch O.M.R, 22 mm, round, plastic with metal front ring, lock number 73033, yellow, with 2 keys, 3 switch positions I-O-II, latching, actuating angle 2x45Â°, 10:30h/12h/13:30h, Key removal I+O+II, Z=50-unit packaging | - | 0 | 0
3SU1030-4JL11-0AA0-Z | Y10 | 3SU1030-4JL11-0AA0-ZY10 | 1 | UN | 1 | 10 | C | D | EAR99 | N | 85389099 | 1 |  | 0.061 | KG | 49.21 | 49.21 | CP20 | CP20 | Key-operated switch O.M.R, 22 mm, round, plastic with metal front ring, lock number 73033, yellow, with 2 keys, 3 switch positions I-O-II, latching, actuating angle 2x45Â°, 10:30h/12h/13:30h, Key removal I+O+II, with laser labeling, upper case and lower case, always upper case at beginning of line | - | 0 | 0
3SU1030-4JL11-0AA0-Z | Y11 | 3SU1030-4JL11-0AA0-ZY11 | 1 | UN | 1 | 10 | C | D | EAR99 | N | 85389099 | 1 |  | 0.061 | KG | 49.21 | 49.21 | CP20 | CP20 | Key-operated switch O.M.R, 22 mm, round, plastic with metal front ring, lock number 73033, yellow, with 2 keys, 3 switch positions I-O-II, latching, actuating angle 2x45Â°, 10:30h/12h/13:30h, Key removal I+O+II, with laser labeling, upper case | - | 0 | 0
3SU1030-4JL11-0AA0-Z | Y12 | 3SU1030-4JL11-0AA0-ZY12 | 1 | UN | 1 | 10 | C | D | EAR99 | N | 85389099 | 1 |  | 0.061 | KG | 49.21 | 49.21 | CP20 | CP20 | Key-operated switch O.M.R, 22 mm, round, plastic with metal front ring, lock number 73033, yellow, with 2 keys, 3 switch positions I-O-II, latching, actuating angle 2x45Â°, 10:30h/12h/13:30h, Key removal I+O+II, with laser labeling, lower case | - | 0 | 0
3SU1030-4JL11-0AA0-Z | Y15 | 3SU1030-4JL11-0AA0-ZY15 | 1 | UN | 1 | 10 | C | D | EAR99 | N | 85389099 | 1 |  | 0.061 | KG | 49.21 | 49.21 | CP20 | CP20 | Key-operated switch O.M.R, 22 mm, round, plastic with metal front ring, lock number 73033, yellow, with 2 keys, 3 switch positions I-O-II, latching, actuating angle 2x45Â°, 10:30h/12h/13:30h, Key removal I+O+II, with laser labeling, upper case and lower case, always upper case at the beginning of the word | - | 0 | 0
3SU1030-4JL11-0AA0-Z | Y19 | 3SU1030-4JL11-0AA0-ZY19 | 1 | UN | 1 | 10 | C | D | EAR99 | N | 85389099 | 1 |  | 0.061 | KG | 45.41 | 45.41 | CP20 | CP20 | Key-operated switch O.M.R, 22 mm, round, plastic with metal front ring, lock number 73033, yellow, with 2 keys, 3 switch positions I-O-II, latching, actuating angle 2x45Â°, 10:30h/12h/13:30h, Key removal I+O+II, with laser labeling, inscription or symbol Customer-specific selection with SIRIUS ACT configurator (CIN) | - | 0 | 0
3SU1030-4WS10-0AA0 |  | 3SU1030-4WS10-0AA0 | 1 | UN | 1 | 1 | A | D | N | N | 85235990 | 1 | 4011209946811 | 10 | G | 62.04 | 62.04 | CP20 | CP20 | ID key-operated switch, 22 mm, round, plastic with metal front ring, black, RFID, 4 switch positions O-I-II-III, actuating angle 3x45Â°, without ID key | - | 0 | 0
3SU1030-4WS10-0AA0-Z | X90 | 3SU1030-4WS10-0AA0-ZX90 | 1 | UN | 1 | 5 | B | D | N | N | 85235990 | 50 | 4047621054292 | 0.043 | KG | 62.04 | 62.04 | CP20 | CP20 | ID key-operated switch, 22 mm, round, plastic with metal front ring, black, RFID, 4 switch positions O-I-II-III, actuating angle 3x45Â°, without ID key, Z=50-unit packaging | - | 0 | 0
3SU1030-4WS10-0AA0-Z | Y19 | 3SU1030-4WS10-0AA0-ZY19 | 1 | UN | 1 | 10 | C | D | N | N | 85235990 | 1 |  | 0.04 | KG | 62.99 | 62.99 | CP20 | CP20 | ID key-operated switch, 22 mm, round, plastic with metal front ring, black, RFID, 4 switch positions O-I-II-III, actuating angle 3x45Â°, without ID key, customer-specific selection with SIRIUS ACT configurator (CIN) | - | 0 | 0
3SU1030-5BC01-0AA0 |  | 3SU1030-5BC01-0AA0 | 1 | UN | 1 | 1 | A | D | N | N | 85389099 | 1 | 4011209950085 | 0.02 | KG | 63.18 | 58.52 | CP20 | CP20 | key-operated switch CES, 22 mm, round, plastic with metal front ring, lock number SSG10, with 2 keys, 2 switch positions O<I, momentary contact type, Actuating angle 45Â°, 10:30h/12h, Key removal O | Lista Papel 2020 SI | 0 | 0
3SU1030-5BC01-0AA0-Z | X90 | 3SU1030-5BC01-0AA0-ZX90 | 1 | UN | 1 | 5 | B | D | EAR99 | N | 85389099 | 50 |  | 0.126 | KG | 63.18 | 63.18 | CP20 | CP20 | Key-operated switch CES, 22 mm, round, plastic with metal front ring, lock number SSG10, with 2 keys, 2 switch positions O<I, momentary contact type, Actuating angle 45Â°, 10:30h/12h, key removal O, Z=50-unit packaging | - | 0 | 0
3SU1030-5BC01-0AA0-Z | Y01 | 3SU1030-5BC01-0AA0-ZY01 | 1 | UN | 1 | 25 | D | D | EAR99 | N | 85389099 | 1 |  | 0.126 | KG | 110.2 | 110.2 | CP20 | CP20 | Key-operated switch CES, 22 mm, round, plastic with metal front ring, special lock, with 2 keys, 2 switch positions O<I, momentary contact type, Actuating angle 45Â°, 10:30h/12h, Key removal O | - | 0 | 0
3SU1030-5BC01-0AA0-Z | Y01Y19 | 3SU1030-5BC01-0AA0-ZY01Y19 | 1 | UN | 1 | 30 | D | D | N | N | 85389099 | 1 |  | 0.126 | KG | 111.15 | 111.15 | CP20 | CP20 | Key-operated switch CES, 22 mm, round, plastic with metal front ring, special lock, with 2 keys, 2 switch positions O<I, momentary contact type, actuating angle 45Â°, 10:30h/12h, key removal O, customer-specific selection with SIRIUS ACT configurator (CIN) |  | 0 | 0
3SU1030-5BC01-0AA0-Z | Y10 | 3SU1030-5BC01-0AA0-ZY10 | 1 | UN | 1 | 10 | C | D | EAR99 | N | 85389099 | 1 |  | 0.126 | KG | 67.93 | 67.93 | CP20 | CP20 | Key-operated switch CES, 22 mm, round, plastic with metal front ring, lock number SSG10, with 2 keys, 2 switch positions O<I, momentary contact type, Actuating angle 45Â°, 10:30h/12h, key removal O, with laser labeling, upper case and lower case, always upper case at beginning of line | - | 0 | 0
3SU1030-5BC01-0AA0-Z | Y11 | 3SU1030-5BC01-0AA0-ZY11 | 1 | UN | 1 | 10 | C | D | EAR99 | N | 85389099 | 1 |  | 0.126 | KG | 67.93 | 67.93 | CP20 | CP20 | Key-operated switch CES, 22 mm, round, plastic with metal front ring, lock number SSG10, with 2 keys, 2 switch positions O<I, momentary contact type, Actuating angle 45Â°, 10:30h/12h, key removal O, with laser labeling, upper case | - | 0 | 0
3SU1030-5BC01-0AA0-Z | Y12 | 3SU1030-5BC01-0AA0-ZY12 | 1 | UN | 1 | 10 | C | D | EAR99 | N | 85389099 | 1 |  | 0.126 | KG | 67.93 | 67.93 | CP20 | CP20 | Key-operated switch CES, 22 mm, round, plastic with metal front ring, lock number SSG10, with 2 keys, 2 switch positions O<I, momentary contact type, Actuating angle 45Â°, 10:30h/12h, key removal O, with laser labeling, lower case | - | 0 | 0
3SU1030-5BC01-0AA0-Z | Y15 | 3SU1030-5BC01-0AA0-ZY15 | 1 | UN | 1 | 10 | C | D | EAR99 | N | 85389099 | 1 |  | 0.126 | KG | 67.93 | 67.93 | CP20 | CP20 | Key-operated switch CES, 22 mm, round, plastic with metal front ring, lock number SSG10, with 2 keys, 2 switch positions O<I, momentary contact type, Actuating angle 45Â°, 10:30h/12h, key removal O, with laser labeling, upper case and lower case, always upper case at the beginning of the word | - | 0 | 0
3SU1030-5BC01-0AA0-Z | Y19 | 3SU1030-5BC01-0AA0-ZY19 | 1 | UN | 1 | 10 | C | D | EAR99 | N | 85389099 | 1 |  | 0.126 | KG | 64.13 | 64.13 | CP20 | CP20 | Key-operated switch CES, 22 mm, round, plastic with metal front ring, lock number SSG10, with 2 keys, 2 switch positions O<I, momentary contact type, Actuating angle 45Â°, 10:30h/12h, key removal O, with laser labeling, inscription or symbol Customer-specific selection with SIRIUS ACT configurator (CIN) | - | 0 | 0
3SU1030-5BF01-0AA0 |  | 3SU1030-5BF01-0AA0 | 1 | UN | 1 | 1 | A | D | N | N | 85389099 | 1 | 4011209950092 | 0.02 | KG | 63.18 | 58.52 | CP20 | CP20 | key-operated switch CES, 22 mm, round, plastic with metal front ring, lock number SSG10, with 2 keys, 2 switch positions O-I, latching, actuating angle 90Â°, 10:30h/13:30h, Key removal O | Lista Papel 2020 SI | 0 | 0
3SU1030-5BF01-0AA0-Z | X90 | 3SU1030-5BF01-0AA0-ZX90 | 1 | UN | 1 | 5 | B | D | EAR99 | N | 85389099 | 50 |  | 0.126 | KG | 63.18 | 63.18 | CP20 | CP20 | Key-operated switch CES, 22 mm, round, plastic with metal front ring, lock number SSG10, with 2 keys, 2 switch positions O-I, latching, actuating angle 90Â°, 10:30h/13:30h, key removal O, Z=50-unit packaging | - | 0 | 0
3SU1030-5BF01-0AA0-Z | Y01 | 3SU1030-5BF01-0AA0-ZY01 | 1 | UN | 1 | 25 | D | D | EAR99 | N | 85389099 | 1 |  | 0.126 | KG | 110.2 | 110.2 | CP20 | CP20 | Key-operated switch CES, 22 mm, round, plastic with metal front ring, special lock, with 2 keys, 2 switch positions O-I, latching, actuating angle 90Â°, 10:30h/13:30h, Key removal O | - | 0 | 0
3SU1030-5BF01-0AA0-Z | Y01Y11 | 3SU1030-5BF01-0AA0-ZY01Y11 | 1 | UN | 1 | 30 | D | D | N | N | 85389099 | 1 |  | 0.126 | KG | 114.95 | 114.95 | CP20 | CP20 | Key-operated switch CES, 22 mm, round, plastic with metal front ring, special lock, with 2 keys, 2 switch positions O-I, latching, actuating angle 90Â°, 10:30h/13:30h, key removal O, with laser labeling, upper case | - | 0 | 0
3SU1030-5BF01-0AA0-Z | Y01Y19 | 3SU1030-5BF01-0AA0-ZY01Y19 | 1 | UN | 1 | 30 | D | D | N | N | 85389099 | 1 |  | 0.126 | KG | 111.15 | 111.15 | CP20 | CP20 | Key-operated switch CES, 22 mm, round, plastic with metal front ring, special lock, with 2 keys, 2 switch positions O-I, latching, actuating angle 90Â°, 10:30h/13:30h, key removal O, customer-specific selection with SIRIUS ACT configurator (CIN) |  | 0 | 0
3SU1030-5BF01-0AA0-Z | Y10 | 3SU1030-5BF01-0AA0-ZY10 | 1 | UN | 1 | 10 | C | D | EAR99 | N | 85389099 | 1 |  | 0.126 | KG | 67.93 | 67.93 | CP20 | CP20 | Key-operated switch CES, 22 mm, round, plastic with metal front ring, lock number SSG10, with 2 keys, 2 switch positions O-I, latching, actuating angle 90Â°, 10:30h/13:30h, key removal O, with laser labeling, upper case and lower case, always upper case at beginning of line | - | 0 | 0
3SU1030-5BF01-0AA0-Z | Y11 | 3SU1030-5BF01-0AA0-ZY11 | 1 | UN | 1 | 10 | C | D | EAR99 | N | 85389099 | 1 |  | 0.126 | KG | 67.93 | 67.93 | CP20 | CP20 | Key-operated switch CES, 22 mm, round, plastic with metal front ring, lock number SSG10, with 2 keys, 2 switch positions O-I, latching, actuating angle 90Â°, 10:30h/13:30h, key removal O, with laser labeling, upper case | - | 0 | 0
3SU1030-5BF01-0AA0-Z | Y12 | 3SU1030-5BF01-0AA0-ZY12 | 1 | UN | 1 | 10 | C | D | EAR99 | N | 85389099 | 1 |  | 0.126 | KG | 67.93 | 67.93 | CP20 | CP20 | Key-operated switch CES, 22 mm, round, plastic with metal front ring, lock number SSG10, with 2 keys, 2 switch positions O-I, latching, actuating angle 90Â°, 10:30h/13:30h, key removal O, with laser labeling, lower case | - | 0 | 0
3SU1030-5BF01-0AA0-Z | Y15 | 3SU1030-5BF01-0AA0-ZY15 | 1 | UN | 1 | 10 | C | D | EAR99 | N | 85389099 | 1 |  | 0.126 | KG | 67.93 | 67.93 | CP20 | CP20 | Key-operated switch CES, 22 mm, round, plastic with metal front ring, lock number SSG10, with 2 keys, 2 switch positions O-I, latching, actuating angle 90Â°, 10:30h/13:30h, key removal O, with laser labeling, upper case and lower case, always upper case at the beginning of the word | - | 0 | 0
3SU1030-5BF01-0AA0-Z | Y19 | 3SU1030-5BF01-0AA0-ZY19 | 1 | UN | 1 | 10 | C | D | EAR99 | N | 85389099 | 1 |  | 0.126 | KG | 64.13 | 64.13 | CP20 | CP20 | Key-operated switch CES, 22 mm, round, plastic with metal front ring, lock number SSG10, with 2 keys, 2 switch positions O-I, latching, actuating angle 90Â°, 10:30h/13:30h, key removal O, with laser labeling, inscription or symbol Customer-specific selection with SIRIUS ACT configurator (CIN) | - | 0 | 0
3SU1030-5BF11-0AA0 |  | 3SU1030-5BF11-0AA0 | 1 | UN | 1 | 1 | A | D | N | N | 85389099 | 1 | 4011209950108 | 0.02 | KG | 63.18 | 58.52 | CP20 | CP20 | key-operated switch CES, 22 mm, round, plastic with metal front ring, lock number SSG10, with 2 keys, 2 switch positions O-I, latching, actuating angle 90Â°, 10:30h/13:30h, Key removal O+I | Lista Papel 2020 SI | 0 | 0
3SU1030-5BF11-0AA0-Z | X90 | 3SU1030-5BF11-0AA0-ZX90 | 1 | UN | 1 | 5 | B | D | N | N | 85389099 | 50 | 4047621054551 | 0.14 | KG | 63.18 | 63.18 | CP20 | CP20 | Key-operated switch CES, 22 mm, round, plastic with metal front ring, lock number SSG10, with 2 keys, 2 switch positions O-I, latching, actuating angle 90Â°, 10:30h/13:30h, key removal O+I, Z=50-unit packaging | - | 0 | 0
3SU1030-5BF11-0AA0-Z | Y01 | 3SU1030-5BF11-0AA0-ZY01 | 1 | UN | 1 | 25 | D | D | EAR99 | N | 85389099 | 1 |  | 0.126 | KG | 110.2 | 110.2 | CP20 | CP20 | Key-operated switch CES, 22 mm, round, plastic with metal front ring, special lock, with 2 keys, 2 switch positions O-I, latching, actuating angle 90Â°, 10:30h/13:30h, Key removal O+I | - | 0 | 0
3SU1030-5BF11-0AA0-Z | Y01Y19 | 3SU1030-5BF11-0AA0-ZY01Y19 | 1 | UN | 1 | 30 | D | D | N | N | 85389099 | 1 |  | 0.126 | KG | 111.15 | 111.15 | CP20 | CP20 | Key-operated switch CES, 22 mm, round, plastic with metal front ring, special lock, with 2 keys, 2 switch positions O-I, latching, actuating angle 90Â°, 10:30h/13:30h, key removal O+I, customer-specific selection with SIRIUS ACT configurator (CIN) |  | 0 | 0
3SU1030-5BF11-0AA0-Z | Y10 | 3SU1030-5BF11-0AA0-ZY10 | 1 | UN | 1 | 10 | C | D | EAR99 | N | 85389099 | 1 |  | 0.126 | KG | 67.93 | 67.93 | CP20 | CP20 | Key-operated switch CES, 22 mm, round, plastic with metal front ring, lock number SSG10, with 2 keys, 2 switch positions O-I, latching, actuating angle 90Â°, 10:30h/13:30h, key removal O+I, with laser labeling, upper case and lower case, always upper case at beginning of line | - | 0 | 0
3SU1030-5BF11-0AA0-Z | Y11 | 3SU1030-5BF11-0AA0-ZY11 | 1 | UN | 1 | 10 | C | D | EAR99 | N | 85389099 | 1 |  | 0.126 | KG | 67.93 | 67.93 | CP20 | CP20 | Key-operated switch CES, 22 mm, round, plastic with metal front ring, lock number SSG10, with 2 keys, 2 switch positions O-I, latching, actuating angle 90Â°, 10:30h/13:30h, key removal O+I, with laser labeling, upper case | - | 0 | 0
3SU1030-5BF11-0AA0-Z | Y12 | 3SU1030-5BF11-0AA0-ZY12 | 1 | UN | 1 | 10 | C | D | EAR99 | N | 85389099 | 1 |  | 0.126 | KG | 67.93 | 67.93 | CP20 | CP20 | Key-operated switch CES, 22 mm, round, plastic with metal front ring, lock number SSG10, with 2 keys, 2 switch positions O-I, latching, actuating angle 90Â°, 10:30h/13:30h, key removal O+I, with laser labeling, lower case | - | 0 | 0
3SU1030-5BF11-0AA0-Z | Y15 | 3SU1030-5BF11-0AA0-ZY15 | 1 | UN | 1 | 10 | C | D | EAR99 | N | 85389099 | 1 |  | 0.126 | KG | 67.93 | 67.93 | CP20 | CP20 | Key-operated switch CES, 22 mm, round, plastic with metal front ring, lock number SSG10, with 2 keys, 2 switch positions O-I, latching, actuating angle 90Â°, 10:30h/13:30h, key removal O+I, with laser labeling, upper case and lower case, always upper case at the beginning of the word | - | 0 | 0
3SU1030-5BF11-0AA0-Z | Y19 | 3SU1030-5BF11-0AA0-ZY19 | 1 | UN | 1 | 10 | C | D | EAR99 | N | 85389099 | 1 |  | 0.126 | KG | 64.13 | 64.13 | CP20 | CP20 | Key-operated switch CES, 22 mm, round, plastic with metal front ring, lock number SSG10, with 2 keys, 2 switch positions O-I, latching, actuating angle 90Â°, 10:30h/13:30h, key removal O+I, with laser labeling, inscription or symbol Customer-specific selection with SIRIUS ACT configurator (CIN) | - | 0 | 0
3SU1030-5BF21-0AA0 |  | 3SU1030-5BF21-0AA0 | 1 | UN | 1 | 3 | B | D | N | N | 85389099 | 1 | 4011209950115 | 0.02 | KG | 63.18 | 58.52 | CP20 | CP20 | key-operated switch CES, 22 mm, round, plastic with metal front ring, lock number SSG10, with 2 keys, 2 switch positions O-I, latching, actuating angle 90Â°, 10:30h/13:30h, Key removal I | Lista Papel 2020 SI | 0 | 0
3SU1030-5BF21-0AA0-Z | X90 | 3SU1030-5BF21-0AA0-ZX90 | 1 | UN | 1 | 5 | B | D | EAR99 | N | 85389099 | 50 |  | 0.126 | KG | 63.18 | 63.18 | CP20 | CP20 | Key-operated switch CES, 22 mm, round, plastic with metal front ring, lock number SSG10, with 2 keys, 2 switch positions O-I, latching, actuating angle 90Â°, 10:30h/13:30h, key removal I, Z=50-unit packaging | - | 0 | 0
3SU1030-5BF21-0AA0-Z | Y01 | 3SU1030-5BF21-0AA0-ZY01 | 1 | UN | 1 | 25 | D | D | EAR99 | N | 85389099 | 1 |  | 0.126 | KG | 110.2 | 110.2 | CP20 | CP20 | Key-operated switch CES, 22 mm, round, plastic with metal front ring, special lock, with 2 keys, 2 switch positions O-I, latching, actuating angle 90Â°, 10:30h/13:30h, Key removal I | - | 0 | 0
3SU1030-5BF21-0AA0-Z | Y01Y19 | 3SU1030-5BF21-0AA0-ZY01Y19 | 1 | UN | 1 | 30 | D | D | N | N | 85389099 | 1 |  | 0.126 | KG | 111.15 | 111.15 | CP20 | CP20 | Key-operated switch CES, 22 mm, round, plastic with metal front ring, special lock, with 2 keys, 2 switch positions O-I, latching, actuating angle 90Â°, 10:30h/13:30h, key removal I, customer-specific selection with SIRIUS ACT configurator (CIN) |  | 0 | 0
3SU1030-5BF21-0AA0-Z | Y10 | 3SU1030-5BF21-0AA0-ZY10 | 1 | UN | 1 | 10 | C | D | EAR99 | N | 85389099 | 1 |  | 0.126 | KG | 67.93 | 67.93 | CP20 | CP20 | Key-operated switch CES, 22 mm, round, plastic with metal front ring, lock number SSG10, with 2 keys, 2 switch positions O-I, latching, actuating angle 90Â°, 10:30h/13:30h, key removal I, with laser labeling, upper case and lower case, always upper case at beginning of line | - | 0 | 0
3SU1030-5BF21-0AA0-Z | Y11 | 3SU1030-5BF21-0AA0-ZY11 | 1 | UN | 1 | 10 | C | D | EAR99 | N | 85389099 | 1 |  | 0.126 | KG | 67.93 | 67.93 | CP20 | CP20 | Key-operated switch CES, 22 mm, round, plastic with metal front ring, lock number SSG10, with 2 keys, 2 switch positions O-I, latching, actuating angle 90Â°, 10:30h/13:30h, key removal I, with laser labeling, upper case | - | 0 | 0
3SU1030-5BF21-0AA0-Z | Y12 | 3SU1030-5BF21-0AA0-ZY12 | 1 | UN | 1 | 10 | C | D | EAR99 | N | 85389099 | 1 |  | 0.126 | KG | 67.93 | 67.93 | CP20 | CP20 | Key-operated switch CES, 22 mm, round, plastic with metal front ring, lock number SSG10, with 2 keys, 2 switch positions O-I, latching, actuating angle 90Â°, 10:30h/13:30h, key removal I, with laser labeling, lower case | - | 0 | 0
3SU1030-5BF21-0AA0-Z | Y15 | 3SU1030-5BF21-0AA0-ZY15 | 1 | UN | 1 | 10 | C | D | EAR99 | N | 85389099 | 1 |  | 0.126 | KG | 67.93 | 67.93 | CP20 | CP20 | Key-operated switch CES, 22 mm, round, plastic with metal front ring, lock number SSG10, with 2 keys, 2 switch positions O-I, latching, actuating angle 90Â°, 10:30h/13:30h, key removal I, with laser labeling, upper case and lower case, always upper case at the beginning of the word | - | 0 | 0
3SU1030-5BF21-0AA0-Z | Y19 | 3SU1030-5BF21-0AA0-ZY19 | 1 | UN | 1 | 10 | C | D | EAR99 | N | 85389099 | 1 |  | 0.126 | KG | 64.13 | 64.13 | CP20 | CP20 | Key-operated switch CES, 22 mm, round, plastic with metal front ring, lock number SSG10, with 2 keys, 2 switch positions O-I, latching, actuating angle 90Â°, 10:30h/13:30h, key removal I, with laser labeling, inscription or symbol Customer-specific selection with SIRIUS ACT configurator (CIN) | - | 0 | 0
3SU1030-5BL01-0AA0 |  | 3SU1030-5BL01-0AA0 | 1 | UN | 1 | 3 | B | D | N | N | 85389099 | 1 | 4011209950122 | 0.02 | KG | 63.18 | 58.52 | CP20 | CP20 | key-operated switch CES, 22 mm, round, plastic with metal front ring, lock number SSG10, with 2 keys, 3 switch positions I-O-II, latching, actuating angle 2x45Â°, 10:30h/12h/13:30h, Key removal O | Lista Papel 2020 SI | 0 | 0
3SU1030-5BL01-0AA0-Z | X90 | 3SU1030-5BL01-0AA0-ZX90 | 1 | UN | 1 | 5 | B | D | EAR99 | N | 85389099 | 50 |  | 0.126 | KG | 63.18 | 63.18 | CP20 | CP20 | Key-operated switch CES, 22 mm, round, plastic with metal front ring, lock number SSG10, with 2 keys, 3 switch positions I-O-II, latching, actuating angle 2x45Â°, 10:30h/12h/13:30h, key removal O, Z=50-unit packaging | - | 0 | 0
3SU1030-5BL01-0AA0-Z | Y01 | 3SU1030-5BL01-0AA0-ZY01 | 1 | UN | 1 | 25 | D | D | EAR99 | N | 85389099 | 1 |  | 0.126 | KG | 110.2 | 110.2 | CP20 | CP20 | Key-operated switch CES, 22 mm, round, plastic with metal front ring, special lock, with 2 keys, 3 switch positions I-O-II, latching, actuating angle 2x45Â°, 10:30h/12h/13:30h, Key removal O | - | 0 | 0
3SU1030-5BL01-0AA0-Z | Y01Y19 | 3SU1030-5BL01-0AA0-ZY01Y19 | 1 | UN | 1 | 30 | D | D | N | N | 85389099 | 1 |  | 0.126 | KG | 111.15 | 111.15 | CP20 | CP20 | Key-operated switch CES, 22 mm, round, plastic with metal front ring, special lock, with 2 keys, 3 switch positions I-O-II, latching, actuating angle 2x45Â°, 10:30h/12h/13:30h, key removal O, customer-specific selection with SIRIUS ACT configurator (CIN) |  | 0 | 0
3SU1030-5BL01-0AA0-Z | Y10 | 3SU1030-5BL01-0AA0-ZY10 | 1 | UN | 1 | 10 | C | D | EAR99 | N | 85389099 | 1 |  | 0.126 | KG | 67.93 | 67.93 | CP20 | CP20 | Key-operated switch CES, 22 mm, round, plastic with metal front ring, lock number SSG10, with 2 keys, 3 switch positions I-O-II, latching, actuating angle 2x45Â°, 10:30h/12h/13:30h, key removal O, with laser labeling, upper case and lower case, always upper case at beginning of line | - | 0 | 0
3SU1030-5BL01-0AA0-Z | Y11 | 3SU1030-5BL01-0AA0-ZY11 | 1 | UN | 1 | 10 | C | D | EAR99 | N | 85389099 | 1 |  | 0.126 | KG | 67.93 | 67.93 | CP20 | CP20 | Key-operated switch CES, 22 mm, round, plastic with metal front ring, lock number SSG10, with 2 keys, 3 switch positions I-O-II, latching, actuating angle 2x45Â°, 10:30h/12h/13:30h, key removal O, with laser labeling, upper case | - | 0 | 0
3SU1030-5BL01-0AA0-Z | Y12 | 3SU1030-5BL01-0AA0-ZY12 | 1 | UN | 1 | 10 | C | D | EAR99 | N | 85389099 | 1 |  | 0.126 | KG | 67.93 | 67.93 | CP20 | CP20 | Key-operated switch CES, 22 mm, round, plastic with metal front ring, lock number SSG10, with 2 keys, 3 switch positions I-O-II, latching, actuating angle 2x45Â°, 10:30h/12h/13:30h, key removal O, with laser labeling, lower case | - | 0 | 0
3SU1030-5BL01-0AA0-Z | Y15 | 3SU1030-5BL01-0AA0-ZY15 | 1 | UN | 1 | 10 | C | D | EAR99 | N | 85389099 | 1 |  | 0.126 | KG | 67.93 | 67.93 | CP20 | CP20 | Key-operated switch CES, 22 mm, round, plastic with metal front ring, lock number SSG10, with 2 keys, 3 switch positions I-O-II, latching, actuating angle 2x45Â°, 10:30h/12h/13:30h, key removal O, with laser labeling, upper case and lower case, always upper case at the beginning of the word | - | 0 | 0
3SU1030-5BL01-0AA0-Z | Y19 | 3SU1030-5BL01-0AA0-ZY19 | 1 | UN | 1 | 10 | C | D | EAR99 | N | 85389099 | 1 |  | 0.126 | KG | 64.13 | 64.13 | CP20 | CP20 | Key-operated switch CES, 22 mm, round, plastic with metal front ring, lock number SSG10, with 2 keys, 3 switch positions I-O-II, latching, actuating angle 2x45Â°, 10:30h/12h/13:30h, key removal O, with laser labeling, inscription or symbol Customer-specific selection with SIRIUS ACT configurator (CIN) | - | 0 | 0
3SU1030-5BL11-0AA0 |  | 3SU1030-5BL11-0AA0 | 1 | UN | 1 | 1 | A | D | N | N | 85389099 | 1 | 4011209950139 | 0.02 | KG | 63.18 | 58.52 | CP20 | CP20 | key-operated switch CES, 22 mm, round, plastic with metal front ring, lock number SSG10, with 2 keys, 3 switch positions I-O-II, latching, actuating angle 2x45Â°, 10:30h/12h/13:30h, Key removal I+O+II | Lista Papel 2020 SI | 0 | 0
3SU1030-5BL11-0AA0-Z | X90 | 3SU1030-5BL11-0AA0-ZX90 | 1 | UN | 1 | 5 | B | D | EAR99 | N | 85389099 | 50 |  | 0.126 | KG | 63.18 | 63.18 | CP20 | CP20 | Key-operated switch CES, 22 mm, round, plastic with metal front ring, lock number SSG10, with 2 keys, 3 switch positions I-O-II, latching, actuating angle 2x45Â°, 10:30h/12h/13:30h, Key removal I+O+II, Z=50-unit packaging | - | 0 | 0
3SU1030-5BL11-0AA0-Z | Y01 | 3SU1030-5BL11-0AA0-ZY01 | 1 | UN | 1 | 25 | D | D | EAR99 | N | 85389099 | 1 |  | 0.126 | KG | 110.2 | 110.2 | CP20 | CP20 | Key-operated switch CES, 22 mm, round, plastic with metal front ring, special lock, with 2 keys, 3 switch positions I-O-II, latching, actuating angle 2x45Â°, 10:30h/12h/13:30h, Key removal I+O+II | - | 0 | 0
3SU1030-5BL11-0AA0-Z | Y01Y19 | 3SU1030-5BL11-0AA0-ZY01Y19 | 1 | UN | 1 | 30 | D | D | N | N | 85389099 | 1 |  | 0.126 | KG | 111.15 | 111.15 | CP20 | CP20 | Key-operated switch CES, 22 mm, round, plastic with metal front ring, special lock, with 2 keys, 3 switch positions I-O-II, latching, actuating angle 2x45Â°, 10:30h/12h/13:30h, key removal I+O+II, customer-specific selection with SIRIUS ACT configurator (CIN) |  | 0 | 0
3SU1030-5BL11-0AA0-Z | Y10 | 3SU1030-5BL11-0AA0-ZY10 | 1 | UN | 1 | 10 | C | D | EAR99 | N | 85389099 | 1 |  | 0.126 | KG | 67.93 | 67.93 | CP20 | CP20 | Key-operated switch CES, 22 mm, round, plastic with metal front ring, lock number SSG10, with 2 keys, 3 switch positions I-O-II, latching, actuating angle 2x45Â°, 10:30h/12h/13:30h, Key removal I+O+II, with laser labeling, upper case and lower case, always upper case at beginning of line | - | 0 | 0
3SU1030-5BL11-0AA0-Z | Y11 | 3SU1030-5BL11-0AA0-ZY11 | 1 | UN | 1 | 10 | C | D | EAR99 | N | 85389099 | 1 |  | 0.126 | KG | 67.93 | 67.93 | CP20 | CP20 | Key-operated switch CES, 22 mm, round, plastic with metal front ring, lock number SSG10, with 2 keys, 3 switch positions I-O-II, latching, actuating angle 2x45Â°, 10:30h/12h/13:30h, Key removal I+O+II, with laser labeling, upper case | - | 0 | 0
3SU1030-5BL11-0AA0-Z | Y12 | 3SU1030-5BL11-0AA0-ZY12 | 1 | UN | 1 | 10 | C | D | EAR99 | N | 85389099 | 1 |  | 0.126 | KG | 67.93 | 67.93 | CP20 | CP20 | Key-operated switch CES, 22 mm, round, plastic with metal front ring, lock number SSG10, with 2 keys, 3 switch positions I-O-II, latching, actuating angle 2x45Â°, 10:30h/12h/13:30h, Key removal I+O+II, with laser labeling, lower case | - | 0 | 0
3SU1030-5BL11-0AA0-Z | Y15 | 3SU1030-5BL11-0AA0-ZY15 | 1 | UN | 1 | 10 | C | D | EAR99 | N | 85389099 | 1 |  | 0.126 | KG | 67.93 | 67.93 | CP20 | CP20 | Key-operated switch CES, 22 mm, round, plastic with metal front ring, lock number SSG10, with 2 keys, 3 switch positions I-O-II, latching, actuating angle 2x45Â°, 10:30h/12h/13:30h, Key removal I+O+II, with laser labeling, upper case and lower case, always upper case at the beginning of the word | - | 0 | 0
3SU1030-5BL11-0AA0-Z | Y19 | 3SU1030-5BL11-0AA0-ZY19 | 1 | UN | 1 | 10 | C | D | EAR99 | N | 85389099 | 1 |  | 0.126 | KG | 64.13 | 64.13 | CP20 | CP20 | Key-operated switch CES, 22 mm, round, plastic with metal front ring, lock number SSG10, with 2 keys, 3 switch positions I-O-II, latching, actuating angle 2x45Â°, 10:30h/12h/13:30h, Key removal I+O+II, with laser labeling, inscription or symbol Customer-specific selection with SIRIUS ACT configurator (CIN) | - | 0 | 0
3SU1030-5BL21-0AA0 |  | 3SU1030-5BL21-0AA0 | 1 | UN | 1 | 3 | B | D | N | N | 85389099 | 1 | 4011209950146 | 0.02 | KG | 63.18 | 58.52 | CP20 | CP20 | key-operated switch CES, 22 mm, round, plastic with metal front ring, lock number SSG10, with 2 keys, 3 switch positions I-O-II, latching, actuating angle 2x45Â°, 10:30h/12h/13:30h, Key removal I | Lista Papel 2020 SI | 0 | 0
3SU1030-5BL21-0AA0-Z | X90 | 3SU1030-5BL21-0AA0-ZX90 | 1 | UN | 1 | 5 | B | D | EAR99 | N | 85389099 | 50 |  | 0.126 | KG | 63.18 | 63.18 | CP20 | CP20 | Key-operated switch CES, 22 mm, round, plastic with metal front ring, lock number SSG10, with 2 keys, 3 switch positions I-O-II, latching, actuating angle 2x45Â°, 10:30h/12h/13:30h, key removal I, Z=50-unit packaging | - | 0 | 0
3SU1030-5BL21-0AA0-Z | Y01 | 3SU1030-5BL21-0AA0-ZY01 | 1 | UN | 1 | 25 | D | D | EAR99 | N | 85389099 | 1 |  | 0.126 | KG | 110.2 | 110.2 | CP20 | CP20 | Key-operated switch CES, 22 mm, round, plastic with metal front ring, special lock, with 2 keys, 3 switch positions I-O-II, latching, actuating angle 2x45Â°, 10:30h/12h/13:30h, Key removal I | - | 0 | 0
3SU1030-5BL21-0AA0-Z | Y01Y19 | 3SU1030-5BL21-0AA0-ZY01Y19 | 1 | UN | 1 | 30 | D | D | N | N | 85389099 | 1 |  | 0.126 | KG | 111.15 | 111.15 | CP20 | CP20 | Key-operated switch CES, 22 mm, round, plastic with metal front ring, special lock, with 2 keys, 3 switch positions I-O-II, latching, actuating angle 2x45Â°, 10:30h/12h/13:30h, key removal I, customer-specific selection with SIRIUS ACT configurator (CIN) |  | 0 | 0
3SU1030-5BL21-0AA0-Z | Y10 | 3SU1030-5BL21-0AA0-ZY10 | 1 | UN | 1 | 10 | C | D | EAR99 | N | 85389099 | 1 |  | 0.126 | KG | 67.93 | 67.93 | CP20 | CP20 | Key-operated switch CES, 22 mm, round, plastic with metal front ring, lock number SSG10, with 2 keys, 3 switch positions I-O-II, latching, actuating angle 2x45Â°, 10:30h/12h/13:30h, key removal I, with laser labeling, upper case and lower case, always upper case at beginning of line | - | 0 | 0
3SU1030-5BL21-0AA0-Z | Y11 | 3SU1030-5BL21-0AA0-ZY11 | 1 | UN | 1 | 10 | C | D | EAR99 | N | 85389099 | 1 |  | 0.126 | KG | 67.93 | 67.93 | CP20 | CP20 | Key-operated switch CES, 22 mm, round, plastic with metal front ring, lock number SSG10, with 2 keys, 3 switch positions I-O-II, latching, actuating angle 2x45Â°, 10:30h/12h/13:30h, key removal I, with laser labeling, upper case | - | 0 | 0
3SU1030-5BL21-0AA0-Z | Y12 | 3SU1030-5BL21-0AA0-ZY12 | 1 | UN | 1 | 10 | C | D | EAR99 | N | 85389099 | 1 |  | 0.126 | KG | 67.93 | 67.93 | CP20 | CP20 | Key-operated switch CES, 22 mm, round, plastic with metal front ring, lock number SSG10, with 2 keys, 3 switch positions I-O-II, latching, actuating angle 2x45Â°, 10:30h/12h/13:30h, key removal I, with laser labeling, lower case | - | 0 | 0
3SU1030-5BL21-0AA0-Z | Y15 | 3SU1030-5BL21-0AA0-ZY15 | 1 | UN | 1 | 10 | C | D | EAR99 | N | 85389099 | 1 |  | 0.126 | KG | 67.93 | 67.93 | CP20 | CP20 | Key-operated switch CES, 22 mm, round, plastic with metal front ring, lock number SSG10, with 2 keys, 3 switch positions I-O-II, latching, actuating angle 2x45Â°, 10:30h/12h/13:30h, key removal I, with laser labeling, upper case and lower case, always upper case at the beginning of the word | - | 0 | 0
3SU1030-5BL21-0AA0-Z | Y19 | 3SU1030-5BL21-0AA0-ZY19 | 1 | UN | 1 | 10 | C | D | EAR99 | N | 85389099 | 1 |  | 0.126 | KG | 64.13 | 64.13 | CP20 | CP20 | Key-operated switch CES, 22 mm, round, plastic with metal front ring, lock number SSG10, with 2 keys, 3 switch positions I-O-II, latching, actuating angle 2x45Â°, 10:30h/12h/13:30h, key removal I, with laser labeling, inscription or symbol Customer-specific selection with SIRIUS ACT configurator (CIN) | - | 0 | 0
3SU1030-5BL31-0AA0 |  | 3SU1030-5BL31-0AA0 | 1 | UN | 1 | 3 | B | D | N | N | 85389099 | 1 | 4011209950153 | 0.138 | KG | 63.18 | 58.52 | CP20 | CP20 | key-operated switch CES, 22 mm, round, plastic with metal front ring, lock number SSG10, with 2 keys, 3 switch positions I-O-II, latching, actuating angle 2x45Â°, 10:30h/12h/13:30h, key removal II | Lista Papel 2020 SI | 0 | 0
3SU1030-5BL31-0AA0-Z | X90 | 3SU1030-5BL31-0AA0-ZX90 | 1 | UN | 1 | 5 | B | D | EAR99 | N | 85389099 | 50 |  | 0.126 | KG | 63.18 | 63.18 | CP20 | CP20 | Key-operated switch CES, 22 mm, round, plastic with metal front ring, lock number SSG10, with 2 keys, 3 switch positions I-O-II, latching, actuating angle 2x45Â°, 10:30h/12h/13:30h, Key removal II, Z=50-unit packaging | - | 0 | 0
3SU1030-5BL31-0AA0-Z | Y01 | 3SU1030-5BL31-0AA0-ZY01 | 1 | UN | 1 | 25 | D | D | EAR99 | N | 85389099 | 1 |  | 0.126 | KG | 110.2 | 110.2 | CP20 | CP20 | Key-operated switch CES, 22 mm, round, plastic with metal front ring, special lock, with 2 keys, 3 switch positions I-O-II, latching, actuating angle 2x45Â°, 10:30h/12h/13:30h, key removal II | - | 0 | 0
3SU1030-5BL31-0AA0-Z | Y01Y19 | 3SU1030-5BL31-0AA0-ZY01Y19 | 1 | UN | 1 | 30 | D | D | N | N | 85389099 | 1 |  | 0.126 | KG | 111.15 | 111.15 | CP20 | CP20 | Key-operated switch CES, 22 mm, round, plastic with metal front ring, special lock, with 2 keys, 3 switch positions I-O-II, latching, actuating angle 2x45Â°, 10:30h/12h/13:30h, key removal II, customer-specific selection with SIRIUS ACT configurator (CIN) |  | 0 | 0
3SU1030-5BL31-0AA0-Z | Y10 | 3SU1030-5BL31-0AA0-ZY10 | 1 | UN | 1 | 10 | C | D | EAR99 | N | 85389099 | 1 |  | 0.126 | KG | 67.93 | 67.93 | CP20 | CP20 | Key-operated switch CES, 22 mm, round, plastic with metal front ring, lock number SSG10, with 2 keys, 3 switch positions I-O-II, latching, actuating angle 2x45Â°, 10:30h/12h/13:30h, Key removal II, with laser labeling, upper case and lower case, always upper case at beginning of line | - | 0 | 0
3SU1030-5BL31-0AA0-Z | Y11 | 3SU1030-5BL31-0AA0-ZY11 | 1 | UN | 1 | 10 | C | D | EAR99 | N | 85389099 | 1 |  | 0.126 | KG | 67.93 | 67.93 | CP20 | CP20 | Key-operated switch CES, 22 mm, round, plastic with metal front ring, lock number SSG10, with 2 keys, 3 switch positions I-O-II, latching, actuating angle 2x45Â°, 10:30h/12h/13:30h, Key removal II, with laser labeling, upper case | - | 0 | 0
3SU1030-5BL31-0AA0-Z | Y12 | 3SU1030-5BL31-0AA0-ZY12 | 1 | UN | 1 | 10 | C | D | EAR99 | N | 85389099 | 1 |  | 0.126 | KG | 67.93 | 67.93 | CP20 | CP20 | Key-operated switch CES, 22 mm, round, plastic with metal front ring, lock number SSG10, with 2 keys, 3 switch positions I-O-II, latching, actuating angle 2x45Â°, 10:30h/12h/13:30h, Key removal II, with laser labeling, lower case | - | 0 | 0
3SU1030-5BL31-0AA0-Z | Y15 | 3SU1030-5BL31-0AA0-ZY15 | 1 | UN | 1 | 10 | C | D | EAR99 | N | 85389099 | 1 |  | 0.126 | KG | 67.93 | 67.93 | CP20 | CP20 | Key-operated switch CES, 22 mm, round, plastic with metal front ring, lock number SSG10, with 2 keys, 3 switch positions I-O-II, latching, actuating angle 2x45Â°, 10:30h/12h/13:30h, Key removal II, with laser labeling, upper case and lower case, always upper case at the beginning of the word | - | 0 | 0
3SU1030-5BL31-0AA0-Z | Y19 | 3SU1030-5BL31-0AA0-ZY19 | 1 | UN | 1 | 10 | C | D | EAR99 | N | 85389099 | 1 |  | 0.126 | KG | 64.13 | 64.13 | CP20 | CP20 | Key-operated switch CES, 22 mm, round, plastic with metal front ring, lock number SSG10, with 2 keys, 3 switch positions I-O-II, latching, actuating angle 2x45Â°, 10:30h/12h/13:30h, Key removal II, with laser labeling, inscription or symbol Customer-specific selection with SIRIUS ACT configurator (CIN) | - | 0 | 0
3SU1030-5BL41-0AA0 |  | 3SU1030-5BL41-0AA0 | 1 | UN | 1 | 3 | B | D | N | N | 85389099 | 1 | 4011209950160 | 0.02 | KG | 63.18 | 58.52 | CP20 | CP20 | key-operated switch CES, 22 mm, round, plastic with metal front ring, lock number SSG10, with 2 keys, 3 switch positions I-O-II, latching, actuating angle 2x45Â°, 10:30h/12h/13:30h, Key removal I+II | Lista Papel 2020 SI | 0 | 0
3SU1030-5BL41-0AA0-Z | X90 | 3SU1030-5BL41-0AA0-ZX90 | 1 | UN | 1 | 5 | B | D | EAR99 | N | 85389099 | 50 |  | 0.126 | KG | 63.18 | 63.18 | CP20 | CP20 | Key-operated switch CES, 22 mm, round, plastic with metal front ring, lock number SSG10, with 2 keys, 3 switch positions I-O-II, latching, actuating angle 2x45Â°, 10:30h/12h/13:30h, Key removal I+II, Z=50-unit packaging | - | 0 | 0
3SU1030-5BL41-0AA0-Z | Y01 | 3SU1030-5BL41-0AA0-ZY01 | 1 | UN | 1 | 25 | D | D | EAR99 | N | 85389099 | 1 |  | 0.126 | KG | 110.2 | 110.2 | CP20 | CP20 | Key-operated switch CES, 22 mm, round, plastic with metal front ring, special lock, with 2 keys, 3 switch positions I-O-II, latching, actuating angle 2x45Â°, 10:30h/12h/13:30h, Key removal I+II | - | 0 | 0
3SU1030-5BL41-0AA0-Z | Y01Y19 | 3SU1030-5BL41-0AA0-ZY01Y19 | 1 | UN | 1 | 30 | D | D | N | N | 85389099 | 1 |  | 0.126 | KG | 111.15 | 111.15 | CP20 | CP20 | Key-operated switch CES, 22 mm, round, plastic with metal front ring, special lock, with 2 keys, 3 switch positions I-O-II, latching, actuating angle 2x45Â°, 10:30h/12h/13:30h, key removal I+II, customer-specific selection with SIRIUS ACT configurator (CIN) |  | 0 | 0
3SU1030-5BL41-0AA0-Z | Y10 | 3SU1030-5BL41-0AA0-ZY10 | 1 | UN | 1 | 10 | C | D | EAR99 | N | 85389099 | 1 |  | 0.126 | KG | 67.93 | 67.93 | CP20 | CP20 | Key-operated switch CES, 22 mm, round, plastic with metal front ring, lock number SSG10, with 2 keys, 3 switch positions I-O-II, latching, actuating angle 2x45Â°, 10:30h/12h/13:30h, Key removal I+II, with laser labeling, upper case and lower case, always upper case at beginning of line | - | 0 | 0
3SU1030-5BL41-0AA0-Z | Y11 | 3SU1030-5BL41-0AA0-ZY11 | 1 | UN | 1 | 10 | C | D | EAR99 | N | 85389099 | 1 |  | 0.126 | KG | 67.93 | 67.93 | CP20 | CP20 | Key-operated switch CES, 22 mm, round, plastic with metal front ring, lock number SSG10, with 2 keys, 3 switch positions I-O-II, latching, actuating angle 2x45Â°, 10:30h/12h/13:30h, Key removal I+II, with laser labeling, upper case | - | 0 | 0
3SU1030-5BL41-0AA0-Z | Y12 | 3SU1030-5BL41-0AA0-ZY12 | 1 | UN | 1 | 10 | C | D | EAR99 | N | 85389099 | 1 |  | 0.126 | KG | 67.93 | 67.93 | CP20 | CP20 | Key-operated switch CES, 22 mm, round, plastic with metal front ring, lock number SSG10, with 2 keys, 3 switch positions I-O-II, latching, actuating angle 2x45Â°, 10:30h/12h/13:30h, Key removal I+II, with laser labeling, lower case | - | 0 | 0
3SU1030-5BL41-0AA0-Z | Y15 | 3SU1030-5BL41-0AA0-ZY15 | 1 | UN | 1 | 10 | C | D | EAR99 | N | 85389099 | 1 |  | 0.126 | KG | 67.93 | 67.93 | CP20 | CP20 | Key-operated switch CES, 22 mm, round, plastic with metal front ring, lock number SSG10, with 2 keys, 3 switch positions I-O-II, latching, actuating angle 2x45Â°, 10:30h/12h/13:30h, Key removal I+II, with laser labeling, upper case and lower case, always upper case at the beginning of the word | - | 0 | 0
3SU1030-5BL41-0AA0-Z | Y19 | 3SU1030-5BL41-0AA0-ZY19 | 1 | UN | 1 | 10 | C | D | EAR99 | N | 85389099 | 1 |  | 0.126 | KG | 64.13 | 64.13 | CP20 | CP20 | Key-operated switch CES, 22 mm, round, plastic with metal front ring, lock number SSG10, with 2 keys, 3 switch positions I-O-II, latching, actuating angle 2x45Â°, 10:30h/12h/13:30h, Key removal I+II, with laser labeling, inscription or symbol Customer-specific selection with SIRIUS ACT configurator (CIN) | - | 0 | 0
3SU1030-5BL51-0AA0 |  | 3SU1030-5BL51-0AA0 | 1 | UN | 1 | 5 | B | D | N | N | 85389099 | 1 | 4011209950177 | 0.14 | KG | 63.18 | 63.18 | CP20 | CP20 | key-operated switch CES, 22 mm, round, plastic with metal front ring, lock number SSG10, with 2 keys, 3 switch positions I-O-II, latching, actuating angle 2x45Â°, 10:30h/12h/13:30h, Key removal O+I | - | 0 | 0
3SU1030-5BL51-0AA0-Z | X90 | 3SU1030-5BL51-0AA0-ZX90 | 1 | UN | 1 | 5 | B | D | EAR99 | N | 85389099 | 50 |  | 0.126 | KG | 63.18 | 63.18 | CP20 | CP20 | Key-operated switch CES, 22 mm, round, plastic with metal front ring, lock number SSG10, with 2 keys, 3 switch positions I-O-II, latching, actuating angle 2x45Â°, 10:30h/12h/13:30h, key removal O+I, Z=50-unit packaging | - | 0 | 0
3SU1030-5BL51-0AA0-Z | Y01 | 3SU1030-5BL51-0AA0-ZY01 | 1 | UN | 1 | 25 | D | D | EAR99 | N | 85389099 | 1 |  | 0.126 | KG | 110.2 | 110.2 | CP20 | CP20 | Key-operated switch CES, 22 mm, round, plastic with metal front ring, special lock, with 2 keys, 3 switch positions I-O-II, latching, actuating angle 2x45Â°, 10:30h/12h/13:30h, Key removal O+I | - | 0 | 0
3SU1030-5BL51-0AA0-Z | Y01Y19 | 3SU1030-5BL51-0AA0-ZY01Y19 | 1 | UN | 1 | 30 | D | D | N | N | 85389099 | 1 |  | 0.126 | KG | 111.15 | 111.15 | CP20 | CP20 | Key-operated switch CES, 22 mm, round, plastic with metal front ring, special lock, with 2 keys, 3 switch positions I-O-II, latching, actuating angle 2x45Â°, 10:30h/12h/13:30h, key removal O+I, customer-specific selection with SIRIUS ACT configurator (CIN) |  | 0 | 0
3SU1030-5BL51-0AA0-Z | Y10 | 3SU1030-5BL51-0AA0-ZY10 | 1 | UN | 1 | 10 | C | D | EAR99 | N | 85389099 | 1 |  | 0.126 | KG | 67.93 | 67.93 | CP20 | CP20 | Key-operated switch CES, 22 mm, round, plastic with metal front ring, lock number SSG10, with 2 keys, 3 switch positions I-O-II, latching, actuating angle 2x45Â°, 10:30h/12h/13:30h, key removal O+I, with laser labeling, upper case and lower case, always upper case at beginning of line | - | 0 | 0
3SU1030-5BL51-0AA0-Z | Y11 | 3SU1030-5BL51-0AA0-ZY11 | 1 | UN | 1 | 10 | C | D | EAR99 | N | 85389099 | 1 |  | 0.126 | KG | 67.93 | 67.93 | CP20 | CP20 | Key-operated switch CES, 22 mm, round, plastic with metal front ring, lock number SSG10, with 2 keys, 3 switch positions I-O-II, latching, actuating angle 2x45Â°, 10:30h/12h/13:30h, key removal O+I, with laser labeling, upper case | - | 0 | 0
3SU1030-5BL51-0AA0-Z | Y12 | 3SU1030-5BL51-0AA0-ZY12 | 1 | UN | 1 | 10 | C | D | EAR99 | N | 85389099 | 1 |  | 0.126 | KG | 67.93 | 67.93 | CP20 | CP20 | Key-operated switch CES, 22 mm, round, plastic with metal front ring, lock number SSG10, with 2 keys, 3 switch positions I-O-II, latching, actuating angle 2x45Â°, 10:30h/12h/13:30h, key removal O+I, with laser labeling, lower case | - | 0 | 0
3SU1030-5BL51-0AA0-Z | Y15 | 3SU1030-5BL51-0AA0-ZY15 | 1 | UN | 1 | 10 | C | D | EAR99 | N | 85389099 | 1 |  | 0.126 | KG | 67.93 | 67.93 | CP20 | CP20 | Key-operated switch CES, 22 mm, round, plastic with metal front ring, lock number SSG10, with 2 keys, 3 switch positions I-O-II, latching, actuating angle 2x45Â°, 10:30h/12h/13:30h, key removal O+I, with laser labeling, upper case and lower case, always upper case at the beginning of the word | - | 0 | 0
3SU1030-5BL51-0AA0-Z | Y19 | 3SU1030-5BL51-0AA0-ZY19 | 1 | UN | 1 | 10 | C | D | EAR99 | N | 85389099 | 1 |  | 0.126 | KG | 64.13 | 64.13 | CP20 | CP20 | Key-operated switch CES, 22 mm, round, plastic with metal front ring, lock number SSG10, with 2 keys, 3 switch positions I-O-II, latching, actuating angle 2x45Â°, 10:30h/12h/13:30h, key removal O+I, with laser labeling, inscription or symbol Customer-specific selection with SIRIUS ACT configurator (CIN) | - | 0 | 0
3SU1030-5BM01-0AA0 |  | 3SU1030-5BM01-0AA0 | 1 | UN | 1 | 1 | A | D | N | N | 85389099 | 1 | 4011209950184 | 0.02 | KG | 61.75 | 61.75 | CP20 | CP20 | key-operated switch CES, 22 mm, round, plastic with metal front ring, lock number SSG10, with 2 keys, 3 switch positions I>O<II, momentary contact type, actuating angle 2x45Â°, 10:30h/12h/13:30h, Key removal O | - | 0 | 0
3SU1030-5BM01-0AA0-Z | X90 | 3SU1030-5BM01-0AA0-ZX90 | 1 | UN | 1 | 5 | B | D | EAR99 | N | 85389099 | 50 |  | 0.126 | KG | 61.75 | 61.75 | CP20 | CP20 | Key-operated switch CES, 22 mm, round, plastic with metal front ring, lock number SSG10, with 2 keys, 3 switch positions I>O<II, momentary contact type, actuating angle 2x45Â°, 10:30h/12h/13:30h, key removal O, Z=50-unit packaging | - | 0 | 0
3SU1030-5BM01-0AA0-Z | Y01 | 3SU1030-5BM01-0AA0-ZY01 | 1 | UN | 1 | 25 | D | D | EAR99 | N | 85389099 | 1 |  | 0.126 | KG | 109.25 | 109.25 | CP20 | CP20 | Key-operated switch CES, 22 mm, round, plastic with metal front ring, special lock, with 2 keys, 3 switch positions I>O<II, momentary contact type, actuating angle 2x45Â°, 10:30h/12h/13:30h, Key removal O | - | 0 | 0
3SU1030-5BM01-0AA0-Z | Y01Y19 | 3SU1030-5BM01-0AA0-ZY01Y19 | 1 | UN | 1 | 30 | D | D | N | N | 85389099 | 1 |  | 0.126 | KG | 110.2 | 110.2 | CP20 | CP20 | Key-operated switch CES, 22 mm, round, plastic with metal front ring, special lock, with 2 keys, 3 switch positions I>O<II, momentary contact type, actuating angle 2x45Â°, 10:30h/12h/13:30h, key removal O, customer-specific selection with SIRIUS ACT configurator (CIN) |  | 0 | 0
3SU1030-5BM01-0AA0-Z | Y10 | 3SU1030-5BM01-0AA0-ZY10 | 1 | UN | 1 | 10 | C | D | EAR99 | N | 85389099 | 1 |  | 0.126 | KG | 66.5 | 66.5 | CP20 | CP20 | Key-operated switch CES, 22 mm, round, plastic with metal front ring, lock number SSG10, with 2 keys, 3 switch positions I>O<II, momentary contact type, actuating angle 2x45Â°, 10:30h/12h/13:30h, key removal O, with laser labeling, upper case and lower case, always upper case at beginning of line | - | 0 | 0
3SU1030-5BM01-0AA0-Z | Y11 | 3SU1030-5BM01-0AA0-ZY11 | 1 | UN | 1 | 10 | C | D | EAR99 | N | 85389099 | 1 |  | 0.126 | KG | 66.5 | 66.5 | CP20 | CP20 | Key-operated switch CES, 22 mm, round, plastic with metal front ring, lock number SSG10, with 2 keys, 3 switch positions I>O<II, momentary contact type, actuating angle 2x45Â°, 10:30h/12h/13:30h, key removal O, with laser labeling, upper case | - | 0 | 0
3SU1030-5BM01-0AA0-Z | Y12 | 3SU1030-5BM01-0AA0-ZY12 | 1 | UN | 1 | 10 | C | D | EAR99 | N | 85389099 | 1 |  | 0.126 | KG | 66.5 | 66.5 | CP20 | CP20 | Key-operated switch CES, 22 mm, round, plastic with metal front ring, lock number SSG10, with 2 keys, 3 switch positions I>O<II, momentary contact type, actuating angle 2x45Â°, 10:30h/12h/13:30h, key removal O, with laser labeling, lower case | - | 0 | 0
3SU1030-5BM01-0AA0-Z | Y15 | 3SU1030-5BM01-0AA0-ZY15 | 1 | UN | 1 | 10 | C | D | EAR99 | N | 85389099 | 1 |  | 0.126 | KG | 66.5 | 66.5 | CP20 | CP20 | Key-operated switch CES, 22 mm, round, plastic with metal front ring, lock number SSG10, with 2 keys, 3 switch positions I>O<II, momentary contact type, actuating angle 2x45Â°, 10:30h/12h/13:30h, key removal O, with laser labeling, upper case and lower case, always upper case at the beginning of the word | - | 0 | 0
3SU1030-5BM01-0AA0-Z | Y19 | 3SU1030-5BM01-0AA0-ZY19 | 1 | UN | 1 | 10 | C | D | EAR99 | N | 85389099 | 1 |  | 0.126 | KG | 62.7 | 62.7 | CP20 | CP20 | Key-operated switch CES, 22 mm, round, plastic with metal front ring, lock number SSG10, with 2 keys, 3 switch positions I>O<II, momentary contact type, actuating angle 2x45Â°, 10:30h/12h/13:30h, key removal O, with laser labeling, inscription or symbol Customer-specific selection with SIRIUS ACT configurator (CIN) | - | 0 | 0
3SU1030-5BN01-0AA0 |  | 3SU1030-5BN01-0AA0 | 1 | UN | 1 | 3 | B | D | N | N | 85389099 | 1 | 4011209950191 | 0.138 | KG | 61.75 | 61.75 | CP20 | CP20 | key-operated switch CES, 22 mm, round, plastic with metal front ring, lock number SSG10, with 2 keys, 3 switch positions I-O<II, left latching, right momentary contact type, actuating angle 2x45Â°, 10:30h/12h/13:30h, Key removal O | - | 0 | 0
3SU1030-5BN01-0AA0-Z | X90 | 3SU1030-5BN01-0AA0-ZX90 | 1 | UN | 1 | 5 | B | D | EAR99 | N | 85389099 | 50 |  | 0.126 | KG | 61.75 | 61.75 | CP20 | CP20 | Key-operated switch CES, 22 mm, round, plastic with metal front ring, lock number SSG10, with 2 keys, 3 switch positions I-O<II, left latching, right momentary contact type, actuating angle 2x45Â°, 10:30h/12h/13:30h, Key removal O Z=50-unit packaging | - | 0 | 0
3SU1030-5BN01-0AA0-Z | Y01 | 3SU1030-5BN01-0AA0-ZY01 | 1 | UN | 1 | 25 | D | D | EAR99 | N | 85389099 | 1 |  | 0.126 | KG | 109.25 | 109.25 | CP20 | CP20 | Key-operated switch CES, 22 mm, round, plastic with metal front ring, special lock, with 2 keys, 3 switch positions I-O<II, left latching, right momentary contact type, actuating angle 2x45Â°, 10:30h/12h/13:30h, Key removal O | - | 0 | 0
3SU1030-5BN01-0AA0-Z | Y01Y19 | 3SU1030-5BN01-0AA0-ZY01Y19 | 1 | UN | 1 | 30 | D | D | N | N | 85389099 | 1 |  | 0.126 | KG | 110.2 | 110.2 | CP20 | CP20 | Key-operated switch CES, 22 mm, round, plastic with metal front ring, special lock, with 2 keys, 3 switch positions I-O<II left latching, momentary contact type on the right, actuating angle 2x45Â°, 10:30h/12h/13:30h, key removal O, customer-specific selection with SIRIUS ACT configurator (CIN) |  | 0 | 0
3SU1030-5BN01-0AA0-Z | Y10 | 3SU1030-5BN01-0AA0-ZY10 | 1 | UN | 1 | 10 | C | D | EAR99 | N | 85389099 | 1 |  | 0.126 | KG | 66.5 | 66.5 | CP20 | CP20 | Key-operated switch CES, 22 mm, round, plastic with metal front ring, lock number SSG10, with 2 keys, 3 switch positions I-O<II, left latching, right momentary contact type, actuating angle 2x45Â°, 10:30h/12h/13:30h, key removal O, with laser labeling, upper case and lower case, always upper case at beginning of line | - | 0 | 0
3SU1030-5BN01-0AA0-Z | Y11 | 3SU1030-5BN01-0AA0-ZY11 | 1 | UN | 1 | 10 | C | D | EAR99 | N | 85389099 | 1 |  | 0.126 | KG | 66.5 | 66.5 | CP20 | CP20 | Key-operated switch CES, 22 mm, round, plastic with metal front ring, lock number SSG10, with 2 keys, 3 switch positions I-O<II, left latching, right momentary contact type, actuating angle 2x45Â°, 10:30h/12h/13:30h, key removal O, with laser labeling, upper case | - | 0 | 0
3SU1030-5BN01-0AA0-Z | Y12 | 3SU1030-5BN01-0AA0-ZY12 | 1 | UN | 1 | 10 | C | D | EAR99 | N | 85389099 | 1 |  | 0.126 | KG | 66.5 | 66.5 | CP20 | CP20 | Key-operated switch CES, 22 mm, round, plastic with metal front ring, lock number SSG10, with 2 keys, 3 switch positions I-O<II, left latching, right momentary contact type, actuating angle 2x45Â°, 10:30h/12h/13:30h, key removal O, with laser labeling, lower case | - | 0 | 0
3SU1030-5BN01-0AA0-Z | Y15 | 3SU1030-5BN01-0AA0-ZY15 | 1 | UN | 1 | 10 | C | D | EAR99 | N | 85389099 | 1 |  | 0.126 | KG | 66.5 | 66.5 | CP20 | CP20 | Key-operated switch CES, 22 mm, round, plastic with metal front ring, lock number SSG10, with 2 keys, 3 switch positions I-O<II, left latching, right momentary contact type, actuating angle 2x45Â°, 10:30h/12h/13:30h, key removal O, with laser labeling, upper case and lower case, always upper case at the beginning of the word | - | 0 | 0
3SU1030-5BN01-0AA0-Z | Y19 | 3SU1030-5BN01-0AA0-ZY19 | 1 | UN | 1 | 10 | C | D | EAR99 | N | 85389099 | 1 |  | 0.126 | KG | 62.7 | 62.7 | CP20 | CP20 | Key-operated switch CES, 22 mm, round, plastic with metal front ring, lock number SSG10, with 2 keys, 3 switch positions I-O<II, left latching, right momentary contact type, actuating angle 2x45Â°, 10:30h/12h/13:30h, key removal O, with laser labeling, inscription or symbol Customer-specific selection with SIRIUS ACT configurator (CIN) | - | 0 | 0
3SU1030-5BN21-0AA0 |  | 3SU1030-5BN21-0AA0 | 1 | UN | 1 | 3 | B | D | N | N | 85389099 | 1 | 4011209950207 | 0.14 | KG | 61.75 | 61.75 | CP20 | CP20 | key-operated switch CES, 22 mm, round, plastic with metal front ring, lock number SSG10, with 2 keys, 3 switch positions I-O<II, left latching, right momentary contact type, actuating angle 2x45Â°, 10:30h/12h/13:30h, Key removal I | - | 0 | 0
3SU1030-5BN21-0AA0-Z | X90 | 3SU1030-5BN21-0AA0-ZX90 | 1 | UN | 1 | 5 | B | D | EAR99 | N | 85389099 | 50 |  | 0.126 | KG | 61.75 | 61.75 | CP20 | CP20 | Key-operated switch CES, 22 mm, round, plastic with metal front ring, lock number SSG10, with 2 keys, 3 switch positions I-O<II, left latching, right momentary contact type, actuating angle 2x45Â°, 10:30h/12h/13:30h, Key removal I Z=50-unit packaging | - | 0 | 0
3SU1030-5BN21-0AA0-Z | Y01 | 3SU1030-5BN21-0AA0-ZY01 | 1 | UN | 1 | 25 | D | D | EAR99 | N | 85389099 | 1 |  | 0.126 | KG | 109.25 | 109.25 | CP20 | CP20 | Key-operated switch CES, 22 mm, round, plastic with metal front ring, special lock, with 2 keys, 3 switch positions I-O<II, left latching, right momentary contact type, actuating angle 2x45Â°, 10:30h/12h/13:30h, Key removal I | - | 0 | 0
3SU1030-5BN21-0AA0-Z | Y01Y19 | 3SU1030-5BN21-0AA0-ZY01Y19 | 1 | UN | 1 | 30 | D | D | N | N | 85389099 | 1 |  | 0.126 | KG | 110.2 | 110.2 | CP20 | CP20 | Key-operated switch CES, 22 mm, round, plastic with metal front ring, special lock, with 2 keys, 3 switch positions I-O<II left latching, momentary contact type on the right, actuating angle 2x45Â°, 10:30h/12h/13:30h, key removal I, customer-specific selection with SIRIUS ACT configurator (CIN) |  | 0 | 0
3SU1030-5BN21-0AA0-Z | Y10 | 3SU1030-5BN21-0AA0-ZY10 | 1 | UN | 1 | 10 | C | D | EAR99 | N | 85389099 | 1 |  | 0.126 | KG | 66.5 | 66.5 | CP20 | CP20 | Key-operated switch CES, 22 mm, round, plastic with metal front ring, lock number SSG10, with 2 keys, 3 switch positions I-O<II, left latching, right momentary contact type, actuating angle 2x45Â°, 10:30h/12h/13:30h, key removal I, with laser labeling, upper case and lower case, always upper case at beginning of line | - | 0 | 0
3SU1030-5BN21-0AA0-Z | Y11 | 3SU1030-5BN21-0AA0-ZY11 | 1 | UN | 1 | 10 | C | D | EAR99 | N | 85389099 | 1 |  | 0.126 | KG | 66.5 | 66.5 | CP20 | CP20 | Key-operated switch CES, 22 mm, round, plastic with metal front ring, lock number SSG10, with 2 keys, 3 switch positions I-O<II, left latching, right momentary contact type, actuating angle 2x45Â°, 10:30h/12h/13:30h, key removal I, with laser labeling, upper case | - | 0 | 0
3SU1030-5BN21-0AA0-Z | Y12 | 3SU1030-5BN21-0AA0-ZY12 | 1 | UN | 1 | 10 | C | D | EAR99 | N | 85389099 | 1 |  | 0.126 | KG | 66.5 | 66.5 | CP20 | CP20 | Key-operated switch CES, 22 mm, round, plastic with metal front ring, lock number SSG10, with 2 keys, 3 switch positions I-O<II, left latching, right momentary contact type, actuating angle 2x45Â°, 10:30h/12h/13:30h, key removal I, with laser labeling, lower case | - | 0 | 0
3SU1030-5BN21-0AA0-Z | Y15 | 3SU1030-5BN21-0AA0-ZY15 | 1 | UN | 1 | 10 | C | D | EAR99 | N | 85389099 | 1 |  | 0.126 | KG | 66.5 | 66.5 | CP20 | CP20 | Key-operated switch CES, 22 mm, round, plastic with metal front ring, lock number SSG10, with 2 keys, 3 switch positions I-O<II, left latching, right momentary contact type, actuating angle 2x45Â°, 10:30h/12h/13:30h, key removal I, with laser labeling, upper case and lower case, always upper case at the beginning of the word | - | 0 | 0
3SU1030-5BN21-0AA0-Z | Y19 | 3SU1030-5BN21-0AA0-ZY19 | 1 | UN | 1 | 10 | C | D | EAR99 | N | 85389099 | 1 |  | 0.126 | KG | 62.7 | 62.7 | CP20 | CP20 | Key-operated switch CES, 22 mm, round, plastic with metal front ring, lock number SSG10, with 2 keys, 3 switch positions I-O<II, left latching, right momentary contact type, actuating angle 2x45Â°, 10:30h/12h/13:30h, key removal I, with laser labeling, inscription or symbol Customer-specific selection with SIRIUS ACT configurator (CIN) | - | 0 | 0
3SU1030-5BN51-0AA0 |  | 3SU1030-5BN51-0AA0 | 1 | UN | 1 | 3 | B | D | N | N | 85389099 | 1 | 4011209950214 | 0.143 | KG | 61.75 | 61.75 | CP20 | CP20 | key-operated switch CES, 22 mm, round, plastic with metal front ring, lock number SSG10, with 2 keys, 3 switch positions I-O<II, left latching, right momentary contact type, actuating angle 2x45Â°, 10:30h/12h/13:30h, Key removal O+I | - | 0 | 0
3SU1030-5BN51-0AA0-Z | X90 | 3SU1030-5BN51-0AA0-ZX90 | 1 | UN | 1 | 5 | B | D | EAR99 | N | 85389099 | 50 |  | 0.126 | KG | 61.75 | 61.75 | CP20 | CP20 | Key-operated switch CES, 22 mm, round, plastic with metal front ring, lock number SSG10, with 2 keys, 3 switch positions I-O<II, left latching, right momentary contact type, actuating angle 2x45Â°, 10:30h/12h/13:30h, Key removal O+I Z=50-unit packaging | - | 0 | 0
3SU1030-5BN51-0AA0-Z | Y01 | 3SU1030-5BN51-0AA0-ZY01 | 1 | UN | 1 | 25 | D | D | EAR99 | N | 85389099 | 1 |  | 0.126 | KG | 109.25 | 109.25 | CP20 | CP20 | Key-operated switch CES, 22 mm, round, plastic with metal front ring, special lock, with 2 keys, 3 switch positions I-O<II, left latching, right momentary contact type, actuating angle 2x45Â°, 10:30h/12h/13:30h, Key removal O+I | - | 0 | 0
3SU1030-5BN51-0AA0-Z | Y01Y19 | 3SU1030-5BN51-0AA0-ZY01Y19 | 1 | UN | 1 | 30 | D | D | N | N | 85389099 | 1 |  | 0.126 | KG | 110.2 | 110.2 | CP20 | CP20 | Key-operated switch CES, 22 mm, round, plastic with metal front ring, special lock, with 2 keys, 3 switch positions I-O<II left latching, momentary contact type on the right, actuating angle 2x45Â°, 10:30h/12h/13:30h, key removal O+I, customer-specific selection with SIRIUS ACT configurator (CIN) |  | 0 | 0
3SU1030-5BN51-0AA0-Z | Y10 | 3SU1030-5BN51-0AA0-ZY10 | 1 | UN | 1 | 10 | C | D | EAR99 | N | 85389099 | 1 |  | 0.126 | KG | 66.5 | 66.5 | CP20 | CP20 | Key-operated switch CES, 22 mm, round, plastic with metal front ring, lock number SSG10, with 2 keys, 3 switch positions I-O<II, left latching, right momentary contact type, actuating angle 2x45Â°, 10:30h/12h/13:30h, key removal O+I, with laser labeling, upper case and lower case, always upper case at beginning of line | - | 0 | 0
3SU1030-5BN51-0AA0-Z | Y11 | 3SU1030-5BN51-0AA0-ZY11 | 1 | UN | 1 | 10 | C | D | EAR99 | N | 85389099 | 1 |  | 0.126 | KG | 66.5 | 66.5 | CP20 | CP20 | Key-operated switch CES, 22 mm, round, plastic with metal front ring, lock number SSG10, with 2 keys, 3 switch positions I-O<II, left latching, right momentary contact type, actuating angle 2x45Â°, 10:30h/12h/13:30h, key removal O+I, with laser labeling, upper case | - | 0 | 0
3SU1030-5BN51-0AA0-Z | Y12 | 3SU1030-5BN51-0AA0-ZY12 | 1 | UN | 1 | 10 | C | D | EAR99 | N | 85389099 | 1 |  | 0.126 | KG | 66.5 | 66.5 | CP20 | CP20 | Key-operated switch CES, 22 mm, round, plastic with metal front ring, lock number SSG10, with 2 keys, 3 switch positions I-O<II, left latching, right momentary contact type, actuating angle 2x45Â°, 10:30h/12h/13:30h, key removal O+I, with laser labeling, lower case | - | 0 | 0
3SU1030-5BN51-0AA0-Z | Y15 | 3SU1030-5BN51-0AA0-ZY15 | 1 | UN | 1 | 10 | C | D | EAR99 | N | 85389099 | 1 |  | 0.126 | KG | 66.5 | 66.5 | CP20 | CP20 | Key-operated switch CES, 22 mm, round, plastic with metal front ring, lock number SSG10, with 2 keys, 3 switch positions I-O<II, left latching, right momentary contact type, actuating angle 2x45Â°, 10:30h/12h/13:30h, key removal O+I, with laser labeling, upper case and lower case, always upper case at the beginning of the word | - | 0 | 0
3SU1030-5BN51-0AA0-Z | Y19 | 3SU1030-5BN51-0AA0-ZY19 | 1 | UN | 1 | 10 | C | D | EAR99 | N | 85389099 | 1 |  | 0.126 | KG | 62.7 | 62.7 | CP20 | CP20 | Key-operated switch CES, 22 mm, round, plastic with metal front ring, lock number SSG10, with 2 keys, 3 switch positions I-O<II, left latching, right momentary contact type, actuating angle 2x45Â°, 10:30h/12h/13:30h, key removal O+I, with laser labeling, inscription or symbol Customer-specific selection with SIRIUS ACT configurator (CIN) | - | 0 | 0
3SU1030-5BP01-0AA0 |  | 3SU1030-5BP01-0AA0 | 1 | UN | 1 | 3 | B | D | N | N | 85389099 | 1 | 4011209950221 | 0.14 | KG | 61.75 | 61.75 | CP20 | CP20 | key-operated switch CES, 22 mm, round, plastic with metal front ring, lock number SSG10, with 2 keys, 3 switch positions I>O<II, momentary contact on the left, latching on the right, actuating angle 2x45Â°, 10:30h/12h/13:30h, Key removal O | - | 0 | 0
3SU1030-5BP01-0AA0-Z | X90 | 3SU1030-5BP01-0AA0-ZX90 | 1 | UN | 1 | 5 | B | D | EAR99 | N | 85389099 | 50 |  | 0.126 | KG | 61.75 | 61.75 | CP20 | CP20 | Key-operated switch CES, 22 mm, round, plastic with metal front ring, lock number SSG10, with 2 keys, 3 switch positions I>O<II, momentary contact on the left, latching on the right, actuating angle 2x45Â°, 10:30h/12h/13:30h, Key removal O Z=50-unit packaging | - | 0 | 0
3SU1030-5BP01-0AA0-Z | Y01 | 3SU1030-5BP01-0AA0-ZY01 | 1 | UN | 1 | 25 | D | D | EAR99 | N | 85389099 | 1 |  | 0.126 | KG | 109.25 | 109.25 | CP20 | CP20 | Key-operated switch CES, 22 mm, round, plastic with metal front ring, special lock, with 2 keys, 3 switch positions I>O<II, momentary contact on the left, latching on the right, actuating angle 2x45Â°, 10:30h/12h/13:30h, Key removal O | - | 0 | 0
3SU1030-5BP01-0AA0-Z | Y01Y19 | 3SU1030-5BP01-0AA0-ZY01Y19 | 1 | UN | 1 | 30 | D | D | N | N | 85389099 | 1 |  | 0.126 | KG | 110.2 | 110.2 | CP20 | CP20 | Key-operated switch CES, 22 mm, round, plastic with metal front ring, special lock, with 2 keys, 3 switch positions I>O-II, momentary contact on the left, latching on the right, actuating angle 2x45Â°, 10:30h/12h/13:30h, key removal O, customer-specific selection with SIRIUS ACT configurator (CIN) |  | 0 | 0
3SU1030-5BP01-0AA0-Z | Y10 | 3SU1030-5BP01-0AA0-ZY10 | 1 | UN | 1 | 10 | C | D | EAR99 | N | 85389099 | 1 |  | 0.126 | KG | 66.5 | 66.5 | CP20 | CP20 | Key-operated switch CES, 22 mm, round, plastic with metal front ring, lock number SSG10, with 2 keys, 3 switch positions I>O<II, momentary contact on the left, latching on the right, actuating angle 2x45Â°, 10:30h/12h/13:30h, key removal O, with laser labeling, upper case and lower case, always upper case at beginning of line | - | 0 | 0
3SU1030-5BP01-0AA0-Z | Y11 | 3SU1030-5BP01-0AA0-ZY11 | 1 | UN | 1 | 10 | C | D | EAR99 | N | 85389099 | 1 |  | 0.126 | KG | 66.5 | 66.5 | CP20 | CP20 | Key-operated switch CES, 22 mm, round, plastic with metal front ring, lock number SSG10, with 2 keys, 3 switch positions I>O<II, momentary contact on the left, latching on the right, actuating angle 2x45Â°, 10:30h/12h/13:30h, key removal O, with laser labeling, upper case | - | 0 | 0
3SU1030-5BP01-0AA0-Z | Y12 | 3SU1030-5BP01-0AA0-ZY12 | 1 | UN | 1 | 10 | C | D | EAR99 | N | 85389099 | 1 |  | 0.126 | KG | 66.5 | 66.5 | CP20 | CP20 | Key-operated switch CES, 22 mm, round, plastic with metal front ring, lock number SSG10, with 2 keys, 3 switch positions I>O<II, momentary contact on the left, latching on the right, actuating angle 2x45Â°, 10:30h/12h/13:30h, key removal O, with laser labeling, lower case | - | 0 | 0
3SU1030-5BP01-0AA0-Z | Y15 | 3SU1030-5BP01-0AA0-ZY15 | 1 | UN | 1 | 10 | C | D | EAR99 | N | 85389099 | 1 |  | 0.126 | KG | 66.5 | 66.5 | CP20 | CP20 | Key-operated switch CES, 22 mm, round, plastic with metal front ring, lock number SSG10, with 2 keys, 3 switch positions I>O<II, momentary contact on the left, latching on the right, actuating angle 2x45Â°, 10:30h/12h/13:30h, key removal O, with laser labeling, upper case and lower case, always upper case at the beginning of the word | - | 0 | 0
3SU1030-5BP01-0AA0-Z | Y19 | 3SU1030-5BP01-0AA0-ZY19 | 1 | UN | 1 | 10 | C | D | EAR99 | N | 85389099 | 1 |  | 0.126 | KG | 62.7 | 62.7 | CP20 | CP20 | Key-operated switch CES, 22 mm, round, plastic with metal front ring, lock number SSG10, with 2 keys, 3 switch positions I>O<II, momentary contact on the left, latching on the right, actuating angle 2x45Â°, 10:30h/12h/13:30h, key removal O, with laser labeling, inscription or symbol Customer-specific selection with SIRIUS ACT configurator (CIN) | - | 0 | 0
3SU1030-5BP31-0AA0 |  | 3SU1030-5BP31-0AA0 | 1 | UN | 1 | 5 | B | D | N | N | 85389099 | 1 | 4011209950238 | 0.14 | KG | 61.75 | 61.75 | CP20 | CP20 | key-operated switch CES, 22 mm, round, plastic with metal front ring, lock number SSG10, with 2 keys, 3 switch positions I>O<II, momentary contact on the left, latching on the right, actuating angle 2x45Â°, 10:30h/12h/13:30h, key removal II | - | 0 | 0
3SU1030-5BP31-0AA0-Z | X90 | 3SU1030-5BP31-0AA0-ZX90 | 1 | UN | 1 | 5 | B | D | EAR99 | N | 85389099 | 50 |  | 0.126 | KG | 61.75 | 61.75 | CP20 | CP20 | Key-operated switch CES, 22 mm, round, plastic with metal front ring, lock number SSG10, with 2 keys, 3 switch positions I>O<II, momentary contact on the left, latching on the right, actuating angle 2x45Â°, 10:30h/12h/13:30h, key removal II Z=50-unit packaging | - | 0 | 0
3SU1030-5BP31-0AA0-Z | Y01 | 3SU1030-5BP31-0AA0-ZY01 | 1 | UN | 1 | 25 | D | D | EAR99 | N | 85389099 | 1 |  | 0.126 | KG | 109.25 | 109.25 | CP20 | CP20 | Key-operated switch CES, 22 mm, round, plastic with metal front ring, special lock, with 2 keys, 3 switch positions I>O<II, momentary contact on the left, latching on the right, actuating angle 2x45Â°, 10:30h/12h/13:30h, key removal II | - | 0 | 0
3SU1030-5BP31-0AA0-Z | Y01Y19 | 3SU1030-5BP31-0AA0-ZY01Y19 | 1 | UN | 1 | 30 | D | D | N | N | 85389099 | 1 |  | 0.126 | KG | 110.2 | 110.2 | CP20 | CP20 | Key-operated switch CES, 22 mm, round, plastic with metal front ring, special lock, with 2 keys, 3 switch positions I>O-II, momentary contact on the left, latching on the right, actuating angle 2x45Â°, 10:30h/12h/13:30h, key removal II, customer-specific selection with SIRIUS ACT configurator (CIN) |  | 0 | 0
3SU1030-5BP31-0AA0-Z | Y10 | 3SU1030-5BP31-0AA0-ZY10 | 1 | UN | 1 | 10 | C | D | EAR99 | N | 85389099 | 1 |  | 0.126 | KG | 66.5 | 66.5 | CP20 | CP20 | Key-operated switch CES, 22 mm, round, plastic with metal front ring, lock number SSG10, with 2 keys, 3 switch positions I>O<II, momentary contact on the left, latching on the right, actuating angle 2x45Â°, 10:30h/12h/13:30h, Key removal II, with laser labeling, upper case and lower case, always upper case at beginning of line | - | 0 | 0
3SU1030-5BP31-0AA0-Z | Y11 | 3SU1030-5BP31-0AA0-ZY11 | 1 | UN | 1 | 10 | C | D | EAR99 | N | 85389099 | 1 |  | 0.126 | KG | 66.5 | 66.5 | CP20 | CP20 | Key-operated switch CES, 22 mm, round, plastic with metal front ring, lock number SSG10, with 2 keys, 3 switch positions I>O<II, momentary contact on the left, latching on the right, actuating angle 2x45Â°, 10:30h/12h/13:30h, Key removal II, with laser labeling, upper case | - | 0 | 0
3SU1030-5BP31-0AA0-Z | Y12 | 3SU1030-5BP31-0AA0-ZY12 | 1 | UN | 1 | 10 | C | D | EAR99 | N | 85389099 | 1 |  | 0.126 | KG | 66.5 | 66.5 | CP20 | CP20 | Key-operated switch CES, 22 mm, round, plastic with metal front ring, lock number SSG10, with 2 keys, 3 switch positions I>O<II, momentary contact on the left, latching on the right, actuating angle 2x45Â°, 10:30h/12h/13:30h, Key removal II, with laser labeling, lower case | - | 0 | 0
3SU1030-5BP31-0AA0-Z | Y15 | 3SU1030-5BP31-0AA0-ZY15 | 1 | UN | 1 | 10 | C | D | EAR99 | N | 85389099 | 1 |  | 0.126 | KG | 66.5 | 66.5 | CP20 | CP20 | Key-operated switch CES, 22 mm, round, plastic with metal front ring, lock number SSG10, with 2 keys, 3 switch positions I>O<II, momentary contact on the left, latching on the right, actuating angle 2x45Â°, 10:30h/12h/13:30h, Key removal II, with laser labeling, upper case and lower case, always upper case at the beginning of the word | - | 0 | 0
3SU1030-5BP31-0AA0-Z | Y19 | 3SU1030-5BP31-0AA0-ZY19 | 1 | UN | 1 | 10 | C | D | EAR99 | N | 85389099 | 1 |  | 0.126 | KG | 62.7 | 62.7 | CP20 | CP20 | Key-operated switch CES, 22 mm, round, plastic with metal front ring, lock number SSG10, with 2 keys, 3 switch positions I>O<II, momentary contact on the left, latching on the right, actuating angle 2x45Â°, 10:30h/12h/13:30h, Key removal II, with laser labeling, inscription or symbol Customer-specific selection with SIRIUS ACT configurator (CIN) | - | 0 | 0
3SU1030-5BP61-0AA0 |  | 3SU1030-5BP61-0AA0 | 1 | UN | 1 | 3 | B | D | N | N | 85389099 | 1 | 4011209950245 | 0.14 | KG | 61.75 | 61.75 | CP20 | CP20 | key-operated switch CES, 22 mm, round, plastic with metal front ring, lock number SSG10, with 2 keys, 3 switch positions I>O<II, momentary contact on the left, latching on the right, actuating angle 2x45Â°, 10:30h/12h/13:30h, Key removal O+II | - | 0 | 0
3SU1030-5BP61-0AA0-Z | X90 | 3SU1030-5BP61-0AA0-ZX90 | 1 | UN | 1 | 5 | B | D | EAR99 | N | 85389099 | 50 |  | 0.126 | KG | 61.75 | 61.75 | CP20 | CP20 | Key-operated switch CES, 22 mm, round, plastic with metal front ring, lock number SSG10, with 2 keys, 3 switch positions I>O<II, momentary contact on the left, latching on the right, actuating angle 2x45Â°, 10:30h/12h/13:30h, Key removal O+II Z=50-unit packaging | - | 0 | 0
3SU1030-5BP61-0AA0-Z | Y01 | 3SU1030-5BP61-0AA0-ZY01 | 1 | UN | 1 | 25 | D | D | EAR99 | N | 85389099 | 1 |  | 0.126 | KG | 109.25 | 109.25 | CP20 | CP20 | Key-operated switch CES, 22 mm, round, plastic with metal front ring, special lock, with 2 keys, 3 switch positions I>O<II, momentary contact on the left, latching on the right, actuating angle 2x45Â°, 10:30h/12h/13:30h, Key removal O+II | - | 0 | 0
3SU1030-5BP61-0AA0-Z | Y01Y19 | 3SU1030-5BP61-0AA0-ZY01Y19 | 1 | UN | 1 | 30 | D | D | N | N | 85389099 | 1 |  | 0.126 | KG | 110.2 | 110.2 | CP20 | CP20 | Key-operated switch CES, 22 mm, round, plastic with metal front ring, special lock, with 2 keys, 3 switch positions I>O-II, momentary contact on the left, latching on the right, actuating angle 2x45Â°, 10:30h/12h/13:30h, key removal O+II, customer-specific selection with SIRIUS ACT configurator (CIN) |  | 0 | 0
3SU1030-5BP61-0AA0-Z | Y10 | 3SU1030-5BP61-0AA0-ZY10 | 1 | UN | 1 | 10 | C | D | EAR99 | N | 85389099 | 1 |  | 0.126 | KG | 66.5 | 66.5 | CP20 | CP20 | Key-operated switch CES, 22 mm, round, plastic with metal front ring, lock number SSG10, with 2 keys, 3 switch positions I>O<II, momentary contact on the left, latching on the right, actuating angle 2x45Â°, 10:30h/12h/13:30h, Key removal O+II, with laser labeling, upper case and lower case, always upper case at beginning of line | - | 0 | 0
3SU1030-5BP61-0AA0-Z | Y11 | 3SU1030-5BP61-0AA0-ZY11 | 1 | UN | 1 | 10 | C | D | EAR99 | N | 85389099 | 1 |  | 0.126 | KG | 66.5 | 66.5 | CP20 | CP20 | Key-operated switch CES, 22 mm, round, plastic with metal front ring, lock number SSG10, with 2 keys, 3 switch positions I>O<II, momentary contact on the left, latching on the right, actuating angle 2x45Â°, 10:30h/12h/13:30h, Key removal O+II, with laser labeling, upper case | - | 0 | 0
3SU1030-5BP61-0AA0-Z | Y12 | 3SU1030-5BP61-0AA0-ZY12 | 1 | UN | 1 | 10 | C | D | EAR99 | N | 85389099 | 1 |  | 0.126 | KG | 66.5 | 66.5 | CP20 | CP20 | Key-operated switch CES, 22 mm, round, plastic with metal front ring, lock number SSG10, with 2 keys, 3 switch positions I>O<II, momentary contact on the left, latching on the right, actuating angle 2x45Â°, 10:30h/12h/13:30h, Key removal O+II, with laser labeling, lower case | - | 0 | 0
3SU1030-5BP61-0AA0-Z | Y15 | 3SU1030-5BP61-0AA0-ZY15 | 1 | UN | 1 | 10 | C | D | EAR99 | N | 85389099 | 1 |  | 0.126 | KG | 66.5 | 66.5 | CP20 | CP20 | Key-operated switch CES, 22 mm, round, plastic with metal front ring, lock number SSG10, with 2 keys, 3 switch positions I>O<II, momentary contact on the left, latching on the right, actuating angle 2x45Â°, 10:30h/12h/13:30h, Key removal O+II, with laser labeling, upper case and lower case, always upper case at the beginning of the word | - | 0 | 0
3SU1030-5BP61-0AA0-Z | Y19 | 3SU1030-5BP61-0AA0-ZY19 | 1 | UN | 1 | 10 | C | D | EAR99 | N | 85389099 | 1 |  | 0.126 | KG | 62.7 | 62.7 | CP20 | CP20 | Key-operated switch CES, 22 mm, round, plastic with metal front ring, lock number SSG10, with 2 keys, 3 switch positions I>O<II, momentary contact on the left, latching on the right, actuating angle 2x45Â°, 10:30h/12h/13:30h, Key removal O+II, with laser labeling, inscription or symbol Customer-specific selection with SIRIUS ACT configurator (CIN) | - | 0 | 0
3SU1030-5HC01-0AA0 |  | 3SU1030-5HC01-0AA0 | 1 | UN | 1 | 3 | B | D | N | N | 85389099 | 1 | 4011209950252 | 0.02 | KG | 61.75 | 57.19 | CP20 | CP20 | key-operated switch CES, 22 mm, round, plastic with metal front ring, Lock No. LSG1, with 2 keys, 2 switch positions O<I, momentary contact type, Actuating angle 45Â°, 10:30h/12h, Key removal O | Lista Papel 2020 SI | 0 | 0
3SU1030-5HC01-0AA0-Z | X90 | 3SU1030-5HC01-0AA0-ZX90 | 1 | UN | 1 | 5 | B | D | EAR99 | N | 85389099 | 50 |  | 0.126 | KG | 61.75 | 61.75 | CP20 | CP20 | Key-operated switch CES, 22 mm, round, plastic with metal front ring, Lock No. LSG1, with 2 keys, 2 switch positions O<I, momentary contact type, Actuating angle 45Â°, 10:30h/12h, key removal O, Z=50-unit packaging | - | 0 | 0
3SU1030-5HC01-0AA0-Z | Y10 | 3SU1030-5HC01-0AA0-ZY10 | 1 | UN | 1 | 10 | C | D | EAR99 | N | 85389099 | 1 |  | 0.126 | KG | 66.5 | 66.5 | CP20 | CP20 | Key-operated switch CES, 22 mm, round, plastic with metal front ring, lock No. LSG1, with 2 keys, 2 switch positions O<I, momentary contact type, Actuating angle 45Â°, 10:30h/12h, key removal O, with laser labeling, upper case and lower case, always upper case at beginning of line | - | 0 | 0
3SU1030-5HC01-0AA0-Z | Y11 | 3SU1030-5HC01-0AA0-ZY11 | 1 | UN | 1 | 10 | C | D | EAR99 | N | 85389099 | 1 |  | 0.126 | KG | 66.5 | 66.5 | CP20 | CP20 | Key-operated switch CES, 22 mm, round, plastic with metal front ring, lock No. LSG1, with 2 keys, 2 switch positions O<I, momentary contact type, Actuating angle 45Â°, 10:30h/12h, key removal O, with laser labeling, upper case | - | 0 | 0
3SU1030-5HC01-0AA0-Z | Y12 | 3SU1030-5HC01-0AA0-ZY12 | 1 | UN | 1 | 10 | C | D | EAR99 | N | 85389099 | 1 |  | 0.126 | KG | 66.5 | 66.5 | CP20 | CP20 | Key-operated switch CES, 22 mm, round, plastic with metal front ring, lock No. LSG1, with 2 keys, 2 switch positions O<I, momentary contact type, Actuating angle 45Â°, 10:30h/12h, key removal O, with laser labeling, lower case | - | 0 | 0
3SU1030-5HC01-0AA0-Z | Y15 | 3SU1030-5HC01-0AA0-ZY15 | 1 | UN | 1 | 10 | C | D | EAR99 | N | 85389099 | 1 |  | 0.126 | KG | 66.5 | 66.5 | CP20 | CP20 | Key-operated switch CES, 22 mm, round, plastic with metal front ring, lock No. LSG1, with 2 keys, 2 switch positions O<I, momentary contact type, Actuating angle 45Â°, 10:30h/12h, key removal O, with laser labeling, upper case and lower case, always upper case at the beginning of the word | - | 0 | 0
3SU1030-5HC01-0AA0-Z | Y19 | 3SU1030-5HC01-0AA0-ZY19 | 1 | UN | 1 | 10 | C | D | EAR99 | N | 85389099 | 1 |  | 0.126 | KG | 62.7 | 62.7 | CP20 | CP20 | Key-operated switch CES, 22 mm, round, plastic with metal front ring, lock No. LSG1, with 2 keys, 2 switch positions O<I, momentary contact type, Actuating angle 45Â°, 10:30h/12h, key removal O, with laser labeling, inscription or symbol Customer-specific selection with SIRIUS ACT configurator (CIN) | - | 0 | 0
3SU1030-5HF01-0AA0 |  | 3SU1030-5HF01-0AA0 | 1 | UN | 1 | 3 | B | D | N | N | 85389099 | 1 | 4011209950269 | 0.02 | KG | 61.75 | 57.19 | CP20 | CP20 | key-operated switch CES, 22 mm, round, plastic with metal front ring, Lock No. LSG1, with 2 keys, 2 switch positions O-I, latching, actuating angle 90Â°, 10:30h/13:30h, Key removal O | Lista Papel 2020 SI | 0 | 0
3SU1030-5HF01-0AA0-Z | X90 | 3SU1030-5HF01-0AA0-ZX90 | 1 | UN | 1 | 5 | B | D | EAR99 | N | 85389099 | 50 |  | 0.126 | KG | 61.75 | 61.75 | CP20 | CP20 | Key-operated switch CES, 22 mm, round, plastic with metal front ring, Lock No. LSG1, with 2 keys, 2 switch positions O-I, latching, actuating angle 90Â°, 10:30h/13:30h, key removal O, Z=50-unit packaging | - | 0 | 0
3SU1030-5HF01-0AA0-Z | Y10 | 3SU1030-5HF01-0AA0-ZY10 | 1 | UN | 1 | 10 | C | D | EAR99 | N | 85389099 | 1 |  | 0.126 | KG | 66.5 | 66.5 | CP20 | CP20 | Key-operated switch CES, 22 mm, round, plastic with metal front ring, lock No. LSG1, with 2 keys, 2 switch positions O-I, latching, actuating angle 90Â°, 10:30h/13:30h, key removal O, with laser labeling, upper case and lower case, always upper case at beginning of line | - | 0 | 0
3SU1030-5HF01-0AA0-Z | Y11 | 3SU1030-5HF01-0AA0-ZY11 | 1 | UN | 1 | 10 | C | D | EAR99 | N | 85389099 | 1 |  | 0.126 | KG | 66.5 | 66.5 | CP20 | CP20 | Key-operated switch CES, 22 mm, round, plastic with metal front ring, lock No. LSG1, with 2 keys, 2 switch positions O-I, latching, actuating angle 90Â°, 10:30h/13:30h, key removal O, with laser labeling, upper case | - | 0 | 0
3SU1030-5HF01-0AA0-Z | Y12 | 3SU1030-5HF01-0AA0-ZY12 | 1 | UN | 1 | 10 | C | D | EAR99 | N | 85389099 | 1 |  | 0.126 | KG | 66.5 | 66.5 | CP20 | CP20 | Key-operated switch CES, 22 mm, round, plastic with metal front ring, lock No. LSG1, with 2 keys, 2 switch positions O-I, latching, actuating angle 90Â°, 10:30h/13:30h, key removal O, with laser labeling, lower case | - | 0 | 0
3SU1030-5HF01-0AA0-Z | Y15 | 3SU1030-5HF01-0AA0-ZY15 | 1 | UN | 1 | 10 | C | D | EAR99 | N | 85389099 | 1 |  | 0.126 | KG | 66.5 | 66.5 | CP20 | CP20 | Key-operated switch CES, 22 mm, round, plastic with metal front ring, lock No. LSG1, with 2 keys, 2 switch positions O-I, latching, actuating angle 90Â°, 10:30h/13:30h, key removal O, with laser labeling, upper case and lower case, always upper case at the beginning of the word | - | 0 | 0
3SU1030-5HF01-0AA0-Z | Y19 | 3SU1030-5HF01-0AA0-ZY19 | 1 | UN | 1 | 10 | C | D | EAR99 | N | 85389099 | 1 |  | 0.126 | KG | 62.7 | 62.7 | CP20 | CP20 | Key-operated switch CES, 22 mm, round, plastic with metal front ring, lock No. LSG1, with 2 keys, 2 switch positions O-I, latching, actuating angle 90Â°, 10:30h/13:30h, key removal O, with laser labeling, inscription or symbol Customer-specific selection with SIRIUS ACT configurator (CIN) | - | 0 | 0
3SU1030-5HF11-0AA0 |  | 3SU1030-5HF11-0AA0 | 1 | UN | 1 | 3 | B | D | N | N | 85389099 | 1 | 4011209950276 | 0.02 | KG | 61.75 | 57.19 | CP20 | CP20 | key-operated switch CES, 22 mm, round, plastic with metal front ring, Lock No. LSG1, with 2 keys, 2 switch positions O-I, latching, actuating angle 90Â°, 10:30h/13:30h, Key removal O+I | Lista Papel 2020 SI | 0 | 0
3SU1030-5HF11-0AA0-Z | X90 | 3SU1030-5HF11-0AA0-ZX90 | 1 | UN | 1 | 5 | B | D | EAR99 | N | 85389099 | 50 |  | 0.126 | KG | 61.75 | 61.75 | CP20 | CP20 | Key-operated switch CES, 22 mm, round, plastic with metal front ring, Lock No. LSG1, with 2 keys, 2 switch positions O-I, latching, actuating angle 90Â°, 10:30h/13:30h, key removal O+I, Z=50-unit packaging | - | 0 | 0
3SU1030-5HF11-0AA0-Z | Y10 | 3SU1030-5HF11-0AA0-ZY10 | 1 | UN | 1 | 10 | C | D | EAR99 | N | 85389099 | 1 |  | 0.126 | KG | 66.5 | 66.5 | CP20 | CP20 | Key-operated switch CES, 22 mm, round, plastic with metal front ring, lock No. LSG1, with 2 keys, 2 switch positions O-I, latching, actuating angle 90Â°, 10:30h/13:30h, key removal O+I, with laser labeling, upper case and lower case, always upper case at beginning of line | - | 0 | 0
3SU1030-5HF11-0AA0-Z | Y11 | 3SU1030-5HF11-0AA0-ZY11 | 1 | UN | 1 | 10 | C | D | EAR99 | N | 85389099 | 1 |  | 0.126 | KG | 66.5 | 66.5 | CP20 | CP20 | Key-operated switch CES, 22 mm, round, plastic with metal front ring, lock No. LSG1, with 2 keys, 2 switch positions O-I, latching, actuating angle 90Â°, 10:30h/13:30h, key removal O+I, with laser labeling, upper case | - | 0 | 0
3SU1030-5HF11-0AA0-Z | Y12 | 3SU1030-5HF11-0AA0-ZY12 | 1 | UN | 1 | 10 | C | D | EAR99 | N | 85389099 | 1 |  | 0.126 | KG | 66.5 | 66.5 | CP20 | CP20 | Key-operated switch CES, 22 mm, round, plastic with metal front ring, lock No. LSG1, with 2 keys, 2 switch positions O-I, latching, actuating angle 90Â°, 10:30h/13:30h, key removal O+I, with laser labeling, lower case | - | 0 | 0
3SU1030-5HF11-0AA0-Z | Y15 | 3SU1030-5HF11-0AA0-ZY15 | 1 | UN | 1 | 10 | C | D | EAR99 | N | 85389099 | 1 |  | 0.126 | KG | 66.5 | 66.5 | CP20 | CP20 | Key-operated switch CES, 22 mm, round, plastic with metal front ring, lock No. LSG1, with 2 keys, 2 switch positions O-I, latching, actuating angle 90Â°, 10:30h/13:30h, key removal O+I, with laser labeling, upper case and lower case, always upper case at the beginning of the word | - | 0 | 0
3SU1030-5HF11-0AA0-Z | Y19 | 3SU1030-5HF11-0AA0-ZY19 | 1 | UN | 1 | 10 | C | D | EAR99 | N | 85389099 | 1 |  | 0.126 | KG | 62.7 | 62.7 | CP20 | CP20 | Key-operated switch CES, 22 mm, round, plastic with metal front ring, lock No. LSG1, with 2 keys, 2 switch positions O-I, latching, actuating angle 90Â°, 10:30h/13:30h, key removal O+I, with laser labeling, inscription or symbol Customer-specific selection with SIRIUS ACT configurator (CIN) | - | 0 | 0
3SU1030-5JF01-0AA0 |  | 3SU1030-5JF01-0AA0 | 1 | UN | 1 | 1 | A | D | N | N | 85389099 | 1 | 4011209961463 | 0.14 | KG | 221.35 | 221.35 | CP20 | CP20 | Key-operated switch CES With key monitoring, plastic with metal front ring, lock number SSG10, with 2 keys 2 switch positions O-I, latching, actuating angle 90Â°, 10:30h/13:30h, Key removal/eject in O | - | 0 | 0
3SU1030-5JF01-0AA0-Z | X90 | 3SU1030-5JF01-0AA0-ZX90 | 1 | UN | 1 | 5 | B | D | EAR99 | N | 85389099 | 50 |  | 0.126 | KG | 221.35 | 221.35 | CP20 | CP20 | Key-operated switch CES with key monitoring, plastic with metal front ring, lock number SSG10, with 2 keys 2 switch positions O-I, latching, actuating angle 90Â°, 10:30 /13:30, Key removal/ejection in O, Z=50-unit packaging | - | 0 | 0
3SU1030-5JF01-0AA0-Z | Y01 | 3SU1030-5JF01-0AA0-ZY01 | 1 | UN | 1 | 25 | D | D | EAR99 | N | 85389099 | 1 |  | 0.126 | KG | 268.85 | 268.85 | CP20 | CP20 | Key-operated switch CES with key monitoring, plastic with metal front ring, special lock, with 2 keys 2 switch positions O-I, latching, actuating angle 90Â°, 10:30h/13:30h, Key removal/eject in O | - | 0 | 0
3SU1030-5JF01-0AA0-Z | Y01Y19 | 3SU1030-5JF01-0AA0-ZY01Y19 | 1 | UN | 1 | 30 | D | D | N | N | 85389099 | 1 |  | 0.126 | KG | 269.8 | 269.8 | CP20 | CP20 | Key-operated switch CES with key monitoring, plastic with metal front ring, special lock, with 2 keys 2 switch positions O-I, latching, actuating angle 90Â°, 10:30h/13:30h, Key removal/eject in O, Customer-specific selection with SIRIUS ACT configurator (CIN) |  | 0 | 0
3SU1030-5JF01-0AA0-Z | Y10 | 3SU1030-5JF01-0AA0-ZY10 | 1 | UN | 1 | 10 | C | D | EAR99 | N | 85389099 | 1 |  | 0.126 | KG | 226.1 | 226.1 | CP20 | CP20 | Key-operated switch CES With key monitoring, plastic with metal front ring, lock number SSG10, with 2 keys 2 switch positions O-I, latching, actuating angle 90Â°, 10:30h/13:30h, Key removal/eject in O, with laser inscription, upper case and lower case, always upper case at beginning of line | - | 0 | 0
3SU1030-5JF01-0AA0-Z | Y11 | 3SU1030-5JF01-0AA0-ZY11 | 1 | UN | 1 | 10 | C | D | EAR99 | N | 85389099 | 1 |  | 0.126 | KG | 226.1 | 226.1 | CP20 | CP20 | Key-operated switch CES With key monitoring, plastic with metal front ring, lock number SSG10, with 2 keys 2 switch positions O-I, latching, actuating angle 90Â°, 10:30h/13:30h, Key removal/eject in O, with laser inscription, upper case | - | 0 | 0
3SU1030-5JF01-0AA0-Z | Y12 | 3SU1030-5JF01-0AA0-ZY12 | 1 | UN | 1 | 10 | C | D | EAR99 | N | 85389099 | 1 |  | 0.126 | KG | 226.1 | 226.1 | CP20 | CP20 | Key-operated switch CES With key monitoring, plastic with metal front ring, lock number SSG10, with 2 keys 2 switch positions O-I, latching, actuating angle 90Â°, 10:30h/13:30h, Key removal/eject in O, with laser inscription, lower case | - | 0 | 0
3SU1030-5JF01-0AA0-Z | Y15 | 3SU1030-5JF01-0AA0-ZY15 | 1 | UN | 1 | 10 | C | D | EAR99 | N | 85389099 | 1 |  | 0.126 | KG | 226.1 | 226.1 | CP20 | CP20 | Key-operated switch CES With key monitoring, plastic with metal front ring, lock number SSG10, with 2 keys 2 switch positions O-I, latching, actuating angle 90Â°, 10:30h/13:30h, Key removal/eject in O, with laser inscription, upper case and lower case, always upper case at the beginning of the word | - | 0 | 0
3SU1030-5JF01-0AA0-Z | Y19 | 3SU1030-5JF01-0AA0-ZY19 | 1 | UN | 1 | 10 | C | D | EAR99 | N | 85389099 | 1 |  | 0.126 | KG | 222.3 | 222.3 | CP20 | CP20 | Key-operated switch CES With key monitoring, plastic with metal front ring, lock number SSG10, with 2 keys 2 switch positions O-I, latching, actuating angle 90Â°, 10:30h/13:30h, Key removal/eject in O, with laser inscription, inscription or symbol Customer-specific selection with SIRIUS ACT configurator (CIN) | - | 0 | 0
3SU1030-5JL01-0AA0 |  | 3SU1030-5JL01-0AA0 | 1 | UN | 1 | 3 | B | D | N | N | 85389099 | 1 | 4011209961470 | 0.139 | KG | 221.35 | 221.35 | CP20 | CP20 | Key-operated switch CES With key monitoring, plastic with metal front ring, lock number SSG10, with 2 keys 3 switch positions I-O-II, latching, actuating angle 2x45Â°, 10:30h/12:00h/13:30h, Key removal/eject in O | - | 0 | 0
3SU1030-5JL01-0AA0-Z | X90 | 3SU1030-5JL01-0AA0-ZX90 | 1 | UN | 1 | 5 | B | D | EAR99 | N | 85389099 | 50 |  | 0.126 | KG | 221.35 | 221.35 | CP20 | CP20 | Key-operated switch CES with key monitoring, plastic with metal front ring, lock number SSG10, with 2 keys 3 switch positions I-O-II, latching, actuating angle 2x45Â°, 10:30/12:00/13:30, Key removal/ejection in O, Z=50-unit packaging | - | 0 | 0
3SU1030-5JL01-0AA0-Z | Y01 | 3SU1030-5JL01-0AA0-ZY01 | 1 | UN | 1 | 25 | D | D | EAR99 | N | 85389099 | 1 |  | 0.126 | KG | 268.85 | 268.85 | CP20 | CP20 | Key-operated switch CES with key monitoring, plastic with metal front ring, special lock, with 2 keys 3 switch positions I-O-II, latching, actuating angle 2x45Â°, 10:30h/12:00h/13:30h, Key removal/eject in O | - | 0 | 0
3SU1030-5JL01-0AA0-Z | Y01Y19 | 3SU1030-5JL01-0AA0-ZY01Y19 | 1 | UN | 1 | 30 | D | D | N | N | 85389099 | 1 |  | 0.126 | KG | 269.8 | 269.8 | CP20 | CP20 | Key-operated switch CES with key monitoring, plastic with metal front ring, special lock, with 2 keys 3 switch positions I-O-II, latching, actuating angle 2x45Â°, 10:30h/12:00h/13:30h, Key removal/eject in O, Customer-specific selection with SIRIUS ACT configurator (CIN) |  | 0 | 0
3SU1030-5JL01-0AA0-Z | Y10 | 3SU1030-5JL01-0AA0-ZY10 | 1 | UN | 1 | 10 | C | D | EAR99 | N | 85389099 | 1 |  | 0.126 | KG | 226.1 | 226.1 | CP20 | CP20 | Key-operated switch CES With key monitoring, plastic with metal front ring, lock number SSG10, with 2 keys 3 switch positions I-O-II, latching, actuating angle 2x45Â°, 10:30h/12:00h/13:30h, Key removal/eject in O, with laser inscription, upper case and lower case, always upper case at beginning of line | - | 0 | 0
3SU1030-5JL01-0AA0-Z | Y11 | 3SU1030-5JL01-0AA0-ZY11 | 1 | UN | 1 | 10 | C | D | EAR99 | N | 85389099 | 1 |  | 0.126 | KG | 226.1 | 226.1 | CP20 | CP20 | Key-operated switch CES With key monitoring, plastic with metal front ring, lock number SSG10, with 2 keys 3 switch positions I-O-II, latching, actuating angle 2x45Â°, 10:30h/12:00h/13:30h, Key removal/eject in O, with laser inscription, upper case | - | 0 | 0
3SU1030-5JL01-0AA0-Z | Y12 | 3SU1030-5JL01-0AA0-ZY12 | 1 | UN | 1 | 10 | C | D | EAR99 | N | 85389099 | 1 |  | 0.126 | KG | 226.1 | 226.1 | CP20 | CP20 | Key-operated switch CES With key monitoring, plastic with metal front ring, lock number SSG10, with 2 keys 3 switch positions I-O-II, latching, actuating angle 2x45Â°, 10:30h/12:00h/13:30h, Key removal/eject in O, with laser inscription, lower case | - | 0 | 0
3SU1030-5JL01-0AA0-Z | Y15 | 3SU1030-5JL01-0AA0-ZY15 | 1 | UN | 1 | 10 | C | D | EAR99 | N | 85389099 | 1 |  | 0.126 | KG | 226.1 | 226.1 | CP20 | CP20 | Key-operated switch CES With key monitoring, plastic with metal front ring, lock number SSG10, with 2 keys 3 switch positions I-O-II, latching, actuating angle 2x45Â°, 10:30h/12:00h/13:30h, Key removal/eject in O, with laser inscription, upper case and lower case, always upper case at the beginning of the word | - | 0 | 0
3SU1030-5JL01-0AA0-Z | Y19 | 3SU1030-5JL01-0AA0-ZY19 | 1 | UN | 1 | 10 | C | D | EAR99 | N | 85389099 | 1 |  | 0.126 | KG | 222.3 | 222.3 | CP20 | CP20 | Key-operated switch CES With key monitoring, plastic with metal front ring, lock number SSG10, with 2 keys 3 switch positions I-O-II, latching, actuating angle 2x45Â°, 10:30h/12:00h/13:30h, Key removal/eject in O, with laser inscription, inscription or symbol Customer-specific selection with SIRIUS ACT configurator (CIN) | - | 0 | 0
3SU1030-5PC01-0AA0 |  | 3SU1030-5PC01-0AA0 | 1 | UN | 1 | 1 | A | D | N | N | 85389099 | 1 | 4011209949850 | 0.01 | KG | 82.18 | 76.19 | CP20 | CP20 | Key-operated switch BKS, 22 mm, round, plastic with metal front ring, lock number S1, with 2 keys, 2 switch positions O<I, momentary contact type, Actuating angle 45Â°, 10:30h/12h, Key removal O | Lista Papel 2020 SI | 0 | 0
3SU1030-5PC01-0AA0-Z | X90 | 3SU1030-5PC01-0AA0-ZX90 | 1 | UN | 1 | 5 | B | D | EAR99 | N | 85389099 | 50 |  | 0.126 | KG | 82.18 | 82.18 | CP20 | CP20 | Key-operated switch BKS, 22 mm, round, plastic with metal front ring, lock number S1, with 2 keys, 2 switch positions O<I, momentary contact type, Actuating angle 45Â°, 10:30h/12h, Key removal O Z=50-unit packaging | - | 0 | 0
3SU1030-5PC01-0AA0-Z | Y01 | 3SU1030-5PC01-0AA0-ZY01 | 1 | UN | 1 | 25 | D | D | EAR99 | N | 85389099 | 1 |  | 0.126 | KG | 130.15 | 130.15 | CP20 | CP20 | Key-operated switch BKS, 22 mm, round, plastic with metal front ring, special lock, with 2 keys, 2 switch positions O<I, momentary contact type, actuating angle 45Â°, 10:30h/12h, key removal O, Note: BKS locking systems E1 - E25 supplied without key | - | 0 | 0
3SU1030-5PC01-0AA0-Z | Y01Y19 | 3SU1030-5PC01-0AA0-ZY01Y19 | 1 | UN | 1 | 30 | D | D | N | N | 85389099 | 1 |  | 0.126 | KG | 131.1 | 131.1 | CP20 | CP20 | Key-operated switch BKS, 22 mm, round, plastic with metal front ring, special lock, with 2 keys, 2 switch positions O<I, momentary contact type, actuating angle 45Â°, 10:30h/12h, key removal O, Note: For the BKS locking systems E1 - E25 supplied without key, customer-specific selection with SIRIUS ACT configurator (CIN) |  | 0 | 0
3SU1030-5PC01-0AA0-Z | Y10 | 3SU1030-5PC01-0AA0-ZY10 | 1 | UN | 1 | 10 | C | D | EAR99 | N | 85389099 | 1 |  | 0.126 | KG | 86.93 | 86.93 | CP20 | CP20 | Key-operated switch BKS, 22 mm, round, plastic with metal front ring, lock number S1, with 2 keys, 2 switch positions O<I, momentary contact type, Actuating angle 45Â°, 10:30h/12h, key removal O, with laser labeling, upper case and lower case, always upper case at beginning of line | - | 0 | 0
3SU1030-5PC01-0AA0-Z | Y11 | 3SU1030-5PC01-0AA0-ZY11 | 1 | UN | 1 | 10 | C | D | EAR99 | N | 85389099 | 1 |  | 0.126 | KG | 86.93 | 86.93 | CP20 | CP20 | Key-operated switch BKS, 22 mm, round, plastic with metal front ring, lock number S1, with 2 keys, 2 switch positions O<I, momentary contact type, Actuating angle 45Â°, 10:30h/12h, key removal O, with laser labeling, upper case | - | 0 | 0
3SU1030-5PC01-0AA0-Z | Y12 | 3SU1030-5PC01-0AA0-ZY12 | 1 | UN | 1 | 10 | C | D | EAR99 | N | 85389099 | 1 |  | 0.126 | KG | 86.93 | 86.93 | CP20 | CP20 | Key-operated switch BKS, 22 mm, round, plastic with metal front ring, lock number S1, with 2 keys, 2 switch positions O<I, momentary contact type, Actuating angle 45Â°, 10:30h/12h, key removal O, with laser labeling, lower case | - | 0 | 0
3SU1030-5PC01-0AA0-Z | Y15 | 3SU1030-5PC01-0AA0-ZY15 | 1 | UN | 1 | 10 | C | D | EAR99 | N | 85389099 | 1 |  | 0.126 | KG | 86.93 | 86.93 | CP20 | CP20 | Key-operated switch BKS, 22 mm, round, plastic with metal front ring, lock number S1, with 2 keys, 2 switch positions O<I, momentary contact type, Actuating angle 45Â°, 10:30h/12h, key removal O, with laser labeling, upper case and lower case, always upper case at the beginning of the word | - | 0 | 0
3SU1030-5PC01-0AA0-Z | Y19 | 3SU1030-5PC01-0AA0-ZY19 | 1 | UN | 1 | 10 | C | D | EAR99 | N | 85389099 | 1 |  | 0.126 | KG | 83.13 | 83.13 | CP20 | CP20 | Key-operated switch BKS, 22 mm, round, plastic with metal front ring, lock number S1, with 2 keys, 2 switch positions O<I, momentary contact type, Actuating angle 45Â°, 10:30h/12h, key removal O, with laser labeling, inscription or symbol Customer-specific selection with SIRIUS ACT configurator (CIN) | - | 0 | 0
3SU1030-5PF01-0AA0 |  | 3SU1030-5PF01-0AA0 | 1 | UN | 1 | 3 | B | D | N | N | 85389099 | 1 | 4011209949867 | 0.01 | KG | 82.18 | 82.18 | CP20 | CP20 | Key-operated switch BKS, 22 mm, round, plastic with metal front ring, lock number S1, with 2 keys, 2 switch positions O-I, latching, actuating angle 90Â°, 10:30h/13:30h, Key removal O | - | 0 | 0
3SU1030-5PF01-0AA0-Z | X90 | 3SU1030-5PF01-0AA0-ZX90 | 1 | UN | 1 | 5 | B | D | EAR99 | N | 85389099 | 50 |  | 0.126 | KG | 82.18 | 82.18 | CP20 | CP20 | Key-operated switch BKS, 22 mm, round, plastic with metal front ring, lock number S1, with 2 keys, 2 switch positions O-I, latching, actuating angle 90Â°, 10:30h/13:30h, key removal O, Z=50-unit packaging | - | 0 | 0
3SU1030-5PF01-0AA0-Z | Y01 | 3SU1030-5PF01-0AA0-ZY01 | 1 | UN | 1 | 25 | D | D | EAR99 | N | 85389099 | 1 |  | 0.126 | KG | 130.15 | 130.15 | CP20 | CP20 | Key-operated switch BKS, 22 mm, round, plastic with metal front ring, special lock, with 2 keys, 2 switch positions O-I, latching, actuating angle 90Â°, 10:30h/13:30h, key removal O, Note: BKS locking systems E1 - E25 supplied without key | - | 0 | 0
3SU1030-5PF01-0AA0-Z | Y01Y19 | 3SU1030-5PF01-0AA0-ZY01Y19 | 1 | UN | 1 | 30 | D | D | N | N | 85389099 | 1 |  | 0.126 | KG | 131.1 | 131.1 | CP20 | CP20 | Key-operated switch BKS, 22 mm, round, plastic with metal front ring, special lock, with 2 keys, 2 switch positions O-I, latching, actuating angle 90Â°, 10:30h/13:30h, key removal O, Note: For the BKS locking systems E1 - E25 supplied without key, customer-specific selection with SIRIUS ACT configurator (CIN) |  | 0 | 0
3SU1030-5PF01-0AA0-Z | Y10 | 3SU1030-5PF01-0AA0-ZY10 | 1 | UN | 1 | 10 | C | D | EAR99 | N | 85389099 | 1 |  | 0.126 | KG | 86.93 | 86.93 | CP20 | CP20 | Key-operated switch BKS, 22 mm, round, plastic with metal front ring, lock number S1, with 2 keys, 2 switch positions O-I, latching, actuating angle 90Â°, 10:30h/13:30h, key removal O, with laser labeling, upper case and lower case, always upper case at beginning of line | - | 0 | 0
3SU1030-5PF01-0AA0-Z | Y11 | 3SU1030-5PF01-0AA0-ZY11 | 1 | UN | 1 | 10 | C | D | EAR99 | N | 85389099 | 1 |  | 0.126 | KG | 86.93 | 86.93 | CP20 | CP20 | Key-operated switch BKS, 22 mm, round, plastic with metal front ring, lock number S1, with 2 keys, 2 switch positions O-I, latching, actuating angle 90Â°, 10:30h/13:30h, key removal O, with laser labeling, upper case | - | 0 | 0
3SU1030-5PF01-0AA0-Z | Y12 | 3SU1030-5PF01-0AA0-ZY12 | 1 | UN | 1 | 10 | C | D | EAR99 | N | 85389099 | 1 |  | 0.126 | KG | 86.93 | 86.93 | CP20 | CP20 | Key-operated switch BKS, 22 mm, round, plastic with metal front ring, lock number S1, with 2 keys, 2 switch positions O-I, latching, actuating angle 90Â°, 10:30h/13:30h, key removal O, with laser labeling, lower case | - | 0 | 0
3SU1030-5PF01-0AA0-Z | Y15 | 3SU1030-5PF01-0AA0-ZY15 | 1 | UN | 1 | 10 | C | D | EAR99 | N | 85389099 | 1 |  | 0.126 | KG | 86.93 | 86.93 | CP20 | CP20 | Key-operated switch BKS, 22 mm, round, plastic with metal front ring, lock number S1, with 2 keys, 2 switch positions O-I, latching, actuating angle 90Â°, 10:30h/13:30h, key removal O, with laser labeling, upper case and lower case, always upper case at the beginning of the word | - | 0 | 0
3SU1030-5PF01-0AA0-Z | Y19 | 3SU1030-5PF01-0AA0-ZY19 | 1 | UN | 1 | 10 | C | D | EAR99 | N | 85389099 | 1 |  | 0.126 | KG | 83.13 | 83.13 | CP20 | CP20 | Key-operated switch BKS, 22 mm, round, plastic with metal front ring, lock number S1, with 2 keys, 2 switch positions O-I, latching, actuating angle 90Â°, 10:30h/13:30h, key removal O, with laser labeling, inscription or symbol Customer-specific selection with SIRIUS ACT configurator (CIN) | - | 0 | 0
3SU1030-5PF11-0AA0 |  | 3SU1030-5PF11-0AA0 | 1 | UN | 1 | 3 | B | D | N | N | 85389099 | 1 | 4011209949874 | 0.01 | KG | 82.18 | 82.18 | CP20 | CP20 | Key-operated switch BKS, 22 mm, round, plastic with metal front ring, lock number S1, with 2 keys, 2 switch positions O-I, latching, actuating angle 90Â°, 10:30h/13:30h, Key removal O+I | - | 0 | 0
3SU1030-5PF11-0AA0-Z | X90 | 3SU1030-5PF11-0AA0-ZX90 | 1 | UN | 1 | 5 | B | D | EAR99 | N | 85389099 | 50 |  | 0.126 | KG | 82.18 | 82.18 | CP20 | CP20 | Key-operated switch BKS, 22 mm, round, plastic with metal front ring, lock number S1, with 2 keys, 2 switch positions O-I, latching, actuating angle 90Â°, 10:30h/13:30h, key removal O+I, Z=50-unit packaging | - | 0 | 0
3SU1030-5PF11-0AA0-Z | Y01 | 3SU1030-5PF11-0AA0-ZY01 | 1 | UN | 1 | 25 | D | D | EAR99 | N | 85389099 | 1 |  | 0.126 | KG | 130.15 | 130.15 | CP20 | CP20 | Key-operated switch BKS, 22 mm, round, plastic with metal front ring, special lock, with 2 keys, 2 switch positions O-I, latching, actuating angle 90Â°, 10:30h/13:30h, key removal O+I, Note: BKS locking systems E1 - E25 supplied without key | - | 0 | 0
3SU1030-5PF11-0AA0-Z | Y01Y19 | 3SU1030-5PF11-0AA0-ZY01Y19 | 1 | UN | 1 | 30 | D | D | N | N | 85389099 | 1 |  | 0.126 | KG | 131.1 | 131.1 | CP20 | CP20 | Key-operated switch BKS, 22 mm, round, plastic with metal front ring, special lock, with 2 keys, 2 switch positions O-I, latching, actuating angle 90Â°, 10:30h/13:30h, key removal O+I, Note: For the BKS locking systems E1 - E25 supplied without key, customer-specific selection with SIRIUS ACT configurator (CIN) |  | 0 | 0
3SU1030-5PF11-0AA0-Z | Y10 | 3SU1030-5PF11-0AA0-ZY10 | 1 | UN | 1 | 10 | C | D | EAR99 | N | 85389099 | 1 |  | 0.126 | KG | 86.93 | 86.93 | CP20 | CP20 | Key-operated switch BKS, 22 mm, round, plastic with metal front ring, lock number S1, with 2 keys, 2 switch positions O-I, latching, actuating angle 90Â°, 10:30h/13:30h, key removal O+I, with laser labeling, upper case and lower case, always upper case at beginning of line | - | 0 | 0
3SU1030-5PF11-0AA0-Z | Y11 | 3SU1030-5PF11-0AA0-ZY11 | 1 | UN | 1 | 10 | C | D | EAR99 | N | 85389099 | 1 |  | 0.126 | KG | 86.93 | 86.93 | CP20 | CP20 | Key-operated switch BKS, 22 mm, round, plastic with metal front ring, lock number S1, with 2 keys, 2 switch positions O-I, latching, actuating angle 90Â°, 10:30h/13:30h, key removal O+I, with laser labeling, upper case | - | 0 | 0
3SU1030-5PF11-0AA0-Z | Y12 | 3SU1030-5PF11-0AA0-ZY12 | 1 | UN | 1 | 10 | C | D | EAR99 | N | 85389099 | 1 |  | 0.126 | KG | 86.93 | 86.93 | CP20 | CP20 | Key-operated switch BKS, 22 mm, round, plastic with metal front ring, lock number S1, with 2 keys, 2 switch positions O-I, latching, actuating angle 90Â°, 10:30h/13:30h, key removal O+I, with laser labeling, lower case | - | 0 | 0
3SU1030-5PF11-0AA0-Z | Y15 | 3SU1030-5PF11-0AA0-ZY15 | 1 | UN | 1 | 10 | C | D | EAR99 | N | 85389099 | 1 |  | 0.126 | KG | 86.93 | 86.93 | CP20 | CP20 | Key-operated switch BKS, 22 mm, round, plastic with metal front ring, lock number S1, with 2 keys, 2 switch positions O-I, latching, actuating angle 90Â°, 10:30h/13:30h, key removal O+I, with laser labeling, upper case and lower case, always upper case at the beginning of the word | - | 0 | 0
3SU1030-5PF11-0AA0-Z | Y19 | 3SU1030-5PF11-0AA0-ZY19 | 1 | UN | 1 | 10 | C | D | EAR99 | N | 85389099 | 1 |  | 0.126 | KG | 83.13 | 83.13 | CP20 | CP20 | Key-operated switch BKS, 22 mm, round, plastic with metal front ring, lock number S1, with 2 keys, 2 switch positions O-I, latching, actuating angle 90Â°, 10:30h/13:30h, key removal O+I, with laser labeling, inscription or symbol Customer-specific selection with SIRIUS ACT configurator (CIN) | - | 0 | 0
3SU1030-5PF21-0AA0 |  | 3SU1030-5PF21-0AA0 | 1 | UN | 1 | 5 | B | D | N | N | 85389099 | 1 | 4011209949881 | 0.135 | KG | 82.18 | 82.18 | CP20 | CP20 | Key-operated switch BKS, 22 mm, round, plastic with metal front ring, lock number S1, with 2 keys, 2 switch positions O-I, latching, actuating angle 90Â°, 10:30h/13:30h, Key removal I | - | 0 | 0
3SU1030-5PF21-0AA0-Z | X90 | 3SU1030-5PF21-0AA0-ZX90 | 1 | UN | 1 | 5 | B | D | EAR99 | N | 85389099 | 50 |  | 0.126 | KG | 82.18 | 82.18 | CP20 | CP20 | Key-operated switch BKS, 22 mm, round, plastic with metal front ring, lock number S1, with 2 keys, 2 switch positions O-I, latching, actuating angle 90Â°, 10:30h/13:30h, key removal I, Z=50-unit packaging | - | 0 | 0
3SU1030-5PF21-0AA0-Z | Y01 | 3SU1030-5PF21-0AA0-ZY01 | 1 | UN | 1 | 25 | D | D | EAR99 | N | 85389099 | 1 |  | 0.126 | KG | 130.15 | 130.15 | CP20 | CP20 | Key-operated switch BKS, 22 mm, round, plastic with metal front ring, special lock, with 2 keys, 2 switch positions O-I, latching, actuating angle 90Â°, 10:30h/13:30h, key removal I, Note: BKS locking systems E1 - E25 supplied without key | - | 0 | 0
3SU1030-5PF21-0AA0-Z | Y01Y19 | 3SU1030-5PF21-0AA0-ZY01Y19 | 1 | UN | 1 | 30 | D | D | N | N | 85389099 | 1 |  | 0.126 | KG | 131.1 | 131.1 | CP20 | CP20 | Key-operated switch BKS, 22 mm, round, plastic with metal front ring, special lock, with 2 keys, 2 switch positions O-I, latching, actuating angle 90Â°, 10:30h/13:30h, key removal I, Note: For the BKS locking systems E1 - E25 supplied without key, customer-specific selection with SIRIUS ACT configurator (CIN) |  | 0 | 0
3SU1030-5PF21-0AA0-Z | Y10 | 3SU1030-5PF21-0AA0-ZY10 | 1 | UN | 1 | 10 | C | D | EAR99 | N | 85389099 | 1 |  | 0.126 | KG | 86.93 | 86.93 | CP20 | CP20 | Key-operated switch BKS, 22 mm, round, plastic with metal front ring, lock number S1, with 2 keys, 2 switch positions O-I, latching, actuating angle 90Â°, 10:30h/13:30h, key removal I, with laser labeling, upper case and lower case, always upper case at beginning of line | - | 0 | 0
3SU1030-5PF21-0AA0-Z | Y11 | 3SU1030-5PF21-0AA0-ZY11 | 1 | UN | 1 | 10 | C | D | EAR99 | N | 85389099 | 1 |  | 0.126 | KG | 86.93 | 86.93 | CP20 | CP20 | Key-operated switch BKS, 22 mm, round, plastic with metal front ring, lock number S1, with 2 keys, 2 switch positions O-I, latching, actuating angle 90Â°, 10:30h/13:30h, key removal I, with laser labeling, upper case | - | 0 | 0
3SU1030-5PF21-0AA0-Z | Y12 | 3SU1030-5PF21-0AA0-ZY12 | 1 | UN | 1 | 10 | C | D | EAR99 | N | 85389099 | 1 |  | 0.126 | KG | 86.93 | 86.93 | CP20 | CP20 | Key-operated switch BKS, 22 mm, round, plastic with metal front ring, lock number S1, with 2 keys, 2 switch positions O-I, latching, actuating angle 90Â°, 10:30h/13:30h, key removal I, with laser labeling, lower case | - | 0 | 0
3SU1030-5PF21-0AA0-Z | Y15 | 3SU1030-5PF21-0AA0-ZY15 | 1 | UN | 1 | 10 | C | D | EAR99 | N | 85389099 | 1 |  | 0.126 | KG | 86.93 | 86.93 | CP20 | CP20 | Key-operated switch BKS, 22 mm, round, plastic with metal front ring, lock number S1, with 2 keys, 2 switch positions O-I, latching, actuating angle 90Â°, 10:30h/13:30h, key removal I, with laser labeling, upper case and lower case, always upper case at the beginning of the word | - | 0 | 0
3SU1030-5PF21-0AA0-Z | Y19 | 3SU1030-5PF21-0AA0-ZY19 | 1 | UN | 1 | 10 | C | D | EAR99 | N | 85389099 | 1 |  | 0.126 | KG | 83.13 | 83.13 | CP20 | CP20 | Key-operated switch BKS, 22 mm, round, plastic with metal front ring, lock number S1, with 2 keys, 2 switch positions O-I, latching, actuating angle 90Â°, 10:30h/13:30h, key removal I, with laser labeling, inscription or symbol Customer-specific selection with SIRIUS ACT configurator (CIN) | - | 0 | 0
3SU1030-5PL01-0AA0 |  | 3SU1030-5PL01-0AA0 | 1 | UN | 1 | 5 | B | D | N | N | 85389099 | 1 | 4011209949898 | 0.14 | KG | 78.28 | 72.58 | CP20 | CP20 | Key-operated switch BKS, 22 mm, round, plastic with metal front ring, lock number S1, with 2 keys, 3 switch positions I-O-II, latching, actuating angle 2x45Â°, 10:30h/12h/13:30h, Key removal O | Lista Papel 2020 SI | 0 | 0
3SU1030-5PL01-0AA0-Z | X90 | 3SU1030-5PL01-0AA0-ZX90 | 1 | UN | 1 | 5 | B | D | EAR99 | N | 85389099 | 50 |  | 0.126 | KG | 78.28 | 78.28 | CP20 | CP20 | Key-operated switch BKS, 22 mm, round, plastic with metal front ring, lock number S1, with 2 keys, 3 switch positions I-O-II, latching, actuating angle 2x45Â°, 10:30h/12h/13:30h, key removal O, Z=50-unit packaging | - | 0 | 0
3SU1030-5PL01-0AA0-Z | Y01 | 3SU1030-5PL01-0AA0-ZY01 | 1 | UN | 1 | 25 | D | D | EAR99 | N | 85389099 | 1 |  | 0.126 | KG | 125.4 | 125.4 | CP20 | CP20 | Key-operated switch BKS, 22 mm, round, plastic with metal front ring, special lock, with 2 keys, 3 switch positions I-O-II, latching, actuating angle 2x45Â°, 10:30h/12h/13:30h, key removal O, Note: BKS locking systems E1 - E25 supplied without key | - | 0 | 0
3SU1030-5PL01-0AA0-Z | Y01Y19 | 3SU1030-5PL01-0AA0-ZY01Y19 | 1 | UN | 1 | 30 | D | D | N | N | 85389099 | 1 |  | 0.126 | KG | 126.35 | 126.35 | CP20 | CP20 | Key-operated switch BKS, 22 mm, round, plastic with metal front ring, special lock, with 2 keys, 3 switch positions I-O-II, latching, actuating angle 2x45Â°, 10:30h/12h/13:30h, key removal O, Note: For the BKS locking systems E1 - E25 supplied without key, customer-specific selection with SIRIUS ACT configurator (CIN) |  | 0 | 0
3SU1030-5PL01-0AA0-Z | Y10 | 3SU1030-5PL01-0AA0-ZY10 | 1 | UN | 1 | 10 | C | D | EAR99 | N | 85389099 | 1 |  | 0.126 | KG | 83.03 | 83.03 | CP20 | CP20 | Key-operated switch BKS, 22 mm, round, plastic with metal front ring, lock number S1, with 2 keys, 3 switch positions I-O-II, latching, actuating angle 2x45Â°, 10:30h/12h/13:30h, key removal O, with laser labeling, upper case and lower case, always upper case at beginning of line | - | 0 | 0
3SU1030-5PL01-0AA0-Z | Y11 | 3SU1030-5PL01-0AA0-ZY11 | 1 | UN | 1 | 10 | C | D | EAR99 | N | 85389099 | 1 |  | 0.126 | KG | 83.03 | 83.03 | CP20 | CP20 | Key-operated switch BKS, 22 mm, round, plastic with metal front ring, lock number S1, with 2 keys, 3 switch positions I-O-II, latching, actuating angle 2x45Â°, 10:30h/12h/13:30h, key removal O, with laser labeling, upper case | - | 0 | 0
3SU1030-5PL01-0AA0-Z | Y12 | 3SU1030-5PL01-0AA0-ZY12 | 1 | UN | 1 | 10 | C | D | EAR99 | N | 85389099 | 1 |  | 0.126 | KG | 83.03 | 83.03 | CP20 | CP20 | Key-operated switch BKS, 22 mm, round, plastic with metal front ring, lock number S1, with 2 keys, 3 switch positions I-O-II, latching, actuating angle 2x45Â°, 10:30h/12h/13:30h, key removal O, with laser labeling, lower case | - | 0 | 0
3SU1030-5PL01-0AA0-Z | Y15 | 3SU1030-5PL01-0AA0-ZY15 | 1 | UN | 1 | 10 | C | D | EAR99 | N | 85389099 | 1 |  | 0.126 | KG | 83.03 | 83.03 | CP20 | CP20 | Key-operated switch BKS, 22 mm, round, plastic with metal front ring, lock number S1, with 2 keys, 3 switch positions I-O-II, latching, actuating angle 2x45Â°, 10:30h/12h/13:30h, key removal O, with laser labeling, upper case and lower case, always upper case at the beginning of the word | - | 0 | 0
3SU1030-5PL01-0AA0-Z | Y19 | 3SU1030-5PL01-0AA0-ZY19 | 1 | UN | 1 | 10 | C | D | EAR99 | N | 85389099 | 1 |  | 0.126 | KG | 79.23 | 79.23 | CP20 | CP20 | Key-operated switch BKS, 22 mm, round, plastic with metal front ring, lock number S1, with 2 keys, 3 switch positions I-O-II, latching, actuating angle 2x45Â°, 10:30h/12h/13:30h, key removal O, with laser labeling, inscription or symbol Customer-specific selection with SIRIUS ACT configurator (CIN) | - | 0 | 0
3SU1030-5PL11-0AA0 |  | 3SU1030-5PL11-0AA0 | 1 | UN | 1 | 3 | B | D | N | N | 85389099 | 1 | 4011209949904 | 0.02 | KG | 78.28 | 72.58 | CP20 | CP20 | Key-operated switch BKS, 22 mm, round, plastic with metal front ring, lock number S1, with 2 keys, 3 switch positions I-O-II, latching, actuating angle 2x45Â°, 10:30h/12h/13:30h, Key removal I+O+II | Lista Papel 2020 SI | 0 | 0
3SU1030-5PL11-0AA0-Z | X90 | 3SU1030-5PL11-0AA0-ZX90 | 1 | UN | 1 | 5 | B | D | EAR99 | N | 85389099 | 50 |  | 0.126 | KG | 78.28 | 78.28 | CP20 | CP20 | Key-operated switch BKS, 22 mm, round, plastic with metal front ring, lock number S1, with 2 keys, 3 switch positions I-O-II, latching, actuating angle 2x45Â°, 10:30h/12h/13:30h, Key removal I+O+II, Z=50-unit packaging | - | 0 | 0
3SU1030-5PL11-0AA0-Z | Y01 | 3SU1030-5PL11-0AA0-ZY01 | 1 | UN | 1 | 25 | D | D | EAR99 | N | 85389099 | 1 |  | 0.126 | KG | 125.4 | 125.4 | CP20 | CP20 | Key-operated switch BKS, 22 mm, round, plastic with metal front ring, special lock, with 2 keys, 3 switch positions I-O-II, latching, actuating angle 2x45Â°, 10:30h/12h/13:30h, key removal I+O+II, Note: BKS locking systems E1 - E25 supplied without key | - | 0 | 0
3SU1030-5PL11-0AA0-Z | Y01Y19 | 3SU1030-5PL11-0AA0-ZY01Y19 | 1 | UN | 1 | 30 | D | D | N | N | 85389099 | 1 |  | 0.126 | KG | 126.35 | 126.35 | CP20 | CP20 | Key-operated switch BKS, 22 mm, round, plastic with metal front ring, special lock, with 2 keys, 3 switch positions I-O-II, latching, actuating angle 2x45Â°, 10:30h/12h/13:30h, key removal I+O+II, Note: For the BKS locking systems E1 - E25 supplied without key, customer-specific selection with SIRIUS ACT configurator (CIN) |  | 0 | 0
3SU1030-5PL11-0AA0-Z | Y10 | 3SU1030-5PL11-0AA0-ZY10 | 1 | UN | 1 | 10 | C | D | EAR99 | N | 85389099 | 1 |  | 0.126 | KG | 83.03 | 83.03 | CP20 | CP20 | Key-operated switch BKS, 22 mm, round, plastic with metal front ring, lock number S1, with 2 keys, 3 switch positions I-O-II, latching, actuating angle 2x45Â°, 10:30h/12h/13:30h, Key removal I+O+II, with laser labeling, upper case and lower case, always upper case at beginning of line | - | 0 | 0
3SU1030-5PL11-0AA0-Z | Y11 | 3SU1030-5PL11-0AA0-ZY11 | 1 | UN | 1 | 10 | C | D | EAR99 | N | 85389099 | 1 |  | 0.126 | KG | 83.03 | 83.03 | CP20 | CP20 | Key-operated switch BKS, 22 mm, round, plastic with metal front ring, lock number S1, with 2 keys, 3 switch positions I-O-II, latching, actuating angle 2x45Â°, 10:30h/12h/13:30h, Key removal I+O+II, with laser labeling, upper case | - | 0 | 0
3SU1030-5PL11-0AA0-Z | Y12 | 3SU1030-5PL11-0AA0-ZY12 | 1 | UN | 1 | 10 | C | D | EAR99 | N | 85389099 | 1 |  | 0.126 | KG | 83.03 | 83.03 | CP20 | CP20 | Key-operated switch BKS, 22 mm, round, plastic with metal front ring, lock number S1, with 2 keys, 3 switch positions I-O-II, latching, actuating angle 2x45Â°, 10:30h/12h/13:30h, Key removal I+O+II, with laser labeling, lower case | - | 0 | 0
3SU1030-5PL11-0AA0-Z | Y15 | 3SU1030-5PL11-0AA0-ZY15 | 1 | UN | 1 | 10 | C | D | EAR99 | N | 85389099 | 1 |  | 0.126 | KG | 83.03 | 83.03 | CP20 | CP20 | Key-operated switch BKS, 22 mm, round, plastic with metal front ring, lock number S1, with 2 keys, 3 switch positions I-O-II, latching, actuating angle 2x45Â°, 10:30h/12h/13:30h, Key removal I+O+II, with laser labeling, upper case and lower case, always upper case at the beginning of the word | - | 0 | 0
3SU1030-5PL11-0AA0-Z | Y19 | 3SU1030-5PL11-0AA0-ZY19 | 1 | UN | 1 | 10 | C | D | EAR99 | N | 85389099 | 1 |  | 0.126 | KG | 79.23 | 79.23 | CP20 | CP20 | Key-operated switch BKS, 22 mm, round, plastic with metal front ring, lock number S1, with 2 keys, 3 switch positions I-O-II, latching, actuating angle 2x45Â°, 10:30h/12h/13:30h, Key removal I+O+II, with laser labeling, inscription or symbol Customer-specific selection with SIRIUS ACT configurator (CIN) | - | 0 | 0
3SU1030-5PL21-0AA0 |  | 3SU1030-5PL21-0AA0 | 1 | UN | 1 | 3 | B | D | N | N | 85389099 | 1 | 4011209949911 | 0.135 | KG | 78.28 | 78.28 | CP20 | CP20 | Key-operated switch BKS, 22 mm, round, plastic with metal front ring, lock number S1, with 2 keys, 3 switch positions I-O-II, latching, actuating angle 2x45Â°, 10:30h/12h/13:30h, Key removal I | - | 0 | 0
3SU1030-5PL21-0AA0-Z | X90 | 3SU1030-5PL21-0AA0-ZX90 | 1 | UN | 1 | 5 | B | D | EAR99 | N | 85389099 | 50 |  | 0.126 | KG | 78.28 | 78.28 | CP20 | CP20 | Key-operated switch BKS, 22 mm, round, plastic with metal front ring, lock number S1, with 2 keys, 3 switch positions I-O-II, latching, actuating angle 2x45Â°, 10:30h/12h/13:30h, key removal I, Z=50-unit packaging | - | 0 | 0
3SU1030-5PL21-0AA0-Z | Y01 | 3SU1030-5PL21-0AA0-ZY01 | 1 | UN | 1 | 25 | D | D | EAR99 | N | 85389099 | 1 |  | 0.126 | KG | 125.4 | 125.4 | CP20 | CP20 | Key-operated switch BKS, 22 mm, round, plastic with metal front ring, special lock, with 2 keys, 3 switch positions I-O-II, latching, actuating angle 2x45Â°, 10:30h/12h/13:30h, key removal I, Note: BKS locking systems E1 - E25 supplied without key | - | 0 | 0
3SU1030-5PL21-0AA0-Z | Y01Y19 | 3SU1030-5PL21-0AA0-ZY01Y19 | 1 | UN | 1 | 30 | D | D | N | N | 85389099 | 1 |  | 0.126 | KG | 126.35 | 126.35 | CP20 | CP20 | Key-operated switch BKS, 22 mm, round, plastic with metal front ring, special lock, with 2 keys, 3 switch positions I-O-II, latching, actuating angle 2x45Â°, 10:30h/12h/13:30h, key removal I, Note: For the BKS locking systems E1 - E25 supplied without key, customer-specific selection with SIRIUS ACT configurator (CIN) |  | 0 | 0
3SU1030-5PL21-0AA0-Z | Y10 | 3SU1030-5PL21-0AA0-ZY10 | 1 | UN | 1 | 10 | C | D | EAR99 | N | 85389099 | 1 |  | 0.126 | KG | 83.03 | 83.03 | CP20 | CP20 | Key-operated switch BKS, 22 mm, round, plastic with metal front ring, lock number S1, with 2 keys, 3 switch positions I-O-II, latching, actuating angle 2x45Â°, 10:30h/12h/13:30h, key removal I, with laser labeling, upper case and lower case, always upper case at beginning of line | - | 0 | 0
3SU1030-5PL21-0AA0-Z | Y11 | 3SU1030-5PL21-0AA0-ZY11 | 1 | UN | 1 | 10 | C | D | EAR99 | N | 85389099 | 1 |  | 0.126 | KG | 83.03 | 83.03 | CP20 | CP20 | Key-operated switch BKS, 22 mm, round, plastic with metal front ring, lock number S1, with 2 keys, 3 switch positions I-O-II, latching, actuating angle 2x45Â°, 10:30h/12h/13:30h, key removal I, with laser labeling, upper case | - | 0 | 0
3SU1030-5PL21-0AA0-Z | Y12 | 3SU1030-5PL21-0AA0-ZY12 | 1 | UN | 1 | 10 | C | D | EAR99 | N | 85389099 | 1 |  | 0.126 | KG | 83.03 | 83.03 | CP20 | CP20 | Key-operated switch BKS, 22 mm, round, plastic with metal front ring, lock number S1, with 2 keys, 3 switch positions I-O-II, latching, actuating angle 2x45Â°, 10:30h/12h/13:30h, key removal I, with laser labeling, lower case | - | 0 | 0
3SU1030-5PL21-0AA0-Z | Y15 | 3SU1030-5PL21-0AA0-ZY15 | 1 | UN | 1 | 10 | C | D | EAR99 | N | 85389099 | 1 |  | 0.126 | KG | 83.03 | 83.03 | CP20 | CP20 | Key-operated switch BKS, 22 mm, round, plastic with metal front ring, lock number S1, with 2 keys, 3 switch positions I-O-II, latching, actuating angle 2x45Â°, 10:30h/12h/13:30h, key removal I, with laser labeling, upper case and lower case, always upper case at the beginning of the word | - | 0 | 0
3SU1030-5PL21-0AA0-Z | Y19 | 3SU1030-5PL21-0AA0-ZY19 | 1 | UN | 1 | 10 | C | D | EAR99 | N | 85389099 | 1 |  | 0.126 | KG | 79.23 | 79.23 | CP20 | CP20 | Key-operated switch BKS, 22 mm, round, plastic with metal front ring, lock number S1, with 2 keys, 3 switch positions I-O-II, latching, actuating angle 2x45Â°, 10:30h/12h/13:30h, key removal I, with laser labeling, inscription or symbol Customer-specific selection with SIRIUS ACT configurator (CIN) | - | 0 | 0
3SU1030-5PL31-0AA0 |  | 3SU1030-5PL31-0AA0 | 1 | UN | 1 | 5 | B | D | N | N | 85389099 | 1 | 4011209949928 | 0.138 | KG | 78.28 | 72.58 | CP20 | CP20 | Key-operated switch BKS, 22 mm, round, plastic with metal front ring, lock number S1, with 2 keys, 3 switch positions I-O-II, latching, actuating angle 2x45Â°, 10:30h/12h/13:30h, key removal II | Lista Papel 2020 SI | 0 | 0
3SU1030-5PL31-0AA0-Z | X90 | 3SU1030-5PL31-0AA0-ZX90 | 1 | UN | 1 | 5 | B | D | EAR99 | N | 85389099 | 50 |  | 0.126 | KG | 78.28 | 78.28 | CP20 | CP20 | Key-operated switch BKS, 22 mm, round, plastic with metal front ring, lock number S1, with 2 keys, 3 switch positions I-O-II, latching, actuating angle 2x45Â°, 10:30h/12h/13:30h, Key removal II, Z=50-unit packaging | - | 0 | 0
3SU1030-5PL31-0AA0-Z | Y01 | 3SU1030-5PL31-0AA0-ZY01 | 1 | UN | 1 | 25 | D | D | EAR99 | N | 85389099 | 1 |  | 0.126 | KG | 125.4 | 125.4 | CP20 | CP20 | Key-operated switch BKS, 22 mm, round, plastic with metal front ring, special lock, with 2 keys, 3 switch positions I-O-II, latching, actuating angle 2x45Â°, 10:30h/12h/13:30h, key removal II, Note: BKS locking systems E1 - E25 supplied without key | - | 0 | 0
3SU1030-5PL31-0AA0-Z | Y01Y19 | 3SU1030-5PL31-0AA0-ZY01Y19 | 1 | UN | 1 | 30 | D | D | N | N | 85389099 | 1 |  | 0.126 | KG | 126.35 | 126.35 | CP20 | CP20 | Key-operated switch BKS, 22 mm, round, plastic with metal front ring, special lock, with 2 keys, 3 switch positions I-O-II, latching, actuating angle 2x45Â°, 10:30h/12h/13:30h, key removal II, Note: For the BKS locking systems E1 - E25 supplied without key, customer-specific selection with SIRIUS ACT configurator (CIN) |  | 0 | 0
3SU1030-5PL31-0AA0-Z | Y10 | 3SU1030-5PL31-0AA0-ZY10 | 1 | UN | 1 | 10 | C | D | EAR99 | N | 85389099 | 1 |  | 0.126 | KG | 83.03 | 83.03 | CP20 | CP20 | Key-operated switch BKS, 22 mm, round, plastic with metal front ring, lock number S1, with 2 keys, 3 switch positions I-O-II, latching, actuating angle 2x45Â°, 10:30h/12h/13:30h, Key removal II, with laser labeling, upper case and lower case, always upper case at beginning of line | - | 0 | 0
3SU1030-5PL31-0AA0-Z | Y11 | 3SU1030-5PL31-0AA0-ZY11 | 1 | UN | 1 | 10 | C | D | EAR99 | N | 85389099 | 1 |  | 0.126 | KG | 83.03 | 83.03 | CP20 | CP20 | Key-operated switch BKS, 22 mm, round, plastic with metal front ring, lock number S1, with 2 keys, 3 switch positions I-O-II, latching, actuating angle 2x45Â°, 10:30h/12h/13:30h, Key removal II, with laser labeling, upper case | - | 0 | 0
3SU1030-5PL31-0AA0-Z | Y12 | 3SU1030-5PL31-0AA0-ZY12 | 1 | UN | 1 | 10 | C | D | EAR99 | N | 85389099 | 1 |  | 0.126 | KG | 83.03 | 83.03 | CP20 | CP20 | Key-operated switch BKS, 22 mm, round, plastic with metal front ring, lock number S1, with 2 keys, 3 switch positions I-O-II, latching, actuating angle 2x45Â°, 10:30h/12h/13:30h, Key removal II, with laser labeling, lower case | - | 0 | 0
3SU1030-5PL31-0AA0-Z | Y15 | 3SU1030-5PL31-0AA0-ZY15 | 1 | UN | 1 | 10 | C | D | EAR99 | N | 85389099 | 1 |  | 0.126 | KG | 83.03 | 83.03 | CP20 | CP20 | Key-operated switch BKS, 22 mm, round, plastic with metal front ring, lock number S1, with 2 keys, 3 switch positions I-O-II, latching, actuating angle 2x45Â°, 10:30h/12h/13:30h, Key removal II, with laser labeling, upper case and lower case, always upper case at the beginning of the word | - | 0 | 0
3SU1030-5PL31-0AA0-Z | Y19 | 3SU1030-5PL31-0AA0-ZY19 | 1 | UN | 1 | 10 | C | D | EAR99 | N | 85389099 | 1 |  | 0.126 | KG | 79.23 | 79.23 | CP20 | CP20 | Key-operated switch BKS, 22 mm, round, plastic with metal front ring, lock number S1, with 2 keys, 3 switch positions I-O-II, latching, actuating angle 2x45Â°, 10:30h/12h/13:30h, Key removal II, with laser labeling, inscription or symbol Customer-specific selection with SIRIUS ACT configurator (CIN) | - | 0 | 0
3SU1030-5PL41-0AA0 |  | 3SU1030-5PL41-0AA0 | 1 | UN | 1 | 5 | B | D | N | N | 85389099 | 1 | 4011209949935 | 0.136 | KG | 78.28 | 78.28 | CP20 | CP20 | Key-operated switch BKS, 22 mm, round, plastic with metal front ring, lock number S1, with 2 keys, 3 switch positions I-O-II, latching, actuating angle 2x45Â°, 10:30h/12h/13:30h, Key removal I+II | - | 0 | 0
3SU1030-5PL41-0AA0-Z | X90 | 3SU1030-5PL41-0AA0-ZX90 | 1 | UN | 1 | 5 | B | D | EAR99 | N | 85389099 | 50 |  | 0.126 | KG | 78.28 | 78.28 | CP20 | CP20 | Key-operated switch BKS, 22 mm, round, plastic with metal front ring, lock number S1, with 2 keys, 3 switch positions I-O-II, latching, actuating angle 2x45Â°, 10:30h/12h/13:30h, Key removal I+II, Z=50-unit packaging | - | 0 | 0
3SU1030-5PL41-0AA0-Z | Y01 | 3SU1030-5PL41-0AA0-ZY01 | 1 | UN | 1 | 25 | D | D | EAR99 | N | 85389099 | 1 |  | 0.126 | KG | 125.4 | 125.4 | CP20 | CP20 | Key-operated switch BKS, 22 mm, round, plastic with metal front ring, special lock, with 2 keys, 3 switch positions I-O-II, latching, actuating angle 2x45Â°, 10:30h/12h/13:30h, key removal I+II, Note: BKS locking systems E1 - E25 supplied without key | - | 0 | 0
3SU1030-5PL41-0AA0-Z | Y01Y19 | 3SU1030-5PL41-0AA0-ZY01Y19 | 1 | UN | 1 | 30 | D | D | N | N | 85389099 | 1 |  | 0.126 | KG | 126.35 | 126.35 | CP20 | CP20 | Key-operated switch BKS, 22 mm, round, plastic with metal front ring, special lock, with 2 keys, 3 switch positions I-O-II, latching, actuating angle 2x45Â°, 10:30h/12h/13:30h, key removal I+II, Note: For the BKS locking systems E1 - E25 supplied without key, customer-specific selection with SIRIUS ACT configurator (CIN) |  | 0 | 0
3SU1030-5PL41-0AA0-Z | Y10 | 3SU1030-5PL41-0AA0-ZY10 | 1 | UN | 1 | 10 | C | D | EAR99 | N | 85389099 | 1 |  | 0.126 | KG | 83.03 | 83.03 | CP20 | CP20 | Key-operated switch BKS, 22 mm, round, plastic with metal front ring, lock number S1, with 2 keys, 3 switch positions I-O-II, latching, actuating angle 2x45Â°, 10:30h/12h/13:30h, Key removal I+II, with laser labeling, upper case and lower case, always upper case at beginning of line | - | 0 | 0
3SU1030-5PL41-0AA0-Z | Y11 | 3SU1030-5PL41-0AA0-ZY11 | 1 | UN | 1 | 10 | C | D | EAR99 | N | 85389099 | 1 |  | 0.126 | KG | 83.03 | 83.03 | CP20 | CP20 | Key-operated switch BKS, 22 mm, round, plastic with metal front ring, lock number S1, with 2 keys, 3 switch positions I-O-II, latching, actuating angle 2x45Â°, 10:30h/12h/13:30h, Key removal I+II, with laser labeling, upper case | - | 0 | 0
3SU1030-5PL41-0AA0-Z | Y12 | 3SU1030-5PL41-0AA0-ZY12 | 1 | UN | 1 | 10 | C | D | EAR99 | N | 85389099 | 1 |  | 0.126 | KG | 83.03 | 83.03 | CP20 | CP20 | Key-operated switch BKS, 22 mm, round, plastic with metal front ring, lock number S1, with 2 keys, 3 switch positions I-O-II, latching, actuating angle 2x45Â°, 10:30h/12h/13:30h, Key removal I+II, with laser labeling, lower case | - | 0 | 0
3SU1030-5PL41-0AA0-Z | Y15 | 3SU1030-5PL41-0AA0-ZY15 | 1 | UN | 1 | 10 | C | D | EAR99 | N | 85389099 | 1 |  | 0.126 | KG | 83.03 | 83.03 | CP20 | CP20 | Key-operated switch BKS, 22 mm, round, plastic with metal front ring, lock number S1, with 2 keys, 3 switch positions I-O-II, latching, actuating angle 2x45Â°, 10:30h/12h/13:30h, Key removal I+II, with laser labeling, upper case and lower case, always upper case at the beginning of the word | - | 0 | 0
3SU1030-5PL41-0AA0-Z | Y19 | 3SU1030-5PL41-0AA0-ZY19 | 1 | UN | 1 | 10 | C | D | EAR99 | N | 85389099 | 1 |  | 0.126 | KG | 79.23 | 79.23 | CP20 | CP20 | Key-operated switch BKS, 22 mm, round, plastic with metal front ring, lock number S1, with 2 keys, 3 switch positions I-O-II, latching, actuating angle 2x45Â°, 10:30h/12h/13:30h, Key removal I+II, with laser labeling, inscription or symbol Customer-specific selection with SIRIUS ACT configurator (CIN) | - | 0 | 0
3SU1030-5PM01-0AA0 |  | 3SU1030-5PM01-0AA0 | 1 | UN | 1 | 3 | B | D | N | N | 85389099 | 1 | 4011209949942 | 0.134 | KG | 78.28 | 78.28 | CP20 | CP20 | Key-operated switch BKS, 22 mm, round, plastic with metal front ring, lock number S1, with 2 keys, 3 switch positions I>O<II, momentary contact type, actuating angle 2x45Â°, 10:30h/12h/13:30h, Key removal O | - | 0 | 0
3SU1030-5PM01-0AA0-Z | X90 | 3SU1030-5PM01-0AA0-ZX90 | 1 | UN | 1 | 5 | B | D | EAR99 | N | 85389099 | 50 |  | 0.126 | KG | 78.28 | 78.28 | CP20 | CP20 | Key-operated switch BKS, 22 mm, round, plastic with metal front ring, lock number S1, with 2 keys, 3 switch positions I>O<II, momentary contact type, actuating angle 2x45Â°, 10:30h/12h/13:30h, key removal O, Z=50-unit packaging | - | 0 | 0
3SU1030-5PM01-0AA0-Z | Y01 | 3SU1030-5PM01-0AA0-ZY01 | 1 | UN | 1 | 25 | D | D | EAR99 | N | 85389099 | 1 |  | 0.126 | KG | 125.4 | 125.4 | CP20 | CP20 | Key-operated switch BKS, 22 mm, round, plastic with metal front ring, special lock, with 2 keys, 3 switch positions I>O<II, momentary contact type, actuating angle 2x45Â°, 10:30h/12h/13:30h, key removal O, Note: BKS locking systems E1 - E25 supplied without key | - | 0 | 0
3SU1030-5PM01-0AA0-Z | Y01Y19 | 3SU1030-5PM01-0AA0-ZY01Y19 | 1 | UN | 1 | 30 | D | D | N | N | 85389099 | 1 |  | 0.126 | KG | 126.35 | 126.35 | CP20 | CP20 | Key-operated switch BKS, 22 mm, round, plastic with metal front ring, special lock, with 2 keys, 3 switch positions I>O<II, momentary contact type, actuating angle 2x45Â°, 10:30h/12h/13:30h, key removal O, Note: For the BKS locking systems E1 - E25 supplied without key, customer-specific selection with SIRIUS ACT configurator (CIN) |  | 0 | 0
3SU1030-5PM01-0AA0-Z | Y10 | 3SU1030-5PM01-0AA0-ZY10 | 1 | UN | 1 | 10 | C | D | EAR99 | N | 85389099 | 1 |  | 0.126 | KG | 83.03 | 83.03 | CP20 | CP20 | Key-operated switch BKS, 22 mm, round, plastic with metal front ring, lock number S1, with 2 keys, 3 switch positions I>O<II, momentary contact type, actuating angle 2x45Â°, 10:30h/12h/13:30h, key removal O, with laser labeling, upper case and lower case, always upper case at beginning of line | - | 0 | 0
3SU1030-5PM01-0AA0-Z | Y11 | 3SU1030-5PM01-0AA0-ZY11 | 1 | UN | 1 | 10 | C | D | EAR99 | N | 85389099 | 1 |  | 0.126 | KG | 83.03 | 83.03 | CP20 | CP20 | Key-operated switch BKS, 22 mm, round, plastic with metal front ring, lock number S1, with 2 keys, 3 switch positions I>O<II, momentary contact type, actuating angle 2x45Â°, 10:30h/12h/13:30h, key removal O, with laser labeling, upper case | - | 0 | 0
3SU1030-5PM01-0AA0-Z | Y12 | 3SU1030-5PM01-0AA0-ZY12 | 1 | UN | 1 | 10 | C | D | EAR99 | N | 85389099 | 1 |  | 0.126 | KG | 83.03 | 83.03 | CP20 | CP20 | Key-operated switch BKS, 22 mm, round, plastic with metal front ring, lock number S1, with 2 keys, 3 switch positions I>O<II, momentary contact type, actuating angle 2x45Â°, 10:30h/12h/13:30h, key removal O, with laser labeling, lower case | - | 0 | 0
3SU1030-5PM01-0AA0-Z | Y15 | 3SU1030-5PM01-0AA0-ZY15 | 1 | UN | 1 | 10 | C | D | EAR99 | N | 85389099 | 1 |  | 0.126 | KG | 83.03 | 83.03 | CP20 | CP20 | Key-operated switch BKS, 22 mm, round, plastic with metal front ring, lock number S1, with 2 keys, 3 switch positions I>O<II, momentary contact type, actuating angle 2x45Â°, 10:30h/12h/13:30h, key removal O, with laser labeling, upper case and lower case, always upper case at the beginning of the word | - | 0 | 0
3SU1030-5PM01-0AA0-Z | Y19 | 3SU1030-5PM01-0AA0-ZY19 | 1 | UN | 1 | 10 | C | D | EAR99 | N | 85389099 | 1 |  | 0.126 | KG | 79.23 | 79.23 | CP20 | CP20 | Key-operated switch BKS, 22 mm, round, plastic with metal front ring, lock number S1, with 2 keys, 3 switch positions I>O<II, momentary contact type, actuating angle 2x45Â°, 10:30h/12h/13:30h, key removal O, with laser labeling, inscription or symbol Customer-specific selection with SIRIUS ACT configurator (CIN) | - | 0 | 0
3SU1030-5PN21-0AA0 |  | 3SU1030-5PN21-0AA0 | 1 | UN | 1 | 5 | B | D | N | N | 85389099 | 1 | 4011209949959 | 0.137 | KG | 78.28 | 78.28 | CP20 | CP20 | Key-operated switch BKS, 22 mm, round, plastic with metal front ring, lock number S1, with 2 keys, 3 switch positions I-O<II, left latching, right momentary contact type, actuating angle 2x45Â°, 10:30h/12h/13:30h, Key removal I | - | 0 | 0
3SU1030-5PN21-0AA0-Z | X90 | 3SU1030-5PN21-0AA0-ZX90 | 1 | UN | 1 | 5 | B | D | EAR99 | N | 85389099 | 50 |  | 0.126 | KG | 78.28 | 78.28 | CP20 | CP20 | Key-operated switch BKS, 22 mm, round, plastic with metal front ring, lock number S1, with 2 keys, 3 switch positions I-O<II, left latching, right momentary contact type, actuating angle 2x45Â°, 10:30h/12h/13:30h, key removal I, Z=50-unit packaging | - | 0 | 0
3SU1030-5PN21-0AA0-Z | Y01 | 3SU1030-5PN21-0AA0-ZY01 | 1 | UN | 1 | 25 | D | D | EAR99 | N | 85389099 | 1 |  | 0.126 | KG | 125.4 | 125.4 | CP20 | CP20 | Key-operated switch BKS, 22 mm, round, plastic with metal front ring, special lock, with 2 keys, 3 switch positions I-O<II, latching on the left, momentary contact type on the right, actuating angle 2x45Â°, 10:30h/12h/13:30h, key removal I, Note: BKS locking systems E1 - E25 supplied without key | - | 0 | 0
3SU1030-5PN21-0AA0-Z | Y01Y19 | 3SU1030-5PN21-0AA0-ZY01Y19 | 1 | UN | 1 | 30 | D | D | N | N | 85389099 | 1 |  | 0.126 | KG | 126.35 | 126.35 | CP20 | CP20 | Key-operated switch BKS, 22 mm, round, plastic with metal front ring, special lock, with 2 keys, 3 switch positions I-O<II left latching, momentary contact type on the right, actuating angle 2x45Â°, 10:30h/12h/13:30h, key removal I, Note: For the BKS locking systems E1 - E25 supplied without key, customer-specific selection with SIRIUS ACT configurator (CIN) |  | 0 | 0
3SU1030-5PN21-0AA0-Z | Y10 | 3SU1030-5PN21-0AA0-ZY10 | 1 | UN | 1 | 10 | C | D | EAR99 | N | 85389099 | 1 |  | 0.126 | KG | 83.03 | 83.03 | CP20 | CP20 | Key-operated switch BKS, 22 mm, round, plastic with metal front ring, lock number S1, with 2 keys, 3 switch positions I-O<II, left latching, right momentary contact type, actuating angle 2x45Â°, 10:30h/12h/13:30h, key removal I, with laser labeling, upper case and lower case, | - | 0 | 0
3SU1030-5PN21-0AA0-Z | Y11 | 3SU1030-5PN21-0AA0-ZY11 | 1 | UN | 1 | 10 | C | D | EAR99 | N | 85389099 | 1 |  | 0.126 | KG | 83.03 | 83.03 | CP20 | CP20 | Key-operated switch BKS, 22 mm, round, plastic with metal front ring, lock number S1, with 2 keys, 3 switch positions I-O<II, left latching, right momentary contact type, actuating angle 2x45Â°, 10:30h/12h/13:30h, key removal I, with laser labeling, upper case | - | 0 | 0
3SU1030-5PN21-0AA0-Z | Y12 | 3SU1030-5PN21-0AA0-ZY12 | 1 | UN | 1 | 10 | C | D | EAR99 | N | 85389099 | 1 |  | 0.126 | KG | 83.03 | 83.03 | CP20 | CP20 | Key-operated switch BKS, 22 mm, round, plastic with metal front ring, lock number S1, with 2 keys, 3 switch positions I-O<II, left latching, right momentary contact type, actuating angle 2x45Â°, 10:30h/12h/13:30h, key removal I, with laser labeling, lower case | - | 0 | 0
3SU1030-5PN21-0AA0-Z | Y15 | 3SU1030-5PN21-0AA0-ZY15 | 1 | UN | 1 | 10 | C | D | EAR99 | N | 85389099 | 1 |  | 0.126 | KG | 83.03 | 83.03 | CP20 | CP20 | Key-operated switch BKS, 22 mm, round, plastic with metal front ring, lock number S1, with 2 keys, 3 switch positions I-O<II, left latching, right momentary contact type, actuating angle 2x45Â°, 10:30h/12h/13:30h, key removal I, with laser labeling, upper case and lower case, | - | 0 | 0
3SU1030-5PN21-0AA0-Z | Y19 | 3SU1030-5PN21-0AA0-ZY19 | 1 | UN | 1 | 10 | C | D | EAR99 | N | 85389099 | 1 |  | 0.126 | KG | 79.23 | 79.23 | CP20 | CP20 | Key-operated switch BKS, 22 mm, round, plastic with metal front ring, lock number S1, with 2 keys, 3 switch positions I-O<II, left latching, right momentary contact type, actuating angle 2x45Â°, 10:30h/12h/13:30h, key removal I, with laser labeling, Customer-specific selection with SIRIUS ACT configurator (CIN) | - | 0 | 0
3SU1030-5PN51-0AA0 |  | 3SU1030-5PN51-0AA0 | 1 | UN | 1 | 5 | B | D | N | N | 85389099 | 1 | 4011209949966 | 0.132 | KG | 78.28 | 78.28 | CP20 | CP20 | Key-operated switch BKS, 22 mm, round, plastic with metal front ring, lock number S1, with 2 keys, 3 switch positions I-O<II, left latching, right momentary contact type, actuating angle 2x45Â°, 10:30h/12h/13:30h, Key removal O+I | - | 0 | 0
3SU1030-5PN51-0AA0-Z | X90 | 3SU1030-5PN51-0AA0-ZX90 | 1 | UN | 1 | 5 | B | D | EAR99 | N | 85389099 | 50 |  | 0.126 | KG | 78.28 | 78.28 | CP20 | CP20 | Key-operated switch BKS, 22 mm, round, plastic with metal front ring, lock number S1, with 2 keys, 3 switch positions I-O<II, left latching, right momentary contact type, actuating angle 2x45Â°, 10:30h/12h/13:30h, key removal O+I, Z=50-unit packaging | - | 0 | 0
3SU1030-5PN51-0AA0-Z | Y01 | 3SU1030-5PN51-0AA0-ZY01 | 1 | UN | 1 | 25 | D | D | EAR99 | N | 85389099 | 1 |  | 0.126 | KG | 125.4 | 125.4 | CP20 | CP20 | Key-operated switch BKS, 22 mm, round, plastic with metal front ring, special lock, with 2 keys, 3 switch positions I-O<II, latching on the left, momentary contact type on the right, actuating angle 2x45Â°, 10:30h/12h/13:30h, key removal O+I, Note: BKS locking systems E1 - E25 supplied without key | - | 0 | 0
3SU1030-5PN51-0AA0-Z | Y01Y19 | 3SU1030-5PN51-0AA0-ZY01Y19 | 1 | UN | 1 | 30 | D | D | N | N | 85389099 | 1 |  | 0.126 | KG | 126.35 | 126.35 | CP20 | CP20 | Key-operated switch BKS, 22 mm, round, plastic with metal front ring, special lock, with 2 keys, 3 switch positions I-O<II left latching, momentary contact type on the right, actuating angle 2x45Â°, 10:30h/12h/13:30h, key removal O+I, Note: For the BKS locking systems E1 - E25 supplied without key, customer-specific selection with SIRIUS ACT configurator (CIN) |  | 0 | 0
3SU1030-5PN51-0AA0-Z | Y10 | 3SU1030-5PN51-0AA0-ZY10 | 1 | UN | 1 | 10 | C | D | EAR99 | N | 85389099 | 1 |  | 0.126 | KG | 83.03 | 83.03 | CP20 | CP20 | Key-operated switch BKS, 22 mm, round, plastic with metal front ring, lock number S1, with 2 keys, 3 switch positions I-O<II, left latching, right momentary contact type, actuating angle 2x45Â°, 10:30h/12h/13:30h, key removal O+I, with laser labeling, upper case and lower case, | - | 0 | 0
3SU1030-5PN51-0AA0-Z | Y11 | 3SU1030-5PN51-0AA0-ZY11 | 1 | UN | 1 | 10 | C | D | EAR99 | N | 85389099 | 1 |  | 0.126 | KG | 83.03 | 83.03 | CP20 | CP20 | Key-operated switch BKS, 22 mm, round, plastic with metal front ring, lock number S1, with 2 keys, 3 switch positions I-O<II, left latching, right momentary contact type, actuating angle 2x45Â°, 10:30h/12h/13:30h, key removal O+I, with laser labeling, upper case | - | 0 | 0
3SU1030-5PN51-0AA0-Z | Y12 | 3SU1030-5PN51-0AA0-ZY12 | 1 | UN | 1 | 10 | C | D | EAR99 | N | 85389099 | 1 |  | 0.126 | KG | 83.03 | 83.03 | CP20 | CP20 | Key-operated switch BKS, 22 mm, round, plastic with metal front ring, lock number S1, with 2 keys, 3 switch positions I-O<II, left latching, right momentary contact type, actuating angle 2x45Â°, 10:30h/12h/13:30h, key removal O+I, with laser labeling, lower case | - | 0 | 0
3SU1030-5PN51-0AA0-Z | Y15 | 3SU1030-5PN51-0AA0-ZY15 | 1 | UN | 1 | 10 | C | D | EAR99 | N | 85389099 | 1 |  | 0.126 | KG | 83.03 | 83.03 | CP20 | CP20 | Key-operated switch BKS, 22 mm, round, plastic with metal front ring, lock number S1, with 2 keys, 3 switch positions I-O<II, left latching, right momentary contact type, actuating angle 2x45Â°, 10:30h/12h/13:30h, key removal O+I, with laser labeling, upper case and lower case, | - | 0 | 0
3SU1030-5PN51-0AA0-Z | Y19 | 3SU1030-5PN51-0AA0-ZY19 | 1 | UN | 1 | 10 | C | D | EAR99 | N | 85389099 | 1 |  | 0.126 | KG | 79.23 | 79.23 | CP20 | CP20 | Key-operated switch BKS, 22 mm, round, plastic with metal front ring, lock number S1, with 2 keys, 3 switch positions I-O<II, left latching, right momentary contact type, actuating angle 2x45Â°, 10:30h/12h/13:30h, key removal O+I, with laser labeling, Customer-specific selection with SIRIUS ACT configurator (CIN) | - | 0 | 0
3SU1030-5PP01-0AA0 |  | 3SU1030-5PP01-0AA0 | 1 | UN | 1 | 3 | B | D | N | N | 85389099 | 1 | 4011209949973 | 0.141 | KG | 78.28 | 78.28 | CP20 | CP20 | Key-operated switch BKS, 22 mm, round, plastic with metal front ring, lock number S1, with 2 keys, 3 switch positions I>O<II, momentary contact on the left, latching on the right, actuating angle 2x45Â°, 10:30h/12h/13:30h, Key removal O | - | 0 | 0
3SU1030-5PP01-0AA0-Z | X90 | 3SU1030-5PP01-0AA0-ZX90 | 1 | UN | 1 | 5 | B | D | EAR99 | N | 85389099 | 50 |  | 0.126 | KG | 78.28 | 78.28 | CP20 | CP20 | Key-operated switch BKS, 22 mm, round, plastic with metal front ring, lock number S1, with 2 keys, 3 switch positions I>O<II, momentary contact on the left, latching on the right, actuating angle 2x45Â°, 10:30h/12h/13:30h, key removal O, Z=50-unit packaging | - | 0 | 0
3SU1030-5PP01-0AA0-Z | Y01 | 3SU1030-5PP01-0AA0-ZY01 | 1 | UN | 1 | 25 | D | D | EAR99 | N | 85389099 | 1 |  | 0.126 | KG | 125.4 | 125.4 | CP20 | CP20 | Key-operated switch BKS, 22 mm, round, plastic with metal front ring, special lock, with 2 keys, 3 switch positions I>O<II, momentary contact on the left, latching on the right, actuating angle 2x45Â°, 10:30h/12h/13:30h, key removal O, Note: BKS locking systems E1 ... E27 supplied without key | - | 0 | 0
3SU1030-5PP01-0AA0-Z | Y01Y19 | 3SU1030-5PP01-0AA0-ZY01Y19 | 1 | UN | 1 | 30 | D | D | N | N | 85389099 | 1 |  | 0.126 | KG | 126.35 | 126.35 | CP20 | CP20 | Key-operated switch BKS, 22 mm, round, plastic with metal front ring, special lock, with 2 keys, 3 switch positions I>O-II, momentary contact on the left, latching on the right, actuating angle 2x45Â°, 10:30h/12h/13:30h, key removal O, Note: For the BKS locking systems E1 - E27 supplied without key, customer-specific selection with SIRIUS ACT configurator (CIN) |  | 0 | 0
3SU1030-5PP01-0AA0-Z | Y10 | 3SU1030-5PP01-0AA0-ZY10 | 1 | UN | 1 | 10 | C | D | EAR99 | N | 85389099 | 1 |  | 0.126 | KG | 83.03 | 83.03 | CP20 | CP20 | Key-operated switch BKS, 22 mm, round, plastic with metal front ring, lock number S1, with 2 keys, 3 switch positions I>O<II, momentary contact on the left, latching on the right, actuating angle 2x45Â°, 10:30h/12h/13:30h, key removal O, with laser labeling, upper case and lower case, | - | 0 | 0
3SU1030-5PP01-0AA0-Z | Y11 | 3SU1030-5PP01-0AA0-ZY11 | 1 | UN | 1 | 10 | C | D | EAR99 | N | 85389099 | 1 |  | 0.126 | KG | 83.03 | 83.03 | CP20 | CP20 | Key-operated switch BKS, 22 mm, round, plastic with metal front ring, lock number S1, with 2 keys, 3 switch positions I>O<II, momentary contact on the left, latching on the right, actuating angle 2x45Â°, 10:30h/12h/13:30h, key removal O, with laser labeling, upper case | - | 0 | 0
3SU1030-5PP01-0AA0-Z | Y12 | 3SU1030-5PP01-0AA0-ZY12 | 1 | UN | 1 | 10 | C | D | EAR99 | N | 85389099 | 1 |  | 0.126 | KG | 83.03 | 83.03 | CP20 | CP20 | Key-operated switch BKS, 22 mm, round, plastic with metal front ring, lock number S1, with 2 keys, 3 switch positions I>O<II, momentary contact on the left, latching on the right, actuating angle 2x45Â°, 10:30h/12h/13:30h, key removal O, with laser labeling, lower case | - | 0 | 0
3SU1030-5PP01-0AA0-Z | Y15 | 3SU1030-5PP01-0AA0-ZY15 | 1 | UN | 1 | 10 | C | D | EAR99 | N | 85389099 | 1 |  | 0.126 | KG | 83.03 | 83.03 | CP20 | CP20 | Key-operated switch BKS, 22 mm, round, plastic with metal front ring, lock number S1, with 2 keys, 3 switch positions I>O<II, momentary contact on the left, latching on the right, actuating angle 2x45Â°, 10:30h/12h/13:30h, key removal O, with laser labeling, upper case and lower case, | - | 0 | 0
3SU1030-5PP01-0AA0-Z | Y19 | 3SU1030-5PP01-0AA0-ZY19 | 1 | UN | 1 | 10 | C | D | EAR99 | N | 85389099 | 1 |  | 0.126 | KG | 79.23 | 79.23 | CP20 | CP20 | Key-operated switch BKS, 22 mm, round, plastic with metal front ring, lock number S1, with 2 keys, 3 switch positions I>O<II, momentary contact on the left, latching on the right, actuating angle 2x45Â°, 10:30h/12h/13:30h, key removal O, with laser labeling, Customer-specific selection with SIRIUS ACT configurator (CIN) | - | 0 | 0
3SU1030-5QF01-0AA0 |  | 3SU1030-5QF01-0AA0 | 1 | UN | 1 | 3 | B | D | N | N | 85389099 | 1 | 4011209949980 | 0.125 | KG | 82.18 | 82.18 | CP20 | CP20 | Key-operated switch BKS, 22 mm, round, plastic with metal front ring, Lock number E1 (VW), without key, 2 switch positions O-I, latching, actuating angle 90Â°, 10:30h/13:30h, Key removal O | - | 0 | 0
3SU1030-5QF01-0AA0-Z | X90 | 3SU1030-5QF01-0AA0-ZX90 | 1 | UN | 1 | 5 | B | D | EAR99 | N | 85389099 | 50 |  | 0.126 | KG | 82.18 | 82.18 | CP20 | CP20 | Key-operated switch BKS, 22 mm, round, plastic with metal front ring, Lock number E1 (VW), without key, 2 switch positions O-I, latching, actuating angle 90Â°, 10:30h/13:30h, key removal O, Z=50-unit packaging | - | 0 | 0
3SU1030-5QF01-0AA0-Z | Y10 | 3SU1030-5QF01-0AA0-ZY10 | 1 | UN | 1 | 10 | C | D | EAR99 | N | 85389099 | 1 |  | 0.126 | KG | 86.93 | 86.93 | CP20 | CP20 | Key-operated switch BKS, 22 mm, round, plastic with metal front ring, Lock number E1 (VW), without key, 2 switch positions O-I, latching, actuating angle 90Â°, 10:30h/13:30h, key removal O, with laser labeling, upper case and lower case, always upper case at beginning of line | - | 0 | 0
3SU1030-5QF01-0AA0-Z | Y11 | 3SU1030-5QF01-0AA0-ZY11 | 1 | UN | 1 | 10 | C | D | EAR99 | N | 85389099 | 1 |  | 0.126 | KG | 86.93 | 86.93 | CP20 | CP20 | Key-operated switch BKS, 22 mm, round, plastic with metal front ring, Lock number E1 (VW), without key, 2 switch positions O-I, latching, actuating angle 90Â°, 10:30h/13:30h, key removal O, with laser labeling, upper case | - | 0 | 0
3SU1030-5QF01-0AA0-Z | Y12 | 3SU1030-5QF01-0AA0-ZY12 | 1 | UN | 1 | 10 | C | D | EAR99 | N | 85389099 | 1 |  | 0.126 | KG | 86.93 | 86.93 | CP20 | CP20 | Key-operated switch BKS, 22 mm, round, plastic with metal front ring, Lock number E1 (VW), without key, 2 switch positions O-I, latching, actuating angle 90Â°, 10:30h/13:30h, key removal O, with laser labeling, lower case | - | 0 | 0
3SU1030-5QF01-0AA0-Z | Y15 | 3SU1030-5QF01-0AA0-ZY15 | 1 | UN | 1 | 10 | C | D | EAR99 | N | 85389099 | 1 |  | 0.126 | KG | 86.93 | 86.93 | CP20 | CP20 | Key-operated switch BKS, 22 mm, round, plastic with metal front ring, Lock number E1 (VW), without key, 2 switch positions O-I, latching, actuating angle 90Â°, 10:30h/13:30h, key removal O, with laser labeling, upper case and lower case, always upper case at the beginning of the word | - | 0 | 0
3SU1030-5QF01-0AA0-Z | Y19 | 3SU1030-5QF01-0AA0-ZY19 | 1 | UN | 1 | 10 | C | D | EAR99 | N | 85389099 | 1 |  | 0.126 | KG | 83.13 | 83.13 | CP20 | CP20 | Key-operated switch BKS, 22 mm, round, plastic with metal front ring, Lock number E1 (VW), without key, 2 switch positions O-I, latching, actuating angle 90Â°, 10:30h/13:30h, key removal O, with laser labeling, inscription or symbol Customer-specific selection with SIRIUS ACT configurator (CIN) | - | 0 | 0
3SU1030-5QF11-0AA0 |  | 3SU1030-5QF11-0AA0 | 1 | UN | 1 | 5 | B | D | N | N | 85389099 | 1 | 4011209950009 | 0.02 | KG | 82.18 | 82.18 | CP20 | CP20 | Key-operated switch BKS, 22 mm, round, plastic with metal front ring, Lock number E1 (VW), without key, 2 switch positions O-I, latching, actuating angle 90Â°, 10:30h/13:30h, Key removal O+I | - | 0 | 0
3SU1030-5QF11-0AA0-Z | X90 | 3SU1030-5QF11-0AA0-ZX90 | 1 | UN | 1 | 5 | B | D | EAR99 | N | 85389099 | 50 |  | 0.126 | KG | 82.18 | 82.18 | CP20 | CP20 | Key-operated switch BKS, 22 mm, round, plastic with metal front ring, Lock number E1 (VW), without key, 2 switch positions O-I, latching, actuating angle 90Â°, 10:30h/13:30h, key removal O+I, Z=50-unit packaging | - | 0 | 0
3SU1030-5QF11-0AA0-Z | Y10 | 3SU1030-5QF11-0AA0-ZY10 | 1 | UN | 1 | 10 | C | D | EAR99 | N | 85389099 | 1 |  | 0.126 | KG | 86.93 | 86.93 | CP20 | CP20 | Key-operated switch BKS, 22 mm, round, plastic with metal front ring, Lock number E1 (VW), without key, 2 switch positions O-I, latching, actuating angle 90Â°, 10:30h/13:30h, key removal O+I, with laser labeling, upper case and lower case, always upper case at beginning of line | - | 0 | 0
3SU1030-5QF11-0AA0-Z | Y11 | 3SU1030-5QF11-0AA0-ZY11 | 1 | UN | 1 | 10 | C | D | EAR99 | N | 85389099 | 1 |  | 0.126 | KG | 86.93 | 86.93 | CP20 | CP20 | Key-operated switch BKS, 22 mm, round, plastic with metal front ring, Lock number E1 (VW), without key, 2 switch positions O-I, latching, actuating angle 90Â°, 10:30h/13:30h, key removal O+I, with laser labeling, upper case | - | 0 | 0
3SU1030-5QF11-0AA0-Z | Y12 | 3SU1030-5QF11-0AA0-ZY12 | 1 | UN | 1 | 10 | C | D | EAR99 | N | 85389099 | 1 |  | 0.126 | KG | 86.93 | 86.93 | CP20 | CP20 | Key-operated switch BKS, 22 mm, round, plastic with metal front ring, Lock number E1 (VW), without key, 2 switch positions O-I, latching, actuating angle 90Â°, 10:30h/13:30h, key removal O+I, with laser labeling, lower case | - | 0 | 0
3SU1030-5QF11-0AA0-Z | Y15 | 3SU1030-5QF11-0AA0-ZY15 | 1 | UN | 1 | 10 | C | D | EAR99 | N | 85389099 | 1 |  | 0.126 | KG | 86.93 | 86.93 | CP20 | CP20 | Key-operated switch BKS, 22 mm, round, plastic with metal front ring, Lock number E1 (VW), without key, 2 switch positions O-I, latching, actuating angle 90Â°, 10:30h/13:30h, key removal O+I, with laser labeling, upper case and lower case, always upper case at the beginning of the word | - | 0 | 0
3SU1030-5QF11-0AA0-Z | Y19 | 3SU1030-5QF11-0AA0-ZY19 | 1 | UN | 1 | 10 | C | D | EAR99 | N | 85389099 | 1 |  | 0.126 | KG | 83.13 | 83.13 | CP20 | CP20 | Key-operated switch BKS, 22 mm, round, plastic with metal front ring, Lock number E1 (VW), without key, 2 switch positions O-I, latching, actuating angle 90Â°, 10:30h/13:30h, key removal O+I, with laser labeling, inscription or symbol Customer-specific selection with SIRIUS ACT configurator (CIN) | - | 0 | 0
3SU1030-5RF01-0AA0 |  | 3SU1030-5RF01-0AA0 | 1 | UN | 1 | 1 | A | D | N | N | 85389099 | 1 | 4011209949997 | 0.02 | KG | 82.18 | 82.18 | CP20 | CP20 | Key-operated switch BKS, 22 mm, round, plastic with metal front ring, Lock No. E2 (VW), without key, 2 switch positions O-I, latching, actuating angle 90Â°, 10:30h/13:30h, Key removal O | - | 0 | 0
3SU1030-5RF01-0AA0-Z | X90 | 3SU1030-5RF01-0AA0-ZX90 | 1 | UN | 1 | 5 | B | D | EAR99 | N | 85389099 | 50 |  | 0.126 | KG | 82.18 | 82.18 | CP20 | CP20 | Key-operated switch BKS, 22 mm, round, plastic with metal front ring, Lock No. E2 (VW), without key, 2 switch positions O-I, latching, actuating angle 90Â°, 10:30h/13:30h, key removal O, Z=50-unit packaging | - | 0 | 0
3SU1030-5RF01-0AA0-Z | Y10 | 3SU1030-5RF01-0AA0-ZY10 | 1 | UN | 1 | 10 | C | D | EAR99 | N | 85389099 | 1 |  | 0.126 | KG | 86.93 | 86.93 | CP20 | CP20 | Key-operated switch BKS, 22 mm, round, plastic with metal front ring, Lock No. E2 (VW), without key, 2 switch positions O-I, latching, actuating angle 90Â°, 10:30h/13:30h, key removal O, with laser labeling, upper case and lower case, always upper case at beginning of line | - | 0 | 0
3SU1030-5RF01-0AA0-Z | Y11 | 3SU1030-5RF01-0AA0-ZY11 | 1 | UN | 1 | 10 | C | D | EAR99 | N | 85389099 | 1 |  | 0.126 | KG | 86.93 | 86.93 | CP20 | CP20 | Key-operated switch BKS, 22 mm, round, plastic with metal front ring, Lock No. E2 (VW), without key, 2 switch positions O-I, latching, actuating angle 90Â°, 10:30h/13:30h, key removal O, with laser labeling, upper case | - | 0 | 0
3SU1030-5RF01-0AA0-Z | Y12 | 3SU1030-5RF01-0AA0-ZY12 | 1 | UN | 1 | 10 | C | D | EAR99 | N | 85389099 | 1 |  | 0.126 | KG | 86.93 | 86.93 | CP20 | CP20 | Key-operated switch BKS, 22 mm, round, plastic with metal front ring, Lock No. E2 (VW), without key, 2 switch positions O-I, latching, actuating angle 90Â°, 10:30h/13:30h, key removal O, with laser labeling, lower case | - | 0 | 0
3SU1030-5RF01-0AA0-Z | Y15 | 3SU1030-5RF01-0AA0-ZY15 | 1 | UN | 1 | 10 | C | D | EAR99 | N | 85389099 | 1 |  | 0.126 | KG | 86.93 | 86.93 | CP20 | CP20 | Key-operated switch BKS, 22 mm, round, plastic with metal front ring, Lock No. E2 (VW), without key, 2 switch positions O-I, latching, actuating angle 90Â°, 10:30h/13:30h, key removal O, with laser labeling, upper case and lower case, always upper case at the beginning of the word | - | 0 | 0
3SU1030-5RF01-0AA0-Z | Y19 | 3SU1030-5RF01-0AA0-ZY19 | 1 | UN | 1 | 10 | C | D | EAR99 | N | 85389099 | 1 |  | 0.126 | KG | 83.13 | 83.13 | CP20 | CP20 | Key-operated switch BKS, 22 mm, round, plastic with metal front ring, Lock No. E2 (VW), without key, 2 switch positions O-I, latching, actuating angle 90Â°, 10:30h/13:30h, key removal O, with laser labeling, inscription or symbol Customer-specific selection with SIRIUS ACT configurator (CIN) | - | 0 | 0
3SU1030-5RF11-0AA0 |  | 3SU1030-5RF11-0AA0 | 1 | UN | 1 | 3 | B | D | N | N | 85389099 | 1 | 4011209950016 | 0.122 | KG | 82.18 | 82.18 | CP20 | CP20 | Key-operated switch BKS, 22 mm, round, plastic with metal front ring, Lock No. E2 (VW), without key, 2 switch positions O-I, latching, actuating angle 90Â°, 10:30h/13:30h, Key removal O+I | - | 0 | 0
3SU1030-5RF11-0AA0-Z | X90 | 3SU1030-5RF11-0AA0-ZX90 | 1 | UN | 1 | 5 | B | D | EAR99 | N | 85389099 | 50 |  | 0.126 | KG | 82.18 | 82.18 | CP20 | CP20 | Key-operated switch BKS, 22 mm, round, plastic with metal front ring, Lock No. E2 (VW), without key, 2 switch positions O-I, latching, actuating angle 90Â°, 10:30h/13:30h, key removal O+I, Z=50-unit packaging | - | 0 | 0
3SU1030-5RF11-0AA0-Z | Y10 | 3SU1030-5RF11-0AA0-ZY10 | 1 | UN | 1 | 10 | C | D | EAR99 | N | 85389099 | 1 |  | 0.126 | KG | 86.93 | 86.93 | CP20 | CP20 | Key-operated switch BKS, 22 mm, round, plastic with metal front ring, Lock No. E2 (VW), without key, 2 switch positions O-I, latching, actuating angle 90Â°, 10:30h/13:30h, key removal O+I, with laser labeling, upper case and lower case, always upper case at beginning of line | - | 0 | 0
3SU1030-5RF11-0AA0-Z | Y11 | 3SU1030-5RF11-0AA0-ZY11 | 1 | UN | 1 | 10 | C | D | EAR99 | N | 85389099 | 1 |  | 0.126 | KG | 86.93 | 86.93 | CP20 | CP20 | Key-operated switch BKS, 22 mm, round, plastic with metal front ring, Lock No. E2 (VW), without key, 2 switch positions O-I, latching, actuating angle 90Â°, 10:30h/13:30h, key removal O+I, with laser labeling, upper case | - | 0 | 0
3SU1030-5RF11-0AA0-Z | Y12 | 3SU1030-5RF11-0AA0-ZY12 | 1 | UN | 1 | 10 | C | D | EAR99 | N | 85389099 | 1 |  | 0.126 | KG | 86.93 | 86.93 | CP20 | CP20 | Key-operated switch BKS, 22 mm, round, plastic with metal front ring, Lock No. E2 (VW), without key, 2 switch positions O-I, latching, actuating angle 90Â°, 10:30h/13:30h, key removal O+I, with laser labeling, lower case | - | 0 | 0
3SU1030-5RF11-0AA0-Z | Y15 | 3SU1030-5RF11-0AA0-ZY15 | 1 | UN | 1 | 10 | C | D | EAR99 | N | 85389099 | 1 |  | 0.126 | KG | 86.93 | 86.93 | CP20 | CP20 | Key-operated switch BKS, 22 mm, round, plastic with metal front ring, Lock No. E2 (VW), without key, 2 switch positions O-I, latching, actuating angle 90Â°, 10:30h/13:30h, key removal O+I, with laser labeling, upper case and lower case, always upper case at the beginning of the word | - | 0 | 0
3SU1030-5RF11-0AA0-Z | Y19 | 3SU1030-5RF11-0AA0-ZY19 | 1 | UN | 1 | 10 | C | D | EAR99 | N | 85389099 | 1 |  | 0.126 | KG | 83.13 | 83.13 | CP20 | CP20 | Key-operated switch BKS, 22 mm, round, plastic with metal front ring, Lock No. E2 (VW), without key, 2 switch positions O-I, latching, actuating angle 90Â°, 10:30h/13:30h, key removal O+I, with laser labeling, inscription or symbol Customer-specific selection with SIRIUS ACT configurator (CIN) | - | 0 | 0
3SU1030-5RL11-0AA0 |  | 3SU1030-5RL11-0AA0 | 1 | UN | 1 | 5 | B | D | N | N | 85389099 | 1 | 4011209950023 | 0.12 | KG | 82.18 | 82.18 | CP20 | CP20 | Key-operated switch BKS, 22 mm, round, plastic with metal front ring, Lock No. E2 (VW), without key, 3 switch positions I-O-II, latching, actuating angle 2x45Â°, 10:30h/12h/13:30h, Key removal I+O+II | - | 0 | 0
3SU1030-5RL11-0AA0-Z | X90 | 3SU1030-5RL11-0AA0-ZX90 | 1 | UN | 1 | 5 | B | D | EAR99 | N | 85389099 | 50 |  | 0.126 | KG | 82.18 | 82.18 | CP20 | CP20 | Key-operated switch BKS, 22 mm, round, plastic with metal front ring, Lock No. E2 (VW), without key, 3 switch positions I-O-II, latching, actuating angle 2x45Â°, 10:30h/12h/13:30h, Key removal I+O+II, Z=50-unit packaging | - | 0 | 0
3SU1030-5RL11-0AA0-Z | Y10 | 3SU1030-5RL11-0AA0-ZY10 | 1 | UN | 1 | 10 | C | D | EAR99 | N | 85389099 | 1 |  | 0.126 | KG | 86.93 | 86.93 | CP20 | CP20 | Key-operated switch BKS, 22 mm, round, plastic with metal front ring, Lock No. E2 (VW), without key, 3 switch positions I-O-II, latching, actuating angle 2x45Â°, 10:30h/12h/13:30h, Key removal I+O+II, with laser labeling, upper case and lower case, always upper case at beginning of line | - | 0 | 0
3SU1030-5RL11-0AA0-Z | Y11 | 3SU1030-5RL11-0AA0-ZY11 | 1 | UN | 1 | 10 | C | D | EAR99 | N | 85389099 | 1 |  | 0.126 | KG | 86.93 | 86.93 | CP20 | CP20 | Key-operated switch BKS, 22 mm, round, plastic with metal front ring, Lock No. E2 (VW), without key, 3 switch positions I-O-II, latching, actuating angle 2x45Â°, 10:30h/12h/13:30h, Key removal I+O+II, with laser labeling, upper case | - | 0 | 0
3SU1030-5RL11-0AA0-Z | Y12 | 3SU1030-5RL11-0AA0-ZY12 | 1 | UN | 1 | 10 | C | D | EAR99 | N | 85389099 | 1 |  | 0.126 | KG | 86.93 | 86.93 | CP20 | CP20 | Key-operated switch BKS, 22 mm, round, plastic with metal front ring, Lock No. E2 (VW), without key, 3 switch positions I-O-II, latching, actuating angle 2x45Â°, 10:30h/12h/13:30h, Key removal I+O+II, with laser labeling, lower case | - | 0 | 0
3SU1030-5RL11-0AA0-Z | Y15 | 3SU1030-5RL11-0AA0-ZY15 | 1 | UN | 1 | 10 | C | D | EAR99 | N | 85389099 | 1 |  | 0.126 | KG | 86.93 | 86.93 | CP20 | CP20 | Key-operated switch BKS, 22 mm, round, plastic with metal front ring, Lock No. E2 (VW), without key, 3 switch positions I-O-II, latching, actuating angle 2x45Â°, 10:30h/12h/13:30h, Key removal I+O+II, with laser labeling, upper case and lower case, always upper case at the beginning of the word | - | 0 | 0
3SU1030-5RL11-0AA0-Z | Y19 | 3SU1030-5RL11-0AA0-ZY19 | 1 | UN | 1 | 10 | C | D | EAR99 | N | 85389099 | 1 |  | 0.126 | KG | 83.13 | 83.13 | CP20 | CP20 | Key-operated switch BKS, 22 mm, round, plastic with metal front ring, Lock No. E2 (VW), without key, 3 switch positions I-O-II, latching, actuating angle 2x45Â°, 10:30h/12h/13:30h, Key removal I+O+II, with laser labeling, inscription or symbol Customer-specific selection with SIRIUS ACT configurator (CIN) | - | 0 | 0
3SU1030-5SF01-0AA0 |  | 3SU1030-5SF01-0AA0 | 1 | UN | 1 | 1 | A | D | N | N | 85389099 | 1 | 4011209950030 | 0.02 | KG | 82.18 | 82.18 | CP20 | CP20 | Key-operated switch BKS, 22 mm, round, plastic with metal front ring, Lock No. E7 (VW), without key, 2 switch positions O-I, latching, actuating angle 90Â°, 10:30h/13:30h, Key removal O | - | 0 | 0
3SU1030-5SF01-0AA0-Z | X90 | 3SU1030-5SF01-0AA0-ZX90 | 1 | UN | 1 | 5 | B | D | EAR99 | N | 85389099 | 50 |  | 0.126 | KG | 82.18 | 82.18 | CP20 | CP20 | Key-operated switch BKS, 22 mm, round, plastic with metal front ring, Lock No. E7 (VW), without key, 2 switch positions O-I, latching, actuating angle 90Â°, 10:30h/13:30h, key removal O, Z=50-unit packaging | - | 0 | 0
3SU1030-5SF01-0AA0-Z | Y10 | 3SU1030-5SF01-0AA0-ZY10 | 1 | UN | 1 | 10 | C | D | EAR99 | N | 85389099 | 1 |  | 0.126 | KG | 86.93 | 86.93 | CP20 | CP20 | Key-operated switch BKS, 22 mm, round, plastic with metal front ring, Lock No. E7 (VW), without key, 2 switch positions O-I, latching, actuating angle 90Â°, 10:30h/13:30h, key removal O, with laser labeling, upper case and lower case, always upper case at beginning of line | - | 0 | 0
3SU1030-5SF01-0AA0-Z | Y11 | 3SU1030-5SF01-0AA0-ZY11 | 1 | UN | 1 | 10 | C | D | EAR99 | N | 85389099 | 1 |  | 0.126 | KG | 86.93 | 86.93 | CP20 | CP20 | Key-operated switch BKS, 22 mm, round, plastic with metal front ring, Lock No. E7 (VW), without key, 2 switch positions O-I, latching, actuating angle 90Â°, 10:30h/13:30h, key removal O, with laser labeling, upper case | - | 0 | 0
3SU1030-5SF01-0AA0-Z | Y12 | 3SU1030-5SF01-0AA0-ZY12 | 1 | UN | 1 | 10 | C | D | EAR99 | N | 85389099 | 1 |  | 0.126 | KG | 86.93 | 86.93 | CP20 | CP20 | Key-operated switch BKS, 22 mm, round, plastic with metal front ring, Lock No. E7 (VW), without key, 2 switch positions O-I, latching, actuating angle 90Â°, 10:30h/13:30h, key removal O, with laser labeling, lower case | - | 0 | 0
3SU1030-5SF01-0AA0-Z | Y15 | 3SU1030-5SF01-0AA0-ZY15 | 1 | UN | 1 | 10 | C | D | EAR99 | N | 85389099 | 1 |  | 0.126 | KG | 86.93 | 86.93 | CP20 | CP20 | Key-operated switch BKS, 22 mm, round, plastic with metal front ring, Lock No. E7 (VW), without key, 2 switch positions O-I, latching, actuating angle 90Â°, 10:30h/13:30h, key removal O, with laser labeling, upper case and lower case, always upper case at the beginning of the word | - | 0 | 0
3SU1030-5SF01-0AA0-Z | Y19 | 3SU1030-5SF01-0AA0-ZY19 | 1 | UN | 1 | 10 | C | D | EAR99 | N | 85389099 | 1 |  | 0.126 | KG | 83.13 | 83.13 | CP20 | CP20 | Key-operated switch BKS, 22 mm, round, plastic with metal front ring, Lock No. E7 (VW), without key, 2 switch positions O-I, latching, actuating angle 90Â°, 10:30h/13:30h, key removal O, with laser labeling, inscription or symbol Customer-specific selection with SIRIUS ACT configurator (CIN) | - | 0 | 0
3SU1030-5SF11-0AA0 |  | 3SU1030-5SF11-0AA0 | 1 | UN | 1 | 1 | A | D | N | N | 85389099 | 1 | 4011209950047 | 0.121 | KG | 82.18 | 82.18 | CP20 | CP20 | Key-operated switch BKS, 22 mm, round, plastic with metal front ring, Lock No. E7 (VW), without key, 2 switch positions O-I, latching, actuating angle 90Â°, 10:30h/13:30h, Key removal O+I | - | 0 | 0
3SU1030-5SF11-0AA0-Z | X90 | 3SU1030-5SF11-0AA0-ZX90 | 1 | UN | 1 | 5 | B | D | EAR99 | N | 85389099 | 50 |  | 0.126 | KG | 82.18 | 82.18 | CP20 | CP20 | Key-operated switch BKS, 22 mm, round, plastic with metal front ring, Lock No. E7 (VW), without key, 2 switch positions O-I, latching, actuating angle 90Â°, 10:30h/13:30h, key removal O+I, Z=50-unit packaging | - | 0 | 0
3SU1030-5SF11-0AA0-Z | Y10 | 3SU1030-5SF11-0AA0-ZY10 | 1 | UN | 1 | 10 | C | D | EAR99 | N | 85389099 | 1 |  | 0.126 | KG | 86.93 | 86.93 | CP20 | CP20 | Key-operated switch BKS, 22 mm, round, plastic with metal front ring, Lock No. E7 (VW), without key, 2 switch positions O-I, latching, actuating angle 90Â°, 10:30h/13:30h, key removal O+I, with laser labeling, upper case and lower case, always upper case at beginning of line | - | 0 | 0
3SU1030-5SF11-0AA0-Z | Y11 | 3SU1030-5SF11-0AA0-ZY11 | 1 | UN | 1 | 10 | C | D | EAR99 | N | 85389099 | 1 |  | 0.126 | KG | 86.93 | 86.93 | CP20 | CP20 | Key-operated switch BKS, 22 mm, round, plastic with metal front ring, Lock No. E7 (VW), without key, 2 switch positions O-I, latching, actuating angle 90Â°, 10:30h/13:30h, key removal O+I, with laser labeling, upper case | - | 0 | 0
3SU1030-5SF11-0AA0-Z | Y12 | 3SU1030-5SF11-0AA0-ZY12 | 1 | UN | 1 | 10 | C | D | EAR99 | N | 85389099 | 1 |  | 0.126 | KG | 86.93 | 86.93 | CP20 | CP20 | Key-operated switch BKS, 22 mm, round, plastic with metal front ring, Lock No. E7 (VW), without key, 2 switch positions O-I, latching, actuating angle 90Â°, 10:30h/13:30h, key removal O+I, with laser labeling, lower case | - | 0 | 0
3SU1030-5SF11-0AA0-Z | Y15 | 3SU1030-5SF11-0AA0-ZY15 | 1 | UN | 1 | 10 | C | D | EAR99 | N | 85389099 | 1 |  | 0.126 | KG | 86.93 | 86.93 | CP20 | CP20 | Key-operated switch BKS, 22 mm, round, plastic with metal front ring, Lock No. E7 (VW), without key, 2 switch positions O-I, latching, actuating angle 90Â°, 10:30h/13:30h, key removal O+I, with laser labeling, upper case and lower case, always upper case at the beginning of the word | - | 0 | 0
3SU1030-5SF11-0AA0-Z | Y19 | 3SU1030-5SF11-0AA0-ZY19 | 1 | UN | 1 | 10 | C | D | EAR99 | N | 85389099 | 1 |  | 0.126 | KG | 83.13 | 83.13 | CP20 | CP20 | Key-operated switch BKS, 22 mm, round, plastic with metal front ring, Lock No. E7 (VW), without key, 2 switch positions O-I, latching, actuating angle 90Â°, 10:30h/13:30h, key removal O+I, with laser labeling, inscription or symbol Customer-specific selection with SIRIUS ACT configurator (CIN) | - | 0 | 0
3SU1030-5TF01-0AA0 |  | 3SU1030-5TF01-0AA0 | 1 | UN | 1 | 3 | B | D | N | N | 85389099 | 1 | 4011209950054 | 0.02 | KG | 82.18 | 82.18 | CP20 | CP20 | Key-operated switch BKS, 22 mm, round, plastic with metal front ring, Lock No. E9 (VW), without key, 2 switch positions O-I, latching, actuating angle 90Â°, 10:30h/13:30h, Key removal O | - | 0 | 0
3SU1030-5TF01-0AA0-Z | X90 | 3SU1030-5TF01-0AA0-ZX90 | 1 | UN | 1 | 5 | B | D | EAR99 | N | 85389099 | 50 |  | 0.126 | KG | 82.18 | 82.18 | CP20 | CP20 | Key-operated switch BKS, 22 mm, round, plastic with metal front ring, Lock No. E9 (VW), without key, 2 switch positions O-I, latching, actuating angle 90Â°, 10:30h/13:30h, key removal O, Z=50-unit packaging | - | 0 | 0
3SU1030-5TF01-0AA0-Z | Y10 | 3SU1030-5TF01-0AA0-ZY10 | 1 | UN | 1 | 10 | C | D | EAR99 | N | 85389099 | 1 |  | 0.126 | KG | 86.93 | 86.93 | CP20 | CP20 | Key-operated switch BKS, 22 mm, round, plastic with metal front ring, lock No. E9 (VW), without key, 2 switch positions O-I, latching, actuating angle 90Â°, 10:30h/13:30h, key removal O, with laser labeling, upper case and lower case, always upper case at beginning of line | - | 0 | 0
3SU1030-5TF01-0AA0-Z | Y11 | 3SU1030-5TF01-0AA0-ZY11 | 1 | UN | 1 | 10 | C | D | EAR99 | N | 85389099 | 1 |  | 0.126 | KG | 86.93 | 86.93 | CP20 | CP20 | Key-operated switch BKS, 22 mm, round, plastic with metal front ring, lock No. E9 (VW), without key, 2 switch positions O-I, latching, actuating angle 90Â°, 10:30h/13:30h, key removal O, with laser labeling, upper case | - | 0 | 0
3SU1030-5TF01-0AA0-Z | Y12 | 3SU1030-5TF01-0AA0-ZY12 | 1 | UN | 1 | 10 | C | D | EAR99 | N | 85389099 | 1 |  | 0.126 | KG | 86.93 | 86.93 | CP20 | CP20 | Key-operated switch BKS, 22 mm, round, plastic with metal front ring, lock No. E9 (VW), without key, 2 switch positions O-I, latching, actuating angle 90Â°, 10:30h/13:30h, key removal O, with laser labeling, lower case | - | 0 | 0
3SU1030-5TF01-0AA0-Z | Y15 | 3SU1030-5TF01-0AA0-ZY15 | 1 | UN | 1 | 10 | C | D | EAR99 | N | 85389099 | 1 |  | 0.126 | KG | 86.93 | 86.93 | CP20 | CP20 | Key-operated switch BKS, 22 mm, round, plastic with metal front ring, lock No. E9 (VW), without key, 2 switch positions O-I, latching, actuating angle 90Â°, 10:30h/13:30h, key removal O, with laser labeling, upper case and lower case, always upper case at the beginning of the word | - | 0 | 0
3SU1030-5TF01-0AA0-Z | Y19 | 3SU1030-5TF01-0AA0-ZY19 | 1 | UN | 1 | 10 | C | D | EAR99 | N | 85389099 | 1 |  | 0.126 | KG | 83.13 | 83.13 | CP20 | CP20 | Key-operated switch BKS, 22 mm, round, plastic with metal front ring, lock No. E9 (VW), without key, 2 switch positions O-I, latching, actuating angle 90Â°, 10:30h/13:30h, key removal O, with laser labeling, inscription or symbol Customer-specific selection with SIRIUS ACT configurator (CIN) | - | 0 | 0
3SU1030-5TF11-0AA0 |  | 3SU1030-5TF11-0AA0 | 1 | UN | 1 | 3 | B | D | N | N | 85389099 | 1 | 4011209950061 | 0.125 | KG | 82.18 | 82.18 | CP20 | CP20 | Key-operated switch BKS, 22 mm, round, plastic with metal front ring, Lock No. E9 (VW), without key, 2 switch positions O-I, latching, actuating angle 90Â°, 10:30h/13:30h, Key removal O+I | - | 0 | 0
3SU1030-5TF11-0AA0-Z | X90 | 3SU1030-5TF11-0AA0-ZX90 | 1 | UN | 1 | 5 | B | D | EAR99 | N | 85389099 | 50 |  | 0.126 | KG | 82.18 | 82.18 | CP20 | CP20 | Key-operated switch BKS, 22 mm, round, plastic with metal front ring, Lock No. E9 (VW), without key, 2 switch positions O-I, latching, actuating angle 90Â°, 10:30h/13:30h, key removal O+I, Z=50-unit packaging | - | 0 | 0
3SU1030-5TF11-0AA0-Z | Y10 | 3SU1030-5TF11-0AA0-ZY10 | 1 | UN | 1 | 10 | C | D | EAR99 | N | 85389099 | 1 |  | 0.126 | KG | 86.93 | 86.93 | CP20 | CP20 | Key-operated switch BKS, 22 mm, round, plastic with metal front ring, lock No. E9 (VW), without key, 2 switch positions O-I, latching, actuating angle 90Â°, 10:30h/13:30h, key removal O+I, with laser labeling, upper case and lower case, always upper case at beginning of line | - | 0 | 0
3SU1030-5TF11-0AA0-Z | Y11 | 3SU1030-5TF11-0AA0-ZY11 | 1 | UN | 1 | 10 | C | D | EAR99 | N | 85389099 | 1 |  | 0.126 | KG | 86.93 | 86.93 | CP20 | CP20 | Key-operated switch BKS, 22 mm, round, plastic with metal front ring, lock No. E9 (VW), without key, 2 switch positions O-I, latching, actuating angle 90Â°, 10:30h/13:30h, key removal O+I, with laser labeling, upper case | - | 0 | 0
3SU1030-5TF11-0AA0-Z | Y12 | 3SU1030-5TF11-0AA0-ZY12 | 1 | UN | 1 | 10 | C | D | EAR99 | N | 85389099 | 1 |  | 0.126 | KG | 86.93 | 86.93 | CP20 | CP20 | Key-operated switch BKS, 22 mm, round, plastic with metal front ring, lock No. E9 (VW), without key, 2 switch positions O-I, latching, actuating angle 90Â°, 10:30h/13:30h, key removal O+I, with laser labeling, lower case | - | 0 | 0
3SU1030-5TF11-0AA0-Z | Y15 | 3SU1030-5TF11-0AA0-ZY15 | 1 | UN | 1 | 10 | C | D | EAR99 | N | 85389099 | 1 |  | 0.126 | KG | 86.93 | 86.93 | CP20 | CP20 | Key-operated switch BKS, 22 mm, round, plastic with metal front ring, lock No. E9 (VW), without key, 2 switch positions O-I, latching, actuating angle 90Â°, 10:30h/13:30h, key removal O+I, with laser labeling, upper case and lower case, always upper case at the beginning of the word | - | 0 | 0
3SU1030-5TF11-0AA0-Z | Y19 | 3SU1030-5TF11-0AA0-ZY19 | 1 | UN | 1 | 10 | C | D | EAR99 | N | 85389099 | 1 |  | 0.126 | KG | 83.13 | 83.13 | CP20 | CP20 | Key-operated switch BKS, 22 mm, round, plastic with metal front ring, lock No. E9 (VW), without key, 2 switch positions O-I, latching, actuating angle 90Â°, 10:30h/13:30h, key removal O+I, with laser labeling, inscription or symbol Customer-specific selection with SIRIUS ACT configurator (CIN) | - | 0 | 0
3SU1030-5TL11-0AA0 |  | 3SU1030-5TL11-0AA0 | 1 | UN | 1 | 5 | B | D | N | N | 85389099 | 1 | 4011209950078 | 0.12 | KG | 78.85 | 78.85 | CP20 | CP20 | Key-operated switch BKS, 22 mm, round, plastic with metal front ring, Lock No. E9 (VW), without key, 3 switch positions I-O-II, latching, actuating angle 2x45Â°, 10:30h/12h/13:30h, Key removal I+O+II | - | 0 | 0
3SU1030-5TL11-0AA0-Z | X90 | 3SU1030-5TL11-0AA0-ZX90 | 1 | UN | 1 | 5 | B | D | EAR99 | N | 85389099 | 50 |  | 0.126 | KG | 78.85 | 78.85 | CP20 | CP20 | Key-operated switch BKS, 22 mm, round, plastic with metal front ring, Lock No. E9 (VW), without key, 3 switch positions I-O-II, latching, actuating angle 2x45Â°, 10:30h/12h/13:30h, Key removal I+O+II, Z=50-unit packaging | - | 0 | 0
3SU1030-5TL11-0AA0-Z | Y10 | 3SU1030-5TL11-0AA0-ZY10 | 1 | UN | 1 | 10 | C | D | EAR99 | N | 85389099 | 1 |  | 0.126 | KG | 83.6 | 83.6 | CP20 | CP20 | Key-operated switch BKS, 22 mm, round, plastic with metal front ring, lock No. E9 (VW), without key, 3 switch positions I-O-II, latching, actuating angle 2x45Â°, 10:30h/12h/13:30h, Key removal I+O+II, with laser labeling, upper case and lower case, always upper case at beginning of line | - | 0 | 0
3SU1030-5TL11-0AA0-Z | Y11 | 3SU1030-5TL11-0AA0-ZY11 | 1 | UN | 1 | 10 | C | D | EAR99 | N | 85389099 | 1 |  | 0.126 | KG | 83.6 | 83.6 | CP20 | CP20 | Key-operated switch BKS, 22 mm, round, plastic with metal front ring, lock No. E9 (VW), without key, 3 switch positions I-O-II, latching, actuating angle 2x45Â°, 10:30h/12h/13:30h, Key removal I+O+II, with laser labeling, upper case | - | 0 | 0
3SU1030-5TL11-0AA0-Z | Y12 | 3SU1030-5TL11-0AA0-ZY12 | 1 | UN | 1 | 10 | C | D | EAR99 | N | 85389099 | 1 |  | 0.126 | KG | 83.6 | 83.6 | CP20 | CP20 | Key-operated switch BKS, 22 mm, round, plastic with metal front ring, lock No. E9 (VW), without key, 3 switch positions I-O-II, latching, actuating angle 2x45Â°, 10:30h/12h/13:30h, Key removal I+O+II, with laser labeling, lower case | - | 0 | 0
3SU1030-5TL11-0AA0-Z | Y15 | 3SU1030-5TL11-0AA0-ZY15 | 1 | UN | 1 | 10 | C | D | EAR99 | N | 85389099 | 1 |  | 0.126 | KG | 83.6 | 83.6 | CP20 | CP20 | Key-operated switch BKS, 22 mm, round, plastic with metal front ring, lock No. E9 (VW), without key, 3 switch positions I-O-II, latching, actuating angle 2x45Â°, 10:30h/12h/13:30h, Key removal I+O+II, with laser labeling, upper case and lower case, always upper case at the beginning of the word | - | 0 | 0
3SU1030-5TL11-0AA0-Z | Y19 | 3SU1030-5TL11-0AA0-ZY19 | 1 | UN | 1 | 10 | C | D | EAR99 | N | 85389099 | 1 |  | 0.126 | KG | 79.8 | 79.8 | CP20 | CP20 | Key-operated switch BKS, 22 mm, round, plastic with metal front ring, lock No. E9 (VW), without key, 3 switch positions I-O-II, latching, actuating angle 2x45Â°, 10:30h/12h/13:30h, Key removal I+O+II, with laser labeling, inscription or symbol Customer-specific selection with SIRIUS ACT configurator (CIN) | - | 0 | 0
3SU1030-5XC01-0AA0 |  | 3SU1030-5XC01-0AA0 | 1 | UN | 1 | 3 | B | D | N | N | 85389099 | 1 | 4011209950283 | 0.02 | KG | 92.63 | 85.88 | CP20 | CP20 | Key-operated switch IKON, 22 mm, round, plastic with metal front ring, lock number 360012K1, with 2 keys, 2 switch positions O<I, momentary contact type, Actuating angle 45Â°, 10:30h/12h, Key removal O | Lista Papel 2020 SI | 0 | 0
3SU1030-5XC01-0AA0-Z | X90 | 3SU1030-5XC01-0AA0-ZX90 | 1 | UN | 1 | 5 | B | D | EAR99 | N | 85389099 | 50 |  | 0.126 | KG | 92.63 | 92.63 | CP20 | CP20 | Key-operated switch IKON, 22 mm, round, plastic with metal front ring, lock number 360012K1, with 2 keys, 2 switch positions O<I, momentary contact type, Actuating angle 45Â°, 10:30h/12h, key removal O, Z=50-unit packaging | - | 0 | 0
3SU1030-5XC01-0AA0-Z | Y01 | 3SU1030-5XC01-0AA0-ZY01 | 1 | UN | 1 | 25 | D | D | EAR99 | N | 85389099 | 1 |  | 0.126 | KG | 140.6 | 140.6 | CP20 | CP20 | Key-operated switch IKON, 22 mm, round, plastic with metal front ring, special lock, with 2 keys, 2 switch positions O<I, momentary contact type, Actuating angle 45Â°, 10:30h/12h, Key removal O | - | 0 | 0
3SU1030-5XC01-0AA0-Z | Y01Y19 | 3SU1030-5XC01-0AA0-ZY01Y19 | 1 | UN | 1 | 30 | D | D | N | N | 85389099 | 1 |  | 0.126 | KG | 141.55 | 141.55 | CP20 | CP20 | Key-operated switch IKON, 22 mm, round, plastic with metal front ring, special lock, with 2 keys, 2 switch positions O<I, momentary contact type, actuating angle 45Â°, 10:30h/12h, key removal O, customer-specific selection with SIRIUS ACT configurator (CIN) |  | 0 | 0
3SU1030-5XC01-0AA0-Z | Y10 | 3SU1030-5XC01-0AA0-ZY10 | 1 | UN | 1 | 10 | C | D | EAR99 | N | 85389099 | 1 |  | 0.126 | KG | 97.85 | 97.85 | CP20 | CP20 | Key-operated switch IKON, 22 mm, round, plastic with metal front ring, lock number 360012K1, with 2 keys, 2 switch positions O<I, momentary contact type, Actuating angle 45Â°, 10:30h/12h, key removal O, with laser labeling, upper case and lower case, always upper case at beginning of line | - | 0 | 0
3SU1030-5XC01-0AA0-Z | Y11 | 3SU1030-5XC01-0AA0-ZY11 | 1 | UN | 1 | 10 | C | D | EAR99 | N | 85389099 | 1 |  | 0.126 | KG | 97.85 | 97.85 | CP20 | CP20 | Key-operated switch IKON, 22 mm, round, plastic with metal front ring, lock number 360012K1, with 2 keys, 2 switch positions O<I, momentary contact type, Actuating angle 45Â°, 10:30h/12h, key removal O, with laser labeling, upper case | - | 0 | 0
3SU1030-5XC01-0AA0-Z | Y12 | 3SU1030-5XC01-0AA0-ZY12 | 1 | UN | 1 | 10 | C | D | EAR99 | N | 85389099 | 1 |  | 0.126 | KG | 97.85 | 97.85 | CP20 | CP20 | Key-operated switch IKON, 22 mm, round, plastic with metal front ring, lock number 360012K1, with 2 keys, 2 switch positions O<I, momentary contact type, Actuating angle 45Â°, 10:30h/12h, key removal O, with laser labeling, lower case | - | 0 | 0
3SU1030-5XC01-0AA0-Z | Y15 | 3SU1030-5XC01-0AA0-ZY15 | 1 | UN | 1 | 10 | C | D | EAR99 | N | 85389099 | 1 |  | 0.126 | KG | 97.85 | 97.85 | CP20 | CP20 | Key-operated switch IKON, 22 mm, round, plastic with metal front ring, lock number 360012K1, with 2 keys, 2 switch positions O<I, momentary contact type, Actuating angle 45Â°, 10:30h/12h, key removal O, with laser labeling, upper case and lower case, always upper case at the beginning of the word | - | 0 | 0
3SU1030-5XC01-0AA0-Z | Y19 | 3SU1030-5XC01-0AA0-ZY19 | 1 | UN | 1 | 10 | C | D | EAR99 | N | 85389099 | 1 |  | 0.126 | KG | 93.58 | 93.58 | CP20 | CP20 | Key-operated switch IKON, 22 mm, round, plastic with metal front ring, lock number 360012K1, with 2 keys, 2 switch positions O<I, momentary contact type, Actuating angle 45Â°, 10:30h/12h, key removal O, with laser labeling, inscription or symbol Customer-specific selection with SIRIUS ACT configurator (CIN) | - | 0 | 0
3SU1030-5XF01-0AA0 |  | 3SU1030-5XF01-0AA0 | 1 | UN | 1 | 1 | A | D | N | N | 85389099 | 1 | 4011209950290 | 0.02 | KG | 92.63 | 85.88 | CP20 | CP20 | Key-operated switch IKON, 22 mm, round, plastic with metal front ring, lock number 360012K1, with 2 keys, 2 switch positions O-I, latching, actuating angle 90Â°, 10:30h/13:30h, Key removal O | Lista Papel 2020 SI | 0 | 0
3SU1030-5XF01-0AA0-Z | X90 | 3SU1030-5XF01-0AA0-ZX90 | 1 | UN | 1 | 5 | B | D | EAR99 | N | 85389099 | 50 |  | 0.126 | KG | 92.63 | 92.63 | CP20 | CP20 | Key-operated switch IKON, 22 mm, round, plastic with metal front ring, lock number 360012K1, with 2 keys, 2 switch positions O-I, latching, actuating angle 90Â°, 10:30h/13:30h, key removal O, Z=50-unit packaging | - | 0 | 0
3SU1030-5XF01-0AA0-Z | Y01 | 3SU1030-5XF01-0AA0-ZY01 | 1 | UN | 1 | 25 | D | D | EAR99 | N | 85389099 | 1 |  | 0.126 | KG | 140.6 | 140.6 | CP20 | CP20 | Key-operated switch IKON, 22 mm, round, plastic with metal front ring, special lock, with 2 keys, 2 switch positions O-I, latching, actuating angle 90Â°, 10:30h/13:30h, Key removal O | - | 0 | 0
3SU1030-5XF01-0AA0-Z | Y01Y19 | 3SU1030-5XF01-0AA0-ZY01Y19 | 1 | UN | 1 | 30 | D | D | N | N | 85389099 | 1 |  | 0.126 | KG | 141.55 | 141.55 | CP20 | CP20 | Key-operated switch IKON, 22 mm, round, plastic with metal front ring, special lock, with 2 keys, 2 switch positions O-I, latching, actuating angle 90Â°, 10:30h/13:30h, key removal O, customer-specific selection with SIRIUS ACT configurator (CIN) |  | 0 | 0
3SU1030-5XF01-0AA0-Z | Y10 | 3SU1030-5XF01-0AA0-ZY10 | 1 | UN | 1 | 10 | C | D | EAR99 | N | 85389099 | 1 |  | 0.126 | KG | 97.85 | 97.85 | CP20 | CP20 | Key-operated switch IKON, 22 mm, round, plastic with metal front ring, lock number 360012K1, with 2 keys, 2 switch positions O-I, latching, actuating angle 90Â°, 10:30h/13:30h, key removal O, with laser labeling, upper case and lower case, always upper case at beginning of line | - | 0 | 0
3SU1030-5XF01-0AA0-Z | Y11 | 3SU1030-5XF01-0AA0-ZY11 | 1 | UN | 1 | 10 | C | D | EAR99 | N | 85389099 | 1 |  | 0.126 | KG | 97.85 | 97.85 | CP20 | CP20 | Key-operated switch IKON, 22 mm, round, plastic with metal front ring, lock number 360012K1, with 2 keys, 2 switch positions O-I, latching, actuating angle 90Â°, 10:30h/13:30h, key removal O, with laser labeling, upper case | - | 0 | 0
3SU1030-5XF01-0AA0-Z | Y12 | 3SU1030-5XF01-0AA0-ZY12 | 1 | UN | 1 | 10 | C | D | EAR99 | N | 85389099 | 1 |  | 0.126 | KG | 97.85 | 97.85 | CP20 | CP20 | Key-operated switch IKON, 22 mm, round, plastic with metal front ring, lock number 360012K1, with 2 keys, 2 switch positions O-I, latching, actuating angle 90Â°, 10:30h/13:30h, key removal O, with laser labeling, lower case | - | 0 | 0
3SU1030-5XF01-0AA0-Z | Y15 | 3SU1030-5XF01-0AA0-ZY15 | 1 | UN | 1 | 10 | C | D | EAR99 | N | 85389099 | 1 |  | 0.126 | KG | 97.85 | 97.85 | CP20 | CP20 | Key-operated switch IKON, 22 mm, round, plastic with metal front ring, lock number 360012K1, with 2 keys, 2 switch positions O-I, latching, actuating angle 90Â°, 10:30h/13:30h, key removal O, with laser labeling, upper case and lower case, always upper case at the beginning of the word | - | 0 | 0
3SU1030-5XF01-0AA0-Z | Y19 | 3SU1030-5XF01-0AA0-ZY19 | 1 | UN | 1 | 10 | C | D | EAR99 | N | 85389099 | 1 |  | 0.126 | KG | 93.58 | 93.58 | CP20 | CP20 | Key-operated switch IKON, 22 mm, round, plastic with metal front ring, lock number 360012K1, with 2 keys, 2 switch positions O-I, latching, actuating angle 90Â°, 10:30h/13:30h, key removal O, with laser labeling, inscription or symbol Customer-specific selection with SIRIUS ACT configurator (CIN) | - | 0 | 0
3SU1030-5XF11-0AA0 |  | 3SU1030-5XF11-0AA0 | 1 | UN | 1 | 3 | B | D | N | N | 85389099 | 1 | 4011209950306 | 0.02 | KG | 92.63 | 85.88 | CP20 | CP20 | Key-operated switch IKON, 22 mm, round, plastic with metal front ring, lock number 360012K1, with 2 keys, 2 switch positions O-I, latching, actuating angle 90Â°, 10:30h/13:30h, Key removal O+I | Lista Papel 2020 SI | 0 | 0
3SU1030-5XF11-0AA0-Z | X90 | 3SU1030-5XF11-0AA0-ZX90 | 1 | UN | 1 | 5 | B | D | EAR99 | N | 85389099 | 50 |  | 0.126 | KG | 92.63 | 92.63 | CP20 | CP20 | Key-operated switch IKON, 22 mm, round, plastic with metal front ring, lock number 360012K1, with 2 keys, 2 switch positions O-I, latching, actuating angle 90Â°, 10:30h/13:30h, key removal O+I, Z=50-unit packaging | - | 0 | 0
3SU1030-5XF11-0AA0-Z | Y01 | 3SU1030-5XF11-0AA0-ZY01 | 1 | UN | 1 | 25 | D | D | EAR99 | N | 85389099 | 1 |  | 0.126 | KG | 140.6 | 140.6 | CP20 | CP20 | Key-operated switch IKON, 22 mm, round, plastic with metal front ring, special lock, with 2 keys, 2 switch positions O-I, latching, actuating angle 90Â°, 10:30h/13:30h, Key removal O+I | - | 0 | 0
3SU1030-5XF11-0AA0-Z | Y01Y19 | 3SU1030-5XF11-0AA0-ZY01Y19 | 1 | UN | 1 | 30 | D | D | N | N | 85389099 | 1 |  | 0.126 | KG | 141.55 | 141.55 | CP20 | CP20 | Key-operated switch IKON, 22 mm, round, plastic with metal front ring, special lock, with 2 keys, 2 switch positions O-I, latching, actuating angle 90Â°, 10:30h/13:30h, key removal O+I, customer-specific selection with SIRIUS ACT configurator (CIN) |  | 0 | 0
3SU1030-5XF11-0AA0-Z | Y10 | 3SU1030-5XF11-0AA0-ZY10 | 1 | UN | 1 | 10 | C | D | EAR99 | N | 85389099 | 1 |  | 0.126 | KG | 97.85 | 97.85 | CP20 | CP20 | Key-operated switch IKON, 22 mm, round, plastic with metal front ring, lock number 360012K1, with 2 keys, 2 switch positions O-I, latching, actuating angle 90Â°, 10:30h/13:30h, key removal O+I, with laser labeling, upper case and lower case, always upper case at beginning of line | - | 0 | 0
3SU1030-5XF11-0AA0-Z | Y11 | 3SU1030-5XF11-0AA0-ZY11 | 1 | UN | 1 | 10 | C | D | EAR99 | N | 85389099 | 1 |  | 0.126 | KG | 97.85 | 97.85 | CP20 | CP20 | Key-operated switch IKON, 22 mm, round, plastic with metal front ring, lock number 360012K1, with 2 keys, 2 switch positions O-I, latching, actuating angle 90Â°, 10:30h/13:30h, key removal O+I, with laser labeling, upper case | - | 0 | 0
3SU1030-5XF11-0AA0-Z | Y12 | 3SU1030-5XF11-0AA0-ZY12 | 1 | UN | 1 | 10 | C | D | EAR99 | N | 85389099 | 1 |  | 0.126 | KG | 97.85 | 97.85 | CP20 | CP20 | Key-operated switch IKON, 22 mm, round, plastic with metal front ring, lock number 360012K1, with 2 keys, 2 switch positions O-I, latching, actuating angle 90Â°, 10:30h/13:30h, key removal O+I, with laser labeling, lower case | - | 0 | 0
3SU1030-5XF11-0AA0-Z | Y15 | 3SU1030-5XF11-0AA0-ZY15 | 1 | UN | 1 | 10 | C | D | EAR99 | N | 85389099 | 1 |  | 0.126 | KG | 97.85 | 97.85 | CP20 | CP20 | Key-operated switch IKON, 22 mm, round, plastic with metal front ring, lock number 360012K1, with 2 keys, 2 switch positions O-I, latching, actuating angle 90Â°, 10:30h/13:30h, key removal O+I, with laser labeling, upper case and lower case, always upper case at the beginning of the word | - | 0 | 0
3SU1030-5XF11-0AA0-Z | Y19 | 3SU1030-5XF11-0AA0-ZY19 | 1 | UN | 1 | 10 | C | D | EAR99 | N | 85389099 | 1 |  | 0.126 | KG | 93.58 | 93.58 | CP20 | CP20 | Key-operated switch IKON, 22 mm, round, plastic with metal front ring, lock number 360012K1, with 2 keys, 2 switch positions O-I, latching, actuating angle 90Â°, 10:30h/13:30h, key removal O+I, with laser labeling, inscription or symbol Customer-specific selection with SIRIUS ACT configurator (CIN) | - | 0 | 0
3SU1030-5XL01-0AA0 |  | 3SU1030-5XL01-0AA0 | 1 | UN | 1 | 5 | B | D | N | N | 85389099 | 1 | 4011209950313 | 0.136 | KG | 92.63 | 92.63 | CP20 | CP20 | Key-operated switch IKON, 22 mm, round, plastic with metal front ring, lock number 360012K1, with 2 keys, 3 switch positions I-O-II, latching, actuating angle 2x45Â°, 10:30h/12h/13:30h, Key removal O | - | 0 | 0
3SU1030-5XL01-0AA0-Z | X90 | 3SU1030-5XL01-0AA0-ZX90 | 1 | UN | 1 | 5 | B | D | EAR99 | N | 85389099 | 50 |  | 0.126 | KG | 92.63 | 92.63 | CP20 | CP20 | Key-operated switch IKON, 22 mm, round, plastic with metal front ring, lock number 360012K1, with 2 keys, 3 switch positions I-O-II, latching, actuating angle 2x45Â°, 10:30h/12h/13:30h, key removal O, Z=50-unit packaging | - | 0 | 0
3SU1030-5XL01-0AA0-Z | Y01 | 3SU1030-5XL01-0AA0-ZY01 | 1 | UN | 1 | 25 | D | D | EAR99 | N | 85389099 | 1 |  | 0.126 | KG | 140.6 | 140.6 | CP20 | CP20 | Key-operated switch IKON, 22 mm, round, plastic with metal front ring, special lock, with 2 keys, 3 switch positions I-O-II, latching, actuating angle 2x45Â°, 10:30h/12h/13:30h, Key removal O | - | 0 | 0
3SU1030-5XL01-0AA0-Z | Y01Y19 | 3SU1030-5XL01-0AA0-ZY01Y19 | 1 | UN | 1 | 30 | D | D | N | N | 85389099 | 1 |  | 0.126 | KG | 141.55 | 141.55 | CP20 | CP20 | Key-operated switch IKON, 22 mm, round, plastic with metal front ring, special lock, with 2 keys, 3 switch positions I-O-II, latching, actuating angle 2x45Â°, 10:30h/12h/13:30h, key removal O, customer-specific selection with SIRIUS ACT configurator (CIN) |  | 0 | 0
3SU1030-5XL01-0AA0-Z | Y10 | 3SU1030-5XL01-0AA0-ZY10 | 1 | UN | 1 | 10 | C | D | EAR99 | N | 85389099 | 1 |  | 0.126 | KG | 97.85 | 97.85 | CP20 | CP20 | Key-operated switch IKON, 22 mm, round, plastic with metal front ring, lock number 360012K1, with 2 keys, 3 switch positions I-O-II, latching, actuating angle 2x45Â°, 10:30h/12h/13:30h, key removal O, with laser labeling, upper case and lower case, always upper case at beginning of line | - | 0 | 0
3SU1030-5XL01-0AA0-Z | Y11 | 3SU1030-5XL01-0AA0-ZY11 | 1 | UN | 1 | 10 | C | D | EAR99 | N | 85389099 | 1 |  | 0.126 | KG | 97.85 | 97.85 | CP20 | CP20 | Key-operated switch IKON, 22 mm, round, plastic with metal front ring, lock number 360012K1, with 2 keys, 3 switch positions I-O-II, latching, actuating angle 2x45Â°, 10:30h/12h/13:30h, key removal O, with laser labeling, upper case | - | 0 | 0
3SU1030-5XL01-0AA0-Z | Y12 | 3SU1030-5XL01-0AA0-ZY12 | 1 | UN | 1 | 10 | C | D | EAR99 | N | 85389099 | 1 |  | 0.126 | KG | 97.85 | 97.85 | CP20 | CP20 | Key-operated switch IKON, 22 mm, round, plastic with metal front ring, lock number 360012K1, with 2 keys, 3 switch positions I-O-II, latching, actuating angle 2x45Â°, 10:30h/12h/13:30h, key removal O, with laser labeling, lower case | - | 0 | 0
3SU1030-5XL01-0AA0-Z | Y15 | 3SU1030-5XL01-0AA0-ZY15 | 1 | UN | 1 | 10 | C | D | EAR99 | N | 85389099 | 1 |  | 0.126 | KG | 97.85 | 97.85 | CP20 | CP20 | Key-operated switch IKON, 22 mm, round, plastic with metal front ring, lock number 360012K1, with 2 keys, 3 switch positions I-O-II, latching, actuating angle 2x45Â°, 10:30h/12h/13:30h, key removal O, with laser labeling, upper case and lower case, always upper case at the beginning of the word | - | 0 | 0
3SU1030-5XL01-0AA0-Z | Y19 | 3SU1030-5XL01-0AA0-ZY19 | 1 | UN | 1 | 10 | C | D | EAR99 | N | 85389099 | 1 |  | 0.126 | KG | 93.58 | 93.58 | CP20 | CP20 | Key-operated switch IKON, 22 mm, round, plastic with metal front ring, lock number 360012K1, with 2 keys, 3 switch positions I-O-II, latching, actuating angle 2x45Â°, 10:30h/12h/13:30h, key removal O, with laser labeling, inscription or symbol Customer-specific selection with SIRIUS ACT configurator (CIN) | - | 0 | 0
3SU1030-5XL11-0AA0 |  | 3SU1030-5XL11-0AA0 | 1 | UN | 1 | 5 | B | D | N | N | 85389099 | 1 | 4011209950320 | 0.133 | KG | 92.63 | 85.88 | CP20 | CP20 | Key-operated switch IKON, 22 mm, round, plastic with metal front ring, lock number 360012K1, with 2 keys, 3 switch positions I-O-II, latching, actuating angle 2x45Â°, 10:30h/12h/13:30h, Key removal I+O+II | Lista Papel 2020 SI | 0 | 0
3SU1030-5XL11-0AA0-Z | X90 | 3SU1030-5XL11-0AA0-ZX90 | 1 | UN | 1 | 5 | B | D | EAR99 | N | 85389099 | 50 |  | 0.126 | KG | 92.63 | 92.63 | CP20 | CP20 | Key-operated switch IKON, 22 mm, round, plastic with metal front ring, lock number 360012K1, with 2 keys, 3 switch positions I-O-II, latching, actuating angle 2x45Â°, 10:30h/12h/13:30h, Key removal I+O+II, Z=50-unit packaging | - | 0 | 0
3SU1030-5XL11-0AA0-Z | Y01 | 3SU1030-5XL11-0AA0-ZY01 | 1 | UN | 1 | 25 | D | D | EAR99 | N | 85389099 | 1 |  | 0.126 | KG | 140.6 | 140.6 | CP20 | CP20 | Key-operated switch IKON, 22 mm, round, plastic with metal front ring, special lock, with 2 keys, 3 switch positions I-O-II, latching, actuating angle 2x45Â°, 10:30h/12h/13:30h, Key removal I+O+II | - | 0 | 0
3SU1030-5XL11-0AA0-Z | Y01Y19 | 3SU1030-5XL11-0AA0-ZY01Y19 | 1 | UN | 1 | 30 | D | D | N | N | 85389099 | 1 |  | 0.126 | KG | 141.55 | 141.55 | CP20 | CP20 | Key-operated switch IKON, 22 mm, round, plastic with metal front ring, special lock, with 2 keys, 3 switch positions I-O-II, latching, actuating angle 2x45Â°, 10:30h/12h/13:30h, key removal I+O+II, customer-specific selection with SIRIUS ACT configurator (CIN) |  | 0 | 0
3SU1030-5XL11-0AA0-Z | Y10 | 3SU1030-5XL11-0AA0-ZY10 | 1 | UN | 1 | 10 | C | D | EAR99 | N | 85389099 | 1 |  | 0.126 | KG | 97.85 | 97.85 | CP20 | CP20 | Key-operated switch IKON, 22 mm, round, plastic with metal front ring, lock number 360012K1, with 2 keys, 3 switch positions I-O-II, latching, actuating angle 2x45Â°, 10:30h/12h/13:30h, Key removal I+O+II, with laser labeling, upper case and lower case, always upper case at beginning of line | - | 0 | 0
3SU1030-5XL11-0AA0-Z | Y11 | 3SU1030-5XL11-0AA0-ZY11 | 1 | UN | 1 | 10 | C | D | EAR99 | N | 85389099 | 1 |  | 0.126 | KG | 97.85 | 97.85 | CP20 | CP20 | Key-operated switch IKON, 22 mm, round, plastic with metal front ring, lock number 360012K1, with 2 keys, 3 switch positions I-O-II, latching, actuating angle 2x45Â°, 10:30h/12h/13:30h, Key removal I+O+II, with laser labeling, upper case | - | 0 | 0
3SU1030-5XL11-0AA0-Z | Y12 | 3SU1030-5XL11-0AA0-ZY12 | 1 | UN | 1 | 10 | C | D | EAR99 | N | 85389099 | 1 |  | 0.126 | KG | 97.85 | 97.85 | CP20 | CP20 | Key-operated switch IKON, 22 mm, round, plastic with metal front ring, lock number 360012K1, with 2 keys, 3 switch positions I-O-II, latching, actuating angle 2x45Â°, 10:30h/12h/13:30h, Key removal I+O+II, with laser labeling, lower case | - | 0 | 0
3SU1030-5XL11-0AA0-Z | Y15 | 3SU1030-5XL11-0AA0-ZY15 | 1 | UN | 1 | 10 | C | D | EAR99 | N | 85389099 | 1 |  | 0.126 | KG | 97.85 | 97.85 | CP20 | CP20 | Key-operated switch IKON, 22 mm, round, plastic with metal front ring, lock number 360012K1, with 2 keys, 3 switch positions I-O-II, latching, actuating angle 2x45Â°, 10:30h/12h/13:30h, Key removal I+O+II, with laser labeling, upper case and lower case, always upper case at the beginning of the word | - | 0 | 0
3SU1030-5XL11-0AA0-Z | Y19 | 3SU1030-5XL11-0AA0-ZY19 | 1 | UN | 1 | 10 | C | D | EAR99 | N | 85389099 | 1 |  | 0.126 | KG | 93.58 | 93.58 | CP20 | CP20 | Key-operated switch IKON, 22 mm, round, plastic with metal front ring, lock number 360012K1, with 2 keys, 3 switch positions I-O-II, latching, actuating angle 2x45Â°, 10:30h/12h/13:30h, Key removal I+O+II, with laser labeling, inscription or symbol Customer-specific selection with SIRIUS ACT configurator (CIN) | - | 0 | 0
3SU1030-5XM01-0AA0 |  | 3SU1030-5XM01-0AA0 | 1 | UN | 1 | 5 | B | D | N | N | 85389099 | 1 | 4011209950337 | 0.135 | KG | 92.63 | 92.63 | CP20 | CP20 | Key-operated switch IKON, 22 mm, round, plastic with metal front ring, lock number 360012K1, with 2 keys, 3 switch positions I>O<II, momentary contact type, actuating angle 2x45Â°, 10:30h/12h/13:30h, Key removal O | - | 0 | 0
3SU1030-5XM01-0AA0-Z | X90 | 3SU1030-5XM01-0AA0-ZX90 | 1 | UN | 1 | 5 | B | D | EAR99 | N | 85389099 | 50 |  | 0.126 | KG | 92.63 | 92.63 | CP20 | CP20 | Key-operated switch IKON, 22 mm, round, plastic with metal front ring, lock number 360012K1, with 2 keys, 3 switch positions I>O<II, momentary contact type, actuating angle 2x45Â°, 10:30h/12h/13:30h, key removal O, Z=50-unit packaging | - | 0 | 0
3SU1030-5XM01-0AA0-Z | Y01 | 3SU1030-5XM01-0AA0-ZY01 | 1 | UN | 1 | 25 | D | D | EAR99 | N | 85389099 | 1 |  | 0.126 | KG | 140.6 | 140.6 | CP20 | CP20 | Key-operated switch IKON, 22 mm, round, plastic with metal front ring, special lock, with 2 keys, 3 switch positions I>O<II, momentary contact type, actuating angle 2x45Â°, 10:30h/12h/13:30h, Key removal O | - | 0 | 0
3SU1030-5XM01-0AA0-Z | Y01Y19 | 3SU1030-5XM01-0AA0-ZY01Y19 | 1 | UN | 1 | 30 | D | D | N | N | 85389099 | 1 |  | 0.126 | KG | 141.55 | 141.55 | CP20 | CP20 | Key-operated switch IKON, 22 mm, round, plastic with metal front ring, special lock, with 2 keys, 3 switch positions I>O<II, momentary contact type, actuating angle 2x45Â°, 10:30h/12h/13:30h, key removal O, customer-specific selection with SIRIUS ACT configurator (CIN) |  | 0 | 0
3SU1030-5XM01-0AA0-Z | Y10 | 3SU1030-5XM01-0AA0-ZY10 | 1 | UN | 1 | 10 | C | D | EAR99 | N | 85389099 | 1 |  | 0.126 | KG | 97.85 | 97.85 | CP20 | CP20 | Key-operated switch IKON, 22 mm, round, plastic with metal front ring, lock number 360012K1, with 2 keys, 3 switch positions I>O<II, momentary contact type, actuating angle 2x45Â°, 10:30h/12h/13:30h, key removal O, with laser labeling, upper case and lower case, always upper case at beginning of line | - | 0 | 0
3SU1030-5XM01-0AA0-Z | Y11 | 3SU1030-5XM01-0AA0-ZY11 | 1 | UN | 1 | 10 | C | D | EAR99 | N | 85389099 | 1 |  | 0.126 | KG | 97.85 | 97.85 | CP20 | CP20 | Key-operated switch IKON, 22 mm, round, plastic with metal front ring, lock number 360012K1, with 2 keys, 3 switch positions I>O<II, momentary contact type, actuating angle 2x45Â°, 10:30h/12h/13:30h, key removal O, with laser labeling, upper case | - | 0 | 0
3SU1030-5XM01-0AA0-Z | Y12 | 3SU1030-5XM01-0AA0-ZY12 | 1 | UN | 1 | 10 | C | D | EAR99 | N | 85389099 | 1 |  | 0.126 | KG | 97.85 | 97.85 | CP20 | CP20 | Key-operated switch IKON, 22 mm, round, plastic with metal front ring, lock number 360012K1, with 2 keys, 3 switch positions I>O<II, momentary contact type, actuating angle 2x45Â°, 10:30h/12h/13:30h, key removal O, with laser labeling, lower case | - | 0 | 0
3SU1030-5XM01-0AA0-Z | Y15 | 3SU1030-5XM01-0AA0-ZY15 | 1 | UN | 1 | 10 | C | D | EAR99 | N | 85389099 | 1 |  | 0.126 | KG | 97.85 | 97.85 | CP20 | CP20 | Key-operated switch IKON, 22 mm, round, plastic with metal front ring, lock number 360012K1, with 2 keys, 3 switch positions I>O<II, momentary contact type, actuating angle 2x45Â°, 10:30h/12h/13:30h, key removal O, with laser labeling, upper case and lower case, always upper case at the beginning of the word | - | 0 | 0
3SU1030-5XM01-0AA0-Z | Y19 | 3SU1030-5XM01-0AA0-ZY19 | 1 | UN | 1 | 10 | C | D | EAR99 | N | 85389099 | 1 |  | 0.126 | KG | 93.58 | 93.58 | CP20 | CP20 | Key-operated switch IKON, 22 mm, round, plastic with metal front ring, lock number 360012K1, with 2 keys, 3 switch positions I>O<II, momentary contact type, actuating angle 2x45Â°, 10:30h/12h/13:30h, key removal O, with laser labeling, inscription or symbol Customer-specific selection with SIRIUS ACT configurator (CIN) | - | 0 | 0
3SU1030-5XN51-0AA0 |  | 3SU1030-5XN51-0AA0 | 1 | UN | 1 | 5 | B | D | N | N | 85389099 | 1 | 4011209950344 | 0.135 | KG | 92.63 | 92.63 | CP20 | CP20 | Key-operated switch IKON, 22 mm, round, plastic with metal front ring, lock number 360012K1, with 2 keys, 3 switch positions I-O<II, left latching, right momentary contact type, actuating angle 2x45Â°, 10:30h/12h/13:30h, Key removal O+I | - | 0 | 0
3SU1030-5XN51-0AA0-Z | X90 | 3SU1030-5XN51-0AA0-ZX90 | 1 | UN | 1 | 5 | B | D | EAR99 | N | 85389099 | 50 |  | 0.126 | KG | 92.63 | 92.63 | CP20 | CP20 | Key-operated switch IKON, 22 mm, round, plastic with metal front ring, lock number 360012K1, with 2 keys, 3 switch positions I-O<II, left latching, right momentary contact type, actuating angle 2x45Â°, 10:30h/12h/13:30h, Key removal O+I Z=50-unit packaging | - | 0 | 0
3SU1030-5XN51-0AA0-Z | Y01 | 3SU1030-5XN51-0AA0-ZY01 | 1 | UN | 1 | 25 | D | D | EAR99 | N | 85389099 | 1 |  | 0.126 | KG | 140.6 | 140.6 | CP20 | CP20 | Key-operated switch IKON, 22 mm, round, plastic with metal front ring, special lock, with 2 keys, 3 switch positions I-O<II, left latching, right momentary contact type, actuating angle 2x45Â°, 10:30h/12h/13:30h, Key removal O+I | - | 0 | 0
3SU1030-5XN51-0AA0-Z | Y01Y19 | 3SU1030-5XN51-0AA0-ZY01Y19 | 1 | UN | 1 | 30 | D | D | N | N | 85389099 | 1 |  | 0.126 | KG | 141.55 | 141.55 | CP20 | CP20 | Key-operated switch IKON, 22 mm, round, plastic with metal front ring, special lock, with 2 keys, 3 switch positions I-O<II left latching, momentary contact type on the right, actuating angle 2x45Â°, 10:30h/12h/13:30h, key removal O+I, customer-specific selection with SIRIUS ACT configurator (CIN) |  | 0 | 0
3SU1030-5XN51-0AA0-Z | Y10 | 3SU1030-5XN51-0AA0-ZY10 | 1 | UN | 1 | 10 | C | D | EAR99 | N | 85389099 | 1 |  | 0.126 | KG | 97.85 | 97.85 | CP20 | CP20 | Key-operated switch IKON, 22 mm, round, plastic with metal front ring, lock number 360012K1, with 2 keys, 3 switch positions I-O<II, left latching, right momentary contact type, actuating angle 2x45Â°, 10:30h/12h/13:30h, key removal O+I, with laser labeling, upper case and lower case, always upper case at beginning of line | - | 0 | 0
3SU1030-5XN51-0AA0-Z | Y11 | 3SU1030-5XN51-0AA0-ZY11 | 1 | UN | 1 | 10 | C | D | EAR99 | N | 85389099 | 1 |  | 0.126 | KG | 97.85 | 97.85 | CP20 | CP20 | Key-operated switch IKON, 22 mm, round, plastic with metal front ring, lock number 360012K1, with 2 keys, 3 switch positions I-O<II, left latching, right momentary contact type, actuating angle 2x45Â°, 10:30h/12h/13:30h, key removal O+I, with laser labeling, upper case | - | 0 | 0
3SU1030-5XN51-0AA0-Z | Y12 | 3SU1030-5XN51-0AA0-ZY12 | 1 | UN | 1 | 10 | C | D | EAR99 | N | 85389099 | 1 |  | 0.126 | KG | 97.85 | 97.85 | CP20 | CP20 | Key-operated switch IKON, 22 mm, round, plastic with metal front ring, lock number 360012K1, with 2 keys, 3 switch positions I-O<II, left latching, right momentary contact type, actuating angle 2x45Â°, 10:30h/12h/13:30h, key removal O+I, with laser labeling, lower case | - | 0 | 0
3SU1030-5XN51-0AA0-Z | Y15 | 3SU1030-5XN51-0AA0-ZY15 | 1 | UN | 1 | 10 | C | D | EAR99 | N | 85389099 | 1 |  | 0.126 | KG | 97.85 | 97.85 | CP20 | CP20 | Key-operated switch IKON, 22 mm, round, plastic with metal front ring, lock number 360012K1, with 2 keys, 3 switch positions I-O<II, left latching, right momentary contact type, actuating angle 2x45Â°, 10:30h/12h/13:30h, key removal O+I, with laser labeling, upper case and lower case, always upper case at the beginning of the word | - | 0 | 0
3SU1030-5XN51-0AA0-Z | Y19 | 3SU1030-5XN51-0AA0-ZY19 | 1 | UN | 1 | 10 | C | D | EAR99 | N | 85389099 | 1 |  | 0.126 | KG | 93.58 | 93.58 | CP20 | CP20 | Key-operated switch IKON, 22 mm, round, plastic with metal front ring, lock number 360012K1, with 2 keys, 3 switch positions I-O<II, left latching, right momentary contact type, actuating angle 2x45Â°, 10:30h/12h/13:30h, key removal O+I, with laser labeling, inscription or symbol Customer-specific selection with SIRIUS ACT configurator (CIN) | - | 0 | 0
3SU1030-7AA10-0AA0 |  | 3SU1030-7AA10-0AA0 | 1 | UN | 1 | 1 | A | D | N | N | 85389099 | 1 | 4011209954632 | 0.05 | KG | 48.93 | 48.93 | CP20 | CP20 | Coordinate switch, 22 mm, round, plastic with metal front ring, black, 2 switch positions, horizontal latching, without mechanical interlocking | - | 0 | 0
3SU1030-7AA10-0AA0-Z | X90 | 3SU1030-7AA10-0AA0-ZX90 | 1 | UN | 1 | 5 | B | D | EAR99 | N | 85389099 | 50 |  | 0.055 | KG | 48.93 | 48.93 | CP20 | CP20 | Coordinate switch, 22 mm, round, plastic with metal front ring, black, 2 switch positions, horizontal latching, without mechanical interlocking, Z=50-unit packaging | - | 0 | 0
3SU1030-7AA10-0AA0-Z | Y10 | 3SU1030-7AA10-0AA0-ZY10 | 1 | UN | 1 | 10 | C | D | EAR99 | N | 85389099 | 1 |  | 0.055 | KG | 53.68 | 53.68 | CP20 | CP20 | Coordinate switch, 22 mm, round, plastic with metal front ring, black, 2 switch positions, horizontal latching, without mechanical interlocking, with laser labeling, upper case and lower case, always upper case at beginning of line | - | 0 | 0
3SU1030-7AA10-0AA0-Z | Y11 | 3SU1030-7AA10-0AA0-ZY11 | 1 | UN | 1 | 10 | C | D | EAR99 | N | 85389099 | 1 |  | 0.055 | KG | 53.68 | 53.68 | CP20 | CP20 | Coordinate switch, 22 mm, round, plastic with metal front ring, black, 2 switch positions, horizontal latching, without mechanical interlocking, with laser labeling, upper case | - | 0 | 0
3SU1030-7AA10-0AA0-Z | Y12 | 3SU1030-7AA10-0AA0-ZY12 | 1 | UN | 1 | 10 | C | D | EAR99 | N | 85389099 | 1 |  | 0.055 | KG | 53.68 | 53.68 | CP20 | CP20 | Coordinate switch, 22 mm, round, plastic with metal front ring, black, 2 switch positions, horizontal latching, without mechanical interlocking, with laser labeling, lower case | - | 0 | 0
3SU1030-7AA10-0AA0-Z | Y15 | 3SU1030-7AA10-0AA0-ZY15 | 1 | UN | 1 | 10 | C | D | EAR99 | N | 85389099 | 1 |  | 0.055 | KG | 53.68 | 53.68 | CP20 | CP20 | Coordinate switch, 22 mm, round, plastic with metal front ring, black, 2 switch positions, horizontal latching, without mechanical interlocking, with laser labeling, upper case and lower case, always upper case at the beginning of the word | - | 0 | 0
3SU1030-7AA10-0AA0-Z | Y19 | 3SU1030-7AA10-0AA0-ZY19 | 1 | UN | 1 | 10 | C | D | EAR99 | N | 85389099 | 1 |  | 0.055 | KG | 49.88 | 49.88 | CP20 | CP20 | Coordinate switch, 22 mm, round, plastic with metal front ring, black, 2 switch positions, horizontal latching, without mechanical interlocking, with laser labeling, inscription or symbol, Customer-specific selection with SIRIUS ACT configurator (CIN) | - | 0 | 0
3SU1030-7AB10-0AA0 |  | 3SU1030-7AB10-0AA0 | 1 | UN | 1 | 1 | A | D | N | N | 85389099 | 1 | 4011209954670 | 0.052 | KG | 48.93 | 48.93 | CP20 | CP20 | Coordinate switch, 22 mm, round, plastic with metal front ring, black, 2 switch positions, vertical latching, without mechanical interlocking | - | 0 | 0
3SU1030-7AB10-0AA0-Z | X90 | 3SU1030-7AB10-0AA0-ZX90 | 1 | UN | 1 | 5 | B | D | EAR99 | N | 85389099 | 50 |  | 0.055 | KG | 48.93 | 48.93 | CP20 | CP20 | Coordinate switch, 22 mm, round, plastic with metal front ring, black, 2 switch positions, vertical latching, without mechanical interlocking, Z=50-unit packaging | - | 0 | 0
3SU1030-7AB10-0AA0-Z | Y10 | 3SU1030-7AB10-0AA0-ZY10 | 1 | UN | 1 | 10 | C | D | EAR99 | N | 85389099 | 1 |  | 0.055 | KG | 53.68 | 53.68 | CP20 | CP20 | Coordinate switch, 22 mm, round, plastic with metal front ring, black, 2 switch positions, vertical latching, without mechanical interlocking, with laser labeling, upper case and lower case, always upper case at beginning of line | - | 0 | 0
3SU1030-7AB10-0AA0-Z | Y11 | 3SU1030-7AB10-0AA0-ZY11 | 1 | UN | 1 | 10 | C | D | EAR99 | N | 85389099 | 1 |  | 0.055 | KG | 53.68 | 53.68 | CP20 | CP20 | Coordinate switch, 22 mm, round, plastic with metal front ring, black, 2 switch positions, vertical latching, without mechanical interlocking, with laser labeling, upper case | - | 0 | 0
3SU1030-7AB10-0AA0-Z | Y12 | 3SU1030-7AB10-0AA0-ZY12 | 1 | UN | 1 | 10 | C | D | EAR99 | N | 85389099 | 1 |  | 0.055 | KG | 53.68 | 53.68 | CP20 | CP20 | Coordinate switch, 22 mm, round, plastic with metal front ring, black, 2 switch positions, vertical latching, without mechanical interlocking, with laser labeling, lower case | - | 0 | 0
3SU1030-7AB10-0AA0-Z | Y15 | 3SU1030-7AB10-0AA0-ZY15 | 1 | UN | 1 | 10 | C | D | EAR99 | N | 85389099 | 1 |  | 0.055 | KG | 53.68 | 53.68 | CP20 | CP20 | Coordinate switch, 22 mm, round, plastic with metal front ring, black, 2 switch positions, vertical latching, without mechanical interlocking, with laser labeling, upper case and lower case, always upper case at the beginning of the word | - | 0 | 0
3SU1030-7AB10-0AA0-Z | Y19 | 3SU1030-7AB10-0AA0-ZY19 | 1 | UN | 1 | 10 | C | D | EAR99 | N | 85389099 | 1 |  | 0.055 | KG | 49.88 | 49.88 | CP20 | CP20 | Coordinate switch, 22 mm, round, plastic with metal front ring, black, 2 switch positions, vertical latching, without mechanical interlocking, with laser labeling, inscription or symbol, Customer-specific selection with SIRIUS ACT configurator (CIN) | - | 0 | 0
3SU1030-7AC10-0AA0 |  | 3SU1030-7AC10-0AA0 | 1 | UN | 1 | 1 | A | D | N | N | 85389099 | 1 | 4011209954618 | 0.05 | KG | 48.93 | 48.93 | CP20 | CP20 | Coordinate switch, 22 mm, round, plastic with metal front ring, black, 2 switch positions, horizontal, momentary contact type, without mechanical interlocking | - | 0 | 0
3SU1030-7AC10-0AA0-Z | X90 | 3SU1030-7AC10-0AA0-ZX90 | 1 | UN | 1 | 5 | B | D | EAR99 | N | 85389099 | 50 |  | 0.055 | KG | 48.93 | 48.93 | CP20 | CP20 | Coordinate switch, 22 mm, round, plastic with metal front ring, black, 2 switch positions, horizontal, momentary contact type, without mechanical interlocking, Z=50-unit packaging | - | 0 | 0
3SU1030-7AC10-0AA0-Z | Y10 | 3SU1030-7AC10-0AA0-ZY10 | 1 | UN | 1 | 10 | C | D | EAR99 | N | 85389099 | 1 |  | 0.055 | KG | 53.68 | 53.68 | CP20 | CP20 | Coordinate switch, 22 mm, round, plastic with metal front ring, black, 2 switch positions, horizontal, momentary contact type, without mechanical interlocking, with laser labeling, upper case and lower case, always upper case at beginning of line | - | 0 | 0
3SU1030-7AC10-0AA0-Z | Y11 | 3SU1030-7AC10-0AA0-ZY11 | 1 | UN | 1 | 10 | C | D | EAR99 | N | 85389099 | 1 |  | 0.055 | KG | 53.68 | 53.68 | CP20 | CP20 | Coordinate switch, 22 mm, round, plastic with metal front ring, black, 2 switch positions, horizontal, momentary contact type, without mechanical interlocking, with laser labeling, upper case | - | 0 | 0
3SU1030-7AC10-0AA0-Z | Y12 | 3SU1030-7AC10-0AA0-ZY12 | 1 | UN | 1 | 10 | C | D | EAR99 | N | 85389099 | 1 |  | 0.055 | KG | 53.68 | 53.68 | CP20 | CP20 | Coordinate switch, 22 mm, round, plastic with metal front ring, black, 2 switch positions, horizontal, momentary contact type, without mechanical interlocking, with laser labeling, lower case | - | 0 | 0
3SU1030-7AC10-0AA0-Z | Y15 | 3SU1030-7AC10-0AA0-ZY15 | 1 | UN | 1 | 10 | C | D | EAR99 | N | 85389099 | 1 |  | 0.055 | KG | 53.68 | 53.68 | CP20 | CP20 | Coordinate switch, 22 mm, round, plastic with metal front ring, black, 2 switch positions, horizontal, momentary contact type, without mechanical interlocking, with laser labeling, upper case and lower case, always upper case at the beginning of the word | - | 0 | 0
3SU1030-7AC10-0AA0-Z | Y19 | 3SU1030-7AC10-0AA0-ZY19 | 1 | UN | 1 | 10 | C | D | EAR99 | N | 85389099 | 1 |  | 0.055 | KG | 49.88 | 49.88 | CP20 | CP20 | Coordinate switch, 22 mm, round, plastic with metal front ring, black, 2 switch positions, horizontal, momentary contact type, without mechanical interlocking, with laser labeling, inscription or symbol Customer-specific selection with SIRIUS ACT configurator (CIN) | - | 0 | 0
3SU1030-7AD10-0AA0 |  | 3SU1030-7AD10-0AA0 | 1 | UN | 1 | 1 | A | D | N | N | 85389099 | 1 | 4011209954656 | 0.052 | KG | 48.93 | 48.93 | CP20 | CP20 | Coordinate switch, 22 mm, round, plastic with metal front ring, black, 2 switch positions, vertical, momentary contact type, without mechanical interlocking | - | 0 | 0
3SU1030-7AD10-0AA0-Z | X90 | 3SU1030-7AD10-0AA0-ZX90 | 1 | UN | 1 | 5 | B | D | EAR99 | N | 85389099 | 50 |  | 0.055 | KG | 48.93 | 48.93 | CP20 | CP20 | Coordinate switch, 22 mm, round, plastic with metal front ring, black, 2 switch positions, vertical, momentary contact type, without mechanical interlocking, Z=50-unit packaging | - | 0 | 0
3SU1030-7AD10-0AA0-Z | Y10 | 3SU1030-7AD10-0AA0-ZY10 | 1 | UN | 1 | 10 | C | D | EAR99 | N | 85389099 | 1 |  | 0.055 | KG | 53.68 | 53.68 | CP20 | CP20 | Coordinate switch, 22 mm, round, plastic with metal front ring, black, 2 switch positions, vertical, momentary contact type, without mechanical interlocking, with laser labeling, upper case and lower case, always upper case at beginning of line | - | 0 | 0
3SU1030-7AD10-0AA0-Z | Y11 | 3SU1030-7AD10-0AA0-ZY11 | 1 | UN | 1 | 10 | C | D | EAR99 | N | 85389099 | 1 |  | 0.055 | KG | 53.68 | 53.68 | CP20 | CP20 | Coordinate switch, 22 mm, round, plastic with metal front ring, black, 2 switch positions, vertical, momentary contact type, without mechanical interlocking, with laser labeling, upper case | - | 0 | 0
3SU1030-7AD10-0AA0-Z | Y12 | 3SU1030-7AD10-0AA0-ZY12 | 1 | UN | 1 | 10 | C | D | EAR99 | N | 85389099 | 1 |  | 0.055 | KG | 53.68 | 53.68 | CP20 | CP20 | Coordinate switch, 22 mm, round, plastic with metal front ring, black, 2 switch positions, vertical, momentary contact type, without mechanical interlocking, with laser labeling, lower case | - | 0 | 0
3SU1030-7AD10-0AA0-Z | Y15 | 3SU1030-7AD10-0AA0-ZY15 | 1 | UN | 1 | 10 | C | D | EAR99 | N | 85389099 | 1 |  | 0.055 | KG | 53.68 | 53.68 | CP20 | CP20 | Coordinate switch, 22 mm, round, plastic with metal front ring, black, 2 switch positions, vertical, momentary contact type, without mechanical interlocking, with laser labeling, upper case and lower case, always upper case at the beginning of the word | - | 0 | 0
3SU1030-7AD10-0AA0-Z | Y19 | 3SU1030-7AD10-0AA0-ZY19 | 1 | UN | 1 | 10 | C | D | EAR99 | N | 85389099 | 1 |  | 0.055 | KG | 49.88 | 49.88 | CP20 | CP20 | Coordinate switch, 22 mm, round, plastic with metal front ring, black, 2 switch positions, vertical, momentary contact type, without mechanical interlocking, with laser labeling, inscription or symbol Customer-specific selection with SIRIUS ACT configurator (CIN) | - | 0 | 0
3SU1030-7AE10-0AA0 |  | 3SU1030-7AE10-0AA0 | 1 | UN | 1 | 1 | A | D | N | N | 85389099 | 1 | 4011209954717 | 0.054 | KG | 62.04 | 62.04 | CP20 | CP20 | Coordinate switch, 22 mm, round, plastic with metal front ring, black, 4 switch positions, latching, without mechanical interlocking | - | 0 | 0
3SU1030-7AE10-0AA0-Z | X90 | 3SU1030-7AE10-0AA0-ZX90 | 1 | UN | 1 | 5 | B | D | EAR99 | N | 85389099 | 50 |  | 0.055 | KG | 62.04 | 62.04 | CP20 | CP20 | Coordinate switch, 22 mm, round, plastic with metal front ring, black, 4 switch positions, latching, without mechanical interlocking, Z=50-unit packaging | - | 0 | 0
3SU1030-7AE10-0AA0-Z | Y10 | 3SU1030-7AE10-0AA0-ZY10 | 1 | UN | 1 | 10 | C | D | EAR99 | N | 85389099 | 1 |  | 0.055 | KG | 66.79 | 66.79 | CP20 | CP20 | Coordinate switch, 22 mm, round, plastic with metal front ring, black, 4 switch positions, latching, without mechanical interlocking, with laser labeling, upper case and lower case, always upper case at beginning of line | - | 0 | 0
3SU1030-7AE10-0AA0-Z | Y11 | 3SU1030-7AE10-0AA0-ZY11 | 1 | UN | 1 | 10 | C | D | EAR99 | N | 85389099 | 1 |  | 0.055 | KG | 66.79 | 66.79 | CP20 | CP20 | Coordinate switch, 22 mm, round, plastic with metal front ring, black, 4 switch positions, latching, without mechanical interlocking, with laser labeling, upper case | - | 0 | 0
3SU1030-7AE10-0AA0-Z | Y12 | 3SU1030-7AE10-0AA0-ZY12 | 1 | UN | 1 | 10 | C | D | EAR99 | N | 85389099 | 1 |  | 0.055 | KG | 66.79 | 66.79 | CP20 | CP20 | Coordinate switch, 22 mm, round, plastic with metal front ring, black, 4 switch positions, latching, without mechanical interlocking, with laser labeling, lower case | - | 0 | 0
3SU1030-7AE10-0AA0-Z | Y15 | 3SU1030-7AE10-0AA0-ZY15 | 1 | UN | 1 | 10 | C | D | EAR99 | N | 85389099 | 1 |  | 0.055 | KG | 66.79 | 66.79 | CP20 | CP20 | Coordinate switch, 22 mm, round, plastic with metal front ring, black, 4 switch positions, latching, without mechanical interlocking, with laser labeling, upper case and lower case, always upper case at the beginning of the word | - | 0 | 0
3SU1030-7AE10-0AA0-Z | Y19 | 3SU1030-7AE10-0AA0-ZY19 | 1 | UN | 1 | 10 | C | D | EAR99 | N | 85389099 | 1 |  | 0.055 | KG | 62.99 | 62.99 | CP20 | CP20 | Coordinate switch, 22 mm, round, plastic with metal front ring, black, 4 switch positions, latching, without mechanical interlocking, with laser labeling, inscription or symbol, Customer-specific selection with SIRIUS ACT configurator (CIN) | - | 0 | 0
3SU1030-7AF10-0AA0 |  | 3SU1030-7AF10-0AA0 | 1 | UN | 1 | 1 | A | D | N | N | 85389099 | 1 | 4011209954694 | 0.05 | KG | 62.04 | 62.04 | CP20 | CP20 | Coordinate switch, 22 mm, round, plastic with metal front ring, black, 4 switch positions, momentary contact type, without mechanical interlocking | - | 0 | 0
3SU1030-7AF10-0AA0-Z | X90 | 3SU1030-7AF10-0AA0-ZX90 | 1 | UN | 1 | 5 | B | D | EAR99 | N | 85389099 | 50 |  | 0.055 | KG | 62.04 | 62.04 | CP20 | CP20 | Coordinate switch, 22 mm, round, plastic with metal front ring, black, 4 switch positions, momentary contact type, without mechanical interlocking, Z=50-unit packaging | - | 0 | 0
3SU1030-7AF10-0AA0-Z | Y10 | 3SU1030-7AF10-0AA0-ZY10 | 1 | UN | 1 | 10 | C | D | EAR99 | N | 85389099 | 1 |  | 0.055 | KG | 66.79 | 66.79 | CP20 | CP20 | Coordinate switch, 22 mm, round, plastic with metal front ring, black, 4 switch positions, momentary contact type, without mechanical interlocking, with laser labeling, upper case and lower case, always upper case at beginning of line | - | 0 | 0
3SU1030-7AF10-0AA0-Z | Y11 | 3SU1030-7AF10-0AA0-ZY11 | 1 | UN | 1 | 10 | C | D | EAR99 | N | 85389099 | 1 |  | 0.055 | KG | 66.79 | 66.79 | CP20 | CP20 | Coordinate switch, 22 mm, round, plastic with metal front ring, black, 4 switch positions, momentary contact type, without mechanical interlocking, with laser labeling, upper case | - | 0 | 0
3SU1030-7AF10-0AA0-Z | Y12 | 3SU1030-7AF10-0AA0-ZY12 | 1 | UN | 1 | 10 | C | D | EAR99 | N | 85389099 | 1 |  | 0.055 | KG | 66.79 | 66.79 | CP20 | CP20 | Coordinate switch, 22 mm, round, plastic with metal front ring, black, 4 switch positions, momentary contact type, without mechanical interlocking, with laser labeling, lower case | - | 0 | 0
3SU1030-7AF10-0AA0-Z | Y15 | 3SU1030-7AF10-0AA0-ZY15 | 1 | UN | 1 | 10 | C | D | EAR99 | N | 85389099 | 1 |  | 0.055 | KG | 66.79 | 66.79 | CP20 | CP20 | Coordinate switch, 22 mm, round, plastic with metal front ring, black, 4 switch positions, momentary contact type, without mechanical interlocking, with laser labeling, upper case and lower case, always upper case at the beginning of the word | - | 0 | 0
3SU1030-7AF10-0AA0-Z | Y19 | 3SU1030-7AF10-0AA0-ZY19 | 1 | UN | 1 | 10 | C | D | EAR99 | N | 85389099 | 1 |  | 0.055 | KG | 62.99 | 62.99 | CP20 | CP20 | Coordinate switch, 22 mm, round, plastic with metal front ring, black, 4 switch positions, momentary contact type, without mechanical interlocking, with laser labeling, inscription or symbol Customer-specific selection with SIRIUS ACT configurator (CIN) | - | 0 | 0
3SU1030-7BA10-0AA0 |  | 3SU1030-7BA10-0AA0 | 1 | UN | 1 | 1 | A | D | N | N | 85389099 | 1 | 4011209954649 | 0.058 | KG | 62.04 | 62.04 | CP20 | CP20 | Coordinate switch, 22 mm, round, plastic with metal front ring, black, 2 switch positions, horizontal latching, with mechanical interlocking | - | 0 | 0
3SU1030-7BA10-0AA0-Z | X90 | 3SU1030-7BA10-0AA0-ZX90 | 1 | UN | 1 | 5 | B | D | EAR99 | N | 85389099 | 50 |  | 0.055 | KG | 62.04 | 62.04 | CP20 | CP20 | Coordinate switch, 22 mm, round, plastic with metal front ring, black, 2 switch positions, horizontal latching, with mechanical interlocking, Z=50-unit packaging | - | 0 | 0
3SU1030-7BA10-0AA0-Z | Y10 | 3SU1030-7BA10-0AA0-ZY10 | 1 | UN | 1 | 10 | C | D | EAR99 | N | 85389099 | 1 |  | 0.055 | KG | 66.79 | 66.79 | CP20 | CP20 | Coordinate switch, 22 mm, round, plastic with metal front ring, black, 2 switch positions, horizontal latching, with mechanical interlocking, with laser labeling, upper case and lower case, always upper case at beginning of line | - | 0 | 0
3SU1030-7BA10-0AA0-Z | Y11 | 3SU1030-7BA10-0AA0-ZY11 | 1 | UN | 1 | 10 | C | D | EAR99 | N | 85389099 | 1 |  | 0.055 | KG | 66.79 | 66.79 | CP20 | CP20 | Coordinate switch, 22 mm, round, plastic with metal front ring, black, 2 switch positions, horizontal latching, with mechanical interlocking, with laser labeling, upper case | - | 0 | 0
3SU1030-7BA10-0AA0-Z | Y12 | 3SU1030-7BA10-0AA0-ZY12 | 1 | UN | 1 | 10 | C | D | EAR99 | N | 85389099 | 1 |  | 0.055 | KG | 66.79 | 66.79 | CP20 | CP20 | Coordinate switch, 22 mm, round, plastic with metal front ring, black, 2 switch positions, horizontal latching, with mechanical interlocking, with laser labeling, lower case | - | 0 | 0
3SU1030-7BA10-0AA0-Z | Y15 | 3SU1030-7BA10-0AA0-ZY15 | 1 | UN | 1 | 10 | C | D | EAR99 | N | 85389099 | 1 |  | 0.055 | KG | 66.79 | 66.79 | CP20 | CP20 | Coordinate switch, 22 mm, round, plastic with metal front ring, black, 2 switch positions, horizontal latching, with mechanical interlocking, with laser labeling, upper case and lower case, always upper case at the beginning of the word | - | 0 | 0
3SU1030-7BA10-0AA0-Z | Y19 | 3SU1030-7BA10-0AA0-ZY19 | 1 | UN | 1 | 10 | C | D | EAR99 | N | 85389099 | 1 |  | 0.055 | KG | 62.99 | 62.99 | CP20 | CP20 | Coordinate switch, 22 mm, round, plastic with metal front ring, black, 2 switch positions, horizontal latching, with mechanical interlocking, with laser labeling, inscription or symbol, Customer-specific selection with SIRIUS ACT configurator (CIN) | - | 0 | 0
3SU1030-7BB10-0AA0 |  | 3SU1030-7BB10-0AA0 | 1 | UN | 1 | 1 | A | D | N | N | 85389099 | 1 | 4011209954687 | 0.06 | KG | 62.04 | 62.04 | CP20 | CP20 | Coordinate switch, 22 mm, round, plastic with metal front ring, black, 2 switch positions, vertical latching, with mechanical interlocking | - | 0 | 0
3SU1030-7BB10-0AA0-Z | X90 | 3SU1030-7BB10-0AA0-ZX90 | 1 | UN | 1 | 5 | B | D | EAR99 | N | 85389099 | 50 |  | 0.055 | KG | 62.04 | 62.04 | CP20 | CP20 | Coordinate switch, 22 mm, round, plastic with metal front ring, black, 2 switch positions, vertical latching, with mechanical interlocking, Z=50-unit packaging | - | 0 | 0
3SU1030-7BB10-0AA0-Z | Y10 | 3SU1030-7BB10-0AA0-ZY10 | 1 | UN | 1 | 10 | C | D | EAR99 | N | 85389099 | 1 |  | 0.055 | KG | 66.79 | 66.79 | CP20 | CP20 | Coordinate switch, 22 mm, round, plastic with metal front ring, black, 2 switch positions, vertical latching, with mechanical interlocking, with laser labeling, upper case and lower case, always upper case at beginning of line | - | 0 | 0
3SU1030-7BB10-0AA0-Z | Y11 | 3SU1030-7BB10-0AA0-ZY11 | 1 | UN | 1 | 10 | C | D | EAR99 | N | 85389099 | 1 |  | 0.055 | KG | 66.79 | 66.79 | CP20 | CP20 | Coordinate switch, 22 mm, round, plastic with metal front ring, black, 2 switch positions, vertical latching, with mechanical interlocking, with laser labeling, upper case | - | 0 | 0
3SU1030-7BB10-0AA0-Z | Y12 | 3SU1030-7BB10-0AA0-ZY12 | 1 | UN | 1 | 10 | C | D | EAR99 | N | 85389099 | 1 |  | 0.055 | KG | 66.79 | 66.79 | CP20 | CP20 | Coordinate switch, 22 mm, round, plastic with metal front ring, black, 2 switch positions, vertical latching, with mechanical interlocking, with laser labeling, lower case | - | 0 | 0
3SU1030-7BB10-0AA0-Z | Y15 | 3SU1030-7BB10-0AA0-ZY15 | 1 | UN | 1 | 10 | C | D | EAR99 | N | 85389099 | 1 |  | 0.055 | KG | 66.79 | 66.79 | CP20 | CP20 | Coordinate switch, 22 mm, round, plastic with metal front ring, black, 2 switch positions, vertical latching, with mechanical interlocking, with laser labeling, upper case and lower case, always upper case at the beginning of the word | - | 0 | 0
3SU1030-7BB10-0AA0-Z | Y19 | 3SU1030-7BB10-0AA0-ZY19 | 1 | UN | 1 | 10 | C | D | EAR99 | N | 85389099 | 1 |  | 0.055 | KG | 62.99 | 62.99 | CP20 | CP20 | Coordinate switch, 22 mm, round, plastic with metal front ring, black, 2 switch positions, vertical latching, with mechanical interlocking, with laser labeling, inscription or symbol, Customer-specific selection with SIRIUS ACT configurator (CIN) | - | 0 | 0
3SU1030-7BC10-0AA0 |  | 3SU1030-7BC10-0AA0 | 1 | UN | 1 | 1 | A | D | N | N | 85389099 | 1 | 4011209954625 | 0.056 | KG | 62.04 | 62.04 | CP20 | CP20 | Coordinate switch, 22 mm, round, plastic with metal front ring, black, 2 switch positions, horizontal, momentary contact type, with mechanical interlocking | - | 0 | 0
3SU1030-7BC10-0AA0-Z | X90 | 3SU1030-7BC10-0AA0-ZX90 | 1 | UN | 1 | 5 | B | D | EAR99 | N | 85389099 | 50 |  | 0.055 | KG | 62.04 | 62.04 | CP20 | CP20 | Coordinate switch, 22 mm, round, plastic with metal front ring, black, 2 switch positions, horizontal, momentary contact type, with mechanical interlocking, Z=50-unit packaging | - | 0 | 0
3SU1030-7BC10-0AA0-Z | Y10 | 3SU1030-7BC10-0AA0-ZY10 | 1 | UN | 1 | 10 | C | D | EAR99 | N | 85389099 | 1 |  | 0.055 | KG | 66.79 | 66.79 | CP20 | CP20 | Coordinate switch, 22 mm, round, plastic with metal front ring, black, 2 switch positions, horizontal, momentary contact type, with mechanical interlocking, with laser labeling, upper case and lower case, always upper case at beginning of line | - | 0 | 0
3SU1030-7BC10-0AA0-Z | Y11 | 3SU1030-7BC10-0AA0-ZY11 | 1 | UN | 1 | 10 | C | D | EAR99 | N | 85389099 | 1 |  | 0.055 | KG | 66.79 | 66.79 | CP20 | CP20 | Coordinate switch, 22 mm, round, plastic with metal front ring, black, 2 switch positions, horizontal, momentary contact type, with mechanical interlocking, with laser labeling, upper case | - | 0 | 0
3SU1030-7BC10-0AA0-Z | Y12 | 3SU1030-7BC10-0AA0-ZY12 | 1 | UN | 1 | 10 | C | D | EAR99 | N | 85389099 | 1 |  | 0.055 | KG | 66.79 | 66.79 | CP20 | CP20 | Coordinate switch, 22 mm, round, plastic with metal front ring, black, 2 switch positions, horizontal, momentary contact type, with mechanical interlocking, with laser labeling, lower case | - | 0 | 0
3SU1030-7BC10-0AA0-Z | Y15 | 3SU1030-7BC10-0AA0-ZY15 | 1 | UN | 1 | 10 | C | D | EAR99 | N | 85389099 | 1 |  | 0.055 | KG | 66.79 | 66.79 | CP20 | CP20 | Coordinate switch, 22 mm, round, plastic with metal front ring, black, 2 switch positions, horizontal, momentary contact type, with mechanical interlocking, with laser labeling, upper case and lower case, always upper case at the beginning of the word | - | 0 | 0
3SU1030-7BC10-0AA0-Z | Y19 | 3SU1030-7BC10-0AA0-ZY19 | 1 | UN | 1 | 10 | C | D | EAR99 | N | 85389099 | 1 |  | 0.055 | KG | 62.99 | 62.99 | CP20 | CP20 | Coordinate switch, 22 mm, round, plastic with metal front ring, black, 2 switch positions, horizontal, momentary contact type, with mechanical interlocking, with laser labeling, inscription or symbol Customer-specific selection with SIRIUS ACT configurator (CIN) | - | 0 | 0
3SU1030-7BD10-0AA0 |  | 3SU1030-7BD10-0AA0 | 1 | UN | 1 | 1 | A | D | N | N | 85389099 | 1 | 4011209954663 | 0.059 | KG | 62.04 | 62.04 | CP20 | CP20 | Coordinate switch, 22 mm, round, plastic with metal front ring, black, 2 switch positions, vertical, momentary contact type, with mechanical interlocking | - | 0 | 0
3SU1030-7BD10-0AA0-Z | X90 | 3SU1030-7BD10-0AA0-ZX90 | 1 | UN | 1 | 5 | B | D | EAR99 | N | 85389099 | 50 |  | 0.055 | KG | 62.04 | 62.04 | CP20 | CP20 | Coordinate switch, 22 mm, round, plastic with metal front ring, black, 2 switch positions, vertical, momentary contact type, with mechanical interlocking, Z=50-unit packaging | - | 0 | 0
3SU1030-7BD10-0AA0-Z | Y10 | 3SU1030-7BD10-0AA0-ZY10 | 1 | UN | 1 | 10 | C | D | EAR99 | N | 85389099 | 1 |  | 0.055 | KG | 66.79 | 66.79 | CP20 | CP20 | Coordinate switch, 22 mm, round, plastic with metal front ring, black, 2 switch positions, vertical, momentary contact type, with mechanical interlocking, with laser labeling, upper case and lower case, always upper case at beginning of line | - | 0 | 0
3SU1030-7BD10-0AA0-Z | Y11 | 3SU1030-7BD10-0AA0-ZY11 | 1 | UN | 1 | 10 | C | D | EAR99 | N | 85389099 | 1 |  | 0.055 | KG | 66.79 | 66.79 | CP20 | CP20 | Coordinate switch, 22 mm, round, plastic with metal front ring, black, 2 switch positions, vertical, momentary contact type, with mechanical interlocking, with laser labeling, upper case | - | 0 | 0
3SU1030-7BD10-0AA0-Z | Y12 | 3SU1030-7BD10-0AA0-ZY12 | 1 | UN | 1 | 10 | C | D | EAR99 | N | 85389099 | 1 |  | 0.055 | KG | 66.79 | 66.79 | CP20 | CP20 | Coordinate switch, 22 mm, round, plastic with metal front ring, black, 2 switch positions, vertical, momentary contact type, with mechanical interlocking, with laser labeling, lower case | - | 0 | 0
3SU1030-7BD10-0AA0-Z | Y15 | 3SU1030-7BD10-0AA0-ZY15 | 1 | UN | 1 | 10 | C | D | EAR99 | N | 85389099 | 1 |  | 0.055 | KG | 66.79 | 66.79 | CP20 | CP20 | Coordinate switch, 22 mm, round, plastic with metal front ring, black, 2 switch positions, vertical, momentary contact type, with mechanical interlocking, with laser labeling, upper case and lower case, always upper case at the beginning of the word | - | 0 | 0
3SU1030-7BD10-0AA0-Z | Y19 | 3SU1030-7BD10-0AA0-ZY19 | 1 | UN | 1 | 10 | C | D | EAR99 | N | 85389099 | 1 |  | 0.055 | KG | 62.99 | 62.99 | CP20 | CP20 | Coordinate switch, 22 mm, round, plastic with metal front ring, black, 2 switch positions, vertical, momentary contact type, with mechanical interlocking, with laser labeling, inscription or symbol Customer-specific selection with SIRIUS ACT configurator (CIN) | - | 0 | 0
3SU1030-7BE10-0AA0 |  | 3SU1030-7BE10-0AA0 | 1 | UN | 1 | 1 | A | D | N | N | 85389099 | 1 | 4011209954724 | 0.058 | KG | 76.29 | 76.29 | CP20 | CP20 | Coordinate switch, 22 mm, round, plastic with metal front ring, black, 4 switch positions, latching, with mechanical interlocking | - | 0 | 0
3SU1030-7BE10-0AA0-Z | X90 | 3SU1030-7BE10-0AA0-ZX90 | 1 | UN | 1 | 5 | B | D | EAR99 | N | 85389099 | 50 |  | 0.055 | KG | 76.29 | 76.29 | CP20 | CP20 | Coordinate switch, 22 mm, round, plastic with metal front ring, black, 4 switch positions, latching, with mechanical interlocking, Z=50-unit packaging | - | 0 | 0
3SU1030-7BE10-0AA0-Z | Y10 | 3SU1030-7BE10-0AA0-ZY10 | 1 | UN | 1 | 10 | C | D | EAR99 | N | 85389099 | 1 |  | 0.055 | KG | 81.04 | 81.04 | CP20 | CP20 | Coordinate switch, 22 mm, round, plastic with metal front ring, black, 4 switch positions, latching, with mechanical interlocking, with laser labeling, upper case and lower case, always upper case at beginning of line | - | 0 | 0
3SU1030-7BE10-0AA0-Z | Y11 | 3SU1030-7BE10-0AA0-ZY11 | 1 | UN | 1 | 10 | C | D | EAR99 | N | 85389099 | 1 |  | 0.055 | KG | 81.04 | 81.04 | CP20 | CP20 | Coordinate switch, 22 mm, round, plastic with metal front ring, black, 4 switch positions, latching, with mechanical interlocking, with laser labeling, upper case | - | 0 | 0
3SU1030-7BE10-0AA0-Z | Y12 | 3SU1030-7BE10-0AA0-ZY12 | 1 | UN | 1 | 10 | C | D | EAR99 | N | 85389099 | 1 |  | 0.055 | KG | 81.04 | 81.04 | CP20 | CP20 | Coordinate switch, 22 mm, round, plastic with metal front ring, black, 4 switch positions, latching, with mechanical interlocking, with laser labeling, lower case | - | 0 | 0
3SU1030-7BE10-0AA0-Z | Y15 | 3SU1030-7BE10-0AA0-ZY15 | 1 | UN | 1 | 10 | C | D | EAR99 | N | 85389099 | 1 |  | 0.055 | KG | 81.04 | 81.04 | CP20 | CP20 | Coordinate switch, 22 mm, round, plastic with metal front ring, black, 4 switch positions, latching, with mechanical interlocking, with laser labeling, upper case and lower case, always upper case at the beginning of the word | - | 0 | 0
3SU1030-7BE10-0AA0-Z | Y19 | 3SU1030-7BE10-0AA0-ZY19 | 1 | UN | 1 | 10 | C | D | EAR99 | N | 85389099 | 1 |  | 0.055 | KG | 77.24 | 77.24 | CP20 | CP20 | Coordinate switch, 22 mm, round, plastic with metal front ring, black, 4 switch positions, latching, with mechanical interlocking, with laser labeling, inscription or symbol, Customer-specific selection with SIRIUS ACT configurator (CIN) | - | 0 | 0
3SU1030-7BF10-0AA0 |  | 3SU1030-7BF10-0AA0 | 1 | UN | 1 | 1 | A | D | N | N | 85389099 | 1 | 4011209954700 | 0.058 | KG | 76.29 | 76.29 | CP20 | CP20 | Coordinate switch, 22 mm, round, plastic with metal front ring, black, 4 switch positions, momentary contact type, with mechanical interlocking | - | 0 | 0
3SU1030-7BF10-0AA0-Z | X90 | 3SU1030-7BF10-0AA0-ZX90 | 1 | UN | 1 | 5 | B | D | EAR99 | N | 85389099 | 50 |  | 0.055 | KG | 76.29 | 76.29 | CP20 | CP20 | Coordinate switch, 22 mm, round, plastic with metal front ring, black, 4 switch positions, momentary contact type, with mechanical interlocking, Z=50-unit packaging | - | 0 | 0
3SU1030-7BF10-0AA0-Z | Y10 | 3SU1030-7BF10-0AA0-ZY10 | 1 | UN | 1 | 10 | C | D | EAR99 | N | 85389099 | 1 |  | 0.055 | KG | 81.04 | 81.04 | CP20 | CP20 | Coordinate switch, 22 mm, round, plastic with metal front ring, black, 4 switch positions, momentary contact type, with mechanical interlocking, with laser labeling, upper case and lower case, always upper case at beginning of line | - | 0 | 0
3SU1030-7BF10-0AA0-Z | Y11 | 3SU1030-7BF10-0AA0-ZY11 | 1 | UN | 1 | 10 | C | D | EAR99 | N | 85389099 | 1 |  | 0.055 | KG | 81.04 | 81.04 | CP20 | CP20 | Coordinate switch, 22 mm, round, plastic with metal front ring, black, 4 switch positions, momentary contact type, with mechanical interlocking, with laser labeling, upper case | - | 0 | 0
3SU1030-7BF10-0AA0-Z | Y12 | 3SU1030-7BF10-0AA0-ZY12 | 1 | UN | 1 | 10 | C | D | EAR99 | N | 85389099 | 1 |  | 0.055 | KG | 81.04 | 81.04 | CP20 | CP20 | Coordinate switch, 22 mm, round, plastic with metal front ring, black, 4 switch positions, momentary contact type, with mechanical interlocking, with laser labeling, lower case | - | 0 | 0
3SU1030-7BF10-0AA0-Z | Y15 | 3SU1030-7BF10-0AA0-ZY15 | 1 | UN | 1 | 10 | C | D | EAR99 | N | 85389099 | 1 |  | 0.055 | KG | 81.04 | 81.04 | CP20 | CP20 | Coordinate switch, 22 mm, round, plastic with metal front ring, black, 4 switch positions, momentary contact type, with mechanical interlocking, with laser labeling, upper case and lower case, always upper case at the beginning of the word | - | 0 | 0
3SU1030-7BF10-0AA0-Z | Y19 | 3SU1030-7BF10-0AA0-ZY19 | 1 | UN | 1 | 10 | C | D | EAR99 | N | 85389099 | 1 |  | 0.055 | KG | 77.24 | 77.24 | CP20 | CP20 | Coordinate switch, 22 mm, round, plastic with metal front ring, black, 4 switch positions, momentary contact type, with mechanical interlocking, with laser labeling, inscription or symbol Customer-specific selection with SIRIUS ACT configurator (CIN) | - | 0 | 0
3SU1031-0AA20-0AA0 |  | 3SU1031-0AA20-0AA0 | 1 | UN | 1 | 1 | A | D | N | N | 85389099 | 1 | 4011209973640 | 0.027 | KG | 13.11 | 13.11 | CP20 | CP20 | Illuminated pushbutton, 22 mm, round, plastic with metal front ring, red, pushbutton, flat, latching, Push-to-release mechanism | - | 0 | 0
3SU1031-0AA20-0AA0-Z | X90 | 3SU1031-0AA20-0AA0-ZX90 | 1 | UN | 1 | 5 | B | D | EAR99 | N | 85389099 | 100 |  | 0.021 | KG | 13.11 | 13.11 | CP20 | CP20 | Illuminated pushbutton, 22 mm, round, plastic with metal front ring, red, pushbutton, flat, latching, Push-to-release mechanism, Z=100-unit packaging | - | 0 | 0
3SU1031-0AA20-0AA0-Z | Y10 | 3SU1031-0AA20-0AA0-ZY10 | 1 | UN | 1 | 10 | C | D | N | N | 85389099 | 1 |  | 0.021 | KG | 17.86 | 17.86 | CP20 | CP20 | Illuminated pushbutton, 22 mm, round, plastic with metal front ring, red, pushbutton, flat, latching, Push-to-release mechanism, with laser labeling, upper case and lower case, always upper case at beginning of line | - | 0 | 0
3SU1031-0AA20-0AA0-Z | Y11 | 3SU1031-0AA20-0AA0-ZY11 | 1 | UN | 1 | 10 | C | D | N | N | 85389099 | 1 |  | 0.021 | KG | 17.86 | 17.86 | CP20 | CP20 | Illuminated pushbutton, 22 mm, round, plastic with metal front ring, red, pushbutton, flat, latching, Push-to-release mechanism, with laser labeling, upper case | - | 0 | 0
3SU1031-0AA20-0AA0-Z | Y12 | 3SU1031-0AA20-0AA0-ZY12 | 1 | UN | 1 | 10 | C | D | N | N | 85389099 | 1 |  | 0.021 | KG | 17.86 | 17.86 | CP20 | CP20 | Illuminated pushbutton, 22 mm, round, plastic with metal front ring, red, pushbutton, flat, latching, Push-to-release mechanism, with laser labeling, lower case | - | 0 | 0
3SU1031-0AA20-0AA0-Z | Y13 | 3SU1031-0AA20-0AA0-ZY13 | 1 | UN | 1 | 10 | C | D | N | N | 85389099 | 1 |  | 0.021 | KG | 17.86 | 17.86 | CP20 | CP20 | Illuminated pushbutton, 22 mm, round, plastic with metal front ring, red, pushbutton, flat, latching, Push-to-release mechanism, with laser labeling, symbol number according to, ISO 7000 or IEC 60417 | - | 0 | 0
3SU1031-0AA20-0AA0-Z | Y15 | 3SU1031-0AA20-0AA0-ZY15 | 1 | UN | 1 | 10 | C | D | N | N | 85389099 | 1 |  | 0.021 | KG | 17.86 | 17.86 | CP20 | CP20 | Illuminated pushbutton, 22 mm, round, plastic with metal front ring, red, pushbutton, flat, latching, Push-to-release mechanism, with laser labeling, upper case and lower case, Always upper case at the beginning of the word | - | 0 | 0
3SU1031-0AA20-0AA0-Z | Y19 | 3SU1031-0AA20-0AA0-ZY19 | 1 | UN | 1 | 10 | C | D | N | N | 85389099 | 1 |  | 0.024 | KG | 14.06 | 14.06 | CP20 | CP20 | Illuminated pushbutton, 22 mm, round, plastic with metal front ring, red, pushbutton, flat, latching, Push-to-release mechanism, with laser labeling, inscription or symbol Customer-specific selection with SIRIUS ACT configurator (CIN) | - | 0 | 0
3SU1031-0AA30-0AA0 |  | 3SU1031-0AA30-0AA0 | 1 | UN | 1 | 1 | A | D | N | N | 85389099 | 1 | 4011209973657 | 0.027 | KG | 13.11 | 13.11 | CP20 | CP20 | Illuminated pushbutton, 22 mm, round, plastic with metal front ring, yellow, pushbutton, flat, latching, Push-to-release mechanism | - | 0 | 0
3SU1031-0AA30-0AA0-Z | X90 | 3SU1031-0AA30-0AA0-ZX90 | 1 | UN | 1 | 5 | B | D | EAR99 | N | 85389099 | 100 |  | 0.021 | KG | 13.11 | 13.11 | CP20 | CP20 | Illuminated pushbutton, 22 mm, round, plastic with metal front ring, yellow, pushbutton, flat, latching, Push-to-release mechanism, Z=100-unit packaging | - | 0 | 0
3SU1031-0AA30-0AA0-Z | Y10 | 3SU1031-0AA30-0AA0-ZY10 | 1 | UN | 1 | 10 | C | D | N | N | 85389099 | 1 |  | 0.017 | KG | 17.86 | 17.86 | CP20 | CP20 | Illuminated pushbutton, 22 mm, round, plastic with metal front ring, yellow, pushbutton, flat, latching, Push-to-release mechanism, with laser labeling, upper case and lower case, always upper case at beginning of line | - | 0 | 0
3SU1031-0AA30-0AA0-Z | Y11 | 3SU1031-0AA30-0AA0-ZY11 | 1 | UN | 1 | 10 | C | D | N | N | 85389099 | 1 |  | 0.017 | KG | 17.86 | 17.86 | CP20 | CP20 | Illuminated pushbutton, 22 mm, round, plastic with metal front ring, yellow, pushbutton, flat, latching, Push-to-release mechanism, with laser labeling, upper case | - | 0 | 0
3SU1031-0AA30-0AA0-Z | Y12 | 3SU1031-0AA30-0AA0-ZY12 | 1 | UN | 1 | 10 | C | D | N | N | 85389099 | 1 |  | 0.017 | KG | 17.86 | 17.86 | CP20 | CP20 | Illuminated pushbutton, 22 mm, round, plastic with metal front ring, yellow, pushbutton, flat, latching, Push-to-release mechanism, with laser labeling, lower case | - | 0 | 0
3SU1031-0AA30-0AA0-Z | Y13 | 3SU1031-0AA30-0AA0-ZY13 | 1 | UN | 1 | 10 | C | D | N | N | 85389099 | 1 |  | 0.017 | KG | 17.86 | 17.86 | CP20 | CP20 | Illuminated pushbutton, 22 mm, round, plastic with metal front ring, yellow, pushbutton, flat, latching, Push-to-release mechanism, with laser labeling, symbol number according to, ISO 7000 or IEC 60417 | - | 0 | 0
3SU1031-0AA30-0AA0-Z | Y15 | 3SU1031-0AA30-0AA0-ZY15 | 1 | UN | 1 | 10 | C | D | N | N | 85389099 | 1 |  | 0.017 | KG | 17.86 | 17.86 | CP20 | CP20 | Illuminated pushbutton, 22 mm, round, plastic with metal front ring, yellow, pushbutton, flat, latching, Push-to-release mechanism, with laser labeling, upper case and lower case, Always upper case at the beginning of the word | - | 0 | 0
3SU1031-0AA30-0AA0-Z | Y19 | 3SU1031-0AA30-0AA0-ZY19 | 1 | UN | 1 | 10 | C | D | N | N | 85389099 | 1 |  | 0.017 | KG | 14.06 | 14.06 | CP20 | CP20 | Illuminated pushbutton, 22 mm, round, plastic with metal front ring, yellow, pushbutton, flat, latching, Push-to-release mechanism, with laser labeling, inscription or symbol Customer-specific selection with SIRIUS ACT configurator (CIN) | - | 0 | 0
3SU1031-0AA40-0AA0 |  | 3SU1031-0AA40-0AA0 | 1 | UN | 1 | 1 | A | D | N | N | 85389099 | 1 | 4011209973664 | 0.025 | KG | 13.11 | 13.11 | CP20 | CP20 | Illuminated pushbutton, 22 mm, round, plastic with metal front ring, green, pushbutton, flat, latching, Push-to-release mechanism | - | 0 | 0
3SU1031-0AA40-0AA0-Z | X90 | 3SU1031-0AA40-0AA0-ZX90 | 1 | UN | 1 | 5 | B | D | EAR99 | N | 85389099 | 100 |  | 0.021 | KG | 13.11 | 13.11 | CP20 | CP20 | Illuminated pushbutton, 22 mm, round, plastic with metal front ring, green, pushbutton, flat, latching, Push-to-release mechanism, Z=100-unit packaging | - | 0 | 0
3SU1031-0AA40-0AA0-Z | Y10 | 3SU1031-0AA40-0AA0-ZY10 | 1 | UN | 1 | 10 | C | D | N | N | 85389099 | 1 |  | 0.021 | KG | 17.86 | 17.86 | CP20 | CP20 | Illuminated pushbutton, 22 mm, round, plastic with metal front ring, green, pushbutton, flat, latching, Push-to-release mechanism, with laser labeling, upper case and lower case, always upper case at beginning of line | - | 0 | 0
3SU1031-0AA40-0AA0-Z | Y11 | 3SU1031-0AA40-0AA0-ZY11 | 1 | UN | 1 | 10 | C | D | N | N | 85389099 | 1 |  | 0.05 | KG | 17.86 | 17.86 | CP20 | CP20 | Illuminated pushbutton, 22 mm, round, plastic with metal front ring, green, pushbutton, flat, latching, Push-to-release mechanism, with laser labeling, upper case | - | 0 | 0
3SU1031-0AA40-0AA0-Z | Y12 | 3SU1031-0AA40-0AA0-ZY12 | 1 | UN | 1 | 10 | C | D | N | N | 85389099 | 1 |  | 0.021 | KG | 17.86 | 17.86 | CP20 | CP20 | Illuminated pushbutton, 22 mm, round, plastic with metal front ring, green, pushbutton, flat, latching, Push-to-release mechanism, with laser labeling, lower case | - | 0 | 0
3SU1031-0AA40-0AA0-Z | Y13 | 3SU1031-0AA40-0AA0-ZY13 | 1 | UN | 1 | 10 | C | D | N | N | 85389099 | 1 |  | 0.045 | KG | 17.86 | 17.86 | CP20 | CP20 | Illuminated pushbutton, 22 mm, round, plastic with metal front ring, green, pushbutton, flat, latching, Push-to-release mechanism, with laser labeling, symbol number according to, ISO 7000 or IEC 60417 | - | 0 | 0
3SU1031-0AA40-0AA0-Z | Y15 | 3SU1031-0AA40-0AA0-ZY15 | 1 | UN | 1 | 10 | C | D | N | N | 85389099 | 1 |  | 0.021 | KG | 17.86 | 17.86 | CP20 | CP20 | Illuminated pushbutton, 22 mm, round, plastic with metal front ring, green, pushbutton, flat, latching, Push-to-release mechanism, with laser labeling, upper case and lower case, Always upper case at the beginning of the word | - | 0 | 0
3SU1031-0AA40-0AA0-Z | Y19 | 3SU1031-0AA40-0AA0-ZY19 | 1 | UN | 1 | 10 | C | D | N | N | 85389099 | 1 |  | 0.021 | KG | 14.06 | 14.06 | CP20 | CP20 | Illuminated pushbutton, 22 mm, round, plastic with metal front ring, green, pushbutton, flat, latching, Push-to-release mechanism, with laser labeling, inscription or symbol Customer-specific selection with SIRIUS ACT configurator (CIN) | - | 0 | 0
3SU1031-0AA50-0AA0 |  | 3SU1031-0AA50-0AA0 | 1 | UN | 1 | 1 | A | D | N | N | 85389099 | 1 | 4011209973671 | 0.024 | KG | 13.11 | 13.11 | CP20 | CP20 | Illuminated pushbutton, 22 mm, round, plastic with metal front ring, blue, pushbutton, flat, latching, Push-to-release mechanism | - | 0 | 0
3SU1031-0AA50-0AA0-Z | X90 | 3SU1031-0AA50-0AA0-ZX90 | 1 | UN | 1 | 5 | B | D | EAR99 | N | 85389099 | 100 |  | 0.021 | KG | 13.11 | 13.11 | CP20 | CP20 | Illuminated pushbutton, 22 mm, round, plastic with metal front ring, blue, pushbutton, flat, latching, Push-to-release mechanism, Z=100-unit packaging | - | 0 | 0
3SU1031-0AA50-0AA0-Z | Y10 | 3SU1031-0AA50-0AA0-ZY10 | 1 | UN | 1 | 10 | C | D | N | N | 85389099 | 1 |  | 0.021 | KG | 17.86 | 17.86 | CP20 | CP20 | Illuminated pushbutton, 22 mm, round, plastic with metal front ring, blue, pushbutton, flat, latching, Push-to-release mechanism, with laser labeling, upper case and lower case, always upper case at beginning of line | - | 0 | 0
3SU1031-0AA50-0AA0-Z | Y11 | 3SU1031-0AA50-0AA0-ZY11 | 1 | UN | 1 | 10 | C | D | N | N | 85389099 | 1 |  | 0.021 | KG | 17.86 | 17.86 | CP20 | CP20 | Illuminated pushbutton, 22 mm, round, plastic with metal front ring, blue, pushbutton, flat, latching, Push-to-release mechanism, with laser labeling, upper case | - | 0 | 0
3SU1031-0AA50-0AA0-Z | Y12 | 3SU1031-0AA50-0AA0-ZY12 | 1 | UN | 1 | 10 | C | D | N | N | 85389099 | 1 |  | 0.021 | KG | 17.86 | 17.86 | CP20 | CP20 | Illuminated pushbutton, 22 mm, round, plastic with metal front ring, blue, pushbutton, flat, latching, Push-to-release mechanism, with laser labeling, lower case | - | 0 | 0
3SU1031-0AA50-0AA0-Z | Y13 | 3SU1031-0AA50-0AA0-ZY13 | 1 | UN | 1 | 10 | C | D | N | N | 85389099 | 1 |  | 0.021 | KG | 17.86 | 17.86 | CP20 | CP20 | Illuminated pushbutton, 22 mm, round, plastic with metal front ring, blue, pushbutton, flat, latching, Push-to-release mechanism, with laser labeling, symbol number according to, ISO 7000 or IEC 60417 | - | 0 | 0
3SU1031-0AA50-0AA0-Z | Y15 | 3SU1031-0AA50-0AA0-ZY15 | 1 | UN | 1 | 10 | C | D | N | N | 85389099 | 1 |  | 0.021 | KG | 17.86 | 17.86 | CP20 | CP20 | Illuminated pushbutton, 22 mm, round, plastic with metal front ring, blue, pushbutton, flat, latching, Push-to-release mechanism, with laser labeling, upper case and lower case, Always upper case at the beginning of the word | - | 0 | 0
3SU1031-0AA50-0AA0-Z | Y19 | 3SU1031-0AA50-0AA0-ZY19 | 1 | UN | 1 | 10 | C | D | N | N | 85389099 | 1 |  | 0.027 | KG | 14.06 | 14.06 | CP20 | CP20 | Illuminated pushbutton, 22 mm, round, plastic with metal front ring, blue, pushbutton, flat, latching, Push-to-release mechanism, with laser labeling, inscription or symbol Customer-specific selection with SIRIUS ACT configurator (CIN) | - | 0 | 0
3SU1031-0AA60-0AA0 |  | 3SU1031-0AA60-0AA0 | 1 | UN | 1 | 1 | A | D | N | N | 85389099 | 1 | 4011209973688 | 0.025 | KG | 13.11 | 13.11 | CP20 | CP20 | Illuminated pushbutton, 22 mm, round, plastic with metal front ring, white, pushbutton, flat, latching, Push-to-release mechanism | - | 0 | 0
3SU1031-0AA60-0AA0-Z | X90 | 3SU1031-0AA60-0AA0-ZX90 | 1 | UN | 1 | 5 | B | D | EAR99 | N | 85389099 | 100 |  | 0.021 | KG | 13.11 | 13.11 | CP20 | CP20 | Illuminated pushbutton, 22 mm, round, plastic with metal front ring, white, pushbutton, flat, latching, Push-to-release mechanism, Z=100-unit packaging | - | 0 | 0
3SU1031-0AA60-0AA0-Z | Y10 | 3SU1031-0AA60-0AA0-ZY10 | 1 | UN | 1 | 10 | C | D | N | N | 85389099 | 1 |  | 0.021 | KG | 17.86 | 17.86 | CP20 | CP20 | Illuminated pushbutton, 22 mm, round, plastic with metal front ring, white, pushbutton, flat, latching, Push-to-release mechanism, with laser labeling, upper case and lower case, always upper case at beginning of line | - | 0 | 0
3SU1031-0AA60-0AA0-Z | Y11 | 3SU1031-0AA60-0AA0-ZY11 | 1 | UN | 1 | 10 | C | D | N | N | 85389099 | 1 |  | 0.021 | KG | 17.86 | 17.86 | CP20 | CP20 | Illuminated pushbutton, 22 mm, round, plastic with metal front ring, white, pushbutton, flat, latching, Push-to-release mechanism, with laser labeling, upper case | - | 0 | 0
3SU1031-0AA60-0AA0-Z | Y12 | 3SU1031-0AA60-0AA0-ZY12 | 1 | UN | 1 | 10 | C | D | N | N | 85389099 | 1 |  | 0.021 | KG | 17.86 | 17.86 | CP20 | CP20 | Illuminated pushbutton, 22 mm, round, plastic with metal front ring, white, pushbutton, flat, latching, Push-to-release mechanism, with laser labeling, lower case | - | 0 | 0
3SU1031-0AA60-0AA0-Z | Y13 | 3SU1031-0AA60-0AA0-ZY13 | 1 | UN | 1 | 10 | C | D | N | N | 85389099 | 1 |  | 0.025 | KG | 17.86 | 17.86 | CP20 | CP20 | Illuminated pushbutton, 22 mm, round, plastic with metal front ring, white, pushbutton, flat, latching, Push-to-release mechanism, with laser labeling, symbol number according to, ISO 7000 or IEC 60417 | - | 0 | 0
3SU1031-0AA60-0AA0-Z | Y15 | 3SU1031-0AA60-0AA0-ZY15 | 1 | UN | 1 | 10 | C | D | N | N | 85389099 | 1 |  | 0.021 | KG | 17.86 | 17.86 | CP20 | CP20 | Illuminated pushbutton, 22 mm, round, plastic with metal front ring, white, pushbutton, flat, latching, Push-to-release mechanism, with laser labeling, upper case and lower case, Always upper case at the beginning of the word | - | 0 | 0
3SU1031-0AA60-0AA0-Z | Y19 | 3SU1031-0AA60-0AA0-ZY19 | 1 | UN | 1 | 10 | C | D | N | N | 85389099 | 1 |  | 0.026 | KG | 14.06 | 14.06 | CP20 | CP20 | Illuminated pushbutton, 22 mm, round, plastic with metal front ring, white, pushbutton, flat, latching, Push-to-release mechanism, with laser labeling, inscription or symbol Customer-specific selection with SIRIUS ACT configurator (CIN) | - | 0 | 0
3SU1031-0AA70-0AA0 |  | 3SU1031-0AA70-0AA0 | 1 | UN | 1 | 1 | A | D | N | N | 85389099 | 1 | 4011209973695 | 0.025 | KG | 13.11 | 13.11 | CP20 | CP20 | Illuminated pushbutton, 22 mm, round, plastic with metal front ring, clear, pushbutton, flat, latching, Push-to-release mechanism | - | 0 | 0
3SU1031-0AA70-0AA0-Z | X90 | 3SU1031-0AA70-0AA0-ZX90 | 1 | UN | 1 | 5 | B | D | EAR99 | N | 85389099 | 100 |  | 0.021 | KG | 13.11 | 13.11 | CP20 | CP20 | Illuminated pushbutton, 22 mm, round, plastic with metal front ring, clear, pushbutton, flat, latching, Push-to-release mechanism, Z=100-unit packaging | - | 0 | 0
3SU1031-0AA70-0AA0-Z | Y10 | 3SU1031-0AA70-0AA0-ZY10 | 1 | UN | 1 | 10 | C | D | N | N | 85389099 | 1 |  | 0.021 | KG | 17.86 | 17.86 | CP20 | CP20 | Illuminated pushbutton, 22 mm, round, plastic with metal front ring, clear, pushbutton, flat, latching, Push-to-release mechanism, with laser labeling, upper case and lower case, always upper case at beginning of line | - | 0 | 0
3SU1031-0AA70-0AA0-Z | Y11 | 3SU1031-0AA70-0AA0-ZY11 | 1 | UN | 1 | 10 | C | D | N | N | 85389099 | 1 |  | 0.021 | KG | 17.86 | 17.86 | CP20 | CP20 | Illuminated pushbutton, 22 mm, round, plastic with metal front ring, clear, pushbutton, flat, latching, Push-to-release mechanism, with laser labeling, upper case | - | 0 | 0
3SU1031-0AA70-0AA0-Z | Y12 | 3SU1031-0AA70-0AA0-ZY12 | 1 | UN | 1 | 10 | C | D | N | N | 85389099 | 1 |  | 0.021 | KG | 17.86 | 17.86 | CP20 | CP20 | Illuminated pushbutton, 22 mm, round, plastic with metal front ring, clear, pushbutton, flat, latching, Push-to-release mechanism, with laser labeling, lower case | - | 0 | 0
3SU1031-0AA70-0AA0-Z | Y13 | 3SU1031-0AA70-0AA0-ZY13 | 1 | UN | 1 | 10 | C | D | N | N | 85389099 | 1 |  | 0.025 | KG | 17.86 | 17.86 | CP20 | CP20 | Illuminated pushbutton, 22 mm, round, plastic with metal front ring, clear, pushbutton, flat, latching, Push-to-release mechanism, with laser labeling, symbol number according to, ISO 7000 or IEC 60417 | - | 0 | 0
3SU1031-0AA70-0AA0-Z | Y15 | 3SU1031-0AA70-0AA0-ZY15 | 1 | UN | 1 | 10 | C | D | N | N | 85389099 | 1 |  | 0.021 | KG | 17.86 | 17.86 | CP20 | CP20 | Illuminated pushbutton, 22 mm, round, plastic with metal front ring, clear, pushbutton, flat, latching, Push-to-release mechanism, with laser labeling, upper case and lower case, Always upper case at the beginning of the word | - | 0 | 0
3SU1031-0AA70-0AA0-Z | Y19 | 3SU1031-0AA70-0AA0-ZY19 | 1 | UN | 1 | 10 | C | D | N | N | 85389099 | 1 |  | 0.021 | KG | 14.06 | 14.06 | CP20 | CP20 | Illuminated pushbutton, 22 mm, round, plastic with metal front ring, clear, pushbutton, flat, latching, Push-to-release mechanism, with laser labeling, inscription or symbol Customer-specific selection with SIRIUS ACT configurator (CIN) | - | 0 | 0
3SU1031-0AB00-0AA0 |  | 3SU1031-0AB00-0AA0 | 1 | UN | 1 | 5 | B | D | N | N | 85389099 | 1 | 4011209973633 | 0.024 | KG | 7.84 | 7.84 | CP20 | CP20 | Illuminated pushbutton, 22 mm, round, plastic with metal front ring, amber, pushbutton, flat momentary contact type | - | 0 | 0
3SU1031-0AB00-0AA0-Z | X90 | 3SU1031-0AB00-0AA0-ZX90 | 1 | UN | 1 | 5 | B | D | EAR99 | N | 85389099 | 100 |  | 0.022 | KG | 7.84 | 7.84 | CP20 | CP20 | Illuminated pushbutton, 22 mm, round, plastic with metal front ring, amber, pushbutton, flat momentary contact type, Z=100-unit packaging | - | 0 | 0
3SU1031-0AB00-0AA0-Z | Y10 | 3SU1031-0AB00-0AA0-ZY10 | 1 | UN | 1 | 10 | C | D | N | N | 85389099 | 1 |  | 0.022 | KG | 12.64 | 12.64 | CP20 | CP20 | Illuminated pushbutton, 22 mm, round, plastic with metal front ring, amber, pushbutton, flat momentary contact type, with laser labeling, upper case and lower case, always upper case at beginning of line | - | 0 | 0
3SU1031-0AB00-0AA0-Z | Y11 | 3SU1031-0AB00-0AA0-ZY11 | 1 | UN | 1 | 10 | C | D | N | N | 85389099 | 1 |  | 0.022 | KG | 12.64 | 12.64 | CP20 | CP20 | Illuminated pushbutton, 22 mm, round, plastic with metal front ring, amber, pushbutton, flat momentary contact type, with laser labeling, upper case | - | 0 | 0
3SU1031-0AB00-0AA0-Z | Y12 | 3SU1031-0AB00-0AA0-ZY12 | 1 | UN | 1 | 10 | C | D | N | N | 85389099 | 1 |  | 0.022 | KG | 12.64 | 12.64 | CP20 | CP20 | Illuminated pushbutton, 22 mm, round, plastic with metal front ring, amber, pushbutton, flat momentary contact type, with laser labeling, lower case | - | 0 | 0
3SU1031-0AB00-0AA0-Z | Y13 | 3SU1031-0AB00-0AA0-ZY13 | 1 | UN | 1 | 10 | C | D | N | N | 85389099 | 1 |  | 0.025 | KG | 12.64 | 12.64 | CP20 | CP20 | Illuminated pushbutton, 22 mm, round, plastic with metal front ring, amber, pushbutton, flat momentary contact type, with laser labeling, symbol number according to, ISO 7000 or IEC 60417 | - | 0 | 0
3SU1031-0AB00-0AA0-Z | Y15 | 3SU1031-0AB00-0AA0-ZY15 | 1 | UN | 1 | 10 | C | D | N | N | 85389099 | 1 |  | 0.022 | KG | 12.64 | 12.64 | CP20 | CP20 | Illuminated pushbutton, 22 mm, round, plastic with metal front ring, amber, pushbutton, flat momentary contact type, with laser labeling, upper case and lower case, Always upper case at the beginning of the word | - | 0 | 0
3SU1031-0AB00-0AA0-Z | Y19 | 3SU1031-0AB00-0AA0-ZY19 | 1 | UN | 1 | 10 | C | D | N | N | 85389099 | 1 |  | 0.025 | KG | 8.79 | 8.79 | CP20 | CP20 | Illuminated pushbutton, 22 mm, round, plastic with metal front ring, amber, pushbutton, flat momentary contact type, with laser labeling, inscription or symbol Customer-specific selection with SIRIUS ACT configurator (CIN) | - | 0 | 0
3SU1031-0AB20-0AA0 |  | 3SU1031-0AB20-0AA0 | 1 | UN | 1 | 1 | A | D | N | N | 85389099 | 1 | 4011209973572 | 0.026 | KG | 7.84 | 7.84 | CP20 | CP20 | Illuminated pushbutton, 22 mm, round, plastic with metal front ring, red, pushbutton, flat momentary contact type | - | 0 | 0
3SU1031-0AB20-0AA0-Z | X90 | 3SU1031-0AB20-0AA0-ZX90 | 1 | UN | 1 | 5 | B | D | N | N | 85389099 | 100 | 4047621019505 | 0.026 | KG | 7.84 | 7.84 | CP20 | CP20 | Illuminated pushbutton, 22 mm, round, plastic with metal front ring, red, pushbutton, flat momentary contact type, Z=100-unit packaging | - | 0 | 0
3SU1031-0AB20-0AA0-Z | Y10 | 3SU1031-0AB20-0AA0-ZY10 | 1 | UN | 1 | 10 | C | D | N | N | 85389099 | 1 |  | 0.028 | KG | 12.64 | 12.64 | CP20 | CP20 | Illuminated pushbutton, 22 mm, round, plastic with metal front ring, red, pushbutton, flat momentary contact type, with laser labeling, upper case and lower case, always upper case at beginning of line | - | 0 | 0
3SU1031-0AB20-0AA0-Z | Y11 | 3SU1031-0AB20-0AA0-ZY11 | 1 | UN | 1 | 10 | C | D | N | N | 85389099 | 1 |  | 0.027 | KG | 12.64 | 12.64 | CP20 | CP20 | Illuminated pushbutton, 22 mm, round, plastic with metal front ring, red, pushbutton, flat momentary contact type, with laser labeling, upper case | - | 0 | 0
3SU1031-0AB20-0AA0-Z | Y12 | 3SU1031-0AB20-0AA0-ZY12 | 1 | UN | 1 | 10 | C | D | N | N | 85389099 | 1 |  | 0.022 | KG | 12.64 | 12.64 | CP20 | CP20 | Illuminated pushbutton, 22 mm, round, plastic with metal front ring, red, pushbutton, flat momentary contact type, with laser labeling, lower case | - | 0 | 0
3SU1031-0AB20-0AA0-Z | Y13 | 3SU1031-0AB20-0AA0-ZY13 | 1 | UN | 1 | 10 | C | D | N | N | 85389099 | 1 |  | 0.025 | KG | 12.64 | 12.64 | CP20 | CP20 | Illuminated pushbutton, 22 mm, round, plastic with metal front ring, red, pushbutton, flat momentary contact type, with laser labeling, symbol number according to, ISO 7000 or IEC 60417 | - | 0 | 0
3SU1031-0AB20-0AA0-Z | Y15 | 3SU1031-0AB20-0AA0-ZY15 | 1 | UN | 1 | 10 | C | D | N | N | 85389099 | 1 |  | 0.022 | KG | 12.64 | 12.64 | CP20 | CP20 | Illuminated pushbutton, 22 mm, round, plastic with metal front ring, red, pushbutton, flat momentary contact type, with laser labeling, upper case and lower case, Always upper case at the beginning of the word | - | 0 | 0
3SU1031-0AB20-0AA0-Z | Y19 | 3SU1031-0AB20-0AA0-ZY19 | 1 | UN | 1 | 10 | C | D | N | N | 85389099 | 1 |  | 0.06 | KG | 8.79 | 8.79 | CP20 | CP20 | Illuminated pushbutton, 22 mm, round, plastic with metal front ring, red, pushbutton, flat momentary contact type, with laser labeling, inscription or symbol Customer-specific selection with SIRIUS ACT configurator (CIN) | - | 0 | 0
3SU1031-0AB30-0AA0 |  | 3SU1031-0AB30-0AA0 | 1 | UN | 1 | 1 | A | D | N | N | 85389099 | 1 | 4011209973589 | 0.026 | KG | 7.84 | 7.84 | CP20 | CP20 | Illuminated pushbutton, 22 mm, round, plastic with metal front ring, yellow, pushbutton, flat momentary contact type | - | 0 | 0
3SU1031-0AB30-0AA0-Z | X90 | 3SU1031-0AB30-0AA0-ZX90 | 1 | UN | 1 | 5 | B | D | EAR99 | N | 85389099 | 100 |  | 0.022 | KG | 7.84 | 7.84 | CP20 | CP20 | Illuminated pushbutton, 22 mm, round, plastic with metal front ring, yellow, pushbutton, flat momentary contact type, Z=100-unit packaging | - | 0 | 0
3SU1031-0AB30-0AA0-Z | Y10 | 3SU1031-0AB30-0AA0-ZY10 | 1 | UN | 1 | 10 | C | D | N | N | 85389099 | 1 |  | 0.022 | KG | 12.64 | 12.64 | CP20 | CP20 | Illuminated pushbutton, 22 mm, round, plastic with metal front ring, yellow, pushbutton, flat momentary contact type, with laser labeling, upper case and lower case, always upper case at beginning of line | - | 0 | 0
3SU1031-0AB30-0AA0-Z | Y11 | 3SU1031-0AB30-0AA0-ZY11 | 1 | UN | 1 | 10 | C | D | N | N | 85389099 | 1 |  | 0.022 | KG | 12.64 | 12.64 | CP20 | CP20 | Illuminated pushbutton, 22 mm, round, plastic with metal front ring, yellow, pushbutton, flat momentary contact type, with laser labeling, upper case | - | 0 | 0
3SU1031-0AB30-0AA0-Z | Y12 | 3SU1031-0AB30-0AA0-ZY12 | 1 | UN | 1 | 10 | C | D | EAR99 | N | 85389099 | 1 |  | 0.022 | KG | 12.64 | 12.64 | CP20 | CP20 | Illuminated pushbutton, 22 mm, round, plastic with metal front ring, yellow, pushbutton, flat momentary contact type, with laser labeling, lower case | - | 0 | 0
3SU1031-0AB30-0AA0-Z | Y13 | 3SU1031-0AB30-0AA0-ZY13 | 1 | UN | 1 | 10 | C | D | N | N | 85389099 | 1 |  | 0.029 | KG | 12.64 | 12.64 | CP20 | CP20 | Illuminated pushbutton, 22 mm, round, plastic with metal front ring, yellow, pushbutton, flat momentary contact type, with laser labeling, symbol number according to, ISO 7000 or IEC 60417 | - | 0 | 0
3SU1031-0AB30-0AA0-Z | Y15 | 3SU1031-0AB30-0AA0-ZY15 | 1 | UN | 1 | 10 | C | D | N | N | 85389099 | 1 |  | 0.022 | KG | 12.64 | 12.64 | CP20 | CP20 | Illuminated pushbutton, 22 mm, round, plastic with metal front ring, yellow, pushbutton, flat momentary contact type, with laser labeling, upper case and lower case, Always upper case at the beginning of the word | - | 0 | 0
3SU1031-0AB30-0AA0-Z | Y19 | 3SU1031-0AB30-0AA0-ZY19 | 1 | UN | 1 | 10 | C | D | N | N | 85389099 | 1 |  | 0.05 | KG | 8.79 | 8.79 | CP20 | CP20 | Illuminated pushbutton, 22 mm, round, plastic with metal front ring, yellow, pushbutton, flat momentary contact type, with laser labeling, inscription or symbol Customer-specific selection with SIRIUS ACT configurator (CIN) | - | 0 | 0
3SU1031-0AB40-0AA0 |  | 3SU1031-0AB40-0AA0 | 1 | UN | 1 | 1 | A | D | N | N | 85389099 | 1 | 4011209973596 | 0.026 | KG | 7.84 | 7.84 | CP20 | CP20 | Illuminated pushbutton, 22 mm, round, plastic with metal front ring, green, pushbutton, flat momentary contact type | - | 0 | 0
3SU1031-0AB40-0AA0-Z | X90 | 3SU1031-0AB40-0AA0-ZX90 | 1 | UN | 1 | 5 | B | D | N | N | 85389099 | 100 | 4047621054339 | 0.026 | KG | 7.84 | 7.84 | CP20 | CP20 | Illuminated pushbutton, 22 mm, round, plastic with metal front ring, green, pushbutton, flat momentary contact type, Z=100-unit packaging | - | 0 | 0
3SU1031-0AB40-0AA0-Z | Y10 | 3SU1031-0AB40-0AA0-ZY10 | 1 | UN | 1 | 10 | C | D | N | N | 85389099 | 1 |  | 0.025 | KG | 12.64 | 12.64 | CP20 | CP20 | Illuminated pushbutton, 22 mm, round, plastic with metal front ring, green, pushbutton, flat momentary contact type, with laser labeling, upper case and lower case, always upper case at beginning of line | - | 0 | 0
3SU1031-0AB40-0AA0-Z | Y11 | 3SU1031-0AB40-0AA0-ZY11 | 1 | UN | 1 | 10 | C | D | N | N | 85389099 | 1 |  | 0.028 | KG | 12.64 | 12.64 | CP20 | CP20 | Illuminated pushbutton, 22 mm, round, plastic with metal front ring, green, pushbutton, flat momentary contact type, with laser labeling, upper case | - | 0 | 0
3SU1031-0AB40-0AA0-Z | Y12 | 3SU1031-0AB40-0AA0-ZY12 | 1 | UN | 1 | 10 | C | D | N | N | 85389099 | 1 |  | 0.027 | KG | 12.64 | 12.64 | CP20 | CP20 | Illuminated pushbutton, 22 mm, round, plastic with metal front ring, green, pushbutton, flat momentary contact type, with laser labeling, lower case | - | 0 | 0
3SU1031-0AB40-0AA0-Z | Y13 | 3SU1031-0AB40-0AA0-ZY13 | 1 | UN | 1 | 10 | C | D | N | N | 85389099 | 1 |  | 0.027 | KG | 12.64 | 12.64 | CP20 | CP20 | Illuminated pushbutton, 22 mm, round, plastic with metal front ring, green, pushbutton, flat momentary contact type, with laser labeling, symbol number according to, ISO 7000 or IEC 60417 | - | 0 | 0
3SU1031-0AB40-0AA0-Z | Y15 | 3SU1031-0AB40-0AA0-ZY15 | 1 | UN | 1 | 10 | C | D | N | N | 85389099 | 1 |  | 0.022 | KG | 12.64 | 12.64 | CP20 | CP20 | Illuminated pushbutton, 22 mm, round, plastic with metal front ring, green, pushbutton, flat momentary contact type, with laser labeling, upper case and lower case, Always upper case at the beginning of the word | - | 0 | 0
3SU1031-0AB40-0AA0-Z | Y19 | 3SU1031-0AB40-0AA0-ZY19 | 1 | UN | 1 | 10 | C | D | N | N | 85389099 | 1 |  | 0.026 | KG | 8.79 | 8.79 | CP20 | CP20 | Illuminated pushbutton, 22 mm, round, plastic with metal front ring, green, pushbutton, flat momentary contact type, with laser labeling, inscription or symbol Customer-specific selection with SIRIUS ACT configurator (CIN) | - | 0 | 0
3SU1031-0AB50-0AA0 |  | 3SU1031-0AB50-0AA0 | 1 | UN | 1 | 1 | A | D | N | N | 85389099 | 1 | 4011209973602 | 0.023 | KG | 7.84 | 7.84 | CP20 | CP20 | Illuminated pushbutton, 22 mm, round, plastic with metal front ring, blue, pushbutton, flat momentary contact type | - | 0 | 0
3SU1031-0AB50-0AA0-Z | X90 | 3SU1031-0AB50-0AA0-ZX90 | 1 | UN | 1 | 5 | B | D | N | N | 85389099 | 100 | 4047621010892 | 0.026 | KG | 7.84 | 7.84 | CP20 | CP20 | Illuminated pushbutton, 22 mm, round, plastic with metal front ring, blue, pushbutton, flat momentary contact type, Z=100-unit packaging | - | 0 | 0
3SU1031-0AB50-0AA0-Z | Y10 | 3SU1031-0AB50-0AA0-ZY10 | 1 | UN | 1 | 10 | C | D | N | N | 85389099 | 1 |  | 0.022 | KG | 12.64 | 12.64 | CP20 | CP20 | Illuminated pushbutton, 22 mm, round, plastic with metal front ring, blue, pushbutton, flat momentary contact type, with laser labeling, upper case and lower case, always upper case at beginning of line | - | 0 | 0
3SU1031-0AB50-0AA0-Z | Y11 | 3SU1031-0AB50-0AA0-ZY11 | 1 | UN | 1 | 10 | C | D | N | N | 85389099 | 1 |  | 0.025 | KG | 12.64 | 12.64 | CP20 | CP20 | Illuminated pushbutton, 22 mm, round, plastic with metal front ring, blue, pushbutton, flat momentary contact type, with laser labeling, upper case | - | 0 | 0
3SU1031-0AB50-0AA0-Z | Y12 | 3SU1031-0AB50-0AA0-ZY12 | 1 | UN | 1 | 10 | C | D | N | N | 85389099 | 1 |  | 0.022 | KG | 12.64 | 12.64 | CP20 | CP20 | Illuminated pushbutton, 22 mm, round, plastic with metal front ring, blue, pushbutton, flat momentary contact type, with laser labeling, lower case | - | 0 | 0
3SU1031-0AB50-0AA0-Z | Y13 | 3SU1031-0AB50-0AA0-ZY13 | 1 | UN | 1 | 10 | C | D | N | N | 85389099 | 1 |  | 0.025 | KG | 12.64 | 12.64 | CP20 | CP20 | Illuminated pushbutton, 22 mm, round, plastic with metal front ring, blue, pushbutton, flat momentary contact type, with laser labeling, symbol number according to, ISO 7000 or IEC 60417 | - | 0 | 0
3SU1031-0AB50-0AA0-Z | Y15 | 3SU1031-0AB50-0AA0-ZY15 | 1 | UN | 1 | 10 | C | D | N | N | 85389099 | 1 |  | 0.022 | KG | 12.64 | 12.64 | CP20 | CP20 | Illuminated pushbutton, 22 mm, round, plastic with metal front ring, blue, pushbutton, flat momentary contact type, with laser labeling, upper case and lower case, Always upper case at the beginning of the word | - | 0 | 0
3SU1031-0AB50-0AA0-Z | Y19 | 3SU1031-0AB50-0AA0-ZY19 | 1 | UN | 1 | 10 | C | D | N | N | 85389099 | 1 |  | 0.028 | KG | 8.79 | 8.79 | CP20 | CP20 | Illuminated pushbutton, 22 mm, round, plastic with metal front ring, blue, pushbutton, flat momentary contact type, with laser labeling, inscription or symbol Customer-specific selection with SIRIUS ACT configurator (CIN) | - | 0 | 0
3SU1031-0AB60-0AA0 |  | 3SU1031-0AB60-0AA0 | 1 | UN | 1 | 1 | A | D | N | N | 85389099 | 1 | 4011209973619 | 0.026 | KG | 7.84 | 7.84 | CP20 | CP20 | Illuminated pushbutton, 22 mm, round, plastic with metal front ring, white, pushbutton, flat momentary contact type | - | 0 | 0
3SU1031-0AB60-0AA0-Z | X90 | 3SU1031-0AB60-0AA0-ZX90 | 1 | UN | 1 | 5 | B | D | N | N | 85389099 | 100 | 4047621010885 | 0.026 | KG | 7.84 | 7.84 | CP20 | CP20 | Illuminated pushbutton, 22 mm, round, plastic with metal front ring, white, pushbutton, flat momentary contact type, Z=100-unit packaging | - | 0 | 0
3SU1031-0AB60-0AA0-Z | Y10 | 3SU1031-0AB60-0AA0-ZY10 | 1 | UN | 1 | 10 | C | D | N | N | 85389099 | 1 |  | 0.025 | KG | 12.64 | 12.64 | CP20 | CP20 | Illuminated pushbutton, 22 mm, round, plastic with metal front ring, white, pushbutton, flat momentary contact type, with laser labeling, upper case and lower case, always upper case at beginning of line | - | 0 | 0
3SU1031-0AB60-0AA0-Z | Y11 | 3SU1031-0AB60-0AA0-ZY11 | 1 | UN | 1 | 10 | C | D | N | N | 85389099 | 1 |  | 0.025 | KG | 12.64 | 12.64 | CP20 | CP20 | Illuminated pushbutton, 22 mm, round, plastic with metal front ring, white, pushbutton, flat momentary contact type, with laser labeling, upper case | - | 0 | 0
3SU1031-0AB60-0AA0-Z | Y12 | 3SU1031-0AB60-0AA0-ZY12 | 1 | UN | 1 | 10 | C | D | N | N | 85389099 | 1 |  | 0.022 | KG | 12.64 | 12.64 | CP20 | CP20 | Illuminated pushbutton, 22 mm, round, plastic with metal front ring, white, pushbutton, flat momentary contact type, with laser labeling, lower case | - | 0 | 0
3SU1031-0AB60-0AA0-Z | Y13 | 3SU1031-0AB60-0AA0-ZY13 | 1 | UN | 1 | 10 | C | D | N | N | 85389099 | 1 |  | 0.028 | KG | 12.64 | 12.64 | CP20 | CP20 | Illuminated pushbutton, 22 mm, round, plastic with metal front ring, white, pushbutton, flat momentary contact type, with laser labeling, symbol number according to, ISO 7000 or IEC 60417 | - | 0 | 0
3SU1031-0AB60-0AA0-Z | Y15 | 3SU1031-0AB60-0AA0-ZY15 | 1 | UN | 1 | 10 | C | D | N | N | 85389099 | 1 |  | 0.025 | KG | 12.64 | 12.64 | CP20 | CP20 | Illuminated pushbutton, 22 mm, round, plastic with metal front ring, white, pushbutton, flat momentary contact type, with laser labeling, upper case and lower case, Always upper case at the beginning of the word | - | 0 | 0
3SU1031-0AB60-0AA0-Z | Y19 | 3SU1031-0AB60-0AA0-ZY19 | 1 | UN | 1 | 10 | C | D | N | N | 85389099 | 1 |  | 0.032 | KG | 8.79 | 8.79 | CP20 | CP20 | Illuminated pushbutton, 22 mm, round, plastic with metal front ring, white, pushbutton, flat momentary contact type, with laser labeling, inscription or symbol Customer-specific selection with SIRIUS ACT configurator (CIN) | - | 0 | 0
3SU1031-0AB70-0AA0 |  | 3SU1031-0AB70-0AA0 | 1 | UN | 1 | 1 | A | D | N | N | 85389099 | 1 | 4011209973626 | 0.024 | KG | 7.84 | 7.84 | CP20 | CP20 | Illuminated pushbutton, 22 mm, round, plastic with metal front ring, clear, pushbutton, flat momentary contact type | - | 0 | 0
3SU1031-0AB70-0AA0-Z | X90 | 3SU1031-0AB70-0AA0-ZX90 | 1 | UN | 1 | 5 | B | D | N | N | 85389099 | 100 | 4047621011387 | 0.026 | KG | 7.84 | 7.84 | CP20 | CP20 | Illuminated pushbutton, 22 mm, round, plastic with metal front ring, clear, pushbutton, flat momentary contact type, Z=100-unit packaging | - | 0 | 0
3SU1031-0AB70-0AA0-Z | Y10 | 3SU1031-0AB70-0AA0-ZY10 | 1 | UN | 1 | 10 | C | D | N | N | 85389099 | 1 |  | 0.022 | KG | 12.64 | 12.64 | CP20 | CP20 | Illuminated pushbutton, 22 mm, round, plastic with metal front ring, clear, pushbutton, flat momentary contact type, with laser labeling, upper case and lower case, always upper case at beginning of line | - | 0 | 0
3SU1031-0AB70-0AA0-Z | Y11 | 3SU1031-0AB70-0AA0-ZY11 | 1 | UN | 1 | 10 | C | D | N | N | 85389099 | 1 |  | 0.022 | KG | 12.64 | 12.64 | CP20 | CP20 | Illuminated pushbutton, 22 mm, round, plastic with metal front ring, clear, pushbutton, flat momentary contact type, with laser labeling, upper case | - | 0 | 0
3SU1031-0AB70-0AA0-Z | Y12 | 3SU1031-0AB70-0AA0-ZY12 | 1 | UN | 1 | 10 | C | D | N | N | 85389099 | 1 |  | 0.022 | KG | 12.64 | 12.64 | CP20 | CP20 | Illuminated pushbutton, 22 mm, round, plastic with metal front ring, clear, pushbutton, flat momentary contact type, with laser labeling, lower case | - | 0 | 0
3SU1031-0AB70-0AA0-Z | Y13 | 3SU1031-0AB70-0AA0-ZY13 | 1 | UN | 1 | 10 | C | D | N | N | 85389099 | 1 |  | 0.033 | KG | 12.64 | 12.64 | CP20 | CP20 | Illuminated pushbutton, 22 mm, round, plastic with metal front ring, clear, pushbutton, flat momentary contact type, with laser labeling, symbol number according to, ISO 7000 or IEC 60417 | - | 0 | 0
3SU1031-0AB70-0AA0-Z | Y15 | 3SU1031-0AB70-0AA0-ZY15 | 1 | UN | 1 | 10 | C | D | N | N | 85389099 | 1 |  | 0.022 | KG | 12.64 | 12.64 | CP20 | CP20 | Illuminated pushbutton, 22 mm, round, plastic with metal front ring, clear, pushbutton, flat momentary contact type, with laser labeling, upper case and lower case, Always upper case at the beginning of the word | - | 0 | 0
3SU1031-0AB70-0AA0-Z | Y19 | 3SU1031-0AB70-0AA0-ZY19 | 1 | UN | 1 | 10 | C | D | N | N | 85389099 | 1 |  | 0.027 | KG | 8.79 | 8.79 | CP20 | CP20 | Illuminated pushbutton, 22 mm, round, plastic with metal front ring, clear, pushbutton, flat momentary contact type, with laser labeling, inscription or symbol Customer-specific selection with SIRIUS ACT configurator (CIN) | - | 0 | 0
3SU1031-0AD20-0AA0 |  | 3SU1031-0AD20-0AA0 | 1 | UN | 1 | 3 | B | D | N | N | 85389099 | 1 | 4011209973756 | 0.022 | KG | 7.57 | 7.57 | CP20 | CP20 | Indicator light in illuminated pushbutton design, 22 mm, round, plastic with metal front ring, red, | - | 0 | 0
3SU1031-0AD20-0AA0-Z | X90 | 3SU1031-0AD20-0AA0-ZX90 | 1 | UN | 1 | 5 | B | D | N | N | 85389099 | 100 | 4047621069807 | 0.026 | KG | 7.57 | 7.57 | CP20 | CP20 | Indicator light in illuminated pushbutton design, 22 mm, round, plastic with metal front ring, red, Z=100-unit packaging | - | 0 | 0
3SU1031-0AD20-0AA0-Z | Y10 | 3SU1031-0AD20-0AA0-ZY10 | 1 | UN | 1 | 10 | C | D | N | N | 85389099 | 1 |  | 0.021 | KG | 12.35 | 12.35 | CP20 | CP20 | Indicator light in illuminated pushbutton design, 22 mm, round, plastic with metal front ring, red, with laser labeling, upper case and lower case, always upper case at beginning of line | - | 0 | 0
3SU1031-0AD20-0AA0-Z | Y11 | 3SU1031-0AD20-0AA0-ZY11 | 1 | UN | 1 | 10 | C | D | N | N | 85389099 | 1 |  | 0.028 | KG | 12.35 | 12.35 | CP20 | CP20 | Indicator light in illuminated pushbutton design, 22 mm, round, plastic with metal front ring, red, with laser labeling, upper case | - | 0 | 0
3SU1031-0AD20-0AA0-Z | Y12 | 3SU1031-0AD20-0AA0-ZY12 | 1 | UN | 1 | 10 | C | D | N | N | 85389099 | 1 |  | 0.021 | KG | 12.35 | 12.35 | CP20 | CP20 | Indicator light in illuminated pushbutton design, 22 mm, round, plastic with metal front ring, red, with laser labeling, lower case | - | 0 | 0
3SU1031-0AD20-0AA0-Z | Y13 | 3SU1031-0AD20-0AA0-ZY13 | 1 | UN | 1 | 10 | C | D | N | N | 85389099 | 1 |  | 0.021 | KG | 12.35 | 12.35 | CP20 | CP20 | Indicator light in illuminated pushbutton design, 22 mm, round, plastic with metal front ring, red, with laser labeling, symbol number according to, ISO 7000 or IEC 60417 | - | 0 | 0
3SU1031-0AD20-0AA0-Z | Y15 | 3SU1031-0AD20-0AA0-ZY15 | 1 | UN | 1 | 10 | C | D | N | N | 85389099 | 1 |  | 0.021 | KG | 12.35 | 12.35 | CP20 | CP20 | Indicator light in illuminated pushbutton design, 22 mm, round, plastic with metal front ring, red, with laser labeling, upper case and lower case, always upper case at the beginning of the word | - | 0 | 0
3SU1031-0AD20-0AA0-Z | Y19 | 3SU1031-0AD20-0AA0-ZY19 | 1 | UN | 1 | 10 | C | D | N | N | 85389099 | 1 |  | 0.025 | KG | 8.52 | 8.52 | CP20 | CP20 | Indicator light in illuminated pushbutton design, 22 mm, round, plastic with metal front ring, red, with laser labeling, inscription or symbol Customer-specific selection with SIRIUS ACT configurator (CIN) | - | 0 | 0
3SU1031-0AD30-0AA0 |  | 3SU1031-0AD30-0AA0 | 1 | UN | 1 | 5 | B | D | N | N | 85389099 | 1 | 4011209973763 | 0.024 | KG | 7.57 | 7.57 | CP20 | CP20 | Indicator light in illuminated pushbutton design, 22 mm, round, plastic with metal front ring, yellow, | - | 0 | 0
3SU1031-0AD30-0AA0-Z | X90 | 3SU1031-0AD30-0AA0-ZX90 | 1 | UN | 1 | 5 | B | D | N | N | 85389099 | 100 | 4047621069791 | 0.024 | KG | 7.57 | 7.57 | CP20 | CP20 | Indicator light in illuminated pushbutton design, 22 mm, round, plastic with metal front ring, yellow, Z=100-unit packaging | - | 0 | 0
3SU1031-0AD30-0AA0-Z | Y10 | 3SU1031-0AD30-0AA0-ZY10 | 1 | UN | 1 | 10 | C | D | N | N | 85389099 | 1 |  | 0.021 | KG | 12.35 | 12.35 | CP20 | CP20 | Indicator light in illuminated pushbutton design, 22 mm, round, plastic with metal front ring, yellow, with laser labeling, upper case and lower case, always upper case at beginning of line | - | 0 | 0
3SU1031-0AD30-0AA0-Z | Y11 | 3SU1031-0AD30-0AA0-ZY11 | 1 | UN | 1 | 10 | C | D | N | N | 85389099 | 1 |  | 0.021 | KG | 12.35 | 12.35 | CP20 | CP20 | Indicator light in illuminated pushbutton design, 22 mm, round, plastic with metal front ring, yellow, with laser labeling, upper case | - | 0 | 0
3SU1031-0AD30-0AA0-Z | Y12 | 3SU1031-0AD30-0AA0-ZY12 | 1 | UN | 1 | 10 | C | D | N | N | 85389099 | 1 |  | 0.021 | KG | 12.35 | 12.35 | CP20 | CP20 | Indicator light in illuminated pushbutton design, 22 mm, round, plastic with metal front ring, yellow, with laser labeling, lower case | - | 0 | 0
3SU1031-0AD30-0AA0-Z | Y13 | 3SU1031-0AD30-0AA0-ZY13 | 1 | UN | 1 | 10 | C | D | N | N | 85389099 | 1 |  | 0.021 | KG | 12.35 | 12.35 | CP20 | CP20 | Indicator light in illuminated pushbutton design, 22 mm, round, plastic with metal front ring, yellow, with laser labeling, symbol number according to, ISO 7000 or IEC 60417 | - | 0 | 0
3SU1031-0AD30-0AA0-Z | Y15 | 3SU1031-0AD30-0AA0-ZY15 | 1 | UN | 1 | 10 | C | D | N | N | 85389099 | 1 |  | 0.021 | KG | 12.35 | 12.35 | CP20 | CP20 | Indicator light in illuminated pushbutton design, 22 mm, round, plastic with metal front ring, yellow, with laser labeling, upper case and lower case, always upper case at the beginning of the word | - | 0 | 0
3SU1031-0AD30-0AA0-Z | Y19 | 3SU1031-0AD30-0AA0-ZY19 | 1 | UN | 1 | 10 | C | D | N | N | 85389099 | 1 |  | 0.025 | KG | 8.52 | 8.52 | CP20 | CP20 | Indicator light in illuminated pushbutton design, 22 mm, round, plastic with metal front ring, yellow, with laser labeling, inscription or symbol Customer-specific selection with SIRIUS ACT configurator (CIN) | - | 0 | 0
3SU1031-0AD40-0AA0 |  | 3SU1031-0AD40-0AA0 | 1 | UN | 1 | 3 | B | D | N | N | 85389099 | 1 | 4011209973770 | 0.025 | KG | 7.57 | 7.57 | CP20 | CP20 | Indicator light in illuminated pushbutton design, 22 mm, round, plastic with metal front ring, green, | - | 0 | 0
3SU1031-0AD40-0AA0-Z | X90 | 3SU1031-0AD40-0AA0-ZX90 | 1 | UN | 1 | 5 | B | D | N | N | 85389099 | 100 | 4047621069784 | 0.026 | KG | 7.57 | 7.57 | CP20 | CP20 | Indicator light in illuminated pushbutton design, 22 mm, round, plastic with metal front ring, green, Z=100-unit packaging | - | 0 | 0
3SU1031-0AD40-0AA0-Z | Y10 | 3SU1031-0AD40-0AA0-ZY10 | 1 | UN | 1 | 10 | C | D | N | N | 85389099 | 1 |  | 0.021 | KG | 12.35 | 12.35 | CP20 | CP20 | Indicator light in illuminated pushbutton design, 22 mm, round, plastic with metal front ring, green, with laser labeling, upper case and lower case, always upper case at beginning of line | - | 0 | 0
3SU1031-0AD40-0AA0-Z | Y11 | 3SU1031-0AD40-0AA0-ZY11 | 1 | UN | 1 | 10 | C | D | N | N | 85389099 | 1 |  | 0.021 | KG | 12.35 | 12.35 | CP20 | CP20 | Indicator light in illuminated pushbutton design, 22 mm, round, plastic with metal front ring, green, with laser labeling, upper case | - | 0 | 0
3SU1031-0AD40-0AA0-Z | Y12 | 3SU1031-0AD40-0AA0-ZY12 | 1 | UN | 1 | 10 | C | D | N | N | 85389099 | 1 |  | 0.021 | KG | 12.35 | 12.35 | CP20 | CP20 | Indicator light in illuminated pushbutton design, 22 mm, round, plastic with metal front ring, green, with laser labeling, lower case | - | 0 | 0
3SU1031-0AD40-0AA0-Z | Y13 | 3SU1031-0AD40-0AA0-ZY13 | 1 | UN | 1 | 10 | C | D | N | N | 85389099 | 1 |  | 0.021 | KG | 12.35 | 12.35 | CP20 | CP20 | Indicator light in illuminated pushbutton design, 22 mm, round, plastic with metal front ring, green, with laser labeling, symbol number according to, ISO 7000 or IEC 60417 | - | 0 | 0
3SU1031-0AD40-0AA0-Z | Y15 | 3SU1031-0AD40-0AA0-ZY15 | 1 | UN | 1 | 10 | C | D | N | N | 85389099 | 1 |  | 0.021 | KG | 12.35 | 12.35 | CP20 | CP20 | Indicator light in illuminated pushbutton design, 22 mm, round, plastic with metal front ring, green, with laser labeling, upper case and lower case, always upper case at the beginning of the word | - | 0 | 0
3SU1031-0AD40-0AA0-Z | Y19 | 3SU1031-0AD40-0AA0-ZY19 | 1 | UN | 1 | 10 | C | D | N | N | 85389099 | 1 |  | 0.03 | KG | 8.52 | 8.52 | CP20 | CP20 | Indicator light in illuminated pushbutton design, 22 mm, round, plastic with metal front ring, green, with laser labeling, inscription or symbol Customer-specific selection with SIRIUS ACT configurator (CIN) | - | 0 | 0
3SU1031-0AD50-0AA0 |  | 3SU1031-0AD50-0AA0 | 1 | UN | 1 | 5 | B | D | N | N | 85389099 | 1 | 4011209973787 | 0.024 | KG | 7.57 | 7.57 | CP20 | CP20 | Indicator light in illuminated pushbutton design, 22 mm, round, plastic with metal front ring, blue, | - | 0 | 0
3SU1031-0AD50-0AA0-Z | X90 | 3SU1031-0AD50-0AA0-ZX90 | 1 | UN | 1 | 5 | B | D | EAR99 | N | 85389099 | 100 |  | 0.021 | KG | 7.57 | 7.57 | CP20 | CP20 | Indicator light in illuminated pushbutton design, 22 mm, round, plastic with metal front ring, blue, Z=100-unit packaging | - | 0 | 0
3SU1031-0AD50-0AA0-Z | Y10 | 3SU1031-0AD50-0AA0-ZY10 | 1 | UN | 1 | 10 | C | D | N | N | 85389099 | 1 |  | 0.021 | KG | 12.35 | 12.35 | CP20 | CP20 | Indicator light in illuminated pushbutton design, 22 mm, round, plastic with metal front ring, blue, with laser labeling, upper case and lower case, always upper case at beginning of line | - | 0 | 0
3SU1031-0AD50-0AA0-Z | Y11 | 3SU1031-0AD50-0AA0-ZY11 | 1 | UN | 1 | 10 | C | D | N | N | 85389099 | 1 |  | 0.021 | KG | 12.35 | 12.35 | CP20 | CP20 | Indicator light in illuminated pushbutton design, 22 mm, round, plastic with metal front ring, blue, with laser labeling, upper case | - | 0 | 0
3SU1031-0AD50-0AA0-Z | Y12 | 3SU1031-0AD50-0AA0-ZY12 | 1 | UN | 1 | 10 | C | D | N | N | 85389099 | 1 |  | 0.021 | KG | 12.35 | 12.35 | CP20 | CP20 | Indicator light in illuminated pushbutton design, 22 mm, round, plastic with metal front ring, blue, with laser labeling, lower case | - | 0 | 0
3SU1031-0AD50-0AA0-Z | Y13 | 3SU1031-0AD50-0AA0-ZY13 | 1 | UN | 1 | 10 | C | D | N | N | 85389099 | 1 |  | 0.021 | KG | 12.35 | 12.35 | CP20 | CP20 | Indicator light in illuminated pushbutton design, 22 mm, round, plastic with metal front ring, blue, with laser labeling, symbol number according to, ISO 7000 or IEC 60417 | - | 0 | 0
3SU1031-0AD50-0AA0-Z | Y15 | 3SU1031-0AD50-0AA0-ZY15 | 1 | UN | 1 | 10 | C | D | N | N | 85389099 | 1 |  | 0.021 | KG | 12.35 | 12.35 | CP20 | CP20 | Indicator light in illuminated pushbutton design, 22 mm, round, plastic with metal front ring, blue, with laser labeling, upper case and lower case, always upper case at the beginning of the word | - | 0 | 0
3SU1031-0AD50-0AA0-Z | Y19 | 3SU1031-0AD50-0AA0-ZY19 | 1 | UN | 1 | 10 | C | D | N | N | 85389099 | 1 |  | 0.027 | KG | 8.52 | 8.52 | CP20 | CP20 | Indicator light in illuminated pushbutton design, 22 mm, round, plastic with metal front ring, blue, with laser labeling, inscription or symbol Customer-specific selection with SIRIUS ACT configurator (CIN) | - | 0 | 0
3SU1031-0AD70-0AA0 |  | 3SU1031-0AD70-0AA0 | 1 | UN | 1 | 3 | B | D | N | N | 85389099 | 1 | 4011209973794 | 0.024 | KG | 7.57 | 7.57 | CP20 | CP20 | Indicator light in illuminated pushbutton design, 22 mm, round, plastic with metal front ring, clear, | - | 0 | 0
3SU1031-0AD70-0AA0-Z | X90 | 3SU1031-0AD70-0AA0-ZX90 | 1 | UN | 1 | 5 | B | D | EAR99 | N | 85389099 | 100 |  | 0.021 | KG | 7.57 | 7.57 | CP20 | CP20 | Indicator light in illuminated pushbutton design, 22 mm, round, plastic with metal front ring, clear, Z=100-unit packaging | - | 0 | 0
3SU1031-0AD70-0AA0-Z | Y10 | 3SU1031-0AD70-0AA0-ZY10 | 1 | UN | 1 | 10 | C | D | N | N | 85389099 | 1 |  | 0.021 | KG | 12.35 | 12.35 | CP20 | CP20 | Indicator light in illuminated pushbutton design, 22 mm, round, plastic with metal front ring, clear, with laser labeling, upper case and lower case, always upper case at beginning of line | - | 0 | 0
3SU1031-0AD70-0AA0-Z | Y11 | 3SU1031-0AD70-0AA0-ZY11 | 1 | UN | 1 | 10 | C | D | N | N | 85389099 | 1 |  | 0.021 | KG | 12.35 | 12.35 | CP20 | CP20 | Indicator light in illuminated pushbutton design, 22 mm, round, plastic with metal front ring, clear, with laser labeling, upper case | - | 0 | 0
3SU1031-0AD70-0AA0-Z | Y12 | 3SU1031-0AD70-0AA0-ZY12 | 1 | UN | 1 | 10 | C | D | N | N | 85389099 | 1 |  | 0.021 | KG | 12.35 | 12.35 | CP20 | CP20 | Indicator light in illuminated pushbutton design, 22 mm, round, plastic with metal front ring, clear, with laser labeling, lower case | - | 0 | 0
3SU1031-0AD70-0AA0-Z | Y13 | 3SU1031-0AD70-0AA0-ZY13 | 1 | UN | 1 | 10 | C | D | N | N | 85389099 | 1 |  | 0.021 | KG | 12.35 | 12.35 | CP20 | CP20 | Indicator light in illuminated pushbutton design, 22 mm, round, plastic with metal front ring, clear, with laser labeling, symbol number according to, ISO 7000 or IEC 60417 | - | 0 | 0
3SU1031-0AD70-0AA0-Z | Y15 | 3SU1031-0AD70-0AA0-ZY15 | 1 | UN | 1 | 10 | C | D | N | N | 85389099 | 1 |  | 0.021 | KG | 12.35 | 12.35 | CP20 | CP20 | Indicator light in illuminated pushbutton design, 22 mm, round, plastic with metal front ring, clear, with laser labeling, upper case and lower case, always upper case at the beginning of the word | - | 0 | 0
3SU1031-0AD70-0AA0-Z | Y19 | 3SU1031-0AD70-0AA0-ZY19 | 1 | UN | 1 | 10 | C | D | N | N | 85389099 | 1 |  | 0.025 | KG | 8.52 | 8.52 | CP20 | CP20 | Indicator light in illuminated pushbutton design, 22 mm, round, plastic with metal front ring, clear, with laser labeling, inscription or symbol Customer-specific selection with SIRIUS ACT configurator (CIN) | - | 0 | 0
3SU1031-0BB20-0AA0 |  | 3SU1031-0BB20-0AA0 | 1 | UN | 1 | 1 | A | D | N | N | 85389099 | 1 | 4011209973701 | 0.025 | KG | 8.48 | 8.48 | CP20 | CP20 | Illuminated pushbutton, 22 mm, round, plastic with metal front ring, red, pushbutton, raised momentary contact type | - | 0 | 0
3SU1031-0BB20-0AA0-Z | X90 | 3SU1031-0BB20-0AA0-ZX90 | 1 | UN | 1 | 5 | B | D | EAR99 | N | 85389099 | 100 |  | 0.023 | KG | 8.48 | 8.48 | CP20 | CP20 | Illuminated pushbutton, 22 mm, round, plastic with metal front ring, red, pushbutton, raised momentary contact type, Z=100-unit packaging | - | 0 | 0
3SU1031-0BB20-0AA0-Z | Y10 | 3SU1031-0BB20-0AA0-ZY10 | 1 | UN | 1 | 10 | C | D | N | N | 85389099 | 1 |  | 0.023 | KG | 13.21 | 13.21 | CP20 | CP20 | Illuminated pushbutton, 22 mm, round, plastic with metal front ring, red, pushbutton, raised momentary contact type, with laser labeling, upper case and lower case, always upper case at beginning of line | - | 0 | 0
3SU1031-0BB20-0AA0-Z | Y11 | 3SU1031-0BB20-0AA0-ZY11 | 1 | UN | 1 | 10 | C | D | N | N | 85389099 | 1 |  | 0.023 | KG | 13.21 | 13.21 | CP20 | CP20 | Illuminated pushbutton, 22 mm, round, plastic with metal front ring, red, pushbutton, raised momentary contact type, with laser labeling, upper case | - | 0 | 0
3SU1031-0BB20-0AA0-Z | Y12 | 3SU1031-0BB20-0AA0-ZY12 | 1 | UN | 1 | 10 | C | D | N | N | 85389099 | 1 |  | 0.023 | KG | 13.21 | 13.21 | CP20 | CP20 | Illuminated pushbutton, 22 mm, round, plastic with metal front ring, red, pushbutton, raised momentary contact type, with laser labeling, lower case | - | 0 | 0
3SU1031-0BB20-0AA0-Z | Y13 | 3SU1031-0BB20-0AA0-ZY13 | 1 | UN | 1 | 10 | C | D | N | N | 85389099 | 1 |  | 0.023 | KG | 13.21 | 13.21 | CP20 | CP20 | Illuminated pushbutton, 22 mm, round, plastic with metal front ring, red, pushbutton, raised momentary contact type, with laser labeling, symbol number according to, ISO 7000 or IEC 60417 | - | 0 | 0
3SU1031-0BB20-0AA0-Z | Y15 | 3SU1031-0BB20-0AA0-ZY15 | 1 | UN | 1 | 10 | C | D | N | N | 85389099 | 1 |  | 0.023 | KG | 13.21 | 13.21 | CP20 | CP20 | Illuminated pushbutton, 22 mm, round, plastic with metal front ring, red, pushbutton, raised momentary contact type, with laser labeling, upper case and lower case, Always upper case at the beginning of the word | - | 0 | 0
3SU1031-0BB20-0AA0-Z | Y19 | 3SU1031-0BB20-0AA0-ZY19 | 1 | UN | 1 | 10 | C | D | N | N | 85389099 | 1 |  | 0.03 | KG | 9.43 | 9.43 | CP20 | CP20 | Illuminated pushbutton, 22 mm, round, plastic with metal front ring, red, pushbutton, raised momentary contact type, with laser labeling, inscription or symbol Customer-specific selection with SIRIUS ACT configurator (CIN) | - | 0 | 0
3SU1031-0BB30-0AA0 |  | 3SU1031-0BB30-0AA0 | 1 | UN | 1 | 1 | A | D | N | N | 85389099 | 1 | 4011209973718 | 0.027 | KG | 8.48 | 8.48 | CP20 | CP20 | Illuminated pushbutton, 22 mm, round, plastic with metal front ring, yellow, pushbutton, raised momentary contact type | - | 0 | 0
3SU1031-0BB30-0AA0-Z | X90 | 3SU1031-0BB30-0AA0-ZX90 | 1 | UN | 1 | 5 | B | D | EAR99 | N | 85389099 | 100 |  | 0.023 | KG | 8.48 | 8.48 | CP20 | CP20 | Illuminated pushbutton, 22 mm, round, plastic with metal front ring, yellow, pushbutton, raised momentary contact type, Z=100-unit packaging | - | 0 | 0
3SU1031-0BB30-0AA0-Z | Y10 | 3SU1031-0BB30-0AA0-ZY10 | 1 | UN | 1 | 10 | C | D | N | N | 85389099 | 1 |  | 0.017 | KG | 13.21 | 13.21 | CP20 | CP20 | Illuminated pushbutton, 22 mm, round, plastic with metal front ring, yellow, pushbutton, raised momentary contact type, with laser labeling, upper case and lower case, always upper case at beginning of line | - | 0 | 0
3SU1031-0BB30-0AA0-Z | Y11 | 3SU1031-0BB30-0AA0-ZY11 | 1 | UN | 1 | 10 | C | D | N | N | 85389099 | 1 |  | 0.017 | KG | 13.21 | 13.21 | CP20 | CP20 | Illuminated pushbutton, 22 mm, round, plastic with metal front ring, yellow, pushbutton, raised momentary contact type, with laser labeling, upper case | - | 0 | 0
3SU1031-0BB30-0AA0-Z | Y12 | 3SU1031-0BB30-0AA0-ZY12 | 1 | UN | 1 | 10 | C | D | N | N | 85389099 | 1 |  | 0.017 | KG | 13.21 | 13.21 | CP20 | CP20 | Illuminated pushbutton, 22 mm, round, plastic with metal front ring, yellow, pushbutton, raised momentary contact type, with laser labeling, lower case | - | 0 | 0
3SU1031-0BB30-0AA0-Z | Y13 | 3SU1031-0BB30-0AA0-ZY13 | 1 | UN | 1 | 10 | C | D | N | N | 85389099 | 1 |  | 0.017 | KG | 13.21 | 13.21 | CP20 | CP20 | Illuminated pushbutton, 22 mm, round, plastic with metal front ring, yellow, pushbutton, raised momentary contact type, with laser labeling, symbol number according to, ISO 7000 or IEC 60417 | - | 0 | 0
3SU1031-0BB30-0AA0-Z | Y15 | 3SU1031-0BB30-0AA0-ZY15 | 1 | UN | 1 | 10 | C | D | N | N | 85389099 | 1 |  | 0.017 | KG | 13.21 | 13.21 | CP20 | CP20 | Illuminated pushbutton, 22 mm, round, plastic with metal front ring, yellow, pushbutton, raised momentary contact type, with laser labeling, upper case and lower case, Always upper case at the beginning of the word | - | 0 | 0
3SU1031-0BB30-0AA0-Z | Y19 | 3SU1031-0BB30-0AA0-ZY19 | 1 | UN | 1 | 10 | C | D | N | N | 85389099 | 1 |  | 0.04 | KG | 9.43 | 9.43 | CP20 | CP20 | Illuminated pushbutton, 22 mm, round, plastic with metal front ring, yellow, pushbutton, raised momentary contact type, with laser labeling, inscription or symbol Customer-specific selection with SIRIUS ACT configurator (CIN) | - | 0 | 0
3SU1031-0BB40-0AA0 |  | 3SU1031-0BB40-0AA0 | 1 | UN | 1 | 1 | A | D | N | N | 85389099 | 1 | 4011209973725 | 0.027 | KG | 8.48 | 8.48 | CP20 | CP20 | Illuminated pushbutton, 22 mm, round, plastic with metal front ring, green, pushbutton, raised momentary contact type | - | 0 | 0
3SU1031-0BB40-0AA0-Z | X90 | 3SU1031-0BB40-0AA0-ZX90 | 1 | UN | 1 | 5 | B | D | EAR99 | N | 85389099 | 100 |  | 0.023 | KG | 8.48 | 8.48 | CP20 | CP20 | Illuminated pushbutton, 22 mm, round, plastic with metal front ring, green, pushbutton, raised momentary contact type, Z=100-unit packaging | - | 0 | 0
3SU1031-0BB40-0AA0-Z | Y10 | 3SU1031-0BB40-0AA0-ZY10 | 1 | UN | 1 | 10 | C | D | N | N | 85389099 | 1 |  | 0.023 | KG | 13.21 | 13.21 | CP20 | CP20 | Illuminated pushbutton, 22 mm, round, plastic with metal front ring, green, pushbutton, raised momentary contact type, with laser labeling, upper case and lower case, always upper case at beginning of line | - | 0 | 0
3SU1031-0BB40-0AA0-Z | Y11 | 3SU1031-0BB40-0AA0-ZY11 | 1 | UN | 1 | 10 | C | D | N | N | 85389099 | 1 |  | 0.028 | KG | 13.21 | 13.21 | CP20 | CP20 | Illuminated pushbutton, 22 mm, round, plastic with metal front ring, green, pushbutton, raised momentary contact type, with laser labeling, upper case | - | 0 | 0
3SU1031-0BB40-0AA0-Z | Y12 | 3SU1031-0BB40-0AA0-ZY12 | 1 | UN | 1 | 10 | C | D | N | N | 85389099 | 1 |  | 0.023 | KG | 13.21 | 13.21 | CP20 | CP20 | Illuminated pushbutton, 22 mm, round, plastic with metal front ring, green, pushbutton, raised momentary contact type, with laser labeling, lower case | - | 0 | 0
3SU1031-0BB40-0AA0-Z | Y13 | 3SU1031-0BB40-0AA0-ZY13 | 1 | UN | 1 | 10 | C | D | N | N | 85389099 | 1 |  | 0.023 | KG | 13.21 | 13.21 | CP20 | CP20 | Illuminated pushbutton, 22 mm, round, plastic with metal front ring, green, pushbutton, raised momentary contact type, with laser labeling, symbol number according to, ISO 7000 or IEC 60417 | - | 0 | 0
3SU1031-0BB40-0AA0-Z | Y15 | 3SU1031-0BB40-0AA0-ZY15 | 1 | UN | 1 | 10 | C | D | N | N | 85389099 | 1 |  | 0.023 | KG | 13.21 | 13.21 | CP20 | CP20 | Illuminated pushbutton, 22 mm, round, plastic with metal front ring, green, pushbutton, raised momentary contact type, with laser labeling, upper case and lower case, Always upper case at the beginning of the word | - | 0 | 0
3SU1031-0BB40-0AA0-Z | Y19 | 3SU1031-0BB40-0AA0-ZY19 | 1 | UN | 1 | 10 | C | D | N | N | 85389099 | 1 |  | 0.028 | KG | 9.43 | 9.43 | CP20 | CP20 | Illuminated pushbutton, 22 mm, round, plastic with metal front ring, green, pushbutton, raised momentary contact type, with laser labeling, inscription or symbol Customer-specific selection with SIRIUS ACT configurator (CIN) | - | 0 | 0
3SU1031-0BB50-0AA0 |  | 3SU1031-0BB50-0AA0 | 1 | UN | 1 | 1 | A | D | N | N | 85389099 | 1 | 4011209973732 | 0.027 | KG | 8.48 | 8.48 | CP20 | CP20 | Illuminated pushbutton, 22 mm, round, plastic with metal front ring, blue, pushbutton, raised momentary contact type | - | 0 | 0
3SU1031-0BB50-0AA0-Z | X90 | 3SU1031-0BB50-0AA0-ZX90 | 1 | UN | 1 | 5 | B | D | EAR99 | N | 85389099 | 100 |  | 0.023 | KG | 8.48 | 8.48 | CP20 | CP20 | Illuminated pushbutton, 22 mm, round, plastic with metal front ring, blue, pushbutton, raised momentary contact type, Z=100-unit packaging | - | 0 | 0
3SU1031-0BB50-0AA0-Z | Y10 | 3SU1031-0BB50-0AA0-ZY10 | 1 | UN | 1 | 10 | C | D | N | N | 85389099 | 1 |  | 0.023 | KG | 13.21 | 13.21 | CP20 | CP20 | Illuminated pushbutton, 22 mm, round, plastic with metal front ring, blue, pushbutton, raised momentary contact type, with laser labeling, upper case and lower case, always upper case at beginning of line | - | 0 | 0
3SU1031-0BB50-0AA0-Z | Y11 | 3SU1031-0BB50-0AA0-ZY11 | 1 | UN | 1 | 10 | C | D | N | N | 85389099 | 1 |  | 0.023 | KG | 13.21 | 13.21 | CP20 | CP20 | Illuminated pushbutton, 22 mm, round, plastic with metal front ring, blue, pushbutton, raised momentary contact type, with laser labeling, upper case | - | 0 | 0
3SU1031-0BB50-0AA0-Z | Y12 | 3SU1031-0BB50-0AA0-ZY12 | 1 | UN | 1 | 10 | C | D | N | N | 85389099 | 1 |  | 0.023 | KG | 13.21 | 13.21 | CP20 | CP20 | Illuminated pushbutton, 22 mm, round, plastic with metal front ring, blue, pushbutton, raised momentary contact type, with laser labeling, lower case | - | 0 | 0
3SU1031-0BB50-0AA0-Z | Y13 | 3SU1031-0BB50-0AA0-ZY13 | 1 | UN | 1 | 10 | C | D | N | N | 85389099 | 1 |  | 0.023 | KG | 13.21 | 13.21 | CP20 | CP20 | Illuminated pushbutton, 22 mm, round, plastic with metal front ring, blue, pushbutton, raised momentary contact type, with laser labeling, symbol number according to, ISO 7000 or IEC 60417 | - | 0 | 0
3SU1031-0BB50-0AA0-Z | Y15 | 3SU1031-0BB50-0AA0-ZY15 | 1 | UN | 1 | 10 | C | D | N | N | 85389099 | 1 |  | 0.023 | KG | 13.21 | 13.21 | CP20 | CP20 | Illuminated pushbutton, 22 mm, round, plastic with metal front ring, blue, pushbutton, raised momentary contact type, with laser labeling, upper case and lower case, Always upper case at the beginning of the word | - | 0 | 0
3SU1031-0BB50-0AA0-Z | Y19 | 3SU1031-0BB50-0AA0-ZY19 | 1 | UN | 1 | 10 | C | D | N | N | 85389099 | 1 |  | 0.024 | KG | 9.43 | 9.43 | CP20 | CP20 | Illuminated pushbutton, 22 mm, round, plastic with metal front ring, blue, pushbutton, raised momentary contact type, with laser labeling, inscription or symbol Customer-specific selection with SIRIUS ACT configurator (CIN) | - | 0 | 0
3SU1031-0BB70-0AA0 |  | 3SU1031-0BB70-0AA0 | 1 | UN | 1 | 3 | B | D | N | N | 85389099 | 1 | 4011209973749 | 0.027 | KG | 8.48 | 8.48 | CP20 | CP20 | Illuminated pushbutton, 22 mm, round, plastic with metal front ring, clear, pushbutton, raised momentary contact type | - | 0 | 0
3SU1031-0BB70-0AA0-Z | X90 | 3SU1031-0BB70-0AA0-ZX90 | 1 | UN | 1 | 5 | B | D | N | N | 85389099 | 100 | 4047621074061 | 0.027 | KG | 8.48 | 8.48 | CP20 | CP20 | Illuminated pushbutton, 22 mm, round, plastic with metal front ring, clear, pushbutton, raised momentary contact type, Z=100-unit packaging | - | 0 | 0
3SU1031-0BB70-0AA0-Z | Y10 | 3SU1031-0BB70-0AA0-ZY10 | 1 | UN | 1 | 10 | C | D | N | N | 85389099 | 1 |  | 0.023 | KG | 13.21 | 13.21 | CP20 | CP20 | Illuminated pushbutton, 22 mm, round, plastic with metal front ring, clear, pushbutton, raised momentary contact type, with laser labeling, upper case and lower case, always upper case at beginning of line | - | 0 | 0
3SU1031-0BB70-0AA0-Z | Y11 | 3SU1031-0BB70-0AA0-ZY11 | 1 | UN | 1 | 10 | C | D | N | N | 85389099 | 1 |  | 0.023 | KG | 13.21 | 13.21 | CP20 | CP20 | Illuminated pushbutton, 22 mm, round, plastic with metal front ring, clear, pushbutton, raised momentary contact type, with laser labeling, upper case | - | 0 | 0
3SU1031-0BB70-0AA0-Z | Y12 | 3SU1031-0BB70-0AA0-ZY12 | 1 | UN | 1 | 10 | C | D | N | N | 85389099 | 1 |  | 0.023 | KG | 13.21 | 13.21 | CP20 | CP20 | Illuminated pushbutton, 22 mm, round, plastic with metal front ring, clear, pushbutton, raised momentary contact type, with laser labeling, lower case | - | 0 | 0
3SU1031-0BB70-0AA0-Z | Y13 | 3SU1031-0BB70-0AA0-ZY13 | 1 | UN | 1 | 10 | C | D | N | N | 85389099 | 1 |  | 0.023 | KG | 13.21 | 13.21 | CP20 | CP20 | Illuminated pushbutton, 22 mm, round, plastic with metal front ring, clear, pushbutton, raised momentary contact type, with laser labeling, symbol number according to, ISO 7000 or IEC 60417 | - | 0 | 0
3SU1031-0BB70-0AA0-Z | Y15 | 3SU1031-0BB70-0AA0-ZY15 | 1 | UN | 1 | 10 | C | D | N | N | 85389099 | 1 |  | 0.023 | KG | 13.21 | 13.21 | CP20 | CP20 | Illuminated pushbutton, 22 mm, round, plastic with metal front ring, clear, pushbutton, raised momentary contact type, with laser labeling, upper case and lower case, Always upper case at the beginning of the word | - | 0 | 0
3SU1031-0BB70-0AA0-Z | Y19 | 3SU1031-0BB70-0AA0-ZY19 | 1 | UN | 1 | 10 | C | D | N | N | 85389099 | 1 |  | 0.05 | KG | 9.43 | 9.43 | CP20 | CP20 | Illuminated pushbutton, 22 mm, round, plastic with metal front ring, clear, pushbutton, raised momentary contact type, with laser labeling, inscription or symbol Customer-specific selection with SIRIUS ACT configurator (CIN) | - | 0 | 0
3SU1031-0CB20-0AA0 |  | 3SU1031-0CB20-0AA0 | 1 | UN | 1 | 25 | D | D | N | N | 85389099 | 100 | 4047621032887 | 0.036 | KG | 8.02 | 8.02 | CP20 | CP20 | Illuminated pushbutton, 22 mm, round, plastic with metal front ring, red, Front ring, raised momentary contact type | - | 0 | 0
3SU1031-0CB20-0AA0-Z | Y19 | 3SU1031-0CB20-0AA0-ZY19 | 1 | UN | 1 | 10 | C | D | N | N | 85389099 | 1 |  | 0.047 | KG | 8.97 | 8.97 | CP20 | CP20 | ILLUMINATED PUSHBUTTON, 22MM, ROUND, PLASTIC WITH METAL FRONT RING, RED, RAISED FRONT RING MOMENTARY CONTACT TYPE, WITH LASER INSCRIPTION, INSCRIPTION OR GRAPHIC SYMBOL CUSTOMIZED EQUIPMENT USING THE SIRIUS-ACT CONFIGURATOR (CIN) | - | 0 | 0
3SU1031-0CB40-0AA0 |  | 3SU1031-0CB40-0AA0 | 1 | UN | 1 | 25 | D | D | N | N | 85389099 | 100 | 4047621032894 | 0.035 | KG | 8.02 | 8.02 | CP20 | CP20 | Illuminated pushbutton, 22 mm, round, plastic with metal front ring, green, Front ring, raised momentary contact type | - | 0 | 0
3SU1031-1AA20-0AA0 |  | 3SU1031-1AA20-0AA0 | 1 | UN | 1 | 3 | B | D | N | N | 85389099 | 1 | 4011209960350 | 0.039 | KG | 24.13 | 24.13 | CP20 | CP20 | Illuminated mushroom pushbutton, 22 mm, round, plastic with metal front ring, red, 30 mm, latching, Pull-to-unlatch mechanism | - | 0 | 0
3SU1031-1AA20-0AA0-Z | X90 | 3SU1031-1AA20-0AA0-ZX90 | 1 | UN | 1 | 5 | B | D | EAR99 | N | 85389099 | 50 |  | 0.035 | KG | 24.13 | 24.13 | CP20 | CP20 | Illuminated mushroom pushbutton, 22 mm, round, plastic with metal front ring, red, 30 mm, latching, pull-to-unlatch mechanism, Z=50-unit packaging | - | 0 | 0
3SU1031-1AA20-0AA0-Z | Y10 | 3SU1031-1AA20-0AA0-ZY10 | 1 | UN | 1 | 10 | C | D | EAR99 | N | 85389099 | 1 |  | 0.035 | KG | 28.88 | 28.88 | CP20 | CP20 | Illuminated mushroom pushbutton, 22 mm, round, plastic with metal front ring, red, 30 mm, latching, pull-to-unlatch mechanism, with laser labeling, upper case and lower case, always upper case at beginning of line | - | 0 | 0
3SU1031-1AA20-0AA0-Z | Y11 | 3SU1031-1AA20-0AA0-ZY11 | 1 | UN | 1 | 10 | C | D | EAR99 | N | 85389099 | 1 |  | 0.035 | KG | 28.88 | 28.88 | CP20 | CP20 | Illuminated mushroom pushbutton, 22 mm, round, plastic with metal front ring, red, 30 mm, latching, pull-to-unlatch mechanism, with laser labeling, upper case | - | 0 | 0
3SU1031-1AA20-0AA0-Z | Y12 | 3SU1031-1AA20-0AA0-ZY12 | 1 | UN | 1 | 10 | C | D | EAR99 | N | 85389099 | 1 |  | 0.035 | KG | 28.88 | 28.88 | CP20 | CP20 | Illuminated mushroom pushbutton, 22 mm, round, plastic with metal front ring, red, 30 mm, latching, pull-to-unlatch mechanism, with laser labeling, lower case | - | 0 | 0
3SU1031-1AA20-0AA0-Z | Y13 | 3SU1031-1AA20-0AA0-ZY13 | 1 | UN | 1 | 10 | C | D | EAR99 | N | 85389099 | 1 |  | 0.035 | KG | 28.88 | 28.88 | CP20 | CP20 | Illuminated mushroom pushbutton, 22 mm, round, plastic with metal front ring, red, 30 mm, latching, pull-to-unlatch mechanism, with laser labeling, symbol number according to, ISO 7000 or IEC 60417 | - | 0 | 0
3SU1031-1AA20-0AA0-Z | Y15 | 3SU1031-1AA20-0AA0-ZY15 | 1 | UN | 1 | 10 | C | D | EAR99 | N | 85389099 | 1 |  | 0.035 | KG | 28.88 | 28.88 | CP20 | CP20 | Illuminated mushroom pushbutton, 22 mm, round, plastic with metal front ring, red, 30 mm, latching, pull-to-unlatch mechanism, with laser labeling, upper case and lower case, always upper case at the beginning of the word | - | 0 | 0
3SU1031-1AA20-0AA0-Z | Y19 | 3SU1031-1AA20-0AA0-ZY19 | 1 | UN | 1 | 10 | C | D | EAR99 | N | 85389099 | 1 |  | 0.035 | KG | 25.08 | 25.08 | CP20 | CP20 | Illuminated mushroom pushbutton, 22 mm, round, plastic with metal front ring, red, 30 mm, latching, pull-to-unlatch mechanism, with laser labeling, inscription or symbol Customer-specific selection with SIRIUS ACT configurator (CIN) | - | 0 | 0
3SU1031-1AA30-0AA0 |  | 3SU1031-1AA30-0AA0 | 1 | UN | 1 | 5 | B | D | N | N | 85389099 | 1 | 4011209960367 | 0.037 | KG | 24.13 | 24.13 | CP20 | CP20 | Illuminated mushroom pushbutton, 22 mm, round, plastic with metal front ring, yellow, 30 mm, latching, Pull-to-unlatch mechanism | - | 0 | 0
3SU1031-1AA30-0AA0-Z | X90 | 3SU1031-1AA30-0AA0-ZX90 | 1 | UN | 1 | 5 | B | D | EAR99 | N | 85389099 | 50 |  | 0.035 | KG | 24.13 | 24.13 | CP20 | CP20 | Illuminated mushroom pushbutton, 22 mm, round, plastic with metal front ring, yellow, 30 mm, latching, pull-to-unlatch mechanism, Z=50-unit packaging | - | 0 | 0
3SU1031-1AA30-0AA0-Z | Y10 | 3SU1031-1AA30-0AA0-ZY10 | 1 | UN | 1 | 10 | C | D | EAR99 | N | 85389099 | 1 |  | 0.035 | KG | 28.88 | 28.88 | CP20 | CP20 | Illuminated mushroom pushbutton, 22 mm, round, plastic with metal front ring, yellow, 30 mm, latching, pull-to-unlatch mechanism, with laser labeling, upper case and lower case, always upper case at beginning of line | - | 0 | 0
3SU1031-1AA30-0AA0-Z | Y11 | 3SU1031-1AA30-0AA0-ZY11 | 1 | UN | 1 | 10 | C | D | EAR99 | N | 85389099 | 1 |  | 0.035 | KG | 28.88 | 28.88 | CP20 | CP20 | Illuminated mushroom pushbutton, 22 mm, round, plastic with metal front ring, yellow, 30 mm, latching, pull-to-unlatch mechanism, with laser labeling, upper case | - | 0 | 0
3SU1031-1AA30-0AA0-Z | Y12 | 3SU1031-1AA30-0AA0-ZY12 | 1 | UN | 1 | 10 | C | D | EAR99 | N | 85389099 | 1 |  | 0.035 | KG | 28.88 | 28.88 | CP20 | CP20 | Illuminated mushroom pushbutton, 22 mm, round, plastic with metal front ring, yellow, 30 mm, latching, pull-to-unlatch mechanism, with laser labeling, lower case | - | 0 | 0
3SU1031-1AA30-0AA0-Z | Y13 | 3SU1031-1AA30-0AA0-ZY13 | 1 | UN | 1 | 10 | C | D | EAR99 | N | 85389099 | 1 |  | 0.035 | KG | 28.88 | 28.88 | CP20 | CP20 | Illuminated mushroom pushbutton, 22 mm, round, plastic with metal front ring, yellow, 30 mm, latching, pull-to-unlatch mechanism, with laser labeling, symbol number according to, ISO 7000 or IEC 60417 | - | 0 | 0
3SU1031-1AA30-0AA0-Z | Y15 | 3SU1031-1AA30-0AA0-ZY15 | 1 | UN | 1 | 10 | C | D | EAR99 | N | 85389099 | 1 |  | 0.035 | KG | 28.88 | 28.88 | CP20 | CP20 | Illuminated mushroom pushbutton, 22 mm, round, plastic with metal front ring, yellow, 30 mm, latching, pull-to-unlatch mechanism, with laser labeling, upper case and lower case, always upper case at the beginning of the word | - | 0 | 0
3SU1031-1AA30-0AA0-Z | Y19 | 3SU1031-1AA30-0AA0-ZY19 | 1 | UN | 1 | 10 | C | D | EAR99 | N | 85389099 | 1 |  | 0.035 | KG | 25.08 | 25.08 | CP20 | CP20 | Illuminated mushroom pushbutton, 22 mm, round, plastic with metal front ring, yellow, 30 mm, latching, pull-to-unlatch mechanism, with laser labeling, inscription or symbol Customer-specific selection with SIRIUS ACT configurator (CIN) | - | 0 | 0
3SU1031-1AD30-0AA0 |  | 3SU1031-1AD30-0AA0 | 1 | UN | 1 | 5 | B | D | N | N | 85389099 | 1 | 4011209960312 | 0.03 | KG | 12.83 | 11.88 | CP20 | CP20 | Illuminated mushroom pushbutton, 22 mm, round, plastic with metal front ring, yellow, 30 mm, momentary contact type | Lista Papel 2020 SI | 0 | 0
3SU1031-1AD30-0AA0-Z | X90 | 3SU1031-1AD30-0AA0-ZX90 | 1 | UN | 1 | 5 | B | D | EAR99 | N | 85389099 | 50 |  | 0.027 | KG | 12.83 | 12.83 | CP20 | CP20 | Illuminated mushroom pushbutton, 22 mm, round, plastic with metal front ring, yellow, 30 mm, momentary contact type, Z=50-unit packaging | - | 0 | 0
3SU1031-1AD30-0AA0-Z | Y10 | 3SU1031-1AD30-0AA0-ZY10 | 1 | UN | 1 | 10 | C | D | EAR99 | N | 85389099 | 1 |  | 0.027 | KG | 17.58 | 17.58 | CP20 | CP20 | Illuminated mushroom pushbutton, 22 mm, round, plastic with metal front ring, yellow, 30 mm, momentary contact type, with laser labeling, upper case and lower case, always upper case at beginning of line | - | 0 | 0
3SU1031-1AD30-0AA0-Z | Y11 | 3SU1031-1AD30-0AA0-ZY11 | 1 | UN | 1 | 10 | C | D | EAR99 | N | 85389099 | 1 |  | 0.027 | KG | 17.58 | 17.58 | CP20 | CP20 | Illuminated mushroom pushbutton, 22 mm, round, plastic with metal front ring, yellow, 30 mm, momentary contact type, with laser labeling, upper case | - | 0 | 0
3SU1031-1AD30-0AA0-Z | Y12 | 3SU1031-1AD30-0AA0-ZY12 | 1 | UN | 1 | 10 | C | D | EAR99 | N | 85389099 | 1 |  | 0.027 | KG | 17.58 | 17.58 | CP20 | CP20 | Illuminated mushroom pushbutton, 22 mm, round, plastic with metal front ring, yellow, 30 mm, momentary contact type, with laser labeling, lower case | - | 0 | 0
3SU1031-1AD30-0AA0-Z | Y13 | 3SU1031-1AD30-0AA0-ZY13 | 1 | UN | 1 | 10 | C | D | EAR99 | N | 85389099 | 1 |  | 0.027 | KG | 17.58 | 17.58 | CP20 | CP20 | Illuminated mushroom pushbutton, 22 mm, round, plastic with metal front ring, yellow, 30 mm, momentary contact type, with laser labeling, symbol number according to, ISO 7000 or IEC 60417 | - | 0 | 0
3SU1031-1AD30-0AA0-Z | Y15 | 3SU1031-1AD30-0AA0-ZY15 | 1 | UN | 1 | 10 | C | D | EAR99 | N | 85389099 | 1 |  | 0.027 | KG | 17.58 | 17.58 | CP20 | CP20 | Illuminated mushroom pushbutton, 22 mm, round, plastic with metal front ring, yellow, 30 mm, momentary contact type, with laser labeling, upper case and lower case, always upper case at the beginning of the word | - | 0 | 0
3SU1031-1AD30-0AA0-Z | Y19 | 3SU1031-1AD30-0AA0-ZY19 | 1 | UN | 1 | 10 | C | D | EAR99 | N | 85389099 | 1 |  | 0.027 | KG | 13.78 | 13.78 | CP20 | CP20 | Illuminated mushroom pushbutton, 22 mm, round, plastic with metal front ring, yellow, 30 mm, momentary contact type, with laser labeling, inscription or symbol Customer-specific selection with SIRIUS ACT configurator (CIN) | - | 0 | 0
3SU1031-1AD40-0AA0 |  | 3SU1031-1AD40-0AA0 | 1 | UN | 1 | 3 | B | D | N | N | 85389099 | 1 | 4011209960329 | 0.031 | KG | 12.83 | 11.88 | CP20 | CP20 | Illuminated mushroom pushbutton, 22 mm, round, plastic with metal front ring, green, 30 mm, momentary contact type | Lista Papel 2020 SI | 0 | 0
3SU1031-1AD40-0AA0-Z | X90 | 3SU1031-1AD40-0AA0-ZX90 | 1 | UN | 1 | 5 | B | D | EAR99 | N | 85389099 | 50 |  | 0.027 | KG | 12.83 | 12.83 | CP20 | CP20 | Illuminated mushroom pushbutton, 22 mm, round, plastic with metal front ring, green, 30 mm, momentary contact type, Z=50-unit packaging | - | 0 | 0
3SU1031-1AD40-0AA0-Z | Y10 | 3SU1031-1AD40-0AA0-ZY10 | 1 | UN | 1 | 10 | C | D | N | N | 85389099 | 1 |  | 0.027 | KG | 17.58 | 17.58 | CP20 | CP20 | Illuminated mushroom pushbutton, 22 mm, round, plastic with metal front ring, green, 30 mm, momentary contact type, with laser labeling, upper case and lower case, always upper case at beginning of line | - | 0 | 0
3SU1031-1AD40-0AA0-Z | Y11 | 3SU1031-1AD40-0AA0-ZY11 | 1 | UN | 1 | 10 | C | D | N | N | 85389099 | 1 |  | 0.027 | KG | 17.58 | 17.58 | CP20 | CP20 | Illuminated mushroom pushbutton, 22 mm, round, plastic with metal front ring, green, 30 mm, momentary contact type, with laser labeling, upper case | - | 0 | 0
3SU1031-1AD40-0AA0-Z | Y12 | 3SU1031-1AD40-0AA0-ZY12 | 1 | UN | 1 | 10 | C | D | N | N | 85389099 | 1 |  | 0.027 | KG | 17.58 | 17.58 | CP20 | CP20 | Illuminated mushroom pushbutton, 22 mm, round, plastic with metal front ring, green, 30 mm, momentary contact type, with laser labeling, lower case | - | 0 | 0
3SU1031-1AD40-0AA0-Z | Y13 | 3SU1031-1AD40-0AA0-ZY13 | 1 | UN | 1 | 10 | C | D | N | N | 85389099 | 1 |  | 0.027 | KG | 17.58 | 17.58 | CP20 | CP20 | Illuminated mushroom pushbutton, 22 mm, round, plastic with metal front ring, green, 30 mm, momentary contact type, with laser labeling, symbol number according to, ISO 7000 or IEC 60417 | - | 0 | 0
3SU1031-1AD40-0AA0-Z | Y15 | 3SU1031-1AD40-0AA0-ZY15 | 1 | UN | 1 | 10 | C | D | N | N | 85389099 | 1 |  | 0.027 | KG | 17.58 | 17.58 | CP20 | CP20 | Illuminated mushroom pushbutton, 22 mm, round, plastic with metal front ring, green, 30 mm, momentary contact type, with laser labeling, upper case and lower case, always upper case at the beginning of the word | - | 0 | 0
3SU1031-1AD40-0AA0-Z | Y19 | 3SU1031-1AD40-0AA0-ZY19 | 1 | UN | 1 | 10 | C | D | N | N | 85389099 | 1 |  | 0.06 | KG | 13.78 | 13.78 | CP20 | CP20 | Illuminated mushroom pushbutton, 22 mm, round, plastic with metal front ring, green, 30 mm, momentary contact type, with laser labeling, inscription or symbol Customer-specific selection with SIRIUS ACT configurator (CIN) | - | 0 | 0
3SU1031-1AD50-0AA0 |  | 3SU1031-1AD50-0AA0 | 1 | UN | 1 | 5 | B | D | N | N | 85389099 | 1 | 4047621055114 | 0.032 | KG | 12.83 | 12.83 | CP20 | CP20 | Illuminated mushroom pushbutton, 22 mm, round, plastic with metal front ring, blue, 30 mm, momentary contact type | - | 0 | 0
3SU1031-1AD50-0AA0-Z | Y19 | 3SU1031-1AD50-0AA0-ZY19 | 1 | UN | 1 | 10 | C | D | N | N | 85389099 | 1 |  | 0.03 | KG | 13.78 | 13.78 | CP20 | CP20 | Illuminated mushroom pushbutton, 22 mm, round, plastic with metal front ring, blue, 30 mm, momentary contact type, Customer-specific selection with SIRIUS ACT configurator (CIN) | - | 0 | 0
3SU1031-1AD60-0AA0 |  | 3SU1031-1AD60-0AA0 | 1 | UN | 1 | 3 | B | D | N | N | 85389099 | 1 | 4011209960336 | 0.032 | KG | 12.83 | 11.88 | CP20 | CP20 | Illuminated mushroom pushbutton, 22 mm, round, plastic with metal front ring, white, 30 mm, momentary contact type | Lista Papel 2020 SI | 0 | 0
3SU1031-1AD60-0AA0-Z | X90 | 3SU1031-1AD60-0AA0-ZX90 | 1 | UN | 1 | 5 | B | D | EAR99 | N | 85389099 | 50 |  | 0.027 | KG | 12.83 | 12.83 | CP20 | CP20 | Illuminated mushroom pushbutton, 22 mm, round, plastic with metal front ring, white, 30 mm, momentary contact type, Z=50-unit packaging | - | 0 | 0
3SU1031-1AD60-0AA0-Z | Y10 | 3SU1031-1AD60-0AA0-ZY10 | 1 | UN | 1 | 10 | C | D | EAR99 | N | 85389099 | 1 |  | 0.027 | KG | 17.58 | 17.58 | CP20 | CP20 | Illuminated mushroom pushbutton, 22 mm, round, plastic with metal front ring, white, 30 mm, momentary contact type, with laser labeling, upper case and lower case, always upper case at beginning of line | - | 0 | 0
3SU1031-1AD60-0AA0-Z | Y11 | 3SU1031-1AD60-0AA0-ZY11 | 1 | UN | 1 | 10 | C | D | EAR99 | N | 85389099 | 1 |  | 0.027 | KG | 17.58 | 17.58 | CP20 | CP20 | Illuminated mushroom pushbutton, 22 mm, round, plastic with metal front ring, white, 30 mm, momentary contact type, with laser labeling, upper case | - | 0 | 0
3SU1031-1AD60-0AA0-Z | Y12 | 3SU1031-1AD60-0AA0-ZY12 | 1 | UN | 1 | 10 | C | D | EAR99 | N | 85389099 | 1 |  | 0.027 | KG | 17.58 | 17.58 | CP20 | CP20 | Illuminated mushroom pushbutton, 22 mm, round, plastic with metal front ring, white, 30 mm, momentary contact type, with laser labeling, lower case | - | 0 | 0
3SU1031-1AD60-0AA0-Z | Y13 | 3SU1031-1AD60-0AA0-ZY13 | 1 | UN | 1 | 10 | C | D | EAR99 | N | 85389099 | 1 |  | 0.027 | KG | 17.58 | 17.58 | CP20 | CP20 | Illuminated mushroom pushbutton, 22 mm, round, plastic with metal front ring, white, 30 mm, momentary contact type, with laser labeling, symbol number according to, ISO 7000 or IEC 60417 | - | 0 | 0
3SU1031-1AD60-0AA0-Z | Y15 | 3SU1031-1AD60-0AA0-ZY15 | 1 | UN | 1 | 10 | C | D | EAR99 | N | 85389099 | 1 |  | 0.027 | KG | 17.58 | 17.58 | CP20 | CP20 | Illuminated mushroom pushbutton, 22 mm, round, plastic with metal front ring, white, 30 mm, momentary contact type, with laser labeling, upper case and lower case, always upper case at the beginning of the word | - | 0 | 0
3SU1031-1AD60-0AA0-Z | Y19 | 3SU1031-1AD60-0AA0-ZY19 | 1 | UN | 1 | 10 | C | D | EAR99 | N | 85389099 | 1 |  | 0.027 | KG | 13.78 | 13.78 | CP20 | CP20 | Illuminated mushroom pushbutton, 22 mm, round, plastic with metal front ring, white, 30 mm, momentary contact type, with laser labeling, inscription or symbol Customer-specific selection with SIRIUS ACT configurator (CIN) | - | 0 | 0
3SU1031-1AD70-0AA0 |  | 3SU1031-1AD70-0AA0 | 1 | UN | 1 | 5 | B | D | N | N | 85389099 | 1 | 4011209960343 | 0.032 | KG | 12.83 | 12.83 | CP20 | CP20 | Illuminated mushroom pushbutton, 22 mm, round, plastic with metal front ring, clear, 30 mm, momentary contact type | - | 0 | 0
3SU1031-1AD70-0AA0-Z | X90 | 3SU1031-1AD70-0AA0-ZX90 | 1 | UN | 1 | 5 | B | D | EAR99 | N | 85389099 | 50 |  | 0.027 | KG | 12.83 | 12.83 | CP20 | CP20 | Illuminated mushroom pushbutton, 22 mm, round, plastic with metal front ring, clear, 30 mm, momentary contact type, Z=50-unit packaging | - | 0 | 0
3SU1031-1AD70-0AA0-Z | Y10 | 3SU1031-1AD70-0AA0-ZY10 | 1 | UN | 1 | 10 | C | D | N | N | 85389099 | 1 |  | 0.027 | KG | 17.58 | 17.58 | CP20 | CP20 | Illuminated mushroom pushbutton, 22 mm, round, plastic with metal front ring, clear, 30 mm, momentary contact type, with laser labeling, upper case and lower case, always upper case at beginning of line | - | 0 | 0
3SU1031-1AD70-0AA0-Z | Y11 | 3SU1031-1AD70-0AA0-ZY11 | 1 | UN | 1 | 10 | C | D | N | N | 85389099 | 1 |  | 0.027 | KG | 17.58 | 17.58 | CP20 | CP20 | Illuminated mushroom pushbutton, 22 mm, round, plastic with metal front ring, clear, 30 mm, momentary contact type, with laser labeling, upper case | - | 0 | 0
3SU1031-1AD70-0AA0-Z | Y12 | 3SU1031-1AD70-0AA0-ZY12 | 1 | UN | 1 | 10 | C | D | N | N | 85389099 | 1 |  | 0.027 | KG | 17.58 | 17.58 | CP20 | CP20 | Illuminated mushroom pushbutton, 22 mm, round, plastic with metal front ring, clear, 30 mm, momentary contact type, with laser labeling, lower case | - | 0 | 0
3SU1031-1AD70-0AA0-Z | Y13 | 3SU1031-1AD70-0AA0-ZY13 | 1 | UN | 1 | 10 | C | D | N | N | 85389099 | 1 |  | 0.027 | KG | 17.58 | 17.58 | CP20 | CP20 | Illuminated mushroom pushbutton, 22 mm, round, plastic with metal front ring, clear, 30 mm, momentary contact type, with laser labeling, symbol number according to, ISO 7000 or IEC 60417 | - | 0 | 0
3SU1031-1AD70-0AA0-Z | Y15 | 3SU1031-1AD70-0AA0-ZY15 | 1 | UN | 1 | 10 | C | D | N | N | 85389099 | 1 |  | 0.027 | KG | 17.58 | 17.58 | CP20 | CP20 | Illuminated mushroom pushbutton, 22 mm, round, plastic with metal front ring, clear, 30 mm, momentary contact type, with laser labeling, upper case and lower case, always upper case at the beginning of the word | - | 0 | 0
3SU1031-1AD70-0AA0-Z | Y19 | 3SU1031-1AD70-0AA0-ZY19 | 1 | UN | 1 | 10 | C | D | N | N | 85389099 | 1 |  | 0.027 | KG | 13.78 | 13.78 | CP20 | CP20 | Illuminated mushroom pushbutton, 22 mm, round, plastic with metal front ring, clear, 30 mm, momentary contact type, with laser labeling, inscription or symbol Customer-specific selection with SIRIUS ACT configurator (CIN) | - | 0 | 0
3SU1031-1BA20-0AA0 |  | 3SU1031-1BA20-0AA0 | 1 | UN | 1 | 3 | B | D | N | N | 85389099 | 1 | 4011209960411 | 0.042 | KG | 24.13 | 24.13 | CP20 | CP20 | Illuminated mushroom pushbutton, 22 mm, round, plastic with metal front ring, red, 40 mm, latching, Pull-to-unlatch mechanism | - | 0 | 0
3SU1031-1BA20-0AA0-Z | X90 | 3SU1031-1BA20-0AA0-ZX90 | 1 | UN | 1 | 5 | B | D | N | N | 85389099 | 50 | 4047621063997 | 0.043 | KG | 24.13 | 24.13 | CP20 | CP20 | Illuminated mushroom pushbutton, 22 mm, round, plastic with metal front ring, red, 40mm, latching, pull-to-unlatch mechanism, Z=50-unit packaging | - | 0 | 0
3SU1031-1BA20-0AA0-Z | Y10 | 3SU1031-1BA20-0AA0-ZY10 | 1 | UN | 1 | 10 | C | D | N | N | 85389099 | 1 |  | 0.017 | KG | 28.88 | 28.88 | CP20 | CP20 | Illuminated mushroom pushbutton, 22 mm, round, plastic with metal front ring, red, 40mm, latching, pull-to-unlatch mechanism, with laser labeling, upper case and lower case, always upper case at beginning of line | - | 0 | 0
3SU1031-1BA20-0AA0-Z | Y11 | 3SU1031-1BA20-0AA0-ZY11 | 1 | UN | 1 | 10 | C | D | N | N | 85389099 | 1 |  | 0.017 | KG | 28.88 | 28.88 | CP20 | CP20 | Illuminated mushroom pushbutton, 22 mm, round, plastic with metal front ring, red, 40mm, latching, pull-to-unlatch mechanism, with laser labeling, upper case | - | 0 | 0
3SU1031-1BA20-0AA0-Z | Y12 | 3SU1031-1BA20-0AA0-ZY12 | 1 | UN | 1 | 10 | C | D | N | N | 85389099 | 1 |  | 0.017 | KG | 28.88 | 28.88 | CP20 | CP20 | Illuminated mushroom pushbutton, 22 mm, round, plastic with metal front ring, red, 40mm, latching, pull-to-unlatch mechanism, with laser labeling, lower case | - | 0 | 0
3SU1031-1BA20-0AA0-Z | Y13 | 3SU1031-1BA20-0AA0-ZY13 | 1 | UN | 1 | 10 | C | D | N | N | 85389099 | 1 |  | 0.017 | KG | 28.88 | 28.88 | CP20 | CP20 | Illuminated mushroom pushbutton, 22 mm, round, plastic with metal front ring, red, 40mm, latching, pull-to-unlatch mechanism, with laser labeling, symbol number according to, ISO 7000 or IEC 60417 | - | 0 | 0
3SU1031-1BA20-0AA0-Z | Y15 | 3SU1031-1BA20-0AA0-ZY15 | 1 | UN | 1 | 10 | C | D | N | N | 85389099 | 1 |  | 0.017 | KG | 28.88 | 28.88 | CP20 | CP20 | Illuminated mushroom pushbutton, 22 mm, round, plastic with metal front ring, red, 40mm, latching, pull-to-unlatch mechanism, with laser labeling, upper case and lower case, always upper case at the beginning of the word | - | 0 | 0
3SU1031-1BA20-0AA0-Z | Y19 | 3SU1031-1BA20-0AA0-ZY19 | 1 | UN | 1 | 10 | C | D | N | N | 85389099 | 1 |  | 0.05 | KG | 25.08 | 25.08 | CP20 | CP20 | Illuminated mushroom pushbutton, 22 mm, round, plastic with metal front ring, red, 40mm, latching, pull-to-unlatch mechanism, with laser labeling, inscription or symbol Customer-specific selection with SIRIUS ACT configurator (CIN) | - | 0 | 0
3SU1031-1BA30-0AA0 |  | 3SU1031-1BA30-0AA0 | 1 | UN | 1 | 3 | B | D | N | N | 85389099 | 1 | 4011209960428 | 0.041 | KG | 24.13 | 24.13 | CP20 | CP20 | Illuminated mushroom pushbutton, 22 mm, round, plastic with metal front ring, yellow, 40 mm, latching, Pull-to-unlatch mechanism | - | 0 | 0
3SU1031-1BA30-0AA0-Z | X90 | 3SU1031-1BA30-0AA0-ZX90 | 1 | UN | 1 | 5 | B | D | EAR99 | N | 85389099 | 50 |  | 0.036 | KG | 24.13 | 24.13 | CP20 | CP20 | Illuminated mushroom pushbutton, 22 mm, round, plastic with metal front ring, yellow, 40 mm, latching, pull-to-unlatch mechanism, Z=50-unit packaging | - | 0 | 0
3SU1031-1BA30-0AA0-Z | Y10 | 3SU1031-1BA30-0AA0-ZY10 | 1 | UN | 1 | 10 | C | D | N | N | 85389099 | 1 |  | 0.017 | KG | 28.88 | 28.88 | CP20 | CP20 | Illuminated mushroom pushbutton, 22 mm, round, plastic with metal front ring, yellow, 40 mm, latching, pull-to-unlatch mechanism, with laser labeling, upper case and lower case, always upper case at beginning of line | - | 0 | 0
3SU1031-1BA30-0AA0-Z | Y11 | 3SU1031-1BA30-0AA0-ZY11 | 1 | UN | 1 | 10 | C | D | N | N | 85389099 | 1 |  | 0.017 | KG | 28.88 | 28.88 | CP20 | CP20 | Illuminated mushroom pushbutton, 22 mm, round, plastic with metal front ring, yellow, 40 mm, latching, pull-to-unlatch mechanism, with laser labeling, upper case | - | 0 | 0
3SU1031-1BA30-0AA0-Z | Y12 | 3SU1031-1BA30-0AA0-ZY12 | 1 | UN | 1 | 10 | C | D | N | N | 85389099 | 1 |  | 0.017 | KG | 28.88 | 28.88 | CP20 | CP20 | Illuminated mushroom pushbutton, 22 mm, round, plastic with metal front ring, yellow, 40 mm, latching, pull-to-unlatch mechanism, with laser labeling, lower case | - | 0 | 0
3SU1031-1BA30-0AA0-Z | Y13 | 3SU1031-1BA30-0AA0-ZY13 | 1 | UN | 1 | 10 | C | D | N | N | 85389099 | 1 |  | 0.017 | KG | 28.88 | 28.88 | CP20 | CP20 | Illuminated mushroom pushbutton, 22 mm, round, plastic with metal front ring, yellow, 40 mm, latching, pull-to-unlatch mechanism, with laser labeling, symbol number according to, ISO 7000 or IEC 60417 | - | 0 | 0
3SU1031-1BA30-0AA0-Z | Y15 | 3SU1031-1BA30-0AA0-ZY15 | 1 | UN | 1 | 10 | C | D | N | N | 85389099 | 1 |  | 0.017 | KG | 28.88 | 28.88 | CP20 | CP20 | Illuminated mushroom pushbutton, 22 mm, round, plastic with metal front ring, yellow, 40 mm, latching, pull-to-unlatch mechanism, with laser labeling, upper case and lower case, always upper case at the beginning of the word | - | 0 | 0
3SU1031-1BA30-0AA0-Z | Y19 | 3SU1031-1BA30-0AA0-ZY19 | 1 | UN | 1 | 10 | C | D | N | N | 85389099 | 1 |  | 0.04 | KG | 25.08 | 25.08 | CP20 | CP20 | Illuminated mushroom pushbutton, 22 mm, round, plastic with metal front ring, yellow, 40 mm, latching, pull-to-unlatch mechanism, with laser labeling, inscription or symbol Customer-specific selection with SIRIUS ACT configurator (CIN) | - | 0 | 0
3SU1031-1BD30-0AA0 |  | 3SU1031-1BD30-0AA0 | 1 | UN | 1 | 5 | B | D | N | N | 85389099 | 1 | 4011209960374 | 0.035 | KG | 12.83 | 11.88 | CP20 | CP20 | Illuminated mushroom pushbutton, 22 mm, round, plastic with metal front ring, yellow, 40 mm, momentary contact type | Lista Papel 2020 SI | 0 | 0
3SU1031-1BD30-0AA0-Z | X90 | 3SU1031-1BD30-0AA0-ZX90 | 1 | UN | 1 | 5 | B | D | EAR99 | N | 85389099 | 50 |  | 0.029 | KG | 12.83 | 12.83 | CP20 | CP20 | Illuminated mushroom pushbutton, 22 mm, round, plastic with metal front ring, yellow, 40 mm, momentary contact type, Z=50-unit packaging | - | 0 | 0
3SU1031-1BD30-0AA0-Z | Y10 | 3SU1031-1BD30-0AA0-ZY10 | 1 | UN | 1 | 10 | C | D | EAR99 | N | 85389099 | 1 |  | 0.029 | KG | 17.58 | 17.58 | CP20 | CP20 | Illuminated mushroom pushbutton, 22 mm, round, plastic with metal front ring, yellow, 40 mm, momentary contact type, with laser labeling, upper case and lower case, always upper case at beginning of line | - | 0 | 0
3SU1031-1BD30-0AA0-Z | Y11 | 3SU1031-1BD30-0AA0-ZY11 | 1 | UN | 1 | 10 | C | D | EAR99 | N | 85389099 | 1 |  | 0.029 | KG | 17.58 | 17.58 | CP20 | CP20 | Illuminated mushroom pushbutton, 22 mm, round, plastic with metal front ring, yellow, 40 mm, momentary contact type, with laser labeling, upper case | - | 0 | 0
3SU1031-1BD30-0AA0-Z | Y12 | 3SU1031-1BD30-0AA0-ZY12 | 1 | UN | 1 | 10 | C | D | EAR99 | N | 85389099 | 1 |  | 0.029 | KG | 17.58 | 17.58 | CP20 | CP20 | Illuminated mushroom pushbutton, 22 mm, round, plastic with metal front ring, yellow, 40 mm, momentary contact type, with laser labeling, lower case | - | 0 | 0
3SU1031-1BD30-0AA0-Z | Y13 | 3SU1031-1BD30-0AA0-ZY13 | 1 | UN | 1 | 10 | C | D | EAR99 | N | 85389099 | 1 |  | 0.029 | KG | 17.58 | 17.58 | CP20 | CP20 | Illuminated mushroom pushbutton, 22 mm, round, plastic with metal front ring, yellow, 40 mm, momentary contact type, with laser labeling, symbol number according to, ISO 7000 or IEC 60417 | - | 0 | 0
3SU1031-1BD30-0AA0-Z | Y15 | 3SU1031-1BD30-0AA0-ZY15 | 1 | UN | 1 | 10 | C | D | EAR99 | N | 85389099 | 1 |  | 0.029 | KG | 17.58 | 17.58 | CP20 | CP20 | Illuminated mushroom pushbutton, 22 mm, round, plastic with metal front ring, yellow, 40 mm, momentary contact type, with laser labeling, upper case and lower case, always upper case at the beginning of the word | - | 0 | 0
3SU1031-1BD30-0AA0-Z | Y19 | 3SU1031-1BD30-0AA0-ZY19 | 1 | UN | 1 | 10 | C | D | EAR99 | N | 85389099 | 1 |  | 0.029 | KG | 13.78 | 13.78 | CP20 | CP20 | Illuminated mushroom pushbutton, 22 mm, round, plastic with metal front ring, yellow, 40 mm, momentary contact type, with laser labeling, inscription or symbol Customer-specific selection with SIRIUS ACT configurator (CIN) | - | 0 | 0
3SU1031-1BD40-0AA0 |  | 3SU1031-1BD40-0AA0 | 1 | UN | 1 | 5 | B | D | N | N | 85389099 | 1 | 4011209960381 | 0.035 | KG | 12.83 | 11.88 | CP20 | CP20 | Illuminated mushroom pushbutton, 22 mm, round, plastic with metal front ring, green, 40 mm, momentary contact type | Lista Papel 2020 SI | 0 | 0
3SU1031-1BD40-0AA0-Z | X90 | 3SU1031-1BD40-0AA0-ZX90 | 1 | UN | 1 | 5 | B | D | EAR99 | N | 85389099 | 50 |  | 0.029 | KG | 12.83 | 12.83 | CP20 | CP20 | Illuminated mushroom pushbutton, 22 mm, round, plastic with metal front ring, green, 40 mm, momentary contact type, Z=50-unit packaging | - | 0 | 0
3SU1031-1BD40-0AA0-Z | Y10 | 3SU1031-1BD40-0AA0-ZY10 | 1 | UN | 1 | 10 | C | D | EAR99 | N | 85389099 | 1 |  | 0.029 | KG | 17.58 | 17.58 | CP20 | CP20 | Illuminated mushroom pushbutton, 22 mm, round, plastic with metal front ring, green, 40 mm, momentary contact type, with laser labeling, upper case and lower case, always upper case at beginning of line | - | 0 | 0
3SU1031-1BD40-0AA0-Z | Y11 | 3SU1031-1BD40-0AA0-ZY11 | 1 | UN | 1 | 10 | C | D | EAR99 | N | 85389099 | 1 |  | 0.029 | KG | 17.58 | 17.58 | CP20 | CP20 | Illuminated mushroom pushbutton, 22 mm, round, plastic with metal front ring, green, 40 mm, momentary contact type, with laser labeling, upper case | - | 0 | 0
3SU1031-1BD40-0AA0-Z | Y12 | 3SU1031-1BD40-0AA0-ZY12 | 1 | UN | 1 | 10 | C | D | EAR99 | N | 85389099 | 1 |  | 0.029 | KG | 17.58 | 17.58 | CP20 | CP20 | Illuminated mushroom pushbutton, 22 mm, round, plastic with metal front ring, green, 40 mm, momentary contact type, with laser labeling, lower case | - | 0 | 0
3SU1031-1BD40-0AA0-Z | Y13 | 3SU1031-1BD40-0AA0-ZY13 | 1 | UN | 1 | 10 | C | D | EAR99 | N | 85389099 | 1 |  | 0.029 | KG | 17.58 | 17.58 | CP20 | CP20 | Illuminated mushroom pushbutton, 22 mm, round, plastic with metal front ring, green, 40 mm, momentary contact type, with laser labeling, symbol number according to, ISO 7000 or IEC 60417 | - | 0 | 0
3SU1031-1BD40-0AA0-Z | Y15 | 3SU1031-1BD40-0AA0-ZY15 | 1 | UN | 1 | 10 | C | D | EAR99 | N | 85389099 | 1 |  | 0.029 | KG | 17.58 | 17.58 | CP20 | CP20 | Illuminated mushroom pushbutton, 22 mm, round, plastic with metal front ring, green, 40 mm, momentary contact type, with laser labeling, upper case and lower case, always upper case at the beginning of the word | - | 0 | 0
3SU1031-1BD40-0AA0-Z | Y19 | 3SU1031-1BD40-0AA0-ZY19 | 1 | UN | 1 | 10 | C | D | EAR99 | N | 85389099 | 1 |  | 0.029 | KG | 13.78 | 13.78 | CP20 | CP20 | Illuminated mushroom pushbutton, 22 mm, round, plastic with metal front ring, green, 40 mm, momentary contact type, with laser labeling, inscription or symbol Customer-specific selection with SIRIUS ACT configurator (CIN) | - | 0 | 0
3SU1031-1BD60-0AA0 |  | 3SU1031-1BD60-0AA0 | 1 | UN | 1 | 3 | B | D | N | N | 85389099 | 1 | 4011209960398 | 0.034 | KG | 12.83 | 11.88 | CP20 | CP20 | Illuminated mushroom pushbutton, 22 mm, round, plastic with metal front ring, white, 40 mm, momentary contact type | Lista Papel 2020 SI | 0 | 0
3SU1031-1BD60-0AA0-Z | X90 | 3SU1031-1BD60-0AA0-ZX90 | 1 | UN | 1 | 5 | B | D | EAR99 | N | 85389099 | 50 |  | 0.029 | KG | 12.83 | 12.83 | CP20 | CP20 | Illuminated mushroom pushbutton, 22 mm, round, plastic with metal front ring, white, 40 mm, momentary contact type, Z=50-unit packaging | - | 0 | 0
3SU1031-1BD60-0AA0-Z | Y10 | 3SU1031-1BD60-0AA0-ZY10 | 1 | UN | 1 | 10 | C | D | N | N | 85389099 | 1 |  | 0.029 | KG | 17.58 | 17.58 | CP20 | CP20 | Illuminated mushroom pushbutton, 22 mm, round, plastic with metal front ring, white, 40 mm, momentary contact type, with laser labeling, upper case and lower case, always upper case at beginning of line | - | 0 | 0
3SU1031-1BD60-0AA0-Z | Y11 | 3SU1031-1BD60-0AA0-ZY11 | 1 | UN | 1 | 10 | C | D | N | N | 85389099 | 1 |  | 0.029 | KG | 17.58 | 17.58 | CP20 | CP20 | Illuminated mushroom pushbutton, 22 mm, round, plastic with metal front ring, white, 40 mm, momentary contact type, with laser labeling, upper case | - | 0 | 0
3SU1031-1BD60-0AA0-Z | Y12 | 3SU1031-1BD60-0AA0-ZY12 | 1 | UN | 1 | 10 | C | D | N | N | 85389099 | 1 |  | 0.029 | KG | 17.58 | 17.58 | CP20 | CP20 | Illuminated mushroom pushbutton, 22 mm, round, plastic with metal front ring, white, 40 mm, momentary contact type, with laser labeling, lower case | - | 0 | 0
3SU1031-1BD60-0AA0-Z | Y13 | 3SU1031-1BD60-0AA0-ZY13 | 1 | UN | 1 | 10 | C | D | N | N | 85389099 | 1 |  | 0.029 | KG | 17.58 | 17.58 | CP20 | CP20 | Illuminated mushroom pushbutton, 22 mm, round, plastic with metal front ring, white, 40 mm, momentary contact type, with laser labeling, symbol number according to, ISO 7000 or IEC 60417 | - | 0 | 0
3SU1031-1BD60-0AA0-Z | Y15 | 3SU1031-1BD60-0AA0-ZY15 | 1 | UN | 1 | 10 | C | D | N | N | 85389099 | 1 |  | 0.029 | KG | 17.58 | 17.58 | CP20 | CP20 | Illuminated mushroom pushbutton, 22 mm, round, plastic with metal front ring, white, 40 mm, momentary contact type, with laser labeling, upper case and lower case, always upper case at the beginning of the word | - | 0 | 0
3SU1031-1BD60-0AA0-Z | Y19 | 3SU1031-1BD60-0AA0-ZY19 | 1 | UN | 1 | 10 | C | D | N | N | 85389099 | 1 |  | 0.035 | KG | 13.78 | 13.78 | CP20 | CP20 | Illuminated mushroom pushbutton, 22 mm, round, plastic with metal front ring, white, 40 mm, momentary contact type, with laser labeling, inscription or symbol Customer-specific selection with SIRIUS ACT configurator (CIN) | - | 0 | 0
3SU1031-1BD70-0AA0 |  | 3SU1031-1BD70-0AA0 | 1 | UN | 1 | 5 | B | D | N | N | 85389099 | 1 | 4011209960404 | 0.034 | KG | 12.83 | 12.83 | CP20 | CP20 | Illuminated mushroom pushbutton, 22 mm, round, plastic with metal front ring, clear, 40 mm, momentary contact type | - | 0 | 0
3SU1031-1BD70-0AA0-Z | X90 | 3SU1031-1BD70-0AA0-ZX90 | 1 | UN | 1 | 5 | B | D | EAR99 | N | 85389099 | 50 |  | 0.029 | KG | 12.83 | 12.83 | CP20 | CP20 | Illuminated mushroom pushbutton, 22 mm, round, plastic with metal front ring, clear, 40 mm, momentary contact type, Z=50-unit packaging | - | 0 | 0
3SU1031-1BD70-0AA0-Z | Y10 | 3SU1031-1BD70-0AA0-ZY10 | 1 | UN | 1 | 10 | C | D | EAR99 | N | 85389099 | 1 |  | 0.029 | KG | 17.58 | 17.58 | CP20 | CP20 | Illuminated mushroom pushbutton, 22 mm, round, plastic with metal front ring, clear, 40 mm, momentary contact type, with laser labeling, upper case and lower case, always upper case at beginning of line | - | 0 | 0
3SU1031-1BD70-0AA0-Z | Y11 | 3SU1031-1BD70-0AA0-ZY11 | 1 | UN | 1 | 10 | C | D | EAR99 | N | 85389099 | 1 |  | 0.029 | KG | 17.58 | 17.58 | CP20 | CP20 | Illuminated mushroom pushbutton, 22 mm, round, plastic with metal front ring, clear, 40 mm, momentary contact type, with laser labeling, upper case | - | 0 | 0
3SU1031-1BD70-0AA0-Z | Y12 | 3SU1031-1BD70-0AA0-ZY12 | 1 | UN | 1 | 10 | C | D | EAR99 | N | 85389099 | 1 |  | 0.029 | KG | 17.58 | 17.58 | CP20 | CP20 | Illuminated mushroom pushbutton, 22 mm, round, plastic with metal front ring, clear, 40 mm, momentary contact type, with laser labeling, lower case | - | 0 | 0
3SU1031-1BD70-0AA0-Z | Y13 | 3SU1031-1BD70-0AA0-ZY13 | 1 | UN | 1 | 10 | C | D | EAR99 | N | 85389099 | 1 |  | 0.029 | KG | 17.58 | 17.58 | CP20 | CP20 | Illuminated mushroom pushbutton, 22 mm, round, plastic with metal front ring, clear, 40 mm, momentary contact type, with laser labeling, symbol number according to, ISO 7000 or IEC 60417 | - | 0 | 0
3SU1031-1BD70-0AA0-Z | Y15 | 3SU1031-1BD70-0AA0-ZY15 | 1 | UN | 1 | 10 | C | D | EAR99 | N | 85389099 | 1 |  | 0.029 | KG | 17.58 | 17.58 | CP20 | CP20 | Illuminated mushroom pushbutton, 22 mm, round, plastic with metal front ring, clear, 40 mm, momentary contact type, with laser labeling, upper case and lower case, always upper case at the beginning of the word | - | 0 | 0
3SU1031-1BD70-0AA0-Z | Y19 | 3SU1031-1BD70-0AA0-ZY19 | 1 | UN | 1 | 10 | C | D | EAR99 | N | 85389099 | 1 |  | 0.029 | KG | 13.78 | 13.78 | CP20 | CP20 | Illuminated mushroom pushbutton, 22 mm, round, plastic with metal front ring, clear, 40 mm, momentary contact type, with laser labeling, inscription or symbol Customer-specific selection with SIRIUS ACT configurator (CIN) | - | 0 | 0
3SU1031-3AB42-0AA0 |  | 3SU1031-3AB42-0AA0 | 1 | UN | 1 | 1 | A | D | N | N | 85389099 | 1 | 4011209963481 | 0.043 | KG | 13.87 | 13.87 | CP20 | CP20 | Illuminated twin pushbutton, 22 mm, round, plastic with metal front ring, green, red, pushbuttons, flat | - | 0 | 0
3SU1031-3AB42-0AA0-Z | X90 | 3SU1031-3AB42-0AA0-ZX90 | 1 | UN | 1 | 5 | B | D | EAR99 | N | 85389099 | 50 |  | 0.02 | KG | 13.87 | 13.87 | CP20 | CP20 | Illuminated twin pushbutton, 22 mm, round, plastic with metal front ring, green, red, pushbuttons, flat, Z=50-unit packaging | - | 0 | 0
3SU1031-3AB42-0AA0-Z | Y10 | 3SU1031-3AB42-0AA0-ZY10 | 1 | UN | 1 | 10 | C | D | N | N | 85389099 | 1 | 4047621033822 | 0.02 | KG | 18.62 | 18.62 | CP20 | CP20 | Illuminated twin pushbutton, 22 mm, round, plastic with metal front ring, green, red, pushbuttons, flat, with laser labeling, upper case and lower case, always upper case at beginning of line | - | 0 | 0
3SU1031-3AB42-0AA0-Z | Y11 | 3SU1031-3AB42-0AA0-ZY11 | 1 | UN | 1 | 10 | C | D | N | N | 85389099 | 1 | 4047621033839 | 0.045 | KG | 18.62 | 18.62 | CP20 | CP20 | Illuminated twin pushbutton, 22 mm, round, plastic with metal front ring, green, red, pushbuttons, flat, with laser labeling, upper case | - | 0 | 0
3SU1031-3AB42-0AA0-Z | Y12 | 3SU1031-3AB42-0AA0-ZY12 | 1 | UN | 1 | 10 | C | D | N | N | 85389099 | 1 | 4047621033846 | 0.02 | KG | 18.62 | 18.62 | CP20 | CP20 | Illuminated twin pushbutton, 22 mm, round, plastic with metal front ring, green, red, pushbuttons, flat, with laser labeling, lower case | - | 0 | 0
3SU1031-3AB42-0AA0-Z | Y13 | 3SU1031-3AB42-0AA0-ZY13 | 1 | UN | 1 | 10 | C | D | N | N | 85389099 | 1 | 4047621033853 | 0.02 | KG | 18.62 | 18.62 | CP20 | CP20 | Illuminated twin pushbutton, 22 mm, round, plastic with metal front ring, green, red, pushbuttons, flat, with laser labeling, symbol number according to, ISO 7000 or IEC 60417 | - | 0 | 0
3SU1031-3AB42-0AA0-Z | Y15 | 3SU1031-3AB42-0AA0-ZY15 | 1 | UN | 1 | 10 | C | D | N | N | 85389099 | 1 | 4047621033860 | 0.02 | KG | 18.62 | 18.62 | CP20 | CP20 | Illuminated twin pushbutton, 22 mm, round, plastic with metal front ring, green, red, pushbuttons, flat, with laser labeling, upper case and lower case, always upper case at the beginning of the word | - | 0 | 0
3SU1031-3AB42-0AA0-Z | Y19 | 3SU1031-3AB42-0AA0-ZY19 | 1 | UN | 1 | 10 | C | D | N | N | 85389099 | 1 | 4047621033877 | 0.042 | KG | 14.82 | 14.82 | CP20 | CP20 | Illuminated twin pushbutton, 22 mm, round, plastic with metal front ring, green, red, pushbuttons, flat, with laser labeling, inscription or symbol Customer-specific selection with SIRIUS ACT configurator (CIN) | - | 0 | 0
3SU1031-3AB42-0AK0 |  | 3SU1031-3AB42-0AK0 | 1 | UN | 1 | 1 | A | D | N | N | 85389099 | 1 | 4011209961401 | 0.041 | KG | 15.11 | 15.11 | CP20 | CP20 | Illuminated twin pushbutton, 22 mm, round, plastic with metal front ring, green: I, red: O, pushbuttons, flat | - | 0 | 0
3SU1031-3AB42-0AK0-Z | X90 | 3SU1031-3AB42-0AK0-ZX90 | 1 | UN | 1 | 5 | B | D | N | N | 85389099 | 50 |  | 0.044 | KG | 15.11 | 15.11 | CP20 | CP20 | Illuminated twin pushbutton, 22 mm, round, plastic with metal front ring, green: I, red: O, pushbuttons, flat, Z=50-unit packaging | - | 0 | 0
3SU1031-3AB42-0AK0-Z | Y19 | 3SU1031-3AB42-0AK0-ZY19 | 1 | UN | 1 | 10 | C | D | N | N | 85389099 | 1 |  | 0.041 | KG | 16.06 | 16.06 | CP20 | CP20 | Illuminated twin pushbutton, 22 mm, round, plastic with metal front ring, green: I, red: O, buttons, flat, customer-specific selection with SIRIUS ACT configurator (CIN) | - | 0 | 0
3SU1031-3AB42-0AN0 |  | 3SU1031-3AB42-0AN0 | 1 | UN | 1 | 5 | B | D | N | N | 85389099 | 1 | 4011209961432 | 0.043 | KG | 15.11 | 15.11 | CP20 | CP20 | Illuminated twin pushbutton, 22 mm, round, plastic with metal front ring, red: arrow pointing up, green: arrow pointing down, pushbuttons, flat | - | 0 | 0
3SU1031-3AB42-0AN0-Z | X90 | 3SU1031-3AB42-0AN0-ZX90 | 1 | UN | 1 | 5 | B | D | EAR99 | N | 85389099 | 50 |  | 0.039 | KG | 15.11 | 15.11 | CP20 | CP20 | Illuminated twin pushbutton, 22 mm, round, plastic with metal front ring, red: arrow pointing up, green: arrow pointing down, pushbuttons, flat, Z=50-unit packaging | - | 0 | 0
3SU1031-3AB42-0AN0-Z | Y19 | 3SU1031-3AB42-0AN0-ZY19 | 1 | UN | 1 | 10 | C | D | N | N | 85389099 | 1 |  | 0.043 | KG | 16.06 | 16.06 | CP20 | CP20 | Illuminated twin pushbutton, 22 mm, round, plastic with metal front ring, red: arrow pointing up, green: arrow pointing down, buttons, flat, customer-specific selection with SIRIUS ACT configurator (CIN) | - | 0 | 0
3SU1031-3AB61-0AA0 |  | 3SU1031-3AB61-0AA0 | 1 | UN | 1 | 1 | A | D | N | N | 85389099 | 1 | 4011209963498 | 0.042 | KG | 13.87 | 13.87 | CP20 | CP20 | Illuminated twin pushbutton, 22 mm, round, plastic with metal front ring, white, black, pushbuttons, flat | - | 0 | 0
3SU1031-3AB61-0AA0-Z | X90 | 3SU1031-3AB61-0AA0-ZX90 | 1 | UN | 1 | 5 | B | D | EAR99 | N | 85389099 | 50 |  | 0.02 | KG | 13.87 | 13.87 | CP20 | CP20 | Illuminated twin pushbutton, 22 mm, round, plastic with metal front ring, white, black, pushbuttons, flat, Z=50-unit packaging | - | 0 | 0
3SU1031-3AB61-0AA0-Z | Y10 | 3SU1031-3AB61-0AA0-ZY10 | 1 | UN | 1 | 10 | C | D | N | N | 85389099 | 1 |  | 0.02 | KG | 18.62 | 18.62 | CP20 | CP20 | Illuminated twin pushbutton, 22 mm, round, plastic with metal front ring, white, black, pushbuttons, flat, with laser labeling, upper case and lower case, always upper case at beginning of line | - | 0 | 0
3SU1031-3AB61-0AA0-Z | Y11 | 3SU1031-3AB61-0AA0-ZY11 | 1 | UN | 1 | 10 | C | D | N | N | 85389099 | 1 |  | 0.02 | KG | 18.62 | 18.62 | CP20 | CP20 | Illuminated twin pushbutton, 22 mm, round, plastic with metal front ring, white, black, pushbuttons, flat, with laser labeling, upper case | - | 0 | 0
3SU1031-3AB61-0AA0-Z | Y12 | 3SU1031-3AB61-0AA0-ZY12 | 1 | UN | 1 | 10 | C | D | N | N | 85389099 | 1 |  | 0.02 | KG | 18.62 | 18.62 | CP20 | CP20 | Illuminated twin pushbutton, 22 mm, round, plastic with metal front ring, white, black, pushbuttons, flat, with laser labeling, lower case | - | 0 | 0
3SU1031-3AB61-0AA0-Z | Y13 | 3SU1031-3AB61-0AA0-ZY13 | 1 | UN | 1 | 10 | C | D | N | N | 85389099 | 1 |  | 0.02 | KG | 18.62 | 18.62 | CP20 | CP20 | Illuminated twin pushbutton, 22 mm, round, plastic with metal front ring, white, black, pushbuttons, flat, with laser labeling, symbol number according to, ISO 7000 or IEC 60417 | - | 0 | 0
3SU1031-3AB61-0AA0-Z | Y15 | 3SU1031-3AB61-0AA0-ZY15 | 1 | UN | 1 | 10 | C | D | N | N | 85389099 | 1 |  | 0.02 | KG | 18.62 | 18.62 | CP20 | CP20 | Illuminated twin pushbutton, 22 mm, round, plastic with metal front ring, white, black, pushbuttons, flat, with laser labeling, upper case and lower case, always upper case at the beginning of the word | - | 0 | 0
3SU1031-3AB61-0AA0-Z | Y19 | 3SU1031-3AB61-0AA0-ZY19 | 1 | UN | 1 | 10 | C | D | N | N | 85389099 | 1 |  | 0.044 | KG | 14.82 | 14.82 | CP20 | CP20 | Illuminated twin pushbutton, 22 mm, round, plastic with metal front ring, white, black, pushbuttons, flat, with laser labeling, inscription or symbol Customer-specific selection with SIRIUS ACT configurator (CIN) | - | 0 | 0
3SU1031-3AB61-0AK0 |  | 3SU1031-3AB61-0AK0 | 1 | UN | 1 | 1 | A | D | N | N | 85389099 | 1 | 4011209961418 | 0.045 | KG | 15.11 | 15.11 | CP20 | CP20 | Illuminated twin pushbutton, 22 mm, round, plastic with metal front ring, white: I, Black: O, pushbuttons, flat | - | 0 | 0
3SU1031-3AB61-0AK0-Z | X90 | 3SU1031-3AB61-0AK0-ZX90 | 1 | UN | 1 | 5 | B | D | EAR99 | N | 85389099 | 50 |  | 0.039 | KG | 15.11 | 15.11 | CP20 | CP20 | Illuminated twin pushbutton, 22 mm, round, plastic with metal front ring, white: I, Black: O, pushbuttons, flat, Z=50-unit packaging | - | 0 | 0
3SU1031-3AB61-0AK0-Z | Y19 | 3SU1031-3AB61-0AK0-ZY19 | 1 | UN | 1 | 10 | C | D | N | N | 85389099 | 1 |  | 0.045 | KG | 16.06 | 16.06 | CP20 | CP20 | Illuminated twin pushbutton, 22 mm, round, plastic with metal front ring, white: I, black: O, buttons, flat, customer-specific selection with SIRIUS ACT configurator (CIN) | - | 0 | 0
3SU1031-3AB66-0AA0 |  | 3SU1031-3AB66-0AA0 | 1 | UN | 1 | 3 | B | D | N | N | 85389099 | 1 | 4011209963504 | 0.043 | KG | 13.87 | 13.87 | CP20 | CP20 | Illuminated twin pushbutton, 22 mm, round, plastic with metal front ring, white, white, pushbuttons, flat | - | 0 | 0
3SU1031-3AB66-0AA0-Z | X90 | 3SU1031-3AB66-0AA0-ZX90 | 1 | UN | 1 | 5 | B | D | EAR99 | N | 85389099 | 50 |  | 0.02 | KG | 13.87 | 13.87 | CP20 | CP20 | Illuminated twin pushbutton, 22 mm, round, plastic with metal front ring, white, white, Pushbuttons, flat, Z=50-unit packaging | - | 0 | 0
3SU1031-3AB66-0AA0-Z | Y10 | 3SU1031-3AB66-0AA0-ZY10 | 1 | UN | 1 | 10 | C | D | N | N | 85389099 | 1 |  | 0.02 | KG | 18.62 | 18.62 | CP20 | CP20 | Illuminated twin pushbutton, 22 mm, round, plastic with metal front ring, white, white, Pushbuttons, flat, with laser labeling, upper case and lower case, always upper case at beginning of line | - | 0 | 0
3SU1031-3AB66-0AA0-Z | Y11 | 3SU1031-3AB66-0AA0-ZY11 | 1 | UN | 1 | 10 | C | D | N | N | 85389099 | 1 |  | 0.02 | KG | 18.62 | 18.62 | CP20 | CP20 | Illuminated twin pushbutton, 22 mm, round, plastic with metal front ring, white, white, Pushbuttons, flat, with laser labeling, upper case | - | 0 | 0
3SU1031-3AB66-0AA0-Z | Y12 | 3SU1031-3AB66-0AA0-ZY12 | 1 | UN | 1 | 10 | C | D | N | N | 85389099 | 1 |  | 0.02 | KG | 18.62 | 18.62 | CP20 | CP20 | Illuminated twin pushbutton, 22 mm, round, plastic with metal front ring, white, white, Pushbuttons, flat, with laser labeling, lower case | - | 0 | 0
3SU1031-3AB66-0AA0-Z | Y13 | 3SU1031-3AB66-0AA0-ZY13 | 1 | UN | 1 | 10 | C | D | N | N | 85389099 | 1 |  | 0.02 | KG | 18.62 | 18.62 | CP20 | CP20 | Illuminated twin pushbutton, 22 mm, round, plastic with metal front ring, white, white, Pushbuttons, flat, with laser labeling, symbol number according to, ISO 7000 or IEC 60417 | - | 0 | 0
3SU1031-3AB66-0AA0-Z | Y15 | 3SU1031-3AB66-0AA0-ZY15 | 1 | UN | 1 | 10 | C | D | N | N | 85389099 | 1 |  | 0.02 | KG | 18.62 | 18.62 | CP20 | CP20 | Illuminated twin pushbutton, 22 mm, round, plastic with metal front ring, white, white, Pushbuttons, flat, with laser labeling, upper case and lower case, always upper case at the beginning of the word | - | 0 | 0
3SU1031-3AB66-0AA0-Z | Y19 | 3SU1031-3AB66-0AA0-ZY19 | 1 | UN | 1 | 10 | C | D | N | N | 85389099 | 1 |  | 0.035 | KG | 14.82 | 14.82 | CP20 | CP20 | Illuminated twin pushbutton, 22 mm, round, plastic with metal front ring, white, white, Pushbuttons, flat, with laser labeling, inscription or symbol Customer-specific selection with SIRIUS ACT configurator (CIN) | - | 0 | 0
3SU1031-3AB66-0AN0 |  | 3SU1031-3AB66-0AN0 | 1 | UN | 1 | 5 | B | D | N | N | 85389099 | 1 | 4011209961425 | 0.043 | KG | 15.11 | 15.11 | CP20 | CP20 | Illuminated twin pushbutton, 22 mm, round, plastic with metal front ring, white: arrow pointing up, white: arrow pointing down, pushbuttons, flat | - | 0 | 0
3SU1031-3AB66-0AN0-Z | X90 | 3SU1031-3AB66-0AN0-ZX90 | 1 | UN | 1 | 5 | B | D | EAR99 | N | 85389099 | 50 |  | 0.039 | KG | 15.11 | 15.11 | CP20 | CP20 | Illuminated twin pushbutton, 22 mm, round, plastic with metal front ring, white: arrow pointing up, white: arrow pointing down, pushbuttons, flat, Z=50-unit packaging | - | 0 | 0
3SU1031-3AB66-0AN0-Z | Y19 | 3SU1031-3AB66-0AN0-ZY19 | 1 | UN | 1 | 10 | C | D | N | N | 85389099 | 1 |  | 0.043 | KG | 16.06 | 16.06 | CP20 | CP20 | Illuminated twin pushbutton, 22 mm, round, plastic with metal front ring, white: arrow pointing up, white: arrow pointing down, buttons, flat, customer-specific selection with SIRIUS ACT configurator (CIN) | - | 0 | 0
3SU1031-3BB42-0AA0 |  | 3SU1031-3BB42-0AA0 | 1 | UN | 1 | 3 | B | D | N | N | 85389099 | 1 | 4011209963511 | 0.043 | KG | 13.87 | 13.87 | CP20 | CP20 | Illuminated twin pushbutton, 22 mm, round, plastic with metal front ring, red, green, pushbuttons, flat and raised | - | 0 | 0
3SU1031-3BB42-0AA0-Z | X90 | 3SU1031-3BB42-0AA0-ZX90 | 1 | UN | 1 | 5 | B | D | EAR99 | N | 85389099 | 50 |  | 0.02 | KG | 13.87 | 13.87 | CP20 | CP20 | Illuminated twin pushbutton, 22 mm, round, plastic with metal front ring, red, green, pushbuttons, flat and raised, Z=50-unit packaging | - | 0 | 0
3SU1031-3BB42-0AA0-Z | Y10 | 3SU1031-3BB42-0AA0-ZY10 | 1 | UN | 1 | 10 | C | D | N | N | 85389099 | 1 | 4047621033945 | 0.02 | KG | 18.62 | 18.62 | CP20 | CP20 | Illuminated twin pushbutton, 22 mm, round, plastic with metal front ring, red, green, pushbuttons, flat and raised, with laser labeling, upper case and lower case, always upper case at beginning of line | - | 0 | 0
3SU1031-3BB42-0AA0-Z | Y11 | 3SU1031-3BB42-0AA0-ZY11 | 1 | UN | 1 | 10 | C | D | N | N | 85389099 | 1 | 4047621033952 | 0.02 | KG | 18.62 | 18.62 | CP20 | CP20 | Illuminated twin pushbutton, 22 mm, round, plastic with metal front ring, red, green, pushbuttons, flat and raised, with laser labeling, upper case | - | 0 | 0
3SU1031-3BB42-0AA0-Z | Y12 | 3SU1031-3BB42-0AA0-ZY12 | 1 | UN | 1 | 10 | C | D | N | N | 85389099 | 1 | 4047621033969 | 0.02 | KG | 18.62 | 18.62 | CP20 | CP20 | Illuminated twin pushbutton, 22 mm, round, plastic with metal front ring, red, green, pushbuttons, flat and raised, with laser labeling, lower case | - | 0 | 0
3SU1031-3BB42-0AA0-Z | Y13 | 3SU1031-3BB42-0AA0-ZY13 | 1 | UN | 1 | 10 | C | D | N | N | 85389099 | 1 | 4047621033976 | 0.02 | KG | 18.62 | 18.62 | CP20 | CP20 | Illuminated twin pushbutton, 22 mm, round, plastic with metal front ring, red, green, pushbuttons, flat and raised, with laser labeling, symbol number according to, ISO 7000 or IEC 60417 | - | 0 | 0
3SU1031-3BB42-0AA0-Z | Y15 | 3SU1031-3BB42-0AA0-ZY15 | 1 | UN | 1 | 10 | C | D | N | N | 85389099 | 1 | 4047621033983 | 0.02 | KG | 18.62 | 18.62 | CP20 | CP20 | Illuminated twin pushbutton, 22 mm, round, plastic with metal front ring, red, green, pushbuttons, flat and raised, with laser labeling, upper case and lower case, always upper case at the beginning of the word | - | 0 | 0
3SU1031-3BB42-0AA0-Z | Y19 | 3SU1031-3BB42-0AA0-ZY19 | 1 | UN | 1 | 10 | C | D | N | N | 85389099 | 1 | 4047621033990 | 0.042 | KG | 14.82 | 14.82 | CP20 | CP20 | Illuminated twin pushbutton, 22 mm, round, plastic with metal front ring, red, green, pushbuttons, flat and raised, with laser labeling, inscription or symbol Customer-specific selection with SIRIUS ACT configurator (CIN) | - | 0 | 0
3SU1031-3BB42-0AK0 |  | 3SU1031-3BB42-0AK0 | 1 | UN | 1 | 1 | A | D | N | N | 85389099 | 1 | 4011209961449 | 0.044 | KG | 15.39 | 15.39 | CP20 | CP20 | Illuminated twin pushbutton, 22 mm, round, plastic with metal front ring, green: I, red: O, pushbuttons, flat and raised | - | 0 | 0
3SU1031-3BB42-0AK0-Z | X90 | 3SU1031-3BB42-0AK0-ZX90 | 1 | UN | 1 | 5 | B | D | EAR99 | N | 85389099 | 50 |  | 0.039 | KG | 15.39 | 15.39 | CP20 | CP20 | Illuminated twin pushbutton, 22 mm, round, plastic with metal front ring, green: I, red: O, pushbuttons, flat and raised, Z=50-unit packaging | - | 0 | 0
3SU1031-3BB42-0AK0-Z | Y19 | 3SU1031-3BB42-0AK0-ZY19 | 1 | UN | 1 | 10 | C | D | N | N | 85389099 | 1 |  | 0.043 | KG | 16.34 | 16.34 | CP20 | CP20 | Illuminated twin pushbutton, 22 mm, round, plastic with metal front ring, green: I, red: O, buttons, flat and raised, customer-specific selection with SIRIUS ACT configurator (CIN) | - | 0 | 0
3SU1031-3BB61-0AA0 |  | 3SU1031-3BB61-0AA0 | 1 | UN | 1 | 3 | B | D | N | N | 85389099 | 1 | 4011209963528 | 0.043 | KG | 13.87 | 13.87 | CP20 | CP20 | Illuminated twin pushbutton, 22 mm, round, plastic with metal front ring, white, black, pushbuttons, flat and raised | - | 0 | 0
3SU1031-3BB61-0AA0-Z | X90 | 3SU1031-3BB61-0AA0-ZX90 | 1 | UN | 1 | 5 | B | D | EAR99 | N | 85389099 | 50 |  | 0.02 | KG | 13.87 | 13.87 | CP20 | CP20 | Illuminated twin pushbutton, 22 mm, round, plastic with metal front ring, white, black, pushbuttons, flat and raised, Z=50-unit packaging | - | 0 | 0
3SU1031-3BB61-0AA0-Z | Y10 | 3SU1031-3BB61-0AA0-ZY10 | 1 | UN | 1 | 10 | C | D | N | N | 85389099 | 1 | 4047621034126 | 0.02 | KG | 18.62 | 18.62 | CP20 | CP20 | Illuminated twin pushbutton, 22 mm, round, plastic with metal front ring, white, black, pushbuttons, flat and raised, with laser labeling, upper case and lower case, always upper case at beginning of line | - | 0 | 0
3SU1031-3BB61-0AA0-Z | Y11 | 3SU1031-3BB61-0AA0-ZY11 | 1 | UN | 1 | 10 | C | D | N | N | 85389099 | 1 | 4047621034133 | 0.02 | KG | 18.62 | 18.62 | CP20 | CP20 | Illuminated twin pushbutton, 22 mm, round, plastic with metal front ring, white, black, pushbuttons, flat and raised, with laser labeling, upper case | - | 0 | 0
3SU1031-3BB61-0AA0-Z | Y12 | 3SU1031-3BB61-0AA0-ZY12 | 1 | UN | 1 | 10 | C | D | N | N | 85389099 | 1 | 4047621034140 | 0.02 | KG | 18.62 | 18.62 | CP20 | CP20 | Illuminated twin pushbutton, 22 mm, round, plastic with metal front ring, white, black, pushbuttons, flat and raised, with laser labeling, lower case | - | 0 | 0
3SU1031-3BB61-0AA0-Z | Y13 | 3SU1031-3BB61-0AA0-ZY13 | 1 | UN | 1 | 10 | C | D | N | N | 85389099 | 1 | 4047621034157 | 0.045 | KG | 18.62 | 18.62 | CP20 | CP20 | Illuminated twin pushbutton, 22 mm, round, plastic with metal front ring, white, black, pushbuttons, flat and raised, with laser labeling, symbol number according to, ISO 7000 or IEC 60417 | - | 0 | 0
3SU1031-3BB61-0AA0-Z | Y15 | 3SU1031-3BB61-0AA0-ZY15 | 1 | UN | 1 | 10 | C | D | N | N | 85389099 | 1 | 4047621034164 | 0.02 | KG | 18.62 | 18.62 | CP20 | CP20 | Illuminated twin pushbutton, 22 mm, round, plastic with metal front ring, white, black, pushbuttons, flat and raised, with laser labeling, upper case and lower case, always upper case at the beginning of the word | - | 0 | 0
3SU1031-3BB61-0AA0-Z | Y19 | 3SU1031-3BB61-0AA0-ZY19 | 1 | UN | 1 | 10 | C | D | N | N | 85389099 | 1 | 4047621034171 | 0.02 | KG | 14.82 | 14.82 | CP20 | CP20 | Illuminated twin pushbutton, 22 mm, round, plastic with metal front ring, white, black, pushbuttons, flat and raised, with laser labeling, inscription or symbol Customer-specific selection with SIRIUS ACT configurator (CIN) | - | 0 | 0
3SU1031-3BB61-0AK0 |  | 3SU1031-3BB61-0AK0 | 1 | UN | 1 | 3 | B | D | N | N | 85389099 | 1 | 4011209961456 | 0.044 | KG | 15.39 | 15.39 | CP20 | CP20 | Illuminated twin pushbutton, 22 mm, round, plastic with metal front ring, white: I, Black: O, pushbuttons, flat and raised | - | 0 | 0
3SU1031-3BB61-0AK0-Z | X90 | 3SU1031-3BB61-0AK0-ZX90 | 1 | UN | 1 | 5 | B | D | N | N | 85389099 | 50 | 4047621074078 | 0.046 | KG | 15.39 | 15.39 | CP20 | CP20 | Illuminated twin pushbutton, 22 mm, round, plastic with metal front ring, white: I, Black: O, pushbuttons, flat and raised, Z=50-unit packaging | - | 0 | 0
3SU1031-3BB61-0AK0-Z | Y19 | 3SU1031-3BB61-0AK0-ZY19 | 1 | UN | 1 | 10 | C | D | N | N | 85389099 | 1 |  | 0.043 | KG | 16.34 | 16.34 | CP20 | CP20 | Illuminated twin pushbutton, 22 mm, round, plastic with metal front ring, white: I, black: O, buttons, flat and raised, customer-specific selection with SIRIUS ACT configurator (CIN) | - | 0 | 0
3SU1032-2AF20-0AA0 |  | 3SU1032-2AF20-0AA0 | 1 | UN | 1 | 3 | B | D | N | N | 85389099 | 1 | 4011209961197 | 0.04 | KG | 14.63 | 14.63 | CP20 | CP20 | Selector switch, illuminable, 22 mm, round, plastic with metal front ring, red, Rotary knob, 2 switch positions O-I, latching, actuating angle 90Â°, 10:30h/13:30h | - | 0 | 0
3SU1032-2AF20-0AA0-Z | X90 | 3SU1032-2AF20-0AA0-ZX90 | 1 | UN | 1 | 5 | B | D | EAR99 | N | 85389099 | 50 |  | 0.03 | KG | 14.63 | 14.63 | CP20 | CP20 | Selector switch, illuminable, 22 mm, round, plastic with metal front ring, red, Rotary knob, 2 switch positions O-I, latching, actuating angle 90Â°, 10:30h/13:30h, Z=50-unit packaging | - | 0 | 0
3SU1032-2AF20-0AA0-Z | Y10 | 3SU1032-2AF20-0AA0-ZY10 | 1 | UN | 1 | 10 | C | D | EAR99 | N | 85389099 | 1 |  | 0.03 | KG | 19.38 | 19.38 | CP20 | CP20 | Selector switch, illuminable, 22 mm, round, plastic with metal front ring, red, Rotary knob, 2 switch positions O-I, latching, actuating angle 90Â°, 10:30h/13:30h, with laser labeling, upper case and lower case, always upper case at beginning of line | - | 0 | 0
3SU1032-2AF20-0AA0-Z | Y11 | 3SU1032-2AF20-0AA0-ZY11 | 1 | UN | 1 | 10 | C | D | EAR99 | N | 85389099 | 1 |  | 0.03 | KG | 19.38 | 19.38 | CP20 | CP20 | Selector switch, illuminable, 22 mm, round, plastic with metal front ring, red, Rotary knob, 2 switch positions O-I, latching, actuating angle 90Â°, 10:30h/13:30h, with laser labeling, upper case | - | 0 | 0
3SU1032-2AF20-0AA0-Z | Y12 | 3SU1032-2AF20-0AA0-ZY12 | 1 | UN | 1 | 10 | C | D | EAR99 | N | 85389099 | 1 |  | 0.03 | KG | 19.38 | 19.38 | CP20 | CP20 | Selector switch, illuminable, 22 mm, round, plastic with metal front ring, red, Rotary knob, 2 switch positions O-I, latching, actuating angle 90Â°, 10:30h/13:30h, with laser labeling, lower case | - | 0 | 0
3SU1032-2AF20-0AA0-Z | Y15 | 3SU1032-2AF20-0AA0-ZY15 | 1 | UN | 1 | 10 | C | D | EAR99 | N | 85389099 | 1 |  | 0.03 | KG | 19.38 | 19.38 | CP20 | CP20 | Selector switch, illuminable, 22 mm, round, plastic with metal front ring, red, Rotary knob, 2 switch positions O-I, latching, actuating angle 90Â°, 10:30h/13:30h, with laser labeling, upper case and lower case, always upper case at the beginning of the word | - | 0 | 0
3SU1032-2AF20-0AA0-Z | Y19 | 3SU1032-2AF20-0AA0-ZY19 | 1 | UN | 1 | 10 | C | D | EAR99 | N | 85389099 | 1 |  | 0.03 | KG | 15.58 | 15.58 | CP20 | CP20 | Selector switch, illuminable, 22 mm, round, plastic with metal front ring, red, Rotary knob, 2 switch positions O-I, latching, actuating angle 90Â°, 10:30h/13:30h, with laser labeling, inscription or symbol Customer-specific selection with SIRIUS ACT configurator (CIN) | - | 0 | 0
3SU1032-2AF60-0AA0 |  | 3SU1032-2AF60-0AA0 | 1 | UN | 1 | 1 | A | D | N | N | 85389099 | 1 | 4011209961180 | 0.04 | KG | 14.63 | 14.63 | CP20 | CP20 | Selector switch, illuminable, 22 mm, round, plastic with metal front ring, white, Rotary knob, 2 switch positions O-I, latching, actuating angle 90Â°, 10:30h/13:30h | - | 0 | 0
3SU1032-2AF60-0AA0-Z | X90 | 3SU1032-2AF60-0AA0-ZX90 | 1 | UN | 1 | 5 | B | D | EAR99 | N | 85389099 | 50 |  | 0.03 | KG | 14.63 | 14.63 | CP20 | CP20 | Selector switch, illuminable, 22 mm, round, plastic with metal front ring, white, Rotary knob, 2 switch positions O-I, latching, actuating angle 90Â°, 10:30h/13:30h, Z=50-unit packaging | - | 0 | 0
3SU1032-2AF60-0AA0-Z | Y10 | 3SU1032-2AF60-0AA0-ZY10 | 1 | UN | 1 | 10 | C | D | EAR99 | N | 85389099 | 1 |  | 0.03 | KG | 19.38 | 19.38 | CP20 | CP20 | Selector switch, illuminable, 22 mm, round, plastic with metal front ring, white, Rotary knob, 2 switch positions O-I, latching, actuating angle 90Â°, 10:30h/13:30h, with laser labeling, upper case and lower case, always upper case at beginning of line | - | 0 | 0
3SU1032-2AF60-0AA0-Z | Y11 | 3SU1032-2AF60-0AA0-ZY11 | 1 | UN | 1 | 10 | C | D | EAR99 | N | 85389099 | 1 |  | 0.03 | KG | 19.38 | 19.38 | CP20 | CP20 | Selector switch, illuminable, 22 mm, round, plastic with metal front ring, white, Rotary knob, 2 switch positions O-I, latching, actuating angle 90Â°, 10:30h/13:30h, with laser labeling, upper case | - | 0 | 0
3SU1032-2AF60-0AA0-Z | Y12 | 3SU1032-2AF60-0AA0-ZY12 | 1 | UN | 1 | 10 | C | D | EAR99 | N | 85389099 | 1 |  | 0.03 | KG | 19.38 | 19.38 | CP20 | CP20 | Selector switch, illuminable, 22 mm, round, plastic with metal front ring, white, Rotary knob, 2 switch positions O-I, latching, actuating angle 90Â°, 10:30h/13:30h, with laser labeling, lower case | - | 0 | 0
3SU1032-2AF60-0AA0-Z | Y15 | 3SU1032-2AF60-0AA0-ZY15 | 1 | UN | 1 | 10 | C | D | EAR99 | N | 85389099 | 1 |  | 0.03 | KG | 19.38 | 19.38 | CP20 | CP20 | Selector switch, illuminable, 22 mm, round, plastic with metal front ring, white, Rotary knob, 2 switch positions O-I, latching, actuating angle 90Â°, 10:30h/13:30h, with laser labeling, upper case and lower case, always upper case at the beginning of the word | - | 0 | 0
3SU1032-2AF60-0AA0-Z | Y19 | 3SU1032-2AF60-0AA0-ZY19 | 1 | UN | 1 | 10 | C | D | EAR99 | N | 85389099 | 1 |  | 0.03 | KG | 15.58 | 15.58 | CP20 | CP20 | Selector switch, illuminable, 22 mm, round, plastic with metal front ring, white, Rotary knob, 2 switch positions O-I, latching, actuating angle 90Â°, 10:30h/13:30h, with laser labeling, inscription or symbol Customer-specific selection with SIRIUS ACT configurator (CIN) | - | 0 | 0
3SU1032-2BC10-0AA0 |  | 3SU1032-2BC10-0AA0 | 1 | UN | 1 | 3 | B | D | N | N | 85389099 | 1 | 4047621016788 | 0.02 | KG | 12.07 | 12.07 | CP20 | CP20 | Illuminable selector switch, 22 mm, round, plastic with metal front ring, black, Selector switch short, 2 switch positions O<I, momentary contact type, Actuating angle 45Â°, 10:30h/12h | - | 0 | 0
3SU1032-2BC10-0AA0-Z | X90 | 3SU1032-2BC10-0AA0-ZX90 | 1 | UN | 1 | 5 | B | D | EAR99 | N | 85389099 | 50 |  | 0.03 | KG | 12.07 | 12.07 | CP20 | CP20 | Illuminable selector switch, 22 mm, round, plastic with metal front ring, black, Selector switch short, 2 switch positions O<I, momentary contact type, Actuating angle 45Â°, 10:30/12, Z=50-unit packaging | - | 0 | 0
3SU1032-2BC10-0AA0-Z | Y10 | 3SU1032-2BC10-0AA0-ZY10 | 1 | UN | 1 | 10 | C | D | EAR99 | N | 85389099 | 1 |  | 0.03 | KG | 16.82 | 16.82 | CP20 | CP20 | Illuminable selector switch, 22 mm, round, plastic with metal front ring, black, Selector switch short, 2 switch positions O<I, momentary contact type, Actuating angle 45Â°, 10:30h/12h, with laser labeling, upper case and lower case, always upper case at beginning of line | - | 0 | 0
3SU1032-2BC10-0AA0-Z | Y11 | 3SU1032-2BC10-0AA0-ZY11 | 1 | UN | 1 | 10 | C | D | EAR99 | N | 85389099 | 1 |  | 0.03 | KG | 16.82 | 16.82 | CP20 | CP20 | Illuminable selector switch, 22 mm, round, plastic with metal front ring, black, Selector switch short, 2 switch positions O<I, momentary contact type, Actuating angle 45Â°, 10:30h/12h, with laser labeling, upper case | - | 0 | 0
3SU1032-2BC10-0AA0-Z | Y12 | 3SU1032-2BC10-0AA0-ZY12 | 1 | UN | 1 | 10 | C | D | EAR99 | N | 85389099 | 1 |  | 0.03 | KG | 16.82 | 16.82 | CP20 | CP20 | Illuminable selector switch, 22 mm, round, plastic with metal front ring, black, Selector switch short, 2 switch positions O<I, momentary contact type, Actuating angle 45Â°, 10:30h/12h, with laser labeling, lower case | - | 0 | 0
3SU1032-2BC10-0AA0-Z | Y15 | 3SU1032-2BC10-0AA0-ZY15 | 1 | UN | 1 | 10 | C | D | EAR99 | N | 85389099 | 1 |  | 0.03 | KG | 16.82 | 16.82 | CP20 | CP20 | Illuminable selector switch, 22 mm, round, plastic with metal front ring, black, Selector switch short, 2 switch positions O<I, momentary contact type, Actuating angle 45Â°, 10:30h/12h, with laser labeling, upper case and lower case, always upper case at the beginning of the word | - | 0 | 0
3SU1032-2BC10-0AA0-Z | Y19 | 3SU1032-2BC10-0AA0-ZY19 | 1 | UN | 1 | 10 | C | D | EAR99 | N | 85389099 | 1 |  | 0.03 | KG | 13.02 | 13.02 | CP20 | CP20 | Illuminable selector switch, 22 mm, round, plastic with metal front ring, black, Selector switch short, 2 switch positions O<I, momentary contact type, Actuating angle 45Â°, 10:30h/12h, with laser labeling, inscription or symbol, Customer-specific selection with SIRIUS ACT configurator (CIN) | - | 0 | 0
3SU1032-2BC20-0AA0 |  | 3SU1032-2BC20-0AA0 | 1 | UN | 1 | 1 | A | D | N | N | 85389099 | 1 | 4011209960442 | 0.02 | KG | 12.07 | 11.21 | CP20 | CP20 | Selector switch, illuminable, 22 mm, round, plastic with metal front ring, red, selector switch, short, 2 switch positions O<I, momentary contact type, Actuating angle 45Â°, 10:30h/12h | Lista Papel 2020 SI | 0 | 0
3SU1032-2BC20-0AA0-Z | X90 | 3SU1032-2BC20-0AA0-ZX90 | 1 | UN | 1 | 5 | B | D | EAR99 | N | 85389099 | 50 |  | 0.03 | KG | 12.07 | 12.07 | CP20 | CP20 | Selector switch, illuminable, 22 mm, round, plastic with metal front ring, red, selector switch, short, 2 switch positions O<I, momentary contact type, Actuating angle 45Â°, 10:30h/12h, Z=50-unit packaging | - | 0 | 0
3SU1032-2BC20-0AA0-Z | Y10 | 3SU1032-2BC20-0AA0-ZY10 | 1 | UN | 1 | 10 | C | D | N | N | 85389099 | 1 |  | 0.03 | KG | 16.82 | 16.82 | CP20 | CP20 | Selector switch, illuminable, 22 mm, round, plastic with metal front ring, red, selector switch, short, 2 switch positions O<I, momentary contact type, Actuating angle 45Â°, 10:30h/12h, with laser labeling, upper case and lower case, always upper case at beginning of line | - | 0 | 0
3SU1032-2BC20-0AA0-Z | Y11 | 3SU1032-2BC20-0AA0-ZY11 | 1 | UN | 1 | 10 | C | D | EAR99 | N | 85389099 | 1 |  | 0.03 | KG | 16.82 | 16.82 | CP20 | CP20 | Selector switch, illuminable, 22 mm, round, plastic with metal front ring, red, selector switch, short, 2 switch positions O<I, momentary contact type, Actuating angle 45Â°, 10:30h/12h, with laser labeling, upper case | - | 0 | 0
3SU1032-2BC20-0AA0-Z | Y12 | 3SU1032-2BC20-0AA0-ZY12 | 1 | UN | 1 | 10 | C | D | N | N | 85389099 | 1 |  | 0.03 | KG | 16.82 | 16.82 | CP20 | CP20 | Selector switch, illuminable, 22 mm, round, plastic with metal front ring, red, selector switch, short, 2 switch positions O<I, momentary contact type, Actuating angle 45Â°, 10:30h/12h, with laser labeling, lower case | - | 0 | 0
3SU1032-2BC20-0AA0-Z | Y15 | 3SU1032-2BC20-0AA0-ZY15 | 1 | UN | 1 | 10 | C | D | N | N | 85389099 | 1 |  | 0.03 | KG | 16.82 | 16.82 | CP20 | CP20 | Selector switch, illuminable, 22 mm, round, plastic with metal front ring, red, selector switch, short, 2 switch positions O<I, momentary contact type, Actuating angle 45Â°, 10:30h/12h, with laser labeling, upper case and lower case, always upper case at the beginning of the word | - | 0 | 0
3SU1032-2BC20-0AA0-Z | Y19 | 3SU1032-2BC20-0AA0-ZY19 | 1 | UN | 1 | 10 | C | D | N | N | 85389099 | 1 |  | 0.035 | KG | 13.02 | 13.02 | CP20 | CP20 | Selector switch, illuminable, 22 mm, round, plastic with metal front ring, red, selector switch, short, 2 switch positions O<I, momentary contact type, Actuating angle 45Â°, 10:30h/12h, with laser labeling, inscription or symbol Customer-specific selection with SIRIUS ACT configurator (CIN) | - | 0 | 0
3SU1032-2BC30-0AA0 |  | 3SU1032-2BC30-0AA0 | 1 | UN | 1 | 1 | A | D | N | N | 85389099 | 1 | 4011209961081 | 0.037 | KG | 12.07 | 12.07 | CP20 | CP20 | Selector switch, illuminable, 22 mm, round, plastic with metal front ring, yellow, selector switch, short, 2 switch positions O<I, momentary contact type, Actuating angle 45Â°, 10:30h/12h | - | 0 | 0
3SU1032-2BC30-0AA0-Z | X90 | 3SU1032-2BC30-0AA0-ZX90 | 1 | UN | 1 | 5 | B | D | EAR99 | N | 85389099 | 50 |  | 0.03 | KG | 12.07 | 12.07 | CP20 | CP20 | Selector switch, illuminable, 22 mm, round, plastic with metal front ring, yellow, selector switch, short, 2 switch positions O<I, momentary contact type, Actuating angle 45Â°, 10:30h/12h, Z=50-unit packaging | - | 0 | 0
3SU1032-2BC30-0AA0-Z | Y10 | 3SU1032-2BC30-0AA0-ZY10 | 1 | UN | 1 | 10 | C | D | EAR99 | N | 85389099 | 1 |  | 0.03 | KG | 16.82 | 16.82 | CP20 | CP20 | Selector switch, illuminable, 22 mm, round, plastic with metal front ring, yellow, selector switch, short, 2 switch positions O<I, momentary contact type, Actuating angle 45Â°, 10:30h/12h, with laser labeling, upper case and lower case, always upper case at beginning of line | - | 0 | 0
3SU1032-2BC30-0AA0-Z | Y11 | 3SU1032-2BC30-0AA0-ZY11 | 1 | UN | 1 | 10 | C | D | EAR99 | N | 85389099 | 1 |  | 0.03 | KG | 16.82 | 16.82 | CP20 | CP20 | Selector switch, illuminable, 22 mm, round, plastic with metal front ring, yellow, selector switch, short, 2 switch positions O<I, momentary contact type, Actuating angle 45Â°, 10:30h/12h, with laser labeling, upper case | - | 0 | 0
3SU1032-2BC30-0AA0-Z | Y12 | 3SU1032-2BC30-0AA0-ZY12 | 1 | UN | 1 | 10 | C | D | EAR99 | N | 85389099 | 1 |  | 0.03 | KG | 16.82 | 16.82 | CP20 | CP20 | Selector switch, illuminable, 22 mm, round, plastic with metal front ring, yellow, selector switch, short, 2 switch positions O<I, momentary contact type, Actuating angle 45Â°, 10:30h/12h, with laser labeling, lower case | - | 0 | 0
3SU1032-2BC30-0AA0-Z | Y15 | 3SU1032-2BC30-0AA0-ZY15 | 1 | UN | 1 | 10 | C | D | EAR99 | N | 85389099 | 1 |  | 0.03 | KG | 16.82 | 16.82 | CP20 | CP20 | Selector switch, illuminable, 22 mm, round, plastic with metal front ring, yellow, selector switch, short, 2 switch positions O<I, momentary contact type, Actuating angle 45Â°, 10:30h/12h, with laser labeling, upper case and lower case, always upper case at the beginning of the word | - | 0 | 0
3SU1032-2BC30-0AA0-Z | Y19 | 3SU1032-2BC30-0AA0-ZY19 | 1 | UN | 1 | 10 | C | D | EAR99 | N | 85389099 | 1 |  | 0.03 | KG | 13.02 | 13.02 | CP20 | CP20 | Selector switch, illuminable, 22 mm, round, plastic with metal front ring, yellow, selector switch, short, 2 switch positions O<I, momentary contact type, Actuating angle 45Â°, 10:30h/12h, with laser labeling, inscription or symbol Customer-specific selection with SIRIUS ACT configurator (CIN) | - | 0 | 0
3SU1032-2BC40-0AA0 |  | 3SU1032-2BC40-0AA0 | 1 | UN | 1 | 1 | A | D | N | N | 85389099 | 1 | 4011209961098 | 0.02 | KG | 12.07 | 11.21 | CP20 | CP20 | Selector switch, illuminable, 22 mm, round, plastic with metal front ring, green, selector switch, short, 2 switch positions O<I, momentary contact type, Actuating angle 45Â°, 10:30h/12h | Lista Papel 2020 SI | 0 | 0
3SU1032-2BC40-0AA0-Z | X90 | 3SU1032-2BC40-0AA0-ZX90 | 1 | UN | 1 | 5 | B | D | EAR99 | N | 85389099 | 50 |  | 0.03 | KG | 12.07 | 12.07 | CP20 | CP20 | Selector switch, illuminable, 22 mm, round, plastic with metal front ring, green, selector switch, short, 2 switch positions O<I, momentary contact type, Actuating angle 45Â°, 10:30h/12h, Z=50-unit packaging | - | 0 | 0
3SU1032-2BC40-0AA0-Z | Y10 | 3SU1032-2BC40-0AA0-ZY10 | 1 | UN | 1 | 10 | C | D | EAR99 | N | 85389099 | 1 |  | 0.03 | KG | 16.82 | 16.82 | CP20 | CP20 | Selector switch, illuminable, 22 mm, round, plastic with metal front ring, green, selector switch, short, 2 switch positions O<I, momentary contact type, Actuating angle 45Â°, 10:30h/12h, with laser labeling, upper case and lower case, always upper case at beginning of line | - | 0 | 0
3SU1032-2BC40-0AA0-Z | Y11 | 3SU1032-2BC40-0AA0-ZY11 | 1 | UN | 1 | 10 | C | D | EAR99 | N | 85389099 | 1 |  | 0.03 | KG | 16.82 | 16.82 | CP20 | CP20 | Selector switch, illuminable, 22 mm, round, plastic with metal front ring, green, selector switch, short, 2 switch positions O<I, momentary contact type, Actuating angle 45Â°, 10:30h/12h, with laser labeling, upper case | - | 0 | 0
3SU1032-2BC40-0AA0-Z | Y12 | 3SU1032-2BC40-0AA0-ZY12 | 1 | UN | 1 | 10 | C | D | EAR99 | N | 85389099 | 1 |  | 0.03 | KG | 16.82 | 16.82 | CP20 | CP20 | Selector switch, illuminable, 22 mm, round, plastic with metal front ring, green, selector switch, short, 2 switch positions O<I, momentary contact type, Actuating angle 45Â°, 10:30h/12h, with laser labeling, lower case | - | 0 | 0
3SU1032-2BC40-0AA0-Z | Y15 | 3SU1032-2BC40-0AA0-ZY15 | 1 | UN | 1 | 10 | C | D | EAR99 | N | 85389099 | 1 |  | 0.03 | KG | 16.82 | 16.82 | CP20 | CP20 | Selector switch, illuminable, 22 mm, round, plastic with metal front ring, green, selector switch, short, 2 switch positions O<I, momentary contact type, Actuating angle 45Â°, 10:30h/12h, with laser labeling, upper case and lower case, always upper case at the beginning of the word | - | 0 | 0
3SU1032-2BC40-0AA0-Z | Y19 | 3SU1032-2BC40-0AA0-ZY19 | 1 | UN | 1 | 10 | C | D | EAR99 | N | 85389099 | 1 |  | 0.03 | KG | 13.02 | 13.02 | CP20 | CP20 | Selector switch, illuminable, 22 mm, round, plastic with metal front ring, green, selector switch, short, 2 switch positions O<I, momentary contact type, Actuating angle 45Â°, 10:30h/12h, with laser labeling, inscription or symbol Customer-specific selection with SIRIUS ACT configurator (CIN) | - | 0 | 0
3SU1032-2BC50-0AA0 |  | 3SU1032-2BC50-0AA0 | 1 | UN | 1 | 1 | A | D | N | N | 85389099 | 1 | 4011209961104 | 0.02 | KG | 12.07 | 12.07 | CP20 | CP20 | Selector switch, illuminable, 22 mm, round, plastic with metal front ring, blue, selector switch, short, 2 switch positions O<I, momentary contact type, Actuating angle 45Â°, 10:30h/12h | - | 0 | 0
3SU1032-2BC50-0AA0-Z | X90 | 3SU1032-2BC50-0AA0-ZX90 | 1 | UN | 1 | 5 | B | D | EAR99 | N | 85389099 | 50 |  | 0.03 | KG | 12.07 | 12.07 | CP20 | CP20 | Selector switch, illuminable, 22 mm, round, plastic with metal front ring, blue, selector switch, short, 2 switch positions O<I, momentary contact type, Actuating angle 45Â°, 10:30h/12h, Z=50-unit packaging | - | 0 | 0
3SU1032-2BC50-0AA0-Z | Y10 | 3SU1032-2BC50-0AA0-ZY10 | 1 | UN | 1 | 10 | C | D | EAR99 | N | 85389099 | 1 |  | 0.03 | KG | 16.82 | 16.82 | CP20 | CP20 | Selector switch, illuminable, 22 mm, round, plastic with metal front ring, blue, selector switch, short, 2 switch positions O<I, momentary contact type, Actuating angle 45Â°, 10:30h/12h, with laser labeling, upper case and lower case, always upper case at beginning of line | - | 0 | 0
3SU1032-2BC50-0AA0-Z | Y11 | 3SU1032-2BC50-0AA0-ZY11 | 1 | UN | 1 | 10 | C | D | EAR99 | N | 85389099 | 1 |  | 0.03 | KG | 16.82 | 16.82 | CP20 | CP20 | Selector switch, illuminable, 22 mm, round, plastic with metal front ring, blue, selector switch, short, 2 switch positions O<I, momentary contact type, Actuating angle 45Â°, 10:30h/12h, with laser labeling, upper case | - | 0 | 0
3SU1032-2BC50-0AA0-Z | Y12 | 3SU1032-2BC50-0AA0-ZY12 | 1 | UN | 1 | 10 | C | D | EAR99 | N | 85389099 | 1 |  | 0.03 | KG | 16.82 | 16.82 | CP20 | CP20 | Selector switch, illuminable, 22 mm, round, plastic with metal front ring, blue, selector switch, short, 2 switch positions O<I, momentary contact type, Actuating angle 45Â°, 10:30h/12h, with laser labeling, lower case | - | 0 | 0
3SU1032-2BC50-0AA0-Z | Y15 | 3SU1032-2BC50-0AA0-ZY15 | 1 | UN | 1 | 10 | C | D | EAR99 | N | 85389099 | 1 |  | 0.03 | KG | 16.82 | 16.82 | CP20 | CP20 | Selector switch, illuminable, 22 mm, round, plastic with metal front ring, blue, selector switch, short, 2 switch positions O<I, momentary contact type, Actuating angle 45Â°, 10:30h/12h, with laser labeling, upper case and lower case, always upper case at the beginning of the word | - | 0 | 0
3SU1032-2BC50-0AA0-Z | Y19 | 3SU1032-2BC50-0AA0-ZY19 | 1 | UN | 1 | 10 | C | D | EAR99 | N | 85389099 | 1 |  | 0.03 | KG | 13.02 | 13.02 | CP20 | CP20 | Selector switch, illuminable, 22 mm, round, plastic with metal front ring, blue, selector switch, short, 2 switch positions O<I, momentary contact type, Actuating angle 45Â°, 10:30h/12h, with laser labeling, inscription or symbol Customer-specific selection with SIRIUS ACT configurator (CIN) | - | 0 | 0
3SU1032-2BC60-0AA0 |  | 3SU1032-2BC60-0AA0 | 1 | UN | 1 | 1 | A | D | N | N | 85389099 | 1 | 4011209960435 | 0.02 | KG | 12.07 | 11.21 | CP20 | CP20 | Selector switch, illuminable, 22 mm, round, plastic with metal front ring, white, selector switch, short, 2 switch positions O<I, momentary contact type, Actuating angle 45Â°, 10:30h/12h | Lista Papel 2020 SI | 0 | 0
3SU1032-2BC60-0AA0-Z | X90 | 3SU1032-2BC60-0AA0-ZX90 | 1 | UN | 1 | 5 | B | D | EAR99 | N | 85389099 | 50 |  | 0.03 | KG | 12.07 | 12.07 | CP20 | CP20 | Selector switch, illuminable, 22 mm, round, plastic with metal front ring, white, selector switch, short, 2 switch positions O<I, momentary contact type, Actuating angle 45Â°, 10:30h/12h, Z=50-unit packaging | - | 0 | 0
3SU1032-2BC60-0AA0-Z | Y10 | 3SU1032-2BC60-0AA0-ZY10 | 1 | UN | 1 | 10 | C | D | EAR99 | N | 85389099 | 1 |  | 0.03 | KG | 16.82 | 16.82 | CP20 | CP20 | Selector switch, illuminable, 22 mm, round, plastic with metal front ring, white, selector switch, short, 2 switch positions O<I, momentary contact type, Actuating angle 45Â°, 10:30h/12h, with laser labeling, upper case and lower case, always upper case at beginning of line | - | 0 | 0
3SU1032-2BC60-0AA0-Z | Y11 | 3SU1032-2BC60-0AA0-ZY11 | 1 | UN | 1 | 10 | C | D | EAR99 | N | 85389099 | 1 |  | 0.03 | KG | 16.82 | 16.82 | CP20 | CP20 | Selector switch, illuminable, 22 mm, round, plastic with metal front ring, white, selector switch, short, 2 switch positions O<I, momentary contact type, Actuating angle 45Â°, 10:30h/12h, with laser labeling, upper case | - | 0 | 0
3SU1032-2BC60-0AA0-Z | Y12 | 3SU1032-2BC60-0AA0-ZY12 | 1 | UN | 1 | 10 | C | D | EAR99 | N | 85389099 | 1 |  | 0.03 | KG | 16.82 | 16.82 | CP20 | CP20 | Selector switch, illuminable, 22 mm, round, plastic with metal front ring, white, selector switch, short, 2 switch positions O<I, momentary contact type, Actuating angle 45Â°, 10:30h/12h, with laser labeling, lower case | - | 0 | 0
3SU1032-2BC60-0AA0-Z | Y15 | 3SU1032-2BC60-0AA0-ZY15 | 1 | UN | 1 | 10 | C | D | EAR99 | N | 85389099 | 1 |  | 0.03 | KG | 16.82 | 16.82 | CP20 | CP20 | Selector switch, illuminable, 22 mm, round, plastic with metal front ring, white, selector switch, short, 2 switch positions O<I, momentary contact type, Actuating angle 45Â°, 10:30h/12h, with laser labeling, upper case and lower case, always upper case at the beginning of the word | - | 0 | 0
3SU1032-2BC60-0AA0-Z | Y19 | 3SU1032-2BC60-0AA0-ZY19 | 1 | UN | 1 | 10 | C | D | EAR99 | N | 85389099 | 1 |  | 0.03 | KG | 13.02 | 13.02 | CP20 | CP20 | Selector switch, illuminable, 22 mm, round, plastic with metal front ring, white, selector switch, short, 2 switch positions O<I, momentary contact type, Actuating angle 45Â°, 10:30h/12h, with laser labeling, inscription or symbol Customer-specific selection with SIRIUS ACT configurator (CIN) | - | 0 | 0
3SU1032-2BF10-0AA0 |  | 3SU1032-2BF10-0AA0 | 1 | UN | 1 | 1 | A | D | N | N | 85389099 | 1 | 4047621016795 | 0.02 | KG | 12.07 | 12.07 | CP20 | CP20 | Selector switch, illuminable, 22 mm, round, plastic with metal front ring, black, selector switch, short, 2 switch positions O-I, latching, actuating angle 90Â°, 10:30h/13:30h | - | 0 | 0
3SU1032-2BF10-0AA0-Z | X90 | 3SU1032-2BF10-0AA0-ZX90 | 1 | UN | 1 | 5 | B | D | N | N | 85389099 | 50 | 4047621064970 | 0.038 | KG | 12.07 | 12.07 | CP20 | CP20 | Illuminable selector switch, 22 mm, round, plastic with metal front ring, black, Selector switch short, 2 switch positions O-I, latching, actuating angle 90Â°, 10:30 /13:30, Z=50-unit packaging | - | 0 | 0
3SU1032-2BF10-0AA0-Z | Y10 | 3SU1032-2BF10-0AA0-ZY10 | 1 | UN | 1 | 10 | C | D | N | N | 85389099 | 1 |  | 0.03 | KG | 16.82 | 16.82 | CP20 | CP20 | Illuminable selector switch, 22 mm, round, plastic with metal front ring, black, Selector switch short, 2 switch positions O-I, latching, actuating angle 90Â°, 10:30h/13:30h, with laser labeling, upper case and lower case, always upper case at beginning of line | - | 0 | 0
3SU1032-2BF10-0AA0-Z | Y11 | 3SU1032-2BF10-0AA0-ZY11 | 1 | UN | 1 | 10 | C | D | N | N | 85389099 | 1 |  | 0.03 | KG | 16.82 | 16.82 | CP20 | CP20 | Illuminable selector switch, 22 mm, round, plastic with metal front ring, black, Selector switch short, 2 switch positions O-I, latching, actuating angle 90Â°, 10:30h/13:30h, with laser labeling, upper case | - | 0 | 0
3SU1032-2BF10-0AA0-Z | Y12 | 3SU1032-2BF10-0AA0-ZY12 | 1 | UN | 1 | 10 | C | D | N | N | 85389099 | 1 |  | 0.03 | KG | 16.82 | 16.82 | CP20 | CP20 | Illuminable selector switch, 22 mm, round, plastic with metal front ring, black, Selector switch short, 2 switch positions O-I, latching, actuating angle 90Â°, 10:30h/13:30h, with laser labeling, lower case | - | 0 | 0
3SU1032-2BF10-0AA0-Z | Y15 | 3SU1032-2BF10-0AA0-ZY15 | 1 | UN | 1 | 10 | C | D | N | N | 85389099 | 1 |  | 0.03 | KG | 16.82 | 16.82 | CP20 | CP20 | Illuminable selector switch, 22 mm, round, plastic with metal front ring, black, Selector switch short, 2 switch positions O-I, latching, actuating angle 90Â°, 10:30h/13:30h, with laser labeling, upper case and lower case, always upper case at the beginning of the word | - | 0 | 0
3SU1032-2BF10-0AA0-Z | Y19 | 3SU1032-2BF10-0AA0-ZY19 | 1 | UN | 1 | 10 | C | D | N | N | 85389099 | 1 |  | 0.03 | KG | 13.02 | 13.02 | CP20 | CP20 | Illuminable selector switch, 22 mm, round, plastic with metal front ring, black, Selector switch short, 2 switch positions O-I, latching, actuating angle 90Â°, 10:30h/13:30h, with laser labeling, inscription or symbol, Customer-specific selection with SIRIUS ACT configurator (CIN) | - | 0 | 0
3SU1032-2BF20-0AA0 |  | 3SU1032-2BF20-0AA0 | 1 | UN | 1 | 1 | A | D | N | N | 85389099 | 1 | 4011209961128 | 0.02 | KG | 12.07 | 11.21 | CP20 | CP20 | Selector switch, illuminable, 22 mm, round, plastic with metal front ring, red, selector switch, short, 2 switch positions O-I, latching, actuating angle 90Â°, 10:30h/13:30h | Lista Papel 2020 SI | 0 | 0
3SU1032-2BF20-0AA0-Z | X90 | 3SU1032-2BF20-0AA0-ZX90 | 1 | UN | 1 | 5 | B | D | EAR99 | N | 85389099 | 50 |  | 0.03 | KG | 12.07 | 12.07 | CP20 | CP20 | Selector switch, illuminable, 22 mm, round, plastic with metal front ring, red, selector switch, short, 2 switch positions O-I, latching, actuating angle 90Â°, 10:30h/13:30h, Z=50-unit packaging | - | 0 | 0
3SU1032-2BF20-0AA0-Z | Y10 | 3SU1032-2BF20-0AA0-ZY10 | 1 | UN | 1 | 10 | C | D | N | N | 85389099 | 1 |  | 0.03 | KG | 16.82 | 16.82 | CP20 | CP20 | Selector switch, illuminable, 22 mm, round, plastic with metal front ring, red, selector switch, short, 2 switch positions O-I, latching, actuating angle 90Â°, 10:30h/13:30h, with laser labeling, upper case and lower case, always upper case at beginning of line | - | 0 | 0
3SU1032-2BF20-0AA0-Z | Y11 | 3SU1032-2BF20-0AA0-ZY11 | 1 | UN | 1 | 10 | C | D | N | N | 85389099 | 1 |  | 0.03 | KG | 16.82 | 16.82 | CP20 | CP20 | Selector switch, illuminable, 22 mm, round, plastic with metal front ring, red, selector switch, short, 2 switch positions O-I, latching, actuating angle 90Â°, 10:30h/13:30h, with laser labeling, upper case | - | 0 | 0
3SU1032-2BF20-0AA0-Z | Y12 | 3SU1032-2BF20-0AA0-ZY12 | 1 | UN | 1 | 10 | C | D | N | N | 85389099 | 1 |  | 0.03 | KG | 16.82 | 16.82 | CP20 | CP20 | Selector switch, illuminable, 22 mm, round, plastic with metal front ring, red, selector switch, short, 2 switch positions O-I, latching, actuating angle 90Â°, 10:30h/13:30h, with laser labeling, lower case | - | 0 | 0
3SU1032-2BF20-0AA0-Z | Y15 | 3SU1032-2BF20-0AA0-ZY15 | 1 | UN | 1 | 10 | C | D | N | N | 85389099 | 1 |  | 0.03 | KG | 16.82 | 16.82 | CP20 | CP20 | Selector switch, illuminable, 22 mm, round, plastic with metal front ring, red, selector switch, short, 2 switch positions O-I, latching, actuating angle 90Â°, 10:30h/13:30h, with laser labeling, upper case and lower case, always upper case at the beginning of the word | - | 0 | 0
3SU1032-2BF20-0AA0-Z | Y19 | 3SU1032-2BF20-0AA0-ZY19 | 1 | UN | 1 | 10 | C | D | N | N | 85389099 | 1 |  | 0.036 | KG | 13.02 | 13.02 | CP20 | CP20 | Selector switch, illuminable, 22 mm, round, plastic with metal front ring, red, selector switch, short, 2 switch positions O-I, latching, actuating angle 90Â°, 10:30h/13:30h, with laser labeling, inscription or symbol Customer-specific selection with SIRIUS ACT configurator (CIN) | - | 0 | 0
3SU1032-2BF30-0AA0 |  | 3SU1032-2BF30-0AA0 | 1 | UN | 1 | 1 | A | D | N | N | 85389099 | 1 | 4011209961135 | 0.02 | KG | 12.07 | 12.07 | CP20 | CP20 | Selector switch, illuminable, 22 mm, round, plastic with metal front ring, yellow, selector switch, short, 2 switch positions O-I, latching, actuating angle 90Â°, 10:30h/13:30h | - | 0 | 0
3SU1032-2BF30-0AA0-Z | X90 | 3SU1032-2BF30-0AA0-ZX90 | 1 | UN | 1 | 5 | B | D | EAR99 | N | 85389099 | 50 |  | 0.03 | KG | 12.07 | 12.07 | CP20 | CP20 | Selector switch, illuminable, 22 mm, round, plastic with metal front ring, yellow, selector switch, short, 2 switch positions O-I, latching, actuating angle 90Â°, 10:30h/13:30h, Z=50-unit packaging | - | 0 | 0
3SU1032-2BF30-0AA0-Z | Y10 | 3SU1032-2BF30-0AA0-ZY10 | 1 | UN | 1 | 10 | C | D | N | N | 85389099 | 1 |  | 0.03 | KG | 16.82 | 16.82 | CP20 | CP20 | Selector switch, illuminable, 22 mm, round, plastic with metal front ring, yellow, selector switch, short, 2 switch positions O-I, latching, actuating angle 90Â°, 10:30h/13:30h, with laser labeling, upper case and lower case, always upper case at beginning of line | - | 0 | 0
3SU1032-2BF30-0AA0-Z | Y11 | 3SU1032-2BF30-0AA0-ZY11 | 1 | UN | 1 | 10 | C | D | N | N | 85389099 | 1 |  | 0.03 | KG | 16.82 | 16.82 | CP20 | CP20 | Selector switch, illuminable, 22 mm, round, plastic with metal front ring, yellow, selector switch, short, 2 switch positions O-I, latching, actuating angle 90Â°, 10:30h/13:30h, with laser labeling, upper case | - | 0 | 0
3SU1032-2BF30-0AA0-Z | Y12 | 3SU1032-2BF30-0AA0-ZY12 | 1 | UN | 1 | 10 | C | D | N | N | 85389099 | 1 |  | 0.03 | KG | 16.82 | 16.82 | CP20 | CP20 | Selector switch, illuminable, 22 mm, round, plastic with metal front ring, yellow, selector switch, short, 2 switch positions O-I, latching, actuating angle 90Â°, 10:30h/13:30h, with laser labeling, lower case | - | 0 | 0
3SU1032-2BF30-0AA0-Z | Y15 | 3SU1032-2BF30-0AA0-ZY15 | 1 | UN | 1 | 10 | C | D | N | N | 85389099 | 1 |  | 0.03 | KG | 16.82 | 16.82 | CP20 | CP20 | Selector switch, illuminable, 22 mm, round, plastic with metal front ring, yellow, selector switch, short, 2 switch positions O-I, latching, actuating angle 90Â°, 10:30h/13:30h, with laser labeling, upper case and lower case, always upper case at the beginning of the word | - | 0 | 0
3SU1032-2BF30-0AA0-Z | Y19 | 3SU1032-2BF30-0AA0-ZY19 | 1 | UN | 1 | 10 | C | D | N | N | 85389099 | 1 |  | 0.035 | KG | 13.02 | 13.02 | CP20 | CP20 | Selector switch, illuminable, 22 mm, round, plastic with metal front ring, yellow, selector switch, short, 2 switch positions O-I, latching, actuating angle 90Â°, 10:30h/13:30h, with laser labeling, inscription or symbol Customer-specific selection with SIRIUS ACT configurator (CIN) | - | 0 | 0
3SU1032-2BF40-0AA0 |  | 3SU1032-2BF40-0AA0 | 1 | UN | 1 | 1 | A | D | N | N | 85389099 | 1 | 4011209961142 | 0.02 | KG | 12.07 | 11.21 | CP20 | CP20 | Selector switch, illuminable, 22 mm, round, plastic with metal front ring, green, selector switch, short, 2 switch positions O-I, latching, actuating angle 90Â°, 10:30h/13:30h | Lista Papel 2020 SI | 0 | 0
3SU1032-2BF40-0AA0-Z | X90 | 3SU1032-2BF40-0AA0-ZX90 | 1 | UN | 1 | 5 | B | D | N | N | 85389099 | 50 | 4047621068022 | 0.038 | KG | 12.07 | 12.07 | CP20 | CP20 | Selector switch, illuminable, 22 mm, round, plastic with metal front ring, green, selector switch, short, 2 switch positions O-I, latching, actuating angle 90Â°, 10:30h/13:30h, Z=50-unit packaging | - | 0 | 0
3SU1032-2BF40-0AA0-Z | Y10 | 3SU1032-2BF40-0AA0-ZY10 | 1 | UN | 1 | 10 | C | D | N | N | 85389099 | 1 |  | 0.03 | KG | 16.82 | 16.82 | CP20 | CP20 | Selector switch, illuminable, 22 mm, round, plastic with metal front ring, green, selector switch, short, 2 switch positions O-I, latching, actuating angle 90Â°, 10:30h/13:30h, with laser labeling, upper case and lower case, always upper case at beginning of line | - | 0 | 0
3SU1032-2BF40-0AA0-Z | Y11 | 3SU1032-2BF40-0AA0-ZY11 | 1 | UN | 1 | 10 | C | D | N | N | 85389099 | 1 |  | 0.03 | KG | 16.82 | 16.82 | CP20 | CP20 | Selector switch, illuminable, 22 mm, round, plastic with metal front ring, green, selector switch, short, 2 switch positions O-I, latching, actuating angle 90Â°, 10:30h/13:30h, with laser labeling, upper case | - | 0 | 0
3SU1032-2BF40-0AA0-Z | Y12 | 3SU1032-2BF40-0AA0-ZY12 | 1 | UN | 1 | 10 | C | D | N | N | 85389099 | 1 |  | 0.03 | KG | 16.82 | 16.82 | CP20 | CP20 | Selector switch, illuminable, 22 mm, round, plastic with metal front ring, green, selector switch, short, 2 switch positions O-I, latching, actuating angle 90Â°, 10:30h/13:30h, with laser labeling, lower case | - | 0 | 0
3SU1032-2BF40-0AA0-Z | Y15 | 3SU1032-2BF40-0AA0-ZY15 | 1 | UN | 1 | 10 | C | D | N | N | 85389099 | 1 |  | 0.03 | KG | 16.82 | 16.82 | CP20 | CP20 | Selector switch, illuminable, 22 mm, round, plastic with metal front ring, green, selector switch, short, 2 switch positions O-I, latching, actuating angle 90Â°, 10:30h/13:30h, with laser labeling, upper case and lower case, always upper case at the beginning of the word | - | 0 | 0
3SU1032-2BF40-0AA0-Z | Y19 | 3SU1032-2BF40-0AA0-ZY19 | 1 | UN | 1 | 10 | C | D | N | N | 85389099 | 1 |  | 0.03 | KG | 13.02 | 13.02 | CP20 | CP20 | Selector switch, illuminable, 22 mm, round, plastic with metal front ring, green, selector switch, short, 2 switch positions O-I, latching, actuating angle 90Â°, 10:30h/13:30h, with laser labeling, inscription or symbol Customer-specific selection with SIRIUS ACT configurator (CIN) | - | 0 | 0
3SU1032-2BF50-0AA0 |  | 3SU1032-2BF50-0AA0 | 1 | UN | 1 | 1 | A | D | N | N | 85389099 | 1 | 4011209961159 | 0.02 | KG | 12.07 | 12.07 | CP20 | CP20 | Selector switch, illuminable, 22 mm, round, plastic with metal front ring, blue, selector switch, short, 2 switch positions O-I, latching, actuating angle 90Â°, 10:30h/13:30h | - | 0 | 0
3SU1032-2BF50-0AA0-Z | X90 | 3SU1032-2BF50-0AA0-ZX90 | 1 | UN | 1 | 5 | B | D | EAR99 | N | 85389099 | 50 |  | 0.03 | KG | 12.07 | 12.07 | CP20 | CP20 | Selector switch, illuminable, 22 mm, round, plastic with metal front ring, blue, selector switch, short, 2 switch positions O-I, latching, actuating angle 90Â°, 10:30h/13:30h, Z=50-unit packaging | - | 0 | 0
3SU1032-2BF50-0AA0-Z | Y10 | 3SU1032-2BF50-0AA0-ZY10 | 1 | UN | 1 | 10 | C | D | N | N | 85389099 | 1 |  | 0.03 | KG | 16.82 | 16.82 | CP20 | CP20 | Selector switch, illuminable, 22 mm, round, plastic with metal front ring, blue, selector switch, short, 2 switch positions O-I, latching, actuating angle 90Â°, 10:30h/13:30h, with laser labeling, upper case and lower case, always upper case at beginning of line | - | 0 | 0
3SU1032-2BF50-0AA0-Z | Y11 | 3SU1032-2BF50-0AA0-ZY11 | 1 | UN | 1 | 10 | C | D | N | N | 85389099 | 1 |  | 0.03 | KG | 16.82 | 16.82 | CP20 | CP20 | Selector switch, illuminable, 22 mm, round, plastic with metal front ring, blue, selector switch, short, 2 switch positions O-I, latching, actuating angle 90Â°, 10:30h/13:30h, with laser labeling, upper case | - | 0 | 0
3SU1032-2BF50-0AA0-Z | Y12 | 3SU1032-2BF50-0AA0-ZY12 | 1 | UN | 1 | 10 | C | D | N | N | 85389099 | 1 |  | 0.03 | KG | 16.82 | 16.82 | CP20 | CP20 | Selector switch, illuminable, 22 mm, round, plastic with metal front ring, blue, selector switch, short, 2 switch positions O-I, latching, actuating angle 90Â°, 10:30h/13:30h, with laser labeling, lower case | - | 0 | 0
3SU1032-2BF50-0AA0-Z | Y15 | 3SU1032-2BF50-0AA0-ZY15 | 1 | UN | 1 | 10 | C | D | N | N | 85389099 | 1 |  | 0.03 | KG | 16.82 | 16.82 | CP20 | CP20 | Selector switch, illuminable, 22 mm, round, plastic with metal front ring, blue, selector switch, short, 2 switch positions O-I, latching, actuating angle 90Â°, 10:30h/13:30h, with laser labeling, upper case and lower case, always upper case at the beginning of the word | - | 0 | 0
3SU1032-2BF50-0AA0-Z | Y19 | 3SU1032-2BF50-0AA0-ZY19 | 1 | UN | 1 | 10 | C | D | N | N | 85389099 | 1 |  | 0.035 | KG | 13.02 | 13.02 | CP20 | CP20 | Selector switch, illuminable, 22 mm, round, plastic with metal front ring, blue, selector switch, short, 2 switch positions O-I, latching, actuating angle 90Â°, 10:30h/13:30h, with laser labeling, inscription or symbol Customer-specific selection with SIRIUS ACT configurator (CIN) | - | 0 | 0
3SU1032-2BF60-0AA0 |  | 3SU1032-2BF60-0AA0 | 1 | UN | 1 | 1 | A | D | N | N | 85389099 | 1 | 4011209961111 | 0.02 | KG | 12.07 | 11.21 | CP20 | CP20 | Selector switch, illuminable, 22 mm, round, plastic with metal front ring, white, selector switch, short, 2 switch positions O-I, latching, actuating angle 90Â°, 10:30h/13:30h | Lista Papel 2020 SI | 0 | 0
3SU1032-2BF60-0AA0-Z | X90 | 3SU1032-2BF60-0AA0-ZX90 | 1 | UN | 1 | 5 | B | D | N | N | 85389099 | 50 | 4047621021782 | 0.037 | KG | 12.07 | 12.07 | CP20 | CP20 | Selector switch, illuminable, 22 mm, round, plastic with metal front ring, white, selector switch, short, 2 switch positions O-I, latching, actuating angle 90Â°, 10:30h/13:30h, Z=50-unit packaging | - | 0 | 0
3SU1032-2BF60-0AA0-Z | Y10 | 3SU1032-2BF60-0AA0-ZY10 | 1 | UN | 1 | 10 | C | D | N | N | 85389099 | 1 |  | 0.03 | KG | 16.82 | 16.82 | CP20 | CP20 | Selector switch, illuminable, 22 mm, round, plastic with metal front ring, white, selector switch, short, 2 switch positions O-I, latching, actuating angle 90Â°, 10:30h/13:30h, with laser labeling, upper case and lower case, always upper case at beginning of line | - | 0 | 0
3SU1032-2BF60-0AA0-Z | Y11 | 3SU1032-2BF60-0AA0-ZY11 | 1 | UN | 1 | 10 | C | D | N | N | 85389099 | 1 |  | 0.045 | KG | 16.82 | 16.82 | CP20 | CP20 | Selector switch, illuminable, 22 mm, round, plastic with metal front ring, white, selector switch, short, 2 switch positions O-I, latching, actuating angle 90Â°, 10:30h/13:30h, with laser labeling, upper case | - | 0 | 0
3SU1032-2BF60-0AA0-Z | Y12 | 3SU1032-2BF60-0AA0-ZY12 | 1 | UN | 1 | 10 | C | D | N | N | 85389099 | 1 |  | 0.03 | KG | 16.82 | 16.82 | CP20 | CP20 | Selector switch, illuminable, 22 mm, round, plastic with metal front ring, white, selector switch, short, 2 switch positions O-I, latching, actuating angle 90Â°, 10:30h/13:30h, with laser labeling, lower case | - | 0 | 0
3SU1032-2BF60-0AA0-Z | Y15 | 3SU1032-2BF60-0AA0-ZY15 | 1 | UN | 1 | 10 | C | D | N | N | 85389099 | 1 |  | 0.03 | KG | 16.82 | 16.82 | CP20 | CP20 | Selector switch, illuminable, 22 mm, round, plastic with metal front ring, white, selector switch, short, 2 switch positions O-I, latching, actuating angle 90Â°, 10:30h/13:30h, with laser labeling, upper case and lower case, always upper case at the beginning of the word | - | 0 | 0
3SU1032-2BF60-0AA0-Z | Y19 | 3SU1032-2BF60-0AA0-ZY19 | 1 | UN | 1 | 10 | C | D | N | N | 85389099 | 1 |  | 0.03 | KG | 13.02 | 13.02 | CP20 | CP20 | Selector switch, illuminable, 22 mm, round, plastic with metal front ring, white, selector switch, short, 2 switch positions O-I, latching, actuating angle 90Â°, 10:30h/13:30h, with laser labeling, inscription or symbol Customer-specific selection with SIRIUS ACT configurator (CIN) | - | 0 | 0
3SU1032-2BL10-0AA0 |  | 3SU1032-2BL10-0AA0 | 1 | UN | 1 | 1 | A | D | N | N | 85389099 | 1 | 4047621016818 | 0.02 | KG | 12.07 | 12.07 | CP20 | CP20 | Selector switch, illuminable, 22 mm, round, plastic with metal front ring, black, selector switch, short, 3 switch positions I-O-II, latching, actuating angle 2x45Â°, 10:30h/12h/13:30h | - | 0 | 0
3SU1032-2BL10-0AA0-Z | X90 | 3SU1032-2BL10-0AA0-ZX90 | 1 | UN | 1 | 5 | B | D | N | N | 85389099 | 50 | 4047621029221 | 0.03 | KG | 12.07 | 12.07 | CP20 | CP20 | Illuminable selector switch, 22 mm, round, plastic with metal front ring, black, Selector switch short, 3 switch positions I-O-II, latching, actuating angle 2x45Â°, 10:30 /12 /13:30, Z=50-unit packaging | - | 0 | 0
3SU1032-2BL10-0AA0-Z | Y10 | 3SU1032-2BL10-0AA0-ZY10 | 1 | UN | 1 | 10 | C | D | N | N | 85389099 | 1 |  | 0.03 | KG | 16.82 | 16.82 | CP20 | CP20 | Illuminable selector switch, 22 mm, round, plastic with metal front ring, black, Selector switch short, 3 switch positions I-O-II, latching, actuating angle 2x45Â°, 10:30h/12h/13:30h, with laser labeling, upper case and lower case, always upper case at beginning of line | - | 0 | 0
3SU1032-2BL10-0AA0-Z | Y11 | 3SU1032-2BL10-0AA0-ZY11 | 1 | UN | 1 | 10 | C | D | N | N | 85389099 | 1 |  | 0.03 | KG | 16.82 | 16.82 | CP20 | CP20 | Illuminable selector switch, 22 mm, round, plastic with metal front ring, black, Selector switch short, 3 switch positions I-O-II, latching, actuating angle 2x45Â°, 10:30h/12h/13:30h, with laser labeling, upper case | - | 0 | 0
3SU1032-2BL10-0AA0-Z | Y12 | 3SU1032-2BL10-0AA0-ZY12 | 1 | UN | 1 | 10 | C | D | N | N | 85389099 | 1 |  | 0.03 | KG | 16.82 | 16.82 | CP20 | CP20 | Illuminable selector switch, 22 mm, round, plastic with metal front ring, black, Selector switch short, 3 switch positions I-O-II, latching, actuating angle 2x45Â°, 10:30h/12h/13:30h, with laser labeling, lower case | - | 0 | 0
3SU1032-2BL10-0AA0-Z | Y15 | 3SU1032-2BL10-0AA0-ZY15 | 1 | UN | 1 | 10 | C | D | N | N | 85389099 | 1 |  | 0.03 | KG | 16.82 | 16.82 | CP20 | CP20 | Illuminable selector switch, 22 mm, round, plastic with metal front ring, black, Selector switch short, 3 switch positions I-O-II, latching, actuating angle 2x45Â°, 10:30h/12h/13:30h, with laser labeling, upper case and lower case, always upper case at the beginning of the word | - | 0 | 0
3SU1032-2BL10-0AA0-Z | Y19 | 3SU1032-2BL10-0AA0-ZY19 | 1 | UN | 1 | 10 | C | D | N | N | 85389099 | 1 |  | 0.035 | KG | 13.02 | 13.02 | CP20 | CP20 | Illuminable selector switch, 22 mm, round, plastic with metal front ring, black, Selector switch short, 3 switch positions I-O-II, latching, actuating angle 2x45Â°, 10:30h/12h/13:30h, with laser labeling, inscription or symbol, Customer-specific selection with SIRIUS ACT configurator (CIN) | - | 0 | 0
3SU1032-2BL20-0AA0 |  | 3SU1032-2BL20-0AA0 | 1 | UN | 1 | 1 | A | D | N | N | 85389099 | 1 | 4011209961210 | 0.02 | KG | 12.07 | 11.21 | CP20 | CP20 | Selector switch, illuminable, 22 mm, round, plastic with metal front ring, red, selector switch, short, 3 switch positions I-O-II, latching, actuating angle 2x45Â°, 10:30h/12h/13:30h | Lista Papel 2020 SI | 0 | 0
3SU1032-2BL20-0AA0-Z | X90 | 3SU1032-2BL20-0AA0-ZX90 | 1 | UN | 1 | 5 | B | D | N | N | 85389099 | 50 | 4047621029238 | 0.03 | KG | 12.07 | 12.07 | CP20 | CP20 | Selector switch, illuminable, 22 mm, round, plastic with metal front ring, red, selector switch, short, 3 switch positions I-O-II, latching, actuating angle 2x45Â°, 10:30h/12h/13:30h, Z=50-unit packaging | - | 0 | 0
3SU1032-2BL20-0AA0-Z | Y10 | 3SU1032-2BL20-0AA0-ZY10 | 1 | UN | 1 | 10 | C | D | N | N | 85389099 | 1 |  | 0.03 | KG | 16.82 | 16.82 | CP20 | CP20 | Selector switch, illuminable, 22 mm, round, plastic with metal front ring, red, selector switch, short, 3 switch positions I-O-II, latching, actuating angle 2x45Â°, 10:30h/12h/13:30h, with laser labeling, upper case and lower case, always upper case at beginning of line | - | 0 | 0
3SU1032-2BL20-0AA0-Z | Y11 | 3SU1032-2BL20-0AA0-ZY11 | 1 | UN | 1 | 10 | C | D | N | N | 85389099 | 1 |  | 0.03 | KG | 16.82 | 16.82 | CP20 | CP20 | Selector switch, illuminable, 22 mm, round, plastic with metal front ring, red, selector switch, short, 3 switch positions I-O-II, latching, actuating angle 2x45Â°, 10:30h/12h/13:30h, with laser labeling, upper case | - | 0 | 0
3SU1032-2BL20-0AA0-Z | Y12 | 3SU1032-2BL20-0AA0-ZY12 | 1 | UN | 1 | 10 | C | D | N | N | 85389099 | 1 |  | 0.03 | KG | 16.82 | 16.82 | CP20 | CP20 | Selector switch, illuminable, 22 mm, round, plastic with metal front ring, red, selector switch, short, 3 switch positions I-O-II, latching, actuating angle 2x45Â°, 10:30h/12h/13:30h, with laser labeling, lower case | - | 0 | 0
3SU1032-2BL20-0AA0-Z | Y15 | 3SU1032-2BL20-0AA0-ZY15 | 1 | UN | 1 | 10 | C | D | N | N | 85389099 | 1 |  | 0.03 | KG | 16.82 | 16.82 | CP20 | CP20 | Selector switch, illuminable, 22 mm, round, plastic with metal front ring, red, selector switch, short, 3 switch positions I-O-II, latching, actuating angle 2x45Â°, 10:30h/12h/13:30h, with laser labeling, upper case and lower case, always upper case at the beginning of the word | - | 0 | 0
3SU1032-2BL20-0AA0-Z | Y19 | 3SU1032-2BL20-0AA0-ZY19 | 1 | UN | 1 | 10 | C | D | N | N | 85389099 | 1 |  | 0.035 | KG | 13.02 | 13.02 | CP20 | CP20 | Selector switch, illuminable, 22 mm, round, plastic with metal front ring, red, selector switch, short, 3 switch positions I-O-II, latching, actuating angle 2x45Â°, 10:30h/12h/13:30h, with laser labeling, inscription or symbol Customer-specific selection with SIRIUS ACT configurator (CIN) | - | 0 | 0
3SU1032-2BL30-0AA0 |  | 3SU1032-2BL30-0AA0 | 1 | UN | 1 | 1 | A | D | N | N | 85389099 | 1 | 4011209961227 | 0.02 | KG | 12.07 | 11.21 | CP20 | CP20 | Selector switch, illuminable, 22 mm, round, plastic with metal front ring, yellow, selector switch, short, 3 switch positions I-O-II, latching, actuating angle 2x45Â°, 10:30h/12h/13:30h | Lista Papel 2020 SI | 0 | 0
3SU1032-2BL30-0AA0-Z | X90 | 3SU1032-2BL30-0AA0-ZX90 | 1 | UN | 1 | 5 | B | D | N | N | 85389099 | 50 | 4047621029245 | 0.03 | KG | 12.07 | 12.07 | CP20 | CP20 | Selector switch, illuminable, 22 mm, round, plastic with metal front ring, yellow, selector switch, short, 3 switch positions I-O-II, latching, actuating angle 2x45Â°, 10:30h/12h/13:30h, Z=50-unit packaging | - | 0 | 0
3SU1032-2BL30-0AA0-Z | Y10 | 3SU1032-2BL30-0AA0-ZY10 | 1 | UN | 1 | 10 | C | D | EAR99 | N | 85389099 | 1 |  | 0.03 | KG | 16.82 | 16.82 | CP20 | CP20 | Selector switch, illuminable, 22 mm, round, plastic with metal front ring, yellow, selector switch, short, 3 switch positions I-O-II, latching, actuating angle 2x45Â°, 10:30h/12h/13:30h, with laser labeling, upper case and lower case, always upper case at beginning of line | - | 0 | 0
3SU1032-2BL30-0AA0-Z | Y11 | 3SU1032-2BL30-0AA0-ZY11 | 1 | UN | 1 | 10 | C | D | EAR99 | N | 85389099 | 1 |  | 0.03 | KG | 16.82 | 16.82 | CP20 | CP20 | Selector switch, illuminable, 22 mm, round, plastic with metal front ring, yellow, selector switch, short, 3 switch positions I-O-II, latching, actuating angle 2x45Â°, 10:30h/12h/13:30h, with laser labeling, upper case | - | 0 | 0
3SU1032-2BL30-0AA0-Z | Y12 | 3SU1032-2BL30-0AA0-ZY12 | 1 | UN | 1 | 10 | C | D | EAR99 | N | 85389099 | 1 |  | 0.03 | KG | 16.82 | 16.82 | CP20 | CP20 | Selector switch, illuminable, 22 mm, round, plastic with metal front ring, yellow, selector switch, short, 3 switch positions I-O-II, latching, actuating angle 2x45Â°, 10:30h/12h/13:30h, with laser labeling, lower case | - | 0 | 0
3SU1032-2BL30-0AA0-Z | Y15 | 3SU1032-2BL30-0AA0-ZY15 | 1 | UN | 1 | 10 | C | D | EAR99 | N | 85389099 | 1 |  | 0.03 | KG | 16.82 | 16.82 | CP20 | CP20 | Selector switch, illuminable, 22 mm, round, plastic with metal front ring, yellow, selector switch, short, 3 switch positions I-O-II, latching, actuating angle 2x45Â°, 10:30h/12h/13:30h, with laser labeling, upper case and lower case, always upper case at the beginning of the word | - | 0 | 0
3SU1032-2BL30-0AA0-Z | Y19 | 3SU1032-2BL30-0AA0-ZY19 | 1 | UN | 1 | 10 | C | D | EAR99 | N | 85389099 | 1 |  | 0.03 | KG | 13.02 | 13.02 | CP20 | CP20 | Selector switch, illuminable, 22 mm, round, plastic with metal front ring, yellow, selector switch, short, 3 switch positions I-O-II, latching, actuating angle 2x45Â°, 10:30h/12h/13:30h, with laser labeling, inscription or symbol Customer-specific selection with SIRIUS ACT configurator (CIN) | - | 0 | 0
3SU1032-2BL40-0AA0 |  | 3SU1032-2BL40-0AA0 | 1 | UN | 1 | 1 | A | D | N | N | 85389099 | 1 | 4011209961234 | 0.02 | KG | 12.07 | 11.21 | CP20 | CP20 | Selector switch, illuminable, 22 mm, round, plastic with metal front ring, green, selector switch, short, 3 switch positions I-O-II, latching, actuating angle 2x45Â°, 10:30h/12h/13:30h | Lista Papel 2020 SI | 0 | 0
3SU1032-2BL40-0AA0-Z | X90 | 3SU1032-2BL40-0AA0-ZX90 | 1 | UN | 1 | 5 | B | D | N | N | 85389099 | 50 | 4047621029252 | 0.038 | KG | 12.07 | 12.07 | CP20 | CP20 | Selector switch, illuminable, 22 mm, round, plastic with metal front ring, green, selector switch, short, 3 switch positions I-O-II, latching, actuating angle 2x45Â°, 10:30h/12h/13:30h, Z=50-unit packaging | - | 0 | 0
3SU1032-2BL40-0AA0-Z | Y10 | 3SU1032-2BL40-0AA0-ZY10 | 1 | UN | 1 | 10 | C | D | N | N | 85389099 | 1 |  | 0.03 | KG | 16.82 | 16.82 | CP20 | CP20 | Selector switch, illuminable, 22 mm, round, plastic with metal front ring, green, selector switch, short, 3 switch positions I-O-II, latching, actuating angle 2x45Â°, 10:30h/12h/13:30h, with laser labeling, upper case and lower case, always upper case at beginning of line | - | 0 | 0
3SU1032-2BL40-0AA0-Z | Y11 | 3SU1032-2BL40-0AA0-ZY11 | 1 | UN | 1 | 10 | C | D | N | N | 85389099 | 1 |  | 0.03 | KG | 16.82 | 16.82 | CP20 | CP20 | Selector switch, illuminable, 22 mm, round, plastic with metal front ring, green, selector switch, short, 3 switch positions I-O-II, latching, actuating angle 2x45Â°, 10:30h/12h/13:30h, with laser labeling, upper case | - | 0 | 0
3SU1032-2BL40-0AA0-Z | Y12 | 3SU1032-2BL40-0AA0-ZY12 | 1 | UN | 1 | 10 | C | D | N | N | 85389099 | 1 |  | 0.03 | KG | 16.82 | 16.82 | CP20 | CP20 | Selector switch, illuminable, 22 mm, round, plastic with metal front ring, green, selector switch, short, 3 switch positions I-O-II, latching, actuating angle 2x45Â°, 10:30h/12h/13:30h, with laser labeling, lower case | - | 0 | 0
3SU1032-2BL40-0AA0-Z | Y15 | 3SU1032-2BL40-0AA0-ZY15 | 1 | UN | 1 | 10 | C | D | N | N | 85389099 | 1 |  | 0.03 | KG | 16.82 | 16.82 | CP20 | CP20 | Selector switch, illuminable, 22 mm, round, plastic with metal front ring, green, selector switch, short, 3 switch positions I-O-II, latching, actuating angle 2x45Â°, 10:30h/12h/13:30h, with laser labeling, upper case and lower case, always upper case at the beginning of the word | - | 0 | 0
3SU1032-2BL40-0AA0-Z | Y19 | 3SU1032-2BL40-0AA0-ZY19 | 1 | UN | 1 | 10 | C | D | N | N | 85389099 | 1 |  | 0.035 | KG | 13.02 | 13.02 | CP20 | CP20 | Selector switch, illuminable, 22 mm, round, plastic with metal front ring, green, selector switch, short, 3 switch positions I-O-II, latching, actuating angle 2x45Â°, 10:30h/12h/13:30h, with laser labeling, inscription or symbol Customer-specific selection with SIRIUS ACT configurator (CIN) | - | 0 | 0
3SU1032-2BL50-0AA0 |  | 3SU1032-2BL50-0AA0 | 1 | UN | 1 | 1 | A | D | N | N | 85389099 | 1 | 4011209961241 | 0.02 | KG | 12.07 | 11.21 | CP20 | CP20 | Selector switch, illuminable, 22 mm, round, plastic with metal front ring, blue, selector switch, short, 3 switch positions I-O-II, latching, actuating angle 2x45Â°, 10:30h/12h/13:30h | Lista Papel 2020 SI | 0 | 0
3SU1032-2BL50-0AA0-Z | X90 | 3SU1032-2BL50-0AA0-ZX90 | 1 | UN | 1 | 5 | B | D | N | N | 85389099 | 50 | 4047621029269 | 0.03 | KG | 12.07 | 12.07 | CP20 | CP20 | Selector switch, illuminable, 22 mm, round, plastic with metal front ring, blue, selector switch, short, 3 switch positions I-O-II, latching, actuating angle 2x45Â°, 10:30h/12h/13:30h, Z=50-unit packaging | - | 0 | 0
3SU1032-2BL50-0AA0-Z | Y10 | 3SU1032-2BL50-0AA0-ZY10 | 1 | UN | 1 | 10 | C | D | N | N | 85389099 | 1 |  | 0.03 | KG | 16.82 | 16.82 | CP20 | CP20 | Selector switch, illuminable, 22 mm, round, plastic with metal front ring, blue, selector switch, short, 3 switch positions I-O-II, latching, actuating angle 2x45Â°, 10:30h/12h/13:30h, with laser labeling, upper case and lower case, always upper case at beginning of line | - | 0 | 0
3SU1032-2BL50-0AA0-Z | Y11 | 3SU1032-2BL50-0AA0-ZY11 | 1 | UN | 1 | 10 | C | D | N | N | 85389099 | 1 |  | 0.03 | KG | 16.82 | 16.82 | CP20 | CP20 | Selector switch, illuminable, 22 mm, round, plastic with metal front ring, blue, selector switch, short, 3 switch positions I-O-II, latching, actuating angle 2x45Â°, 10:30h/12h/13:30h, with laser labeling, upper case | - | 0 | 0
3SU1032-2BL50-0AA0-Z | Y12 | 3SU1032-2BL50-0AA0-ZY12 | 1 | UN | 1 | 10 | C | D | N | N | 85389099 | 1 |  | 0.03 | KG | 16.82 | 16.82 | CP20 | CP20 | Selector switch, illuminable, 22 mm, round, plastic with metal front ring, blue, selector switch, short, 3 switch positions I-O-II, latching, actuating angle 2x45Â°, 10:30h/12h/13:30h, with laser labeling, lower case | - | 0 | 0
3SU1032-2BL50-0AA0-Z | Y15 | 3SU1032-2BL50-0AA0-ZY15 | 1 | UN | 1 | 10 | C | D | N | N | 85389099 | 1 |  | 0.03 | KG | 16.82 | 16.82 | CP20 | CP20 | Selector switch, illuminable, 22 mm, round, plastic with metal front ring, blue, selector switch, short, 3 switch positions I-O-II, latching, actuating angle 2x45Â°, 10:30h/12h/13:30h, with laser labeling, upper case and lower case, always upper case at the beginning of the word | - | 0 | 0
3SU1032-2BL50-0AA0-Z | Y19 | 3SU1032-2BL50-0AA0-ZY19 | 1 | UN | 1 | 10 | C | D | N | N | 85389099 | 1 |  | 0.034 | KG | 13.02 | 13.02 | CP20 | CP20 | Selector switch, illuminable, 22 mm, round, plastic with metal front ring, blue, selector switch, short, 3 switch positions I-O-II, latching, actuating angle 2x45Â°, 10:30h/12h/13:30h, with laser labeling, inscription or symbol Customer-specific selection with SIRIUS ACT configurator (CIN) | - | 0 | 0
3SU1032-2BL60-0AA0 |  | 3SU1032-2BL60-0AA0 | 1 | UN | 1 | 1 | A | D | N | N | 85389099 | 1 | 4011209961203 | 0.02 | KG | 12.07 | 11.21 | CP20 | CP20 | Selector switch, illuminable, 22 mm, round, plastic with metal front ring, white, selector switch, short, 3 switch positions I-O-II, latching, actuating angle 2x45Â°, 10:30h/12h/13:30h | Lista Papel 2020 SI | 0 | 0
3SU1032-2BL60-0AA0-Z | X90 | 3SU1032-2BL60-0AA0-ZX90 | 1 | UN | 1 | 5 | B | D | N | N | 85389099 | 50 | 4047621011400 | 0.039 | KG | 12.07 | 12.07 | CP20 | CP20 | Selector switch, illuminable, 22 mm, round, plastic with metal front ring, white, selector switch, short, 3 switch positions I-O-II, latching, actuating angle 2x45Â°, 10:30h/12h/13:30h, Z=50-unit packaging | - | 0 | 0
3SU1032-2BL60-0AA0-Z | Y10 | 3SU1032-2BL60-0AA0-ZY10 | 1 | UN | 1 | 10 | C | D | N | N | 85389099 | 1 |  | 0.03 | KG | 16.82 | 16.82 | CP20 | CP20 | Selector switch, illuminable, 22 mm, round, plastic with metal front ring, white, selector switch, short, 3 switch positions I-O-II, latching, actuating angle 2x45Â°, 10:30h/12h/13:30h, with laser labeling, upper case and lower case, always upper case at beginning of line | - | 0 | 0
3SU1032-2BL60-0AA0-Z | Y11 | 3SU1032-2BL60-0AA0-ZY11 | 1 | UN | 1 | 10 | C | D | N | N | 85389099 | 1 |  | 0.045 | KG | 16.82 | 16.82 | CP20 | CP20 | Selector switch, illuminable, 22 mm, round, plastic with metal front ring, white, selector switch, short, 3 switch positions I-O-II, latching, actuating angle 2x45Â°, 10:30h/12h/13:30h, with laser labeling, upper case | - | 0 | 0
3SU1032-2BL60-0AA0-Z | Y12 | 3SU1032-2BL60-0AA0-ZY12 | 1 | UN | 1 | 10 | C | D | N | N | 85389099 | 1 |  | 0.03 | KG | 16.82 | 16.82 | CP20 | CP20 | Selector switch, illuminable, 22 mm, round, plastic with metal front ring, white, selector switch, short, 3 switch positions I-O-II, latching, actuating angle 2x45Â°, 10:30h/12h/13:30h, with laser labeling, lower case | - | 0 | 0
3SU1032-2BL60-0AA0-Z | Y15 | 3SU1032-2BL60-0AA0-ZY15 | 1 | UN | 1 | 10 | C | D | N | N | 85389099 | 1 |  | 0.03 | KG | 16.82 | 16.82 | CP20 | CP20 | Selector switch, illuminable, 22 mm, round, plastic with metal front ring, white, selector switch, short, 3 switch positions I-O-II, latching, actuating angle 2x45Â°, 10:30h/12h/13:30h, with laser labeling, upper case and lower case, always upper case at the beginning of the word | - | 0 | 0
3SU1032-2BL60-0AA0-Z | Y19 | 3SU1032-2BL60-0AA0-ZY19 | 1 | UN | 1 | 10 | C | D | N | N | 85389099 | 1 |  | 0.037 | KG | 13.02 | 13.02 | CP20 | CP20 | Selector switch, illuminable, 22 mm, round, plastic with metal front ring, white, selector switch, short, 3 switch positions I-O-II, latching, actuating angle 2x45Â°, 10:30h/12h/13:30h, with laser labeling, inscription or symbol Customer-specific selection with SIRIUS ACT configurator (CIN) | - | 0 | 0
3SU1032-2BM10-0AA0 |  | 3SU1032-2BM10-0AA0 | 1 | UN | 1 | 1 | A | D | N | N | 85389099 | 1 | 4047621016825 | 0.02 | KG | 12.07 | 12.07 | CP20 | CP20 | Illuminable selector switch, 22 mm, round, plastic with metal front ring, black, Selector switch short, 3 switch positions I>O<II, momentary contact type, actuating angle 2x45Â°, 10:30h/12h/13:30h | - | 0 | 0
3SU1032-2BM10-0AA0-Z | X90 | 3SU1032-2BM10-0AA0-ZX90 | 1 | UN | 1 | 5 | B | D | EAR99 | N | 85389099 | 50 |  | 0.03 | KG | 12.07 | 12.07 | CP20 | CP20 | Illuminable selector switch, 22 mm, round, plastic with metal front ring, black, Selector switch short, 3 switch positions I>O<II, momentary contact type, actuating angle 2x45Â°, 10:30 /12 /13:30, Z=50-unit packaging | - | 0 | 0
3SU1032-2BM10-0AA0-Z | Y10 | 3SU1032-2BM10-0AA0-ZY10 | 1 | UN | 1 | 10 | C | D | EAR99 | N | 85389099 | 1 |  | 0.03 | KG | 16.82 | 16.82 | CP20 | CP20 | Illuminable selector switch, 22 mm, round, plastic with metal front ring, black, Selector switch short, 3 switch positions I>O<II, momentary contact type, actuating angle 2x45Â°, 10:30h/12h/13:30h, with laser labeling, upper case and lower case, always upper case at beginning of line | - | 0 | 0
3SU1032-2BM10-0AA0-Z | Y11 | 3SU1032-2BM10-0AA0-ZY11 | 1 | UN | 1 | 10 | C | D | EAR99 | N | 85389099 | 1 |  | 0.03 | KG | 16.82 | 16.82 | CP20 | CP20 | Illuminable selector switch, 22 mm, round, plastic with metal front ring, black, Selector switch short, 3 switch positions I>O<II, momentary contact type, actuating angle 2x45Â°, 10:30h/12h/13:30h, with laser labeling, upper case | - | 0 | 0
3SU1032-2BM10-0AA0-Z | Y12 | 3SU1032-2BM10-0AA0-ZY12 | 1 | UN | 1 | 10 | C | D | EAR99 | N | 85389099 | 1 |  | 0.03 | KG | 16.82 | 16.82 | CP20 | CP20 | Illuminable selector switch, 22 mm, round, plastic with metal front ring, black, Selector switch short, 3 switch positions I>O<II, momentary contact type, actuating angle 2x45Â°, 10:30h/12h/13:30h, with laser labeling, lower case | - | 0 | 0
3SU1032-2BM10-0AA0-Z | Y15 | 3SU1032-2BM10-0AA0-ZY15 | 1 | UN | 1 | 10 | C | D | EAR99 | N | 85389099 | 1 |  | 0.03 | KG | 16.82 | 16.82 | CP20 | CP20 | Illuminable selector switch, 22 mm, round, plastic with metal front ring, black, Selector switch short, 3 switch positions I>O<II, momentary contact type, actuating angle 2x45Â°, 10:30h/12h/13:30h, with laser labeling, upper case and lower case, always upper case at the beginning of the word | - | 0 | 0
3SU1032-2BM10-0AA0-Z | Y19 | 3SU1032-2BM10-0AA0-ZY19 | 1 | UN | 1 | 10 | C | D | EAR99 | N | 85389099 | 1 |  | 0.03 | KG | 13.02 | 13.02 | CP20 | CP20 | Illuminable selector switch, 22 mm, round, plastic with metal front ring, black, Selector switch short, 3 switch positions I>O<II, momentary contact type, actuating angle 2x45Â°, 10:30h/12h/13:30h, with laser labeling, inscription or symbol, Customer-specific selection with SIRIUS ACT configurator (CIN) | - | 0 | 0
3SU1032-2BM20-0AA0 |  | 3SU1032-2BM20-0AA0 | 1 | UN | 1 | 1 | A | D | N | N | 85389099 | 1 | 4011209961265 | 0.02 | KG | 12.07 | 11.21 | CP20 | CP20 | Selector switch, illuminable, 22 mm, round, plastic with metal front ring, red, selector switch, short, 3 switch positions I>O<II, momentary contact type, actuating angle 2x45Â°, 10:30h/12h/13:30h | Lista Papel 2020 SI | 0 | 0
3SU1032-2BM20-0AA0-Z | X90 | 3SU1032-2BM20-0AA0-ZX90 | 1 | UN | 1 | 5 | B | D | EAR99 | N | 85389099 | 50 |  | 0.03 | KG | 12.07 | 12.07 | CP20 | CP20 | Selector switch, illuminable, 22 mm, round, plastic with metal front ring, red, selector switch, short, 3 switch positions I>O<II, momentary contact type, actuating angle 2x45Â°, 10:30h/12h/13:30h, Z=50-unit packaging | - | 0 | 0
3SU1032-2BM20-0AA0-Z | Y10 | 3SU1032-2BM20-0AA0-ZY10 | 1 | UN | 1 | 10 | C | D | N | N | 85389099 | 1 |  | 0.03 | KG | 16.82 | 16.82 | CP20 | CP20 | Selector switch, illuminable, 22 mm, round, plastic with metal front ring, red, selector switch, short, 3 switch positions I>O<II, momentary contact type, actuating angle 2x45Â°, 10:30h/12h/13:30h, with laser labeling, upper case and lower case, always upper case at beginning of line | - | 0 | 0
3SU1032-2BM20-0AA0-Z | Y11 | 3SU1032-2BM20-0AA0-ZY11 | 1 | UN | 1 | 10 | C | D | N | N | 85389099 | 1 |  | 0.03 | KG | 16.82 | 16.82 | CP20 | CP20 | Selector switch, illuminable, 22 mm, round, plastic with metal front ring, red, selector switch, short, 3 switch positions I>O<II, momentary contact type, actuating angle 2x45Â°, 10:30h/12h/13:30h, with laser labeling, upper case | - | 0 | 0
3SU1032-2BM20-0AA0-Z | Y12 | 3SU1032-2BM20-0AA0-ZY12 | 1 | UN | 1 | 10 | C | D | N | N | 85389099 | 1 |  | 0.03 | KG | 16.82 | 16.82 | CP20 | CP20 | Selector switch, illuminable, 22 mm, round, plastic with metal front ring, red, selector switch, short, 3 switch positions I>O<II, momentary contact type, actuating angle 2x45Â°, 10:30h/12h/13:30h, with laser labeling, lower case | - | 0 | 0
3SU1032-2BM20-0AA0-Z | Y15 | 3SU1032-2BM20-0AA0-ZY15 | 1 | UN | 1 | 10 | C | D | N | N | 85389099 | 1 |  | 0.03 | KG | 16.82 | 16.82 | CP20 | CP20 | Selector switch, illuminable, 22 mm, round, plastic with metal front ring, red, selector switch, short, 3 switch positions I>O<II, momentary contact type, actuating angle 2x45Â°, 10:30h/12h/13:30h, with laser labeling, upper case and lower case, always upper case at the beginning of the word | - | 0 | 0
3SU1032-2BM20-0AA0-Z | Y19 | 3SU1032-2BM20-0AA0-ZY19 | 1 | UN | 1 | 10 | C | D | N | N | 85389099 | 1 |  | 0.035 | KG | 13.02 | 13.02 | CP20 | CP20 | Selector switch, illuminable, 22 mm, round, plastic with metal front ring, red, selector switch, short, 3 switch positions I>O<II, momentary contact type, actuating angle 2x45Â°, 10:30h/12h/13:30h, with laser labeling, inscription or symbol Customer-specific selection with SIRIUS ACT configurator (CIN) | - | 0 | 0
3SU1032-2BM30-0AA0 |  | 3SU1032-2BM30-0AA0 | 1 | UN | 1 | 1 | A | D | N | N | 85389099 | 1 | 4011209961272 | 0.02 | KG | 12.07 | 11.21 | CP20 | CP20 | Selector switch, illuminable, 22 mm, round, plastic with metal front ring, yellow, selector switch, short, 3 switch positions I>O<II, momentary contact type, actuating angle 2x45Â°, 10:30h/12h/13:30h | Lista Papel 2020 SI | 0 | 0
3SU1032-2BM30-0AA0-Z | X90 | 3SU1032-2BM30-0AA0-ZX90 | 1 | UN | 1 | 5 | B | D | EAR99 | N | 85389099 | 50 |  | 0.03 | KG | 12.07 | 12.07 | CP20 | CP20 | Selector switch, illuminable, 22 mm, round, plastic with metal front ring, yellow, selector switch, short, 3 switch positions I>O<II, momentary contact type, actuating angle 2x45Â°, 10:30h/12h/13:30h, Z=50-unit packaging | - | 0 | 0
3SU1032-2BM30-0AA0-Z | Y10 | 3SU1032-2BM30-0AA0-ZY10 | 1 | UN | 1 | 10 | C | D | EAR99 | N | 85389099 | 1 |  | 0.03 | KG | 16.82 | 16.82 | CP20 | CP20 | Selector switch, illuminable, 22 mm, round, plastic with metal front ring, yellow, selector switch, short, 3 switch positions I>O<II, momentary contact type, actuating angle 2x45Â°, 10:30h/12h/13:30h, with laser labeling, upper case and lower case, always upper case at beginning of line | - | 0 | 0
3SU1032-2BM30-0AA0-Z | Y11 | 3SU1032-2BM30-0AA0-ZY11 | 1 | UN | 1 | 10 | C | D | EAR99 | N | 85389099 | 1 |  | 0.03 | KG | 16.82 | 16.82 | CP20 | CP20 | Selector switch, illuminable, 22 mm, round, plastic with metal front ring, yellow, selector switch, short, 3 switch positions I>O<II, momentary contact type, actuating angle 2x45Â°, 10:30h/12h/13:30h, with laser labeling, upper case | - | 0 | 0
3SU1032-2BM30-0AA0-Z | Y12 | 3SU1032-2BM30-0AA0-ZY12 | 1 | UN | 1 | 10 | C | D | EAR99 | N | 85389099 | 1 |  | 0.03 | KG | 16.82 | 16.82 | CP20 | CP20 | Selector switch, illuminable, 22 mm, round, plastic with metal front ring, yellow, selector switch, short, 3 switch positions I>O<II, momentary contact type, actuating angle 2x45Â°, 10:30h/12h/13:30h, with laser labeling, lower case | - | 0 | 0
3SU1032-2BM30-0AA0-Z | Y15 | 3SU1032-2BM30-0AA0-ZY15 | 1 | UN | 1 | 10 | C | D | EAR99 | N | 85389099 | 1 |  | 0.03 | KG | 16.82 | 16.82 | CP20 | CP20 | Selector switch, illuminable, 22 mm, round, plastic with metal front ring, yellow, selector switch, short, 3 switch positions I>O<II, momentary contact type, actuating angle 2x45Â°, 10:30h/12h/13:30h, with laser labeling, upper case and lower case, always upper case at the beginning of the word | - | 0 | 0
3SU1032-2BM30-0AA0-Z | Y19 | 3SU1032-2BM30-0AA0-ZY19 | 1 | UN | 1 | 10 | C | D | EAR99 | N | 85389099 | 1 |  | 0.03 | KG | 13.02 | 13.02 | CP20 | CP20 | Selector switch, illuminable, 22 mm, round, plastic with metal front ring, yellow, selector switch, short, 3 switch positions I>O<II, momentary contact type, actuating angle 2x45Â°, 10:30h/12h/13:30h, with laser labeling, inscription or symbol Customer-specific selection with SIRIUS ACT configurator (CIN) | - | 0 | 0
3SU1032-2BM40-0AA0 |  | 3SU1032-2BM40-0AA0 | 1 | UN | 1 | 1 | A | D | N | N | 85389099 | 1 | 4011209961289 | 0.02 | KG | 12.07 | 11.21 | CP20 | CP20 | Selector switch, illuminable, 22 mm, round, plastic with metal front ring, green, selector switch, short, 3 switch positions I>O<II, momentary contact type, actuating angle 2x45Â°, 10:30h/12h/13:30h | Lista Papel 2020 SI | 0 | 0
3SU1032-2BM40-0AA0-Z | X90 | 3SU1032-2BM40-0AA0-ZX90 | 1 | UN | 1 | 5 | B | D | N | N | 85389099 | 50 | 4047621073866 | 0.037 | KG | 12.07 | 12.07 | CP20 | CP20 | Selector switch, illuminable, 22 mm, round, plastic with metal front ring, green, selector switch, short, 3 switch positions I>O<II, momentary contact type, actuating angle 2x45Â°, 10:30h/12h/13:30h, Z=50-unit packaging | - | 0 | 0
3SU1032-2BM40-0AA0-Z | Y10 | 3SU1032-2BM40-0AA0-ZY10 | 1 | UN | 1 | 10 | C | D | EAR99 | N | 85389099 | 1 |  | 0.03 | KG | 16.82 | 16.82 | CP20 | CP20 | Selector switch, illuminable, 22 mm, round, plastic with metal front ring, green, selector switch, short, 3 switch positions I>O<II, momentary contact type, actuating angle 2x45Â°, 10:30h/12h/13:30h, with laser labeling, upper case and lower case, always upper case at beginning of line | - | 0 | 0
3SU1032-2BM40-0AA0-Z | Y11 | 3SU1032-2BM40-0AA0-ZY11 | 1 | UN | 1 | 10 | C | D | EAR99 | N | 85389099 | 1 |  | 0.03 | KG | 16.82 | 16.82 | CP20 | CP20 | Selector switch, illuminable, 22 mm, round, plastic with metal front ring, green, selector switch, short, 3 switch positions I>O<II, momentary contact type, actuating angle 2x45Â°, 10:30h/12h/13:30h, with laser labeling, upper case | - | 0 | 0
3SU1032-2BM40-0AA0-Z | Y12 | 3SU1032-2BM40-0AA0-ZY12 | 1 | UN | 1 | 10 | C | D | EAR99 | N | 85389099 | 1 |  | 0.03 | KG | 16.82 | 16.82 | CP20 | CP20 | Selector switch, illuminable, 22 mm, round, plastic with metal front ring, green, selector switch, short, 3 switch positions I>O<II, momentary contact type, actuating angle 2x45Â°, 10:30h/12h/13:30h, with laser labeling, lower case | - | 0 | 0
3SU1032-2BM40-0AA0-Z | Y15 | 3SU1032-2BM40-0AA0-ZY15 | 1 | UN | 1 | 10 | C | D | EAR99 | N | 85389099 | 1 |  | 0.03 | KG | 16.82 | 16.82 | CP20 | CP20 | Selector switch, illuminable, 22 mm, round, plastic with metal front ring, green, selector switch, short, 3 switch positions I>O<II, momentary contact type, actuating angle 2x45Â°, 10:30h/12h/13:30h, with laser labeling, upper case and lower case, always upper case at the beginning of the word | - | 0 | 0
3SU1032-2BM40-0AA0-Z | Y19 | 3SU1032-2BM40-0AA0-ZY19 | 1 | UN | 1 | 10 | C | D | EAR99 | N | 85389099 | 1 |  | 0.03 | KG | 13.02 | 13.02 | CP20 | CP20 | Selector switch, illuminable, 22 mm, round, plastic with metal front ring, green, selector switch, short, 3 switch positions I>O<II, momentary contact type, actuating angle 2x45Â°, 10:30h/12h/13:30h, with laser labeling, inscription or symbol Customer-specific selection with SIRIUS ACT configurator (CIN) | - | 0 | 0
3SU1032-2BM50-0AA0 |  | 3SU1032-2BM50-0AA0 | 1 | UN | 1 | 1 | A | D | N | N | 85389099 | 1 | 4011209961296 | 0.02 | KG | 12.07 | 11.21 | CP20 | CP20 | Selector switch, illuminable, 22 mm, round, plastic with metal front ring, blue, selector switch, short, 3 switch positions I>O<II, momentary contact type, actuating angle 2x45Â°, 10:30h/12h/13:30h | Lista Papel 2020 SI | 0 | 0
3SU1032-2BM50-0AA0-Z | X90 | 3SU1032-2BM50-0AA0-ZX90 | 1 | UN | 1 | 5 | B | D | EAR99 | N | 85389099 | 50 |  | 0.03 | KG | 12.07 | 12.07 | CP20 | CP20 | Selector switch, illuminable, 22 mm, round, plastic with metal front ring, blue, selector switch, short, 3 switch positions I>O<II, momentary contact type, actuating angle 2x45Â°, 10:30h/12h/13:30h, Z=50-unit packaging | - | 0 | 0
3SU1032-2BM50-0AA0-Z | Y10 | 3SU1032-2BM50-0AA0-ZY10 | 1 | UN | 1 | 10 | C | D | EAR99 | N | 85389099 | 1 |  | 0.03 | KG | 16.82 | 16.82 | CP20 | CP20 | Selector switch, illuminable, 22 mm, round, plastic with metal front ring, blue, selector switch, short, 3 switch positions I>O<II, momentary contact type, actuating angle 2x45Â°, 10:30h/12h/13:30h, with laser labeling, upper case and lower case, always upper case at beginning of line | - | 0 | 0
3SU1032-2BM50-0AA0-Z | Y11 | 3SU1032-2BM50-0AA0-ZY11 | 1 | UN | 1 | 10 | C | D | EAR99 | N | 85389099 | 1 |  | 0.03 | KG | 16.82 | 16.82 | CP20 | CP20 | Selector switch, illuminable, 22 mm, round, plastic with metal front ring, blue, selector switch, short, 3 switch positions I>O<II, momentary contact type, actuating angle 2x45Â°, 10:30h/12h/13:30h, with laser labeling, upper case | - | 0 | 0
3SU1032-2BM50-0AA0-Z | Y12 | 3SU1032-2BM50-0AA0-ZY12 | 1 | UN | 1 | 10 | C | D | EAR99 | N | 85389099 | 1 |  | 0.03 | KG | 16.82 | 16.82 | CP20 | CP20 | Selector switch, illuminable, 22 mm, round, plastic with metal front ring, blue, selector switch, short, 3 switch positions I>O<II, momentary contact type, actuating angle 2x45Â°, 10:30h/12h/13:30h, with laser labeling, lower case | - | 0 | 0
3SU1032-2BM50-0AA0-Z | Y15 | 3SU1032-2BM50-0AA0-ZY15 | 1 | UN | 1 | 10 | C | D | EAR99 | N | 85389099 | 1 |  | 0.03 | KG | 16.82 | 16.82 | CP20 | CP20 | Selector switch, illuminable, 22 mm, round, plastic with metal front ring, blue, selector switch, short, 3 switch positions I>O<II, momentary contact type, actuating angle 2x45Â°, 10:30h/12h/13:30h, with laser labeling, upper case and lower case, always upper case at the beginning of the word | - | 0 | 0
3SU1032-2BM50-0AA0-Z | Y19 | 3SU1032-2BM50-0AA0-ZY19 | 1 | UN | 1 | 10 | C | D | EAR99 | N | 85389099 | 1 |  | 0.03 | KG | 13.02 | 13.02 | CP20 | CP20 | Selector switch, illuminable, 22 mm, round, plastic with metal front ring, blue, selector switch, short, 3 switch positions I>O<II, momentary contact type, actuating angle 2x45Â°, 10:30h/12h/13:30h, with laser labeling, inscription or symbol Customer-specific selection with SIRIUS ACT configurator (CIN) | - | 0 | 0
3SU1032-2BM60-0AA0 |  | 3SU1032-2BM60-0AA0 | 1 | UN | 1 | 1 | A | D | N | N | 85389099 | 1 | 4011209961258 | 0.02 | KG | 12.07 | 11.21 | CP20 | CP20 | Selector switch, illuminable, 22 mm, round, plastic with metal front ring, white, selector switch, short, 3 switch positions I>O<II, momentary contact type, actuating angle 2x45Â°, 10:30h/12h/13:30h | Lista Papel 2020 SI | 0 | 0
3SU1032-2BM60-0AA0-Z | X90 | 3SU1032-2BM60-0AA0-ZX90 | 1 | UN | 1 | 5 | B | D | N | N | 85389099 | 50 | 4047621058252 | 0.037 | KG | 12.07 | 12.07 | CP20 | CP20 | Selector switch, illuminable, 22 mm, round, plastic with metal front ring, white, selector switch, short, 3 switch positions I>O<II, momentary contact type, actuating angle 2x45Â°, 10:30h/12h/13:30h, Z=50-unit packaging | - | 0 | 0
3SU1032-2BM60-0AA0-Z | Y10 | 3SU1032-2BM60-0AA0-ZY10 | 1 | UN | 1 | 10 | C | D | N | N | 85389099 | 1 |  | 0.03 | KG | 16.82 | 16.82 | CP20 | CP20 | Selector switch, illuminable, 22 mm, round, plastic with metal front ring, white, selector switch, short, 3 switch positions I>O<II, momentary contact type, actuating angle 2x45Â°, 10:30h/12h/13:30h, with laser labeling, upper case and lower case, always upper case at beginning of line | - | 0 | 0
3SU1032-2BM60-0AA0-Z | Y11 | 3SU1032-2BM60-0AA0-ZY11 | 1 | UN | 1 | 10 | C | D | N | N | 85389099 | 1 |  | 0.03 | KG | 16.82 | 16.82 | CP20 | CP20 | Selector switch, illuminable, 22 mm, round, plastic with metal front ring, white, selector switch, short, 3 switch positions I>O<II, momentary contact type, actuating angle 2x45Â°, 10:30h/12h/13:30h, with laser labeling, upper case | - | 0 | 0
3SU1032-2BM60-0AA0-Z | Y12 | 3SU1032-2BM60-0AA0-ZY12 | 1 | UN | 1 | 10 | C | D | N | N | 85389099 | 1 |  | 0.03 | KG | 16.82 | 16.82 | CP20 | CP20 | Selector switch, illuminable, 22 mm, round, plastic with metal front ring, white, selector switch, short, 3 switch positions I>O<II, momentary contact type, actuating angle 2x45Â°, 10:30h/12h/13:30h, with laser labeling, lower case | - | 0 | 0
3SU1032-2BM60-0AA0-Z | Y15 | 3SU1032-2BM60-0AA0-ZY15 | 1 | UN | 1 | 10 | C | D | N | N | 85389099 | 1 |  | 0.03 | KG | 16.82 | 16.82 | CP20 | CP20 | Selector switch, illuminable, 22 mm, round, plastic with metal front ring, white, selector switch, short, 3 switch positions I>O<II, momentary contact type, actuating angle 2x45Â°, 10:30h/12h/13:30h, with laser labeling, upper case and lower case, always upper case at the beginning of the word | - | 0 | 0
3SU1032-2BM60-0AA0-Z | Y19 | 3SU1032-2BM60-0AA0-ZY19 | 1 | UN | 1 | 10 | C | D | N | N | 85389099 | 1 |  | 0.035 | KG | 13.02 | 13.02 | CP20 | CP20 | Selector switch, illuminable, 22 mm, round, plastic with metal front ring, white, selector switch, short, 3 switch positions I>O<II, momentary contact type, actuating angle 2x45Â°, 10:30h/12h/13:30h, with laser labeling, inscription or symbol Customer-specific selection with SIRIUS ACT configurator (CIN) | - | 0 | 0
3SU1032-2BN10-0AA0 |  | 3SU1032-2BN10-0AA0 | 1 | UN | 1 | 3 | B | D | N | N | 85389099 | 1 | 4047621016832 | 0.02 | KG | 12.26 | 12.26 | CP20 | CP20 | Illuminable selector switch, 22 mm, round, plastic with metal front ring, black, Selector switch short, 3 switch positions I-O<II, left latching, right momentary contact type, actuating angle 2x45Â°, 10:30h/12h/13:30h | - | 0 | 0
3SU1032-2BN10-0AA0-Z | X90 | 3SU1032-2BN10-0AA0-ZX90 | 1 | UN | 1 | 5 | B | D | EAR99 | N | 85389099 | 50 |  | 0.03 | KG | 12.26 | 12.26 | CP20 | CP20 | Illuminable selector switch, 22 mm, round, plastic with metal front ring, black, Selector switch short, 3 switch positions I-O<II, left latching, momentary contact type on the right, actuating angle 2x45Â°, 10:30 /12 /13:30, Z=50-unit packaging | - | 0 | 0
3SU1032-2BN10-0AA0-Z | Y10 | 3SU1032-2BN10-0AA0-ZY10 | 1 | UN | 1 | 10 | C | D | EAR99 | N | 85389099 | 1 |  | 0.03 | KG | 17.01 | 17.01 | CP20 | CP20 | Illuminable selector switch, 22 mm, round, plastic with metal front ring, black, Selector switch short, 3 switch positions I-O<II, left latching, right momentary contact type, actuating angle 2x45Â°, 10:30h/12h/13:30h, with laser labeling, upper case and lower case, always upper case at beginning of line | - | 0 | 0
3SU1032-2BN10-0AA0-Z | Y11 | 3SU1032-2BN10-0AA0-ZY11 | 1 | UN | 1 | 10 | C | D | EAR99 | N | 85389099 | 1 |  | 0.03 | KG | 17.01 | 17.01 | CP20 | CP20 | Illuminable selector switch, 22 mm, round, plastic with metal front ring, black, Selector switch short, 3 switch positions I-O<II, left latching, right momentary contact type, actuating angle 2x45Â°, 10:30h/12h/13:30h, with laser labeling, upper case | - | 0 | 0
3SU1032-2BN10-0AA0-Z | Y12 | 3SU1032-2BN10-0AA0-ZY12 | 1 | UN | 1 | 10 | C | D | EAR99 | N | 85389099 | 1 |  | 0.03 | KG | 17.01 | 17.01 | CP20 | CP20 | Illuminable selector switch, 22 mm, round, plastic with metal front ring, black, Selector switch short, 3 switch positions I-O<II, left latching, right momentary contact type, actuating angle 2x45Â°, 10:30h/12h/13:30h, with laser labeling, lower case | - | 0 | 0
3SU1032-2BN10-0AA0-Z | Y15 | 3SU1032-2BN10-0AA0-ZY15 | 1 | UN | 1 | 10 | C | D | EAR99 | N | 85389099 | 1 |  | 0.03 | KG | 17.01 | 17.01 | CP20 | CP20 | Illuminable selector switch, 22 mm, round, plastic with metal front ring, black, Selector switch short, 3 switch positions I-O<II, left latching, right momentary contact type, actuating angle 2x45Â°, 10:30h/12h/13:30h, with laser labeling, upper case and lower case, always upper case at the beginning of the word | - | 0 | 0
3SU1032-2BN10-0AA0-Z | Y19 | 3SU1032-2BN10-0AA0-ZY19 | 1 | UN | 1 | 10 | C | D | EAR99 | N | 85389099 | 1 |  | 0.03 | KG | 13.21 | 13.21 | CP20 | CP20 | Illuminable selector switch, 22 mm, round, plastic with metal front ring, black, Selector switch short, 3 switch positions I-O<II, left latching, right momentary contact type, actuating angle 2x45Â°, 10:30h/12h/13:30h, with laser labeling, inscription or symbol, Customer-specific selection with SIRIUS ACT configurator (CIN) | - | 0 | 0
3SU1032-2BN20-0AA0 |  | 3SU1032-2BN20-0AA0 | 1 | UN | 1 | 1 | A | D | N | N | 85389099 | 1 | 4011209961319 | 0.035 | KG | 12.26 | 12.26 | CP20 | CP20 | Selector switch, illuminable, 22 mm, round, plastic with metal front ring, red, selector switch, short, 3 switch positions I-O<II, left latching, right momentary contact type, actuating angle 2x45Â°, 10:30h/12h/13:30h | - | 0 | 0
3SU1032-2BN20-0AA0-Z | X90 | 3SU1032-2BN20-0AA0-ZX90 | 1 | UN | 1 | 5 | B | D | EAR99 | N | 85389099 | 50 |  | 0.03 | KG | 12.26 | 12.26 | CP20 | CP20 | Selector switch, illuminable, 22 mm, round, plastic with metal front ring, red, selector switch, short, 3 switch positions I-O<II, left latching, right momentary contact type, actuating angle 2x45Â°, 10:30h/12h/13:30h, Z=50-unit packaging | - | 0 | 0
3SU1032-2BN20-0AA0-Z | Y10 | 3SU1032-2BN20-0AA0-ZY10 | 1 | UN | 1 | 10 | C | D | EAR99 | N | 85389099 | 1 |  | 0.03 | KG | 17.01 | 17.01 | CP20 | CP20 | Selector switch, illuminable, 22 mm, round, plastic with metal front ring, red, selector switch, short, 3 switch positions I-O<II, left latching, right momentary contact type, actuating angle 2x45Â°, 10:30h/12h/13:30h, with laser labeling, upper case and lower case, always upper case at beginning of line | - | 0 | 0
3SU1032-2BN20-0AA0-Z | Y11 | 3SU1032-2BN20-0AA0-ZY11 | 1 | UN | 1 | 10 | C | D | EAR99 | N | 85389099 | 1 |  | 0.03 | KG | 17.01 | 17.01 | CP20 | CP20 | Selector switch, illuminable, 22 mm, round, plastic with metal front ring, red, selector switch, short, 3 switch positions I-O<II, left latching, right momentary contact type, actuating angle 2x45Â°, 10:30h/12h/13:30h, with laser labeling, upper case | - | 0 | 0
3SU1032-2BN20-0AA0-Z | Y12 | 3SU1032-2BN20-0AA0-ZY12 | 1 | UN | 1 | 10 | C | D | EAR99 | N | 85389099 | 1 |  | 0.03 | KG | 17.01 | 17.01 | CP20 | CP20 | Selector switch, illuminable, 22 mm, round, plastic with metal front ring, red, selector switch, short, 3 switch positions I-O<II, left latching, right momentary contact type, actuating angle 2x45Â°, 10:30h/12h/13:30h, with laser labeling, lower case | - | 0 | 0
3SU1032-2BN20-0AA0-Z | Y15 | 3SU1032-2BN20-0AA0-ZY15 | 1 | UN | 1 | 10 | C | D | EAR99 | N | 85389099 | 1 |  | 0.03 | KG | 17.01 | 17.01 | CP20 | CP20 | Selector switch, illuminable, 22 mm, round, plastic with metal front ring, red, selector switch, short, 3 switch positions I-O<II, left latching, right momentary contact type, actuating angle 2x45Â°, 10:30h/12h/13:30h, with laser labeling, upper case and lower case, always upper case at the beginning of the word | - | 0 | 0
3SU1032-2BN20-0AA0-Z | Y19 | 3SU1032-2BN20-0AA0-ZY19 | 1 | UN | 1 | 10 | C | D | EAR99 | N | 85389099 | 1 |  | 0.03 | KG | 13.21 | 13.21 | CP20 | CP20 | Selector switch, illuminable, 22 mm, round, plastic with metal front ring, red, selector switch, short, 3 switch positions I-O<II, left latching, right momentary contact type, actuating angle 2x45Â°, 10:30h/12h/13:30h, with laser labeling, inscription or symbol Customer-specific selection with SIRIUS ACT configurator (CIN) | - | 0 | 0
3SU1032-2BN30-0AA0 |  | 3SU1032-2BN30-0AA0 | 1 | UN | 1 | 1 | A | D | N | N | 85389099 | 1 | 4011209961326 | 0.035 | KG | 12.26 | 12.26 | CP20 | CP20 | Selector switch, illuminable, 22 mm, round, plastic with metal front ring, yellow, selector switch, short, 3 switch positions I-O<II, left latching, right momentary contact type, actuating angle 2x45Â°, 10:30h/12h/13:30h | - | 0 | 0
3SU1032-2BN30-0AA0-Z | X90 | 3SU1032-2BN30-0AA0-ZX90 | 1 | UN | 1 | 5 | B | D | EAR99 | N | 85389099 | 50 |  | 0.03 | KG | 12.26 | 12.26 | CP20 | CP20 | Selector switch, illuminable, 22 mm, round, plastic with metal front ring, yellow, selector switch, short, 3 switch positions I-O<II, left latching, right momentary contact type, actuating angle 2x45Â°, 10:30h/12h/13:30h, Z=50-unit packaging | - | 0 | 0
3SU1032-2BN30-0AA0-Z | Y10 | 3SU1032-2BN30-0AA0-ZY10 | 1 | UN | 1 | 10 | C | D | EAR99 | N | 85389099 | 1 |  | 0.03 | KG | 17.01 | 17.01 | CP20 | CP20 | Selector switch, illuminable, 22 mm, round, plastic with metal front ring, yellow, selector switch, short, 3 switch positions I-O<II, left latching, right momentary contact type, actuating angle 2x45Â°, 10:30h/12h/13:30h, with laser labeling, upper case and lower case, always upper case at beginning of line | - | 0 | 0
3SU1032-2BN30-0AA0-Z | Y11 | 3SU1032-2BN30-0AA0-ZY11 | 1 | UN | 1 | 10 | C | D | EAR99 | N | 85389099 | 1 |  | 0.03 | KG | 17.01 | 17.01 | CP20 | CP20 | Selector switch, illuminable, 22 mm, round, plastic with metal front ring, yellow, selector switch, short, 3 switch positions I-O<II, left latching, right momentary contact type, actuating angle 2x45Â°, 10:30h/12h/13:30h, with laser labeling, upper case | - | 0 | 0
3SU1032-2BN30-0AA0-Z | Y12 | 3SU1032-2BN30-0AA0-ZY12 | 1 | UN | 1 | 10 | C | D | EAR99 | N | 85389099 | 1 |  | 0.03 | KG | 17.01 | 17.01 | CP20 | CP20 | Selector switch, illuminable, 22 mm, round, plastic with metal front ring, yellow, selector switch, short, 3 switch positions I-O<II, left latching, right momentary contact type, actuating angle 2x45Â°, 10:30h/12h/13:30h, with laser labeling, lower case | - | 0 | 0
3SU1032-2BN30-0AA0-Z | Y15 | 3SU1032-2BN30-0AA0-ZY15 | 1 | UN | 1 | 10 | C | D | EAR99 | N | 85389099 | 1 |  | 0.03 | KG | 17.01 | 17.01 | CP20 | CP20 | Selector switch, illuminable, 22 mm, round, plastic with metal front ring, yellow, selector switch, short, 3 switch positions I-O<II, left latching, right momentary contact type, actuating angle 2x45Â°, 10:30h/12h/13:30h, with laser labeling, upper case and lower case, always upper case at the beginning of the word | - | 0 | 0
3SU1032-2BN30-0AA0-Z | Y19 | 3SU1032-2BN30-0AA0-ZY19 | 1 | UN | 1 | 10 | C | D | EAR99 | N | 85389099 | 1 |  | 0.03 | KG | 13.21 | 13.21 | CP20 | CP20 | Selector switch, illuminable, 22 mm, round, plastic with metal front ring, yellow, selector switch, short, 3 switch positions I-O<II, left latching, right momentary contact type, actuating angle 2x45Â°, 10:30h/12h/13:30h, with laser labeling, inscription or symbol Customer-specific selection with SIRIUS ACT configurator (CIN) | - | 0 | 0
3SU1032-2BN40-0AA0 |  | 3SU1032-2BN40-0AA0 | 1 | UN | 1 | 1 | A | D | N | N | 85389099 | 1 | 4011209961333 | 0.02 | KG | 12.26 | 12.26 | CP20 | CP20 | Selector switch, illuminable, 22 mm, round, plastic with metal front ring, green, selector switch, short, 3 switch positions I-O<II, left latching, right momentary contact type, actuating angle 2x45Â°, 10:30h/12h/13:30h | - | 0 | 0
3SU1032-2BN40-0AA0-Z | X90 | 3SU1032-2BN40-0AA0-ZX90 | 1 | UN | 1 | 5 | B | D | EAR99 | N | 85389099 | 50 |  | 0.03 | KG | 12.26 | 12.26 | CP20 | CP20 | Selector switch, illuminable, 22 mm, round, plastic with metal front ring, green, selector switch, short, 3 switch positions I-O<II, left latching, right momentary contact type, actuating angle 2x45Â°, 10:30h/12h/13:30h, Z=50-unit packaging | - | 0 | 0
3SU1032-2BN40-0AA0-Z | Y10 | 3SU1032-2BN40-0AA0-ZY10 | 1 | UN | 1 | 10 | C | D | N | N | 85389099 | 1 | 4047621044286 | 0.03 | KG | 17.01 | 17.01 | CP20 | CP20 | Selector switch, illuminable, 22 mm, round, plastic with metal front ring, green, selector switch, short, 3 switch positions I-O<II, left latching, right momentary contact type, actuating angle 2x45Â°, 10:30h/12h/13:30h, with laser labeling, upper case and lower case, always upper case at beginning of line | - | 0 | 0
3SU1032-2BN40-0AA0-Z | Y11 | 3SU1032-2BN40-0AA0-ZY11 | 1 | UN | 1 | 10 | C | D | N | N | 85389099 | 1 | 4047621044293 | 0.03 | KG | 17.01 | 17.01 | CP20 | CP20 | Selector switch, illuminable, 22 mm, round, plastic with metal front ring, green, selector switch, short, 3 switch positions I-O<II, left latching, right momentary contact type, actuating angle 2x45Â°, 10:30h/12h/13:30h, with laser labeling, upper case | - | 0 | 0
3SU1032-2BN40-0AA0-Z | Y12 | 3SU1032-2BN40-0AA0-ZY12 | 1 | UN | 1 | 10 | C | D | N | N | 85389099 | 1 | 4047621044309 | 0.03 | KG | 17.01 | 17.01 | CP20 | CP20 | Selector switch, illuminable, 22 mm, round, plastic with metal front ring, green, selector switch, short, 3 switch positions I-O<II, left latching, right momentary contact type, actuating angle 2x45Â°, 10:30h/12h/13:30h, with laser labeling, lower case | - | 0 | 0
3SU1032-2BN40-0AA0-Z | Y15 | 3SU1032-2BN40-0AA0-ZY15 | 1 | UN | 1 | 10 | C | D | N | N | 85389099 | 1 | 4047621044316 | 0.03 | KG | 17.01 | 17.01 | CP20 | CP20 | Selector switch, illuminable, 22 mm, round, plastic with metal front ring, green, selector switch, short, 3 switch positions I-O<II, left latching, right momentary contact type, actuating angle 2x45Â°, 10:30h/12h/13:30h, with laser labeling, upper case and lower case, always upper case at the beginning of the word | - | 0 | 0
3SU1032-2BN40-0AA0-Z | Y19 | 3SU1032-2BN40-0AA0-ZY19 | 1 | UN | 1 | 10 | C | D | N | N | 85389099 | 1 | 4047621044323 | 0.033 | KG | 13.21 | 13.21 | CP20 | CP20 | Selector switch, illuminable, 22 mm, round, plastic with metal front ring, green, selector switch, short, 3 switch positions I-O<II, left latching, right momentary contact type, actuating angle 2x45Â°, 10:30h/12h/13:30h, with laser labeling, inscription or symbol Customer-specific selection with SIRIUS ACT configurator (CIN) | - | 0 | 0
3SU1032-2BN50-0AA0 |  | 3SU1032-2BN50-0AA0 | 1 | UN | 1 | 1 | A | D | N | N | 85389099 | 1 | 4011209961616 | 0.02 | KG | 12.26 | 12.26 | CP20 | CP20 | Selector switch, illuminable, 22 mm, round, plastic with metal front ring, blue, selector switch, short, 3 switch positions I-O<II, left latching, right momentary contact type, actuating angle 2x45Â°, 10:30h/12h/13:30h | - | 0 | 0
3SU1032-2BN50-0AA0-Z | X90 | 3SU1032-2BN50-0AA0-ZX90 | 1 | UN | 1 | 5 | B | D | EAR99 | N | 85389099 | 50 |  | 0.03 | KG | 12.26 | 12.26 | CP20 | CP20 | Selector switch, illuminable, 22 mm, round, plastic with metal front ring, blue, selector switch, short, 3 switch positions I-O<II, left latching, right momentary contact type, actuating angle 2x45Â°, 10:30h/12h/13:30h, Z=50-unit packaging | - | 0 | 0
3SU1032-2BN50-0AA0-Z | Y10 | 3SU1032-2BN50-0AA0-ZY10 | 1 | UN | 1 | 10 | C | D | EAR99 | N | 85389099 | 1 |  | 0.03 | KG | 17.01 | 17.01 | CP20 | CP20 | Selector switch, illuminable, 22 mm, round, plastic with metal front ring, blue, selector switch, short, 3 switch positions I-O<II, left latching, right momentary contact type, actuating angle 2x45Â°, 10:30h/12h/13:30h, with laser labeling, upper case and lower case, always upper case at beginning of line | - | 0 | 0
3SU1032-2BN50-0AA0-Z | Y11 | 3SU1032-2BN50-0AA0-ZY11 | 1 | UN | 1 | 10 | C | D | EAR99 | N | 85389099 | 1 |  | 0.03 | KG | 17.01 | 17.01 | CP20 | CP20 | Selector switch, illuminable, 22 mm, round, plastic with metal front ring, blue, selector switch, short, 3 switch positions I-O<II, left latching, right momentary contact type, actuating angle 2x45Â°, 10:30h/12h/13:30h, with laser labeling, upper case | - | 0 | 0
3SU1032-2BN50-0AA0-Z | Y12 | 3SU1032-2BN50-0AA0-ZY12 | 1 | UN | 1 | 10 | C | D | EAR99 | N | 85389099 | 1 |  | 0.03 | KG | 17.01 | 17.01 | CP20 | CP20 | Selector switch, illuminable, 22 mm, round, plastic with metal front ring, blue, selector switch, short, 3 switch positions I-O<II, left latching, right momentary contact type, actuating angle 2x45Â°, 10:30h/12h/13:30h, with laser labeling, lower case | - | 0 | 0
3SU1032-2BN50-0AA0-Z | Y15 | 3SU1032-2BN50-0AA0-ZY15 | 1 | UN | 1 | 10 | C | D | EAR99 | N | 85389099 | 1 |  | 0.03 | KG | 17.01 | 17.01 | CP20 | CP20 | Selector switch, illuminable, 22 mm, round, plastic with metal front ring, blue, selector switch, short, 3 switch positions I-O<II, left latching, right momentary contact type, actuating angle 2x45Â°, 10:30h/12h/13:30h, with laser labeling, upper case and lower case, always upper case at the beginning of the word | - | 0 | 0
3SU1032-2BN50-0AA0-Z | Y19 | 3SU1032-2BN50-0AA0-ZY19 | 1 | UN | 1 | 10 | C | D | EAR99 | N | 85389099 | 1 |  | 0.03 | KG | 13.21 | 13.21 | CP20 | CP20 | Selector switch, illuminable, 22 mm, round, plastic with metal front ring, blue, selector switch, short, 3 switch positions I-O<II, left latching, right momentary contact type, actuating angle 2x45Â°, 10:30h/12h/13:30h, with laser labeling, inscription or symbol Customer-specific selection with SIRIUS ACT configurator (CIN) | - | 0 | 0
3SU1032-2BN60-0AA0 |  | 3SU1032-2BN60-0AA0 | 1 | UN | 1 | 1 | A | D | N | N | 85389099 | 1 | 4011209961302 | 0.02 | KG | 12.26 | 12.26 | CP20 | CP20 | Selector switch, illuminable, 22 mm, round, plastic with metal front ring, white, selector switch, short, 3 switch positions I-O<II, left latching, right momentary contact type, actuating angle 2x45Â°, 10:30h/12h/13:30h | - | 0 | 0
3SU1032-2BN60-0AA0-Z | X90 | 3SU1032-2BN60-0AA0-ZX90 | 1 | UN | 1 | 5 | B | D | EAR99 | N | 85389099 | 50 |  | 0.03 | KG | 12.26 | 12.26 | CP20 | CP20 | Selector switch, illuminable, 22 mm, round, plastic with metal front ring, white, selector switch, short, 3 switch positions I-O<II, left latching, right momentary contact type, actuating angle 2x45Â°, 10:30h/12h/13:30h, Z=50-unit packaging | - | 0 | 0
3SU1032-2BN60-0AA0-Z | Y10 | 3SU1032-2BN60-0AA0-ZY10 | 1 | UN | 1 | 10 | C | D | N | N | 85389099 | 1 |  | 0.03 | KG | 17.01 | 17.01 | CP20 | CP20 | Selector switch, illuminable, 22 mm, round, plastic with metal front ring, white, selector switch, short, 3 switch positions I-O<II, left latching, right momentary contact type, actuating angle 2x45Â°, 10:30h/12h/13:30h, with laser labeling, upper case and lower case, always upper case at beginning of line | - | 0 | 0
3SU1032-2BN60-0AA0-Z | Y11 | 3SU1032-2BN60-0AA0-ZY11 | 1 | UN | 1 | 10 | C | D | N | N | 85389099 | 1 |  | 0.03 | KG | 17.01 | 17.01 | CP20 | CP20 | Selector switch, illuminable, 22 mm, round, plastic with metal front ring, white, selector switch, short, 3 switch positions I-O<II, left latching, right momentary contact type, actuating angle 2x45Â°, 10:30h/12h/13:30h, with laser labeling, upper case | - | 0 | 0
3SU1032-2BN60-0AA0-Z | Y12 | 3SU1032-2BN60-0AA0-ZY12 | 1 | UN | 1 | 10 | C | D | N | N | 85389099 | 1 |  | 0.03 | KG | 17.01 | 17.01 | CP20 | CP20 | Selector switch, illuminable, 22 mm, round, plastic with metal front ring, white, selector switch, short, 3 switch positions I-O<II, left latching, right momentary contact type, actuating angle 2x45Â°, 10:30h/12h/13:30h, with laser labeling, lower case | - | 0 | 0
3SU1032-2BN60-0AA0-Z | Y15 | 3SU1032-2BN60-0AA0-ZY15 | 1 | UN | 1 | 10 | C | D | N | N | 85389099 | 1 |  | 0.03 | KG | 17.01 | 17.01 | CP20 | CP20 | Selector switch, illuminable, 22 mm, round, plastic with metal front ring, white, selector switch, short, 3 switch positions I-O<II, left latching, right momentary contact type, actuating angle 2x45Â°, 10:30h/12h/13:30h, with laser labeling, upper case and lower case, always upper case at the beginning of the word | - | 0 | 0
3SU1032-2BN60-0AA0-Z | Y19 | 3SU1032-2BN60-0AA0-ZY19 | 1 | UN | 1 | 10 | C | D | N | N | 85389099 | 1 |  | 0.035 | KG | 13.21 | 13.21 | CP20 | CP20 | Selector switch, illuminable, 22 mm, round, plastic with metal front ring, white, selector switch, short, 3 switch positions I-O<II, left latching, right momentary contact type, actuating angle 2x45Â°, 10:30h/12h/13:30h, with laser labeling, inscription or symbol Customer-specific selection with SIRIUS ACT configurator (CIN) | - | 0 | 0
3SU1032-2BP10-0AA0 |  | 3SU1032-2BP10-0AA0 | 1 | UN | 1 | 1 | A | D | N | N | 85389099 | 1 | 4047621016849 | 0.02 | KG | 12.26 | 12.26 | CP20 | CP20 | Illuminable selector switch, 22 mm, round, plastic with metal front ring, black, Selector switch short, 3 switch positions I>O<II, momentary contact on the left, latching on the right, actuating angle 2x45Â°, 10:30h/12h/13:30h | - | 0 | 0
3SU1032-2BP10-0AA0-Z | X90 | 3SU1032-2BP10-0AA0-ZX90 | 1 | UN | 1 | 5 | B | D | EAR99 | N | 85389099 | 50 |  | 0.03 | KG | 12.26 | 12.26 | CP20 | CP20 | Illuminable selector switch, 22 mm, round, plastic with metal front ring, black, Selector switch short, 3 switch positions I>O<II, momentary contact on the left, latching on the right, actuating angle 2x45Â°, 10:30 /12 /13:30, Z=50-unit packaging | - | 0 | 0
3SU1032-2BP10-0AA0-Z | Y10 | 3SU1032-2BP10-0AA0-ZY10 | 1 | UN | 1 | 10 | C | D | N | N | 85389099 | 1 |  | 0.03 | KG | 17.01 | 17.01 | CP20 | CP20 | Illuminable selector switch, 22 mm, round, plastic with metal front ring, black, Selector switch short, 3 switch positions I>O<II, momentary contact on the left, latching on the right, actuating angle 2x45Â°, 10:30h/12h/13:30h, with laser labeling, upper case and lower case, always upper case at beginning of line | - | 0 | 0
3SU1032-2BP10-0AA0-Z | Y11 | 3SU1032-2BP10-0AA0-ZY11 | 1 | UN | 1 | 10 | C | D | N | N | 85389099 | 1 |  | 0.03 | KG | 17.01 | 17.01 | CP20 | CP20 | Illuminable selector switch, 22 mm, round, plastic with metal front ring, black, Selector switch short, 3 switch positions I>O<II, momentary contact on the left, latching on the right, actuating angle 2x45Â°, 10:30h/12h/13:30h, with laser labeling, upper case | - | 0 | 0
3SU1032-2BP10-0AA0-Z | Y12 | 3SU1032-2BP10-0AA0-ZY12 | 1 | UN | 1 | 10 | C | D | N | N | 85389099 | 1 |  | 0.03 | KG | 17.01 | 17.01 | CP20 | CP20 | Illuminable selector switch, 22 mm, round, plastic with metal front ring, black, Selector switch short, 3 switch positions I>O<II, momentary contact on the left, latching on the right, actuating angle 2x45Â°, 10:30h/12h/13:30h, with laser labeling, lower case | - | 0 | 0
3SU1032-2BP10-0AA0-Z | Y15 | 3SU1032-2BP10-0AA0-ZY15 | 1 | UN | 1 | 10 | C | D | N | N | 85389099 | 1 |  | 0.03 | KG | 17.01 | 17.01 | CP20 | CP20 | Illuminable selector switch, 22 mm, round, plastic with metal front ring, black, Selector switch short, 3 switch positions I>O<II, momentary contact on the left, latching on the right, actuating angle 2x45Â°, 10:30h/12h/13:30h, with laser labeling, upper case and lower case, always upper case at the beginning of the word | - | 0 | 0
3SU1032-2BP10-0AA0-Z | Y19 | 3SU1032-2BP10-0AA0-ZY19 | 1 | UN | 1 | 10 | C | D | N | N | 85389099 | 1 |  | 0.035 | KG | 13.21 | 13.21 | CP20 | CP20 | Illuminable selector switch, 22 mm, round, plastic with metal front ring, black, Selector switch short, 3 switch positions I>O<II, momentary contact on the left, latching on the right, actuating angle 2x45Â°, 10:30h/12h/13:30h, with laser labeling, inscription or symbol, Customer-specific selection with SIRIUS ACT configurator (CIN) | - | 0 | 0
3SU1032-2BP20-0AA0 |  | 3SU1032-2BP20-0AA0 | 1 | UN | 1 | 5 | B | D | N | N | 85389099 | 1 | 4011209961630 | 0.047 | KG | 12.26 | 12.26 | CP20 | CP20 | Selector switch, illuminable, 22 mm, round, plastic with metal front ring, red, selector switch, short, 3 switch positions I>O<II, momentary contact on the left, latching on the right, actuating angle 2x45Â°, 10:30h/12h/13:30h | - | 0 | 0
3SU1032-2BP20-0AA0-Z | X90 | 3SU1032-2BP20-0AA0-ZX90 | 1 | UN | 1 | 5 | B | D | EAR99 | N | 85389099 | 50 |  | 0.03 | KG | 12.26 | 12.26 | CP20 | CP20 | Selector switch, illuminable, 22 mm, round, plastic with metal front ring, red, selector switch, short, 3 switch positions I>O<II, momentary contact on the left, latching on the right, actuating angle 2x45Â°, 10:30h/12h/13:30h, Z=50-unit packaging | - | 0 | 0
3SU1032-2BP20-0AA0-Z | Y10 | 3SU1032-2BP20-0AA0-ZY10 | 1 | UN | 1 | 10 | C | D | EAR99 | N | 85389099 | 1 |  | 0.03 | KG | 17.01 | 17.01 | CP20 | CP20 | Selector switch, illuminable, 22 mm, round, plastic with metal front ring, red, selector switch, short, 3 switch positions I>O<II, momentary contact on the left, latching on the right, actuating angle 2x45Â°, 10:30h/12h/13:30h, with laser labeling, upper case and lower case, always upper case at beginning of line | - | 0 | 0
3SU1032-2BP20-0AA0-Z | Y11 | 3SU1032-2BP20-0AA0-ZY11 | 1 | UN | 1 | 10 | C | D | EAR99 | N | 85389099 | 1 |  | 0.03 | KG | 17.01 | 17.01 | CP20 | CP20 | Selector switch, illuminable, 22 mm, round, plastic with metal front ring, red, selector switch, short, 3 switch positions I>O<II, momentary contact on the left, latching on the right, actuating angle 2x45Â°, 10:30h/12h/13:30h, with laser labeling, upper case | - | 0 | 0
3SU1032-2BP20-0AA0-Z | Y12 | 3SU1032-2BP20-0AA0-ZY12 | 1 | UN | 1 | 10 | C | D | EAR99 | N | 85389099 | 1 |  | 0.03 | KG | 17.01 | 17.01 | CP20 | CP20 | Selector switch, illuminable, 22 mm, round, plastic with metal front ring, red, selector switch, short, 3 switch positions I>O<II, momentary contact on the left, latching on the right, actuating angle 2x45Â°, 10:30h/12h/13:30h, with laser labeling, lower case | - | 0 | 0
3SU1032-2BP20-0AA0-Z | Y15 | 3SU1032-2BP20-0AA0-ZY15 | 1 | UN | 1 | 10 | C | D | EAR99 | N | 85389099 | 1 |  | 0.03 | KG | 17.01 | 17.01 | CP20 | CP20 | Selector switch, illuminable, 22 mm, round, plastic with metal front ring, red, selector switch, short, 3 switch positions I>O<II, momentary contact on the left, latching on the right, actuating angle 2x45Â°, 10:30h/12h/13:30h, with laser labeling, upper case and lower case, always upper case at the beginning of the word | - | 0 | 0
3SU1032-2BP20-0AA0-Z | Y19 | 3SU1032-2BP20-0AA0-ZY19 | 1 | UN | 1 | 10 | C | D | EAR99 | N | 85389099 | 1 |  | 0.03 | KG | 13.21 | 13.21 | CP20 | CP20 | Selector switch, illuminable, 22 mm, round, plastic with metal front ring, red, selector switch, short, 3 switch positions I>O<II, momentary contact on the left, latching on the right, actuating angle 2x45Â°, 10:30h/12h/13:30h, with laser labeling, inscription or symbol Customer-specific selection with SIRIUS ACT configurator (CIN) | - | 0 | 0
3SU1032-2BP30-0AA0 |  | 3SU1032-2BP30-0AA0 | 1 | UN | 1 | 1 | A | D | N | N | 85389099 | 1 | 4011209961647 | 0.02 | KG | 12.26 | 12.26 | CP20 | CP20 | Selector switch, illuminable, 22 mm, round, plastic with metal front ring, yellow, selector switch, short, 3 switch positions I>O<II, momentary contact on the left, latching on the right, actuating angle 2x45Â°, 10:30h/12h/13:30h | - | 0 | 0
3SU1032-2BP30-0AA0-Z | X90 | 3SU1032-2BP30-0AA0-ZX90 | 1 | UN | 1 | 5 | B | D | EAR99 | N | 85389099 | 50 |  | 0.03 | KG | 12.26 | 12.26 | CP20 | CP20 | Selector switch, illuminable, 22 mm, round, plastic with metal front ring, yellow, selector switch, short, 3 switch positions I>O<II, momentary contact on the left, latching on the right, actuating angle 2x45Â°, 10:30h/12h/13:30h, Z=50-unit packaging | - | 0 | 0
3SU1032-2BP30-0AA0-Z | Y10 | 3SU1032-2BP30-0AA0-ZY10 | 1 | UN | 1 | 10 | C | D | EAR99 | N | 85389099 | 1 |  | 0.03 | KG | 17.01 | 17.01 | CP20 | CP20 | Selector switch, illuminable, 22 mm, round, plastic with metal front ring, yellow, selector switch, short, 3 switch positions I>O<II, momentary contact on the left, latching on the right, actuating angle 2x45Â°, 10:30h/12h/13:30h, with laser labeling, upper case and lower case, always upper case at beginning of line | - | 0 | 0
3SU1032-2BP30-0AA0-Z | Y11 | 3SU1032-2BP30-0AA0-ZY11 | 1 | UN | 1 | 10 | C | D | EAR99 | N | 85389099 | 1 |  | 0.03 | KG | 17.01 | 17.01 | CP20 | CP20 | Selector switch, illuminable, 22 mm, round, plastic with metal front ring, yellow, selector switch, short, 3 switch positions I>O<II, momentary contact on the left, latching on the right, actuating angle 2x45Â°, 10:30h/12h/13:30h, with laser labeling, upper case | - | 0 | 0
3SU1032-2BP30-0AA0-Z | Y12 | 3SU1032-2BP30-0AA0-ZY12 | 1 | UN | 1 | 10 | C | D | EAR99 | N | 85389099 | 1 |  | 0.03 | KG | 17.01 | 17.01 | CP20 | CP20 | Selector switch, illuminable, 22 mm, round, plastic with metal front ring, yellow, selector switch, short, 3 switch positions I>O<II, momentary contact on the left, latching on the right, actuating angle 2x45Â°, 10:30h/12h/13:30h, with laser labeling, lower case | - | 0 | 0
3SU1032-2BP30-0AA0-Z | Y15 | 3SU1032-2BP30-0AA0-ZY15 | 1 | UN | 1 | 10 | C | D | EAR99 | N | 85389099 | 1 |  | 0.03 | KG | 17.01 | 17.01 | CP20 | CP20 | Selector switch, illuminable, 22 mm, round, plastic with metal front ring, yellow, selector switch, short, 3 switch positions I>O<II, momentary contact on the left, latching on the right, actuating angle 2x45Â°, 10:30h/12h/13:30h, with laser labeling, upper case and lower case, always upper case at the beginning of the word | - | 0 | 0
3SU1032-2BP30-0AA0-Z | Y19 | 3SU1032-2BP30-0AA0-ZY19 | 1 | UN | 1 | 10 | C | D | EAR99 | N | 85389099 | 1 |  | 0.03 | KG | 13.21 | 13.21 | CP20 | CP20 | Selector switch, illuminable, 22 mm, round, plastic with metal front ring, yellow, selector switch, short, 3 switch positions I>O<II, momentary contact on the left, latching on the right, actuating angle 2x45Â°, 10:30h/12h/13:30h, with laser labeling, inscription or symbol Customer-specific selection with SIRIUS ACT configurator (CIN) | - | 0 | 0
3SU1032-2BP40-0AA0 |  | 3SU1032-2BP40-0AA0 | 1 | UN | 1 | 1 | A | D | N | N | 85389099 | 1 | 4011209961654 | 0.02 | KG | 12.26 | 12.26 | CP20 | CP20 | Selector switch, illuminable, 22 mm, round, plastic with metal front ring, green, selector switch, short, 3 switch positions I>O<II, momentary contact on the left, latching on the right, actuating angle 2x45Â°, 10:30h/12h/13:30h | - | 0 | 0
3SU1032-2BP40-0AA0-Z | X90 | 3SU1032-2BP40-0AA0-ZX90 | 1 | UN | 1 | 5 | B | D | EAR99 | N | 85389099 | 50 |  | 0.03 | KG | 12.26 | 12.26 | CP20 | CP20 | Selector switch, illuminable, 22 mm, round, plastic with metal front ring, green, selector switch, short, 3 switch positions I>O<II, momentary contact on the left, latching on the right, actuating angle 2x45Â°, 10:30h/12h/13:30h, Z=50-unit packaging | - | 0 | 0
3SU1032-2BP40-0AA0-Z | Y10 | 3SU1032-2BP40-0AA0-ZY10 | 1 | UN | 1 | 10 | C | D | EAR99 | N | 85389099 | 1 |  | 0.03 | KG | 17.01 | 17.01 | CP20 | CP20 | Selector switch, illuminable, 22 mm, round, plastic with metal front ring, green, selector switch, short, 3 switch positions I>O<II, momentary contact on the left, latching on the right, actuating angle 2x45Â°, 10:30h/12h/13:30h, with laser labeling, upper case and lower case, always upper case at beginning of line | - | 0 | 0
3SU1032-2BP40-0AA0-Z | Y11 | 3SU1032-2BP40-0AA0-ZY11 | 1 | UN | 1 | 10 | C | D | EAR99 | N | 85389099 | 1 |  | 0.03 | KG | 17.01 | 17.01 | CP20 | CP20 | Selector switch, illuminable, 22 mm, round, plastic with metal front ring, green, selector switch, short, 3 switch positions I>O<II, momentary contact on the left, latching on the right, actuating angle 2x45Â°, 10:30h/12h/13:30h, with laser labeling, upper case | - | 0 | 0
3SU1032-2BP40-0AA0-Z | Y12 | 3SU1032-2BP40-0AA0-ZY12 | 1 | UN | 1 | 10 | C | D | EAR99 | N | 85389099 | 1 |  | 0.03 | KG | 17.01 | 17.01 | CP20 | CP20 | Selector switch, illuminable, 22 mm, round, plastic with metal front ring, green, selector switch, short, 3 switch positions I>O<II, momentary contact on the left, latching on the right, actuating angle 2x45Â°, 10:30h/12h/13:30h, with laser labeling, lower case | - | 0 | 0
3SU1032-2BP40-0AA0-Z | Y15 | 3SU1032-2BP40-0AA0-ZY15 | 1 | UN | 1 | 10 | C | D | EAR99 | N | 85389099 | 1 |  | 0.03 | KG | 17.01 | 17.01 | CP20 | CP20 | Selector switch, illuminable, 22 mm, round, plastic with metal front ring, green, selector switch, short, 3 switch positions I>O<II, momentary contact on the left, latching on the right, actuating angle 2x45Â°, 10:30h/12h/13:30h, with laser labeling, upper case and lower case, always upper case at the beginning of the word | - | 0 | 0
3SU1032-2BP40-0AA0-Z | Y19 | 3SU1032-2BP40-0AA0-ZY19 | 1 | UN | 1 | 10 | C | D | EAR99 | N | 85389099 | 1 |  | 0.03 | KG | 13.21 | 13.21 | CP20 | CP20 | Selector switch, illuminable, 22 mm, round, plastic with metal front ring, green, selector switch, short, 3 switch positions I>O<II, momentary contact on the left, latching on the right, actuating angle 2x45Â°, 10:30h/12h/13:30h, with laser labeling, inscription or symbol Customer-specific selection with SIRIUS ACT configurator (CIN) | - | 0 | 0
3SU1032-2BP50-0AA0 |  | 3SU1032-2BP50-0AA0 | 1 | UN | 1 | 5 | B | D | N | N | 85389099 | 1 | 4011209961661 | 0.036 | KG | 12.26 | 12.26 | CP20 | CP20 | Selector switch, illuminable, 22 mm, round, plastic with metal front ring, blue, selector switch, short, 3 switch positions I>O<II, momentary contact on the left, latching on the right, actuating angle 2x45Â°, 10:30h/12h/13:30h | - | 0 | 0
3SU1032-2BP50-0AA0-Z | X90 | 3SU1032-2BP50-0AA0-ZX90 | 1 | UN | 1 | 5 | B | D | EAR99 | N | 85389099 | 50 |  | 0.03 | KG | 12.26 | 12.26 | CP20 | CP20 | Selector switch, illuminable, 22 mm, round, plastic with metal front ring, blue, selector switch, short, 3 switch positions I>O<II, momentary contact on the left, latching on the right, actuating angle 2x45Â°, 10:30h/12h/13:30h, Z=50-unit packaging | - | 0 | 0
3SU1032-2BP50-0AA0-Z | Y10 | 3SU1032-2BP50-0AA0-ZY10 | 1 | UN | 1 | 10 | C | D | EAR99 | N | 85389099 | 1 |  | 0.03 | KG | 17.01 | 17.01 | CP20 | CP20 | Selector switch, illuminable, 22 mm, round, plastic with metal front ring, blue, selector switch, short, 3 switch positions I>O<II, momentary contact on the left, latching on the right, actuating angle 2x45Â°, 10:30h/12h/13:30h, with laser labeling, upper case and lower case, always upper case at beginning of line | - | 0 | 0
3SU1032-2BP50-0AA0-Z | Y11 | 3SU1032-2BP50-0AA0-ZY11 | 1 | UN | 1 | 10 | C | D | EAR99 | N | 85389099 | 1 |  | 0.03 | KG | 17.01 | 17.01 | CP20 | CP20 | Selector switch, illuminable, 22 mm, round, plastic with metal front ring, blue, selector switch, short, 3 switch positions I>O<II, momentary contact on the left, latching on the right, actuating angle 2x45Â°, 10:30h/12h/13:30h, with laser labeling, upper case | - | 0 | 0
3SU1032-2BP50-0AA0-Z | Y12 | 3SU1032-2BP50-0AA0-ZY12 | 1 | UN | 1 | 10 | C | D | EAR99 | N | 85389099 | 1 |  | 0.03 | KG | 17.01 | 17.01 | CP20 | CP20 | Selector switch, illuminable, 22 mm, round, plastic with metal front ring, blue, selector switch, short, 3 switch positions I>O<II, momentary contact on the left, latching on the right, actuating angle 2x45Â°, 10:30h/12h/13:30h, with laser labeling, lower case | - | 0 | 0
3SU1032-2BP50-0AA0-Z | Y15 | 3SU1032-2BP50-0AA0-ZY15 | 1 | UN | 1 | 10 | C | D | EAR99 | N | 85389099 | 1 |  | 0.03 | KG | 17.01 | 17.01 | CP20 | CP20 | Selector switch, illuminable, 22 mm, round, plastic with metal front ring, blue, selector switch, short, 3 switch positions I>O<II, momentary contact on the left, latching on the right, actuating angle 2x45Â°, 10:30h/12h/13:30h, with laser labeling, upper case and lower case, always upper case at the beginning of the word | - | 0 | 0
3SU1032-2BP50-0AA0-Z | Y19 | 3SU1032-2BP50-0AA0-ZY19 | 1 | UN | 1 | 10 | C | D | EAR99 | N | 85389099 | 1 |  | 0.03 | KG | 13.21 | 13.21 | CP20 | CP20 | Selector switch, illuminable, 22 mm, round, plastic with metal front ring, blue, selector switch, short, 3 switch positions I>O<II, momentary contact on the left, latching on the right, actuating angle 2x45Â°, 10:30h/12h/13:30h, with laser labeling, inscription or symbol Customer-specific selection with SIRIUS ACT configurator (CIN) | - | 0 | 0
3SU1032-2BP60-0AA0 |  | 3SU1032-2BP60-0AA0 | 1 | UN | 1 | 1 | A | D | N | N | 85389099 | 1 | 4011209961623 | 0.02 | KG | 12.26 | 12.26 | CP20 | CP20 | Selector switch, illuminable, 22 mm, round, plastic with metal front ring, white, selector switch, short, 3 switch positions I>O<II, momentary contact on the left, latching on the right, actuating angle 2x45Â°, 10:30h/12h/13:30h | - | 0 | 0
3SU1032-2BP60-0AA0-Z | X90 | 3SU1032-2BP60-0AA0-ZX90 | 1 | UN | 1 | 5 | B | D | N | N | 85389099 | 50 | 4047621051857 | 0.037 | KG | 12.26 | 12.26 | CP20 | CP20 | Selector switch, illuminable, 22 mm, round, plastic with metal front ring, white, selector switch, short, 3 switch positions I>O<II, momentary contact on the left, latching on the right, actuating angle 2x45Â°, 10:30h/12h/13:30h, Z=50-unit packaging | - | 0 | 0
3SU1032-2BP60-0AA0-Z | Y10 | 3SU1032-2BP60-0AA0-ZY10 | 1 | UN | 1 | 10 | C | D | N | N | 85389099 | 1 |  | 0.03 | KG | 17.01 | 17.01 | CP20 | CP20 | Selector switch, illuminable, 22 mm, round, plastic with metal front ring, white, selector switch, short, 3 switch positions I>O<II, momentary contact on the left, latching on the right, actuating angle 2x45Â°, 10:30h/12h/13:30h, with laser labeling, upper case and lower case, always upper case at beginning of line | - | 0 | 0
3SU1032-2BP60-0AA0-Z | Y11 | 3SU1032-2BP60-0AA0-ZY11 | 1 | UN | 1 | 10 | C | D | N | N | 85389099 | 1 |  | 0.03 | KG | 17.01 | 17.01 | CP20 | CP20 | Selector switch, illuminable, 22 mm, round, plastic with metal front ring, white, selector switch, short, 3 switch positions I>O<II, momentary contact on the left, latching on the right, actuating angle 2x45Â°, 10:30h/12h/13:30h, with laser labeling, upper case | - | 0 | 0
3SU1032-2BP60-0AA0-Z | Y12 | 3SU1032-2BP60-0AA0-ZY12 | 1 | UN | 1 | 10 | C | D | N | N | 85389099 | 1 |  | 0.03 | KG | 17.01 | 17.01 | CP20 | CP20 | Selector switch, illuminable, 22 mm, round, plastic with metal front ring, white, selector switch, short, 3 switch positions I>O<II, momentary contact on the left, latching on the right, actuating angle 2x45Â°, 10:30h/12h/13:30h, with laser labeling, lower case | - | 0 | 0
3SU1032-2BP60-0AA0-Z | Y15 | 3SU1032-2BP60-0AA0-ZY15 | 1 | UN | 1 | 10 | C | D | N | N | 85389099 | 1 |  | 0.03 | KG | 17.01 | 17.01 | CP20 | CP20 | Selector switch, illuminable, 22 mm, round, plastic with metal front ring, white, selector switch, short, 3 switch positions I>O<II, momentary contact on the left, latching on the right, actuating angle 2x45Â°, 10:30h/12h/13:30h, with laser labeling, upper case and lower case, always upper case at the beginning of the word | - | 0 | 0
3SU1032-2BP60-0AA0-Z | Y19 | 3SU1032-2BP60-0AA0-ZY19 | 1 | UN | 1 | 10 | C | D | N | N | 85389099 | 1 |  | 0.05 | KG | 13.21 | 13.21 | CP20 | CP20 | Selector switch, illuminable, 22 mm, round, plastic with metal front ring, white, selector switch, short, 3 switch positions I>O<II, momentary contact on the left, latching on the right, actuating angle 2x45Â°, 10:30h/12h/13:30h, with laser labeling, inscription or symbol Customer-specific selection with SIRIUS ACT configurator (CIN) | - | 0 | 0
3SU1032-2CF10-0AA0 |  | 3SU1032-2CF10-0AA0 | 1 | UN | 1 | 3 | B | D | N | N | 85389099 | 1 | 4047621016801 | 0.02 | KG | 14.63 | 14.63 | CP20 | CP20 | Illuminable selector switch, 22 mm, round, plastic with metal front ring, black, Selector switch long, 2 switch positions O-I, latching, actuating angle 90Â°, 10:30h/13:30h | - | 0 | 0
3SU1032-2CF10-0AA0-Z | X90 | 3SU1032-2CF10-0AA0-ZX90 | 1 | UN | 1 | 5 | B | D | N | N | 85389099 | 50 | 4047621055244 | 0.03 | KG | 14.63 | 14.63 | CP20 | CP20 | Illuminable selector switch, 22 mm, round, plastic with metal front ring, black, Selector switch long, 2 switch positions O-I, latching, actuating angle 90Â°, 10:30 /13:30, Z=50-unit packaging | - | 0 | 0
3SU1032-2CF10-0AA0-Z | Y10 | 3SU1032-2CF10-0AA0-ZY10 | 1 | UN | 1 | 10 | C | D | N | N | 85389099 | 1 |  | 0.03 | KG | 19.38 | 19.38 | CP20 | CP20 | Illuminable selector switch, 22 mm, round, plastic with metal front ring, black, Selector switch long, 2 switch positions O-I, latching, actuating angle 90Â°, 10:30h/13:30h, with laser labeling, upper case and lower case, always upper case at beginning of line | - | 0 | 0
3SU1032-2CF10-0AA0-Z | Y11 | 3SU1032-2CF10-0AA0-ZY11 | 1 | UN | 1 | 10 | C | D | N | N | 85389099 | 1 |  | 0.03 | KG | 19.38 | 19.38 | CP20 | CP20 | Illuminable selector switch, 22 mm, round, plastic with metal front ring, black, Selector switch long, 2 switch positions O-I, latching, actuating angle 90Â°, 10:30h/13:30h, with laser labeling, upper case | - | 0 | 0
3SU1032-2CF10-0AA0-Z | Y12 | 3SU1032-2CF10-0AA0-ZY12 | 1 | UN | 1 | 10 | C | D | N | N | 85389099 | 1 |  | 0.03 | KG | 19.38 | 19.38 | CP20 | CP20 | Illuminable selector switch, 22 mm, round, plastic with metal front ring, black, Selector switch long, 2 switch positions O-I, latching, actuating angle 90Â°, 10:30h/13:30h, with laser labeling, lower case | - | 0 | 0
3SU1032-2CF10-0AA0-Z | Y15 | 3SU1032-2CF10-0AA0-ZY15 | 1 | UN | 1 | 10 | C | D | N | N | 85389099 | 1 |  | 0.03 | KG | 19.38 | 19.38 | CP20 | CP20 | Illuminable selector switch, 22 mm, round, plastic with metal front ring, black, Selector switch long, 2 switch positions O-I, latching, actuating angle 90Â°, 10:30h/13:30h, with laser labeling, upper case and lower case, always upper case at the beginning of the word | - | 0 | 0
3SU1032-2CF10-0AA0-Z | Y19 | 3SU1032-2CF10-0AA0-ZY19 | 1 | UN | 1 | 10 | C | D | N | N | 85389099 | 1 |  | 0.03 | KG | 15.58 | 15.58 | CP20 | CP20 | Illuminable selector switch, 22 mm, round, plastic with metal front ring, black, Selector switch long, 2 switch positions O-I, latching, actuating angle 90Â°, 10:30h/13:30h, with laser labeling, inscription or symbol, Customer-specific selection with SIRIUS ACT configurator (CIN) | - | 0 | 0
3SU1032-2CF20-0AA0 |  | 3SU1032-2CF20-0AA0 | 1 | UN | 1 | 3 | B | D | N | N | 85389099 | 1 | 4011209961173 | 0.02 | KG | 14.63 | 14.63 | CP20 | CP20 | Selector switch, illuminable, 22 mm, round, plastic with metal front ring, red, selector switch, long, 2 switch positions O-I, latching, actuating angle 90Â°, 10:30h/13:30h | - | 0 | 0
3SU1032-2CF20-0AA0-Z | X90 | 3SU1032-2CF20-0AA0-ZX90 | 1 | UN | 1 | 5 | B | D | EAR99 | N | 85389099 | 50 |  | 0.03 | KG | 14.63 | 14.63 | CP20 | CP20 | Selector switch, illuminable, 22 mm, round, plastic with metal front ring, red, selector switch, long, 2 switch positions O-I, latching, actuating angle 90Â°, 10:30h/13:30h, Z=50-unit packaging | - | 0 | 0
3SU1032-2CF20-0AA0-Z | Y10 | 3SU1032-2CF20-0AA0-ZY10 | 1 | UN | 1 | 10 | C | D | EAR99 | N | 85389099 | 1 |  | 0.03 | KG | 19.38 | 19.38 | CP20 | CP20 | Selector switch, illuminable, 22 mm, round, plastic with metal front ring, red, selector switch, long, 2 switch positions O-I, latching, actuating angle 90Â°, 10:30h/13:30h, with laser labeling, upper case and lower case, always upper case at beginning of line | - | 0 | 0
3SU1032-2CF20-0AA0-Z | Y11 | 3SU1032-2CF20-0AA0-ZY11 | 1 | UN | 1 | 10 | C | D | EAR99 | N | 85389099 | 1 |  | 0.03 | KG | 19.38 | 19.38 | CP20 | CP20 | Selector switch, illuminable, 22 mm, round, plastic with metal front ring, red, selector switch, long, 2 switch positions O-I, latching, actuating angle 90Â°, 10:30h/13:30h, with laser labeling, upper case | - | 0 | 0
3SU1032-2CF20-0AA0-Z | Y12 | 3SU1032-2CF20-0AA0-ZY12 | 1 | UN | 1 | 10 | C | D | EAR99 | N | 85389099 | 1 |  | 0.03 | KG | 19.38 | 19.38 | CP20 | CP20 | Selector switch, illuminable, 22 mm, round, plastic with metal front ring, red, selector switch, long, 2 switch positions O-I, latching, actuating angle 90Â°, 10:30h/13:30h, with laser labeling, lower case | - | 0 | 0
3SU1032-2CF20-0AA0-Z | Y15 | 3SU1032-2CF20-0AA0-ZY15 | 1 | UN | 1 | 10 | C | D | EAR99 | N | 85389099 | 1 |  | 0.03 | KG | 19.38 | 19.38 | CP20 | CP20 | Selector switch, illuminable, 22 mm, round, plastic with metal front ring, red, selector switch, long, 2 switch positions O-I, latching, actuating angle 90Â°, 10:30h/13:30h, with laser labeling, upper case and lower case, always upper case at the beginning of the word | - | 0 | 0
3SU1032-2CF20-0AA0-Z | Y19 | 3SU1032-2CF20-0AA0-ZY19 | 1 | UN | 1 | 10 | C | D | EAR99 | N | 85389099 | 1 |  | 0.03 | KG | 15.58 | 15.58 | CP20 | CP20 | Selector switch, illuminable, 22 mm, round, plastic with metal front ring, red, selector switch, long, 2 switch positions O-I, latching, actuating angle 90Â°, 10:30h/13:30h, with laser labeling, inscription or symbol Customer-specific selection with SIRIUS ACT configurator (CIN) | - | 0 | 0
3SU1032-2CF60-0AA0 |  | 3SU1032-2CF60-0AA0 | 1 | UN | 1 | 3 | B | D | N | N | 85389099 | 1 | 4011209961166 | 0.02 | KG | 14.63 | 14.63 | CP20 | CP20 | Selector switch, illuminable, 22 mm, round, plastic with metal front ring, white, selector switch, long, 2 switch positions O-I, latching, actuating angle 90Â°, 10:30h/13:30h | - | 0 | 0
3SU1032-2CF60-0AA0-Z | X90 | 3SU1032-2CF60-0AA0-ZX90 | 1 | UN | 1 | 5 | B | D | EAR99 | N | 85389099 | 50 |  | 0.03 | KG | 14.63 | 14.63 | CP20 | CP20 | Selector switch, illuminable, 22 mm, round, plastic with metal front ring, white, selector switch, long, 2 switch positions O-I, latching, actuating angle 90Â°, 10:30h/13:30h, Z=50-unit packaging | - | 0 | 0
3SU1032-2CF60-0AA0-Z | Y10 | 3SU1032-2CF60-0AA0-ZY10 | 1 | UN | 1 | 10 | C | D | EAR99 | N | 85389099 | 1 |  | 0.03 | KG | 19.38 | 19.38 | CP20 | CP20 | Selector switch, illuminable, 22 mm, round, plastic with metal front ring, white, selector switch, long, 2 switch positions O-I, latching, actuating angle 90Â°, 10:30h/13:30h, with laser labeling, upper case and lower case, always upper case at beginning of line | - | 0 | 0
3SU1032-2CF60-0AA0-Z | Y11 | 3SU1032-2CF60-0AA0-ZY11 | 1 | UN | 1 | 10 | C | D | EAR99 | N | 85389099 | 1 |  | 0.03 | KG | 19.38 | 19.38 | CP20 | CP20 | Selector switch, illuminable, 22 mm, round, plastic with metal front ring, white, selector switch, long, 2 switch positions O-I, latching, actuating angle 90Â°, 10:30h/13:30h, with laser labeling, upper case | - | 0 | 0
3SU1032-2CF60-0AA0-Z | Y12 | 3SU1032-2CF60-0AA0-ZY12 | 1 | UN | 1 | 10 | C | D | EAR99 | N | 85389099 | 1 |  | 0.03 | KG | 19.38 | 19.38 | CP20 | CP20 | Selector switch, illuminable, 22 mm, round, plastic with metal front ring, white, selector switch, long, 2 switch positions O-I, latching, actuating angle 90Â°, 10:30h/13:30h, with laser labeling, lower case | - | 0 | 0
3SU1032-2CF60-0AA0-Z | Y15 | 3SU1032-2CF60-0AA0-ZY15 | 1 | UN | 1 | 10 | C | D | EAR99 | N | 85389099 | 1 |  | 0.03 | KG | 19.38 | 19.38 | CP20 | CP20 | Selector switch, illuminable, 22 mm, round, plastic with metal front ring, white, selector switch, long, 2 switch positions O-I, latching, actuating angle 90Â°, 10:30h/13:30h, with laser labeling, upper case and lower case, always upper case at the beginning of the word | - | 0 | 0
3SU1032-2CF60-0AA0-Z | Y19 | 3SU1032-2CF60-0AA0-ZY19 | 1 | UN | 1 | 10 | C | D | EAR99 | N | 85389099 | 1 |  | 0.03 | KG | 15.58 | 15.58 | CP20 | CP20 | Selector switch, illuminable, 22 mm, round, plastic with metal front ring, white, selector switch, long, 2 switch positions O-I, latching, actuating angle 90Â°, 10:30h/13:30h, with laser labeling, inscription or symbol Customer-specific selection with SIRIUS ACT configurator (CIN) | - | 0 | 0
3SU1042-2GL10-0AA0 |  | 3SU1042-2GL10-0AA0 | 1 | UN | 1 | 5 | B | D | N | N | 85389099 | 1 | 4047621047652 | 0.061 | KG | 99.75 | 99.75 | CP20 | CP20 | Illuminable selector switch, 22 mm, round, collar, metal front ring, metal matte, black, Selector switch long, 3 switch positions I-O-II, latching, actuating angle 2x45Â°, 10:30h/12h/13:30h, can be locked in I + O, with 2 padlocks, or snap hook, shackle 5 mm, can be combined with metal holder | - | 0 | 7
3SU1050-0AA10-0AA0 |  | 3SU1050-0AA10-0AA0 | 1 | UN | 1 | 1 | A | D | N | N | 85389099 | 1 | 4011209964914 | 0.04 | KG | 13.4 | 13.02 | CP20 | CP20 | Pushbutton, 22 mm, round, metal, shiny, black, pushbutton, flat, latching, Push-to-release mechanism | Lista Papel 2020 SI | 0 | 0
3SU1050-0AA10-0AA0-Z | X90 | 3SU1050-0AA10-0AA0-ZX90 | 1 | UN | 1 | 5 | B | D | EAR99 | N | 85389099 | 100 |  | 0.037 | KG | 13.4 | 13.4 | CP20 | CP20 | Pushbutton, 22 mm, round, metal, shiny, black, pushbutton, flat, latching, Push-to-release mechanism, Z=100-unit packaging | - | 0 | 9
3SU1050-0AA10-0AA0-Z | Y10 | 3SU1050-0AA10-0AA0-ZY10 | 1 | UN | 1 | 10 | C | D | N | N | 85389099 | 1 |  | 0.037 | KG | 18.15 | 18.15 | CP20 | CP20 | Pushbutton, 22 mm, round, metal, shiny, black, pushbutton, flat, latching, Push-to-release mechanism, with laser labeling, upper case and lower case, always upper case at beginning of line | - | 0 | 9
3SU1050-0AA10-0AA0-Z | Y11 | 3SU1050-0AA10-0AA0-ZY11 | 1 | UN | 1 | 10 | C | D | N | N | 85389099 | 1 |  | 0.037 | KG | 18.15 | 18.15 | CP20 | CP20 | Pushbutton, 22 mm, round, metal, shiny, black, pushbutton, flat, latching, Push-to-release mechanism, with laser labeling, upper case | - | 0 | 9
3SU1050-0AA10-0AA0-Z | Y12 | 3SU1050-0AA10-0AA0-ZY12 | 1 | UN | 1 | 10 | C | D | N | N | 85389099 | 1 |  | 0.037 | KG | 18.15 | 18.15 | CP20 | CP20 | Pushbutton, 22 mm, round, metal, shiny, black, pushbutton, flat, latching, Push-to-release mechanism, with laser labeling, lower case | - | 0 | 9
3SU1050-0AA10-0AA0-Z | Y13 | 3SU1050-0AA10-0AA0-ZY13 | 1 | UN | 1 | 10 | C | D | N | N | 85389099 | 1 |  | 0.037 | KG | 18.15 | 18.15 | CP20 | CP20 | Pushbutton, 22 mm, round, metal, shiny, black, pushbutton, flat, latching, Push-to-release mechanism, with laser labeling, symbol number according to, ISO 7000 or IEC 60417 | - | 0 | 9
3SU1050-0AA10-0AA0-Z | Y15 | 3SU1050-0AA10-0AA0-ZY15 | 1 | UN | 1 | 10 | C | D | N | N | 85389099 | 1 |  | 0.037 | KG | 18.15 | 18.15 | CP20 | CP20 | Pushbutton, 22 mm, round, metal, shiny, black, pushbutton, flat, latching, Push-to-release mechanism, with laser labeling, upper case and lower case, always upper case at the beginning of the word | - | 0 | 9
3SU1050-0AA10-0AA0-Z | Y19 | 3SU1050-0AA10-0AA0-ZY19 | 1 | UN | 1 | 10 | C | D | N | N | 85389099 | 1 |  | 0.04 | KG | 14.35 | 14.35 | CP20 | CP20 | Pushbutton, 22 mm, round, metal, shiny, black, pushbutton, flat, latching, Push-to-release mechanism, with laser labeling, inscription or symbol Customer-specific selection with SIRIUS ACT configurator (CIN) | - | 0 | 9
3SU1050-0AA20-0AA0 |  | 3SU1050-0AA20-0AA0 | 1 | UN | 1 | 1 | A | D | N | N | 85389099 | 1 | 4011209964921 | 0.04 | KG | 13.4 | 13.02 | CP20 | CP20 | Pushbutton, 22 mm, round, metal, shiny, red, pushbutton, flat, latching, Push-to-release mechanism | Lista Papel 2020 SI | 0 | 0
3SU1050-0AA20-0AA0-Z | X90 | 3SU1050-0AA20-0AA0-ZX90 | 1 | UN | 1 | 5 | B | D | EAR99 | N | 85389099 | 100 |  | 0.037 | KG | 13.4 | 13.4 | CP20 | CP20 | Pushbutton, 22 mm, round, metal, shiny, red, pushbutton, flat, latching, Push-to-release mechanism, Z=100-unit packaging | - | 0 | 0
3SU1050-0AA20-0AA0-Z | Y10 | 3SU1050-0AA20-0AA0-ZY10 | 1 | UN | 1 | 10 | C | D | N | N | 85389099 | 1 |  | 0.037 | KG | 18.15 | 18.15 | CP20 | CP20 | Pushbutton, 22 mm, round, metal, shiny, red, pushbutton, flat, latching, Push-to-release mechanism, with laser labeling, upper case and lower case, always upper case at beginning of line | - | 0 | 0
3SU1050-0AA20-0AA0-Z | Y11 | 3SU1050-0AA20-0AA0-ZY11 | 1 | UN | 1 | 10 | C | D | N | N | 85389099 | 1 |  | 0.037 | KG | 18.15 | 18.15 | CP20 | CP20 | Pushbutton, 22 mm, round, metal, shiny, red, pushbutton, flat, latching, Push-to-release mechanism, with laser labeling, upper case | - | 0 | 0
3SU1050-0AA20-0AA0-Z | Y12 | 3SU1050-0AA20-0AA0-ZY12 | 1 | UN | 1 | 10 | C | D | N | N | 85389099 | 1 |  | 0.037 | KG | 18.15 | 18.15 | CP20 | CP20 | Pushbutton, 22 mm, round, metal, shiny, red, pushbutton, flat, latching, Push-to-release mechanism, with laser labeling, lower case | - | 0 | 0
3SU1050-0AA20-0AA0-Z | Y13 | 3SU1050-0AA20-0AA0-ZY13 | 1 | UN | 1 | 10 | C | D | N | N | 85389099 | 1 |  | 0.037 | KG | 18.15 | 18.15 | CP20 | CP20 | Pushbutton, 22 mm, round, metal, shiny, red, pushbutton, flat, latching, Push-to-release mechanism, with laser labeling, symbol number according to, ISO 7000 or IEC 60417 | - | 0 | 0
3SU1050-0AA20-0AA0-Z | Y15 | 3SU1050-0AA20-0AA0-ZY15 | 1 | UN | 1 | 10 | C | D | N | N | 85389099 | 1 |  | 0.037 | KG | 18.15 | 18.15 | CP20 | CP20 | Pushbutton, 22 mm, round, metal, shiny, red, pushbutton, flat, latching, Push-to-release mechanism, with laser labeling, upper case and lower case, always upper case at the beginning of the word | - | 0 | 0
3SU1050-0AA20-0AA0-Z | Y19 | 3SU1050-0AA20-0AA0-ZY19 | 1 | UN | 1 | 10 | C | D | N | N | 85389099 | 1 |  | 0.04 | KG | 14.35 | 14.35 | CP20 | CP20 | Pushbutton, 22 mm, round, metal, shiny, red, pushbutton, flat, latching, Push-to-release mechanism, with laser labeling, inscription or symbol Customer-specific selection with SIRIUS ACT configurator (CIN) | - | 0 | 0
3SU1050-0AA30-0AA0 |  | 3SU1050-0AA30-0AA0 | 1 | UN | 1 | 1 | A | D | N | N | 85389099 | 1 | 4011209964938 | 0.037 | KG | 13.4 | 13.02 | CP20 | CP20 | Pushbutton, 22 mm, round, metal, shiny, yellow, pushbutton, flat, latching, Push-to-release mechanism | Lista Papel 2020 SI | 0 | 0
3SU1050-0AA30-0AA0-Z | X90 | 3SU1050-0AA30-0AA0-ZX90 | 1 | UN | 1 | 5 | B | D | EAR99 | N | 85389099 | 100 |  | 0.037 | KG | 13.4 | 13.4 | CP20 | CP20 | Pushbutton, 22 mm, round, metal, shiny, yellow, pushbutton, flat, latching, Push-to-release mechanism, Z=100-unit packaging | - | 0 | 0
3SU1050-0AA30-0AA0-Z | Y10 | 3SU1050-0AA30-0AA0-ZY10 | 1 | UN | 1 | 10 | C | D | EAR99 | N | 85389099 | 1 |  | 0.037 | KG | 18.15 | 18.15 | CP20 | CP20 | Pushbutton, 22 mm, round, metal, shiny, yellow, pushbutton, flat, latching, Push-to-release mechanism, with laser labeling, upper case and lower case, always upper case at beginning of line | - | 0 | 0
3SU1050-0AA30-0AA0-Z | Y11 | 3SU1050-0AA30-0AA0-ZY11 | 1 | UN | 1 | 10 | C | D | EAR99 | N | 85389099 | 1 |  | 0.037 | KG | 18.15 | 18.15 | CP20 | CP20 | Pushbutton, 22 mm, round, metal, shiny, yellow, pushbutton, flat, latching, Push-to-release mechanism, with laser labeling, upper case | - | 0 | 0
3SU1050-0AA30-0AA0-Z | Y12 | 3SU1050-0AA30-0AA0-ZY12 | 1 | UN | 1 | 10 | C | D | EAR99 | N | 85389099 | 1 |  | 0.037 | KG | 18.15 | 18.15 | CP20 | CP20 | Pushbutton, 22 mm, round, metal, shiny, yellow, pushbutton, flat, latching, Push-to-release mechanism, with laser labeling, lower case | - | 0 | 0
3SU1050-0AA30-0AA0-Z | Y13 | 3SU1050-0AA30-0AA0-ZY13 | 1 | UN | 1 | 10 | C | D | EAR99 | N | 85389099 | 1 |  | 0.037 | KG | 18.15 | 18.15 | CP20 | CP20 | Pushbutton, 22 mm, round, metal, shiny, yellow, pushbutton, flat, latching, Push-to-release mechanism, with laser labeling, symbol number according to, ISO 7000 or IEC 60417 | - | 0 | 0
3SU1050-0AA30-0AA0-Z | Y15 | 3SU1050-0AA30-0AA0-ZY15 | 1 | UN | 1 | 10 | C | D | EAR99 | N | 85389099 | 1 |  | 0.037 | KG | 18.15 | 18.15 | CP20 | CP20 | Pushbutton, 22 mm, round, metal, shiny, yellow, pushbutton, flat, latching, Push-to-release mechanism, with laser labeling, upper case and lower case, always upper case at the beginning of the word | - | 0 | 0
3SU1050-0AA30-0AA0-Z | Y19 | 3SU1050-0AA30-0AA0-ZY19 | 1 | UN | 1 | 10 | C | D | EAR99 | N | 85389099 | 1 |  | 0.037 | KG | 14.35 | 14.35 | CP20 | CP20 | Pushbutton, 22 mm, round, metal, shiny, yellow, pushbutton, flat, latching, Push-to-release mechanism, with laser labeling, inscription or symbol Customer-specific selection with SIRIUS ACT configurator (CIN) | - | 0 | 0
3SU1050-0AA40-0AA0 |  | 3SU1050-0AA40-0AA0 | 1 | UN | 1 | 1 | A | D | N | N | 85389099 | 1 | 4011209964945 | 0.041 | KG | 13.4 | 13.02 | CP20 | CP20 | Pushbutton, 22 mm, round, metal, shiny, green, pushbutton, flat, latching, Push-to-release mechanism | Lista Papel 2020 SI | 0 | 0
3SU1050-0AA40-0AA0-Z | X90 | 3SU1050-0AA40-0AA0-ZX90 | 1 | UN | 1 | 5 | B | D | EAR99 | N | 85389099 | 100 |  | 0.037 | KG | 13.4 | 13.4 | CP20 | CP20 | Pushbutton, 22 mm, round, metal, shiny, green, pushbutton, flat, latching, Push-to-release mechanism, Z=100-unit packaging | - | 0 | 0
3SU1050-0AA40-0AA0-Z | Y10 | 3SU1050-0AA40-0AA0-ZY10 | 1 | UN | 1 | 10 | C | D | N | N | 85389099 | 1 |  | 0.037 | KG | 18.15 | 18.15 | CP20 | CP20 | Pushbutton, 22 mm, round, metal, shiny, green, pushbutton, flat, latching, Push-to-release mechanism, with laser labeling, upper case and lower case, always upper case at beginning of line | - | 0 | 0
3SU1050-0AA40-0AA0-Z | Y11 | 3SU1050-0AA40-0AA0-ZY11 | 1 | UN | 1 | 10 | C | D | N | N | 85389099 | 1 |  | 0.037 | KG | 18.15 | 18.15 | CP20 | CP20 | Pushbutton, 22 mm, round, metal, shiny, green, pushbutton, flat, latching, Push-to-release mechanism, with laser labeling, upper case | - | 0 | 0
3SU1050-0AA40-0AA0-Z | Y12 | 3SU1050-0AA40-0AA0-ZY12 | 1 | UN | 1 | 10 | C | D | N | N | 85389099 | 1 |  | 0.037 | KG | 18.15 | 18.15 | CP20 | CP20 | Pushbutton, 22 mm, round, metal, shiny, green, pushbutton, flat, latching, Push-to-release mechanism, with laser labeling, lower case | - | 0 | 0
3SU1050-0AA40-0AA0-Z | Y13 | 3SU1050-0AA40-0AA0-ZY13 | 1 | UN | 1 | 10 | C | D | N | N | 85389099 | 1 |  | 0.037 | KG | 18.15 | 18.15 | CP20 | CP20 | Pushbutton, 22 mm, round, metal, shiny, green, pushbutton, flat, latching, Push-to-release mechanism, with laser labeling, symbol number according to, ISO 7000 or IEC 60417 | - | 0 | 0
3SU1050-0AA40-0AA0-Z | Y15 | 3SU1050-0AA40-0AA0-ZY15 | 1 | UN | 1 | 10 | C | D | N | N | 85389099 | 1 |  | 0.037 | KG | 18.15 | 18.15 | CP20 | CP20 | Pushbutton, 22 mm, round, metal, shiny, green, pushbutton, flat, latching, Push-to-release mechanism, with laser labeling, upper case and lower case, always upper case at the beginning of the word | - | 0 | 0
3SU1050-0AA40-0AA0-Z | Y19 | 3SU1050-0AA40-0AA0-ZY19 | 1 | UN | 1 | 10 | C | D | N | N | 85389099 | 1 |  | 0.04 | KG | 14.35 | 14.35 | CP20 | CP20 | Pushbutton, 22 mm, round, metal, shiny, green, pushbutton, flat, latching, Push-to-release mechanism, with laser labeling, inscription or symbol Customer-specific selection with SIRIUS ACT configurator (CIN) | - | 0 | 0
3SU1050-0AA50-0AA0 |  | 3SU1050-0AA50-0AA0 | 1 | UN | 1 | 1 | A | D | N | N | 85389099 | 1 | 4011209964952 | 0.04 | KG | 13.4 | 13.02 | CP20 | CP20 | Pushbutton, 22 mm, round, metal, shiny, blue, pushbutton, flat, latching, Push-to-release mechanism | Lista Papel 2020 SI | 0 | 0
3SU1050-0AA50-0AA0-Z | X90 | 3SU1050-0AA50-0AA0-ZX90 | 1 | UN | 1 | 5 | B | D | EAR99 | N | 85389099 | 100 |  | 0.037 | KG | 13.4 | 13.4 | CP20 | CP20 | Pushbutton, 22 mm, round, metal, shiny, blue, pushbutton, flat, latching, Push-to-release mechanism, Z=100-unit packaging | - | 0 | 0
3SU1050-0AA50-0AA0-Z | Y10 | 3SU1050-0AA50-0AA0-ZY10 | 1 | UN | 1 | 10 | C | D | EAR99 | N | 85389099 | 1 |  | 0.037 | KG | 18.15 | 18.15 | CP20 | CP20 | Pushbutton, 22 mm, round, metal, shiny, blue, pushbutton, flat, latching, Push-to-release mechanism, with laser labeling, upper case and lower case, always upper case at beginning of line | - | 0 | 0
3SU1050-0AA50-0AA0-Z | Y11 | 3SU1050-0AA50-0AA0-ZY11 | 1 | UN | 1 | 10 | C | D | EAR99 | N | 85389099 | 1 |  | 0.037 | KG | 18.15 | 18.15 | CP20 | CP20 | Pushbutton, 22 mm, round, metal, shiny, blue, pushbutton, flat, latching, Push-to-release mechanism, with laser labeling, upper case | - | 0 | 0
3SU1050-0AA50-0AA0-Z | Y12 | 3SU1050-0AA50-0AA0-ZY12 | 1 | UN | 1 | 10 | C | D | EAR99 | N | 85389099 | 1 |  | 0.037 | KG | 18.15 | 18.15 | CP20 | CP20 | Pushbutton, 22 mm, round, metal, shiny, blue, pushbutton, flat, latching, Push-to-release mechanism, with laser labeling, lower case | - | 0 | 0
3SU1050-0AA50-0AA0-Z | Y13 | 3SU1050-0AA50-0AA0-ZY13 | 1 | UN | 1 | 10 | C | D | EAR99 | N | 85389099 | 1 |  | 0.037 | KG | 18.15 | 18.15 | CP20 | CP20 | Pushbutton, 22 mm, round, metal, shiny, blue, pushbutton, flat, latching, Push-to-release mechanism, with laser labeling, symbol number according to, ISO 7000 or IEC 60417 | - | 0 | 0
3SU1050-0AA50-0AA0-Z | Y15 | 3SU1050-0AA50-0AA0-ZY15 | 1 | UN | 1 | 10 | C | D | EAR99 | N | 85389099 | 1 |  | 0.037 | KG | 18.15 | 18.15 | CP20 | CP20 | Pushbutton, 22 mm, round, metal, shiny, blue, pushbutton, flat, latching, Push-to-release mechanism, with laser labeling, upper case and lower case, always upper case at the beginning of the word | - | 0 | 0
3SU1050-0AA50-0AA0-Z | Y19 | 3SU1050-0AA50-0AA0-ZY19 | 1 | UN | 1 | 10 | C | D | EAR99 | N | 85389099 | 1 |  | 0.037 | KG | 14.35 | 14.35 | CP20 | CP20 | Pushbutton, 22 mm, round, metal, shiny, blue, pushbutton, flat, latching, Push-to-release mechanism, with laser labeling, inscription or symbol Customer-specific selection with SIRIUS ACT configurator (CIN) | - | 0 | 0
3SU1050-0AA60-0AA0 |  | 3SU1050-0AA60-0AA0 | 1 | UN | 1 | 1 | A | D | N | N | 85389099 | 1 | 4011209964969 | 0.038 | KG | 13.4 | 13.02 | CP20 | CP20 | Pushbutton, 22 mm, round, metal, shiny, white, pushbutton, flat, latching, Push-to-release mechanism | Lista Papel 2020 SI | 0 | 0
3SU1050-0AA60-0AA0-Z | X90 | 3SU1050-0AA60-0AA0-ZX90 | 1 | UN | 1 | 5 | B | D | EAR99 | N | 85389099 | 100 |  | 0.037 | KG | 13.4 | 13.4 | CP20 | CP20 | Pushbutton, 22 mm, round, metal, shiny, white, pushbutton, flat, latching, Push-to-release mechanism, Z=100-unit packaging | - | 0 | 0
3SU1050-0AA60-0AA0-Z | Y10 | 3SU1050-0AA60-0AA0-ZY10 | 1 | UN | 1 | 10 | C | D | N | N | 85389099 | 1 |  | 0.037 | KG | 18.15 | 18.15 | CP20 | CP20 | Pushbutton, 22 mm, round, metal, shiny, white, pushbutton, flat, latching, Push-to-release mechanism, with laser labeling, upper case and lower case, always upper case at beginning of line | - | 0 | 0
3SU1050-0AA60-0AA0-Z | Y11 | 3SU1050-0AA60-0AA0-ZY11 | 1 | UN | 1 | 10 | C | D | N | N | 85389099 | 1 |  | 0.037 | KG | 18.15 | 18.15 | CP20 | CP20 | Pushbutton, 22 mm, round, metal, shiny, white, pushbutton, flat, latching, Push-to-release mechanism, with laser labeling, upper case | - | 0 | 0
3SU1050-0AA60-0AA0-Z | Y12 | 3SU1050-0AA60-0AA0-ZY12 | 1 | UN | 1 | 10 | C | D | N | N | 85389099 | 1 |  | 0.037 | KG | 18.15 | 18.15 | CP20 | CP20 | Pushbutton, 22 mm, round, metal, shiny, white, pushbutton, flat, latching, Push-to-release mechanism, with laser labeling, lower case | - | 0 | 0
3SU1050-0AA60-0AA0-Z | Y13 | 3SU1050-0AA60-0AA0-ZY13 | 1 | UN | 1 | 10 | C | D | N | N | 85389099 | 1 |  | 0.037 | KG | 18.15 | 18.15 | CP20 | CP20 | Pushbutton, 22 mm, round, metal, shiny, white, pushbutton, flat, latching, Push-to-release mechanism, with laser labeling, symbol number according to, ISO 7000 or IEC 60417 | - | 0 | 0
3SU1050-0AA60-0AA0-Z | Y15 | 3SU1050-0AA60-0AA0-ZY15 | 1 | UN | 1 | 10 | C | D | N | N | 85389099 | 1 |  | 0.037 | KG | 18.15 | 18.15 | CP20 | CP20 | Pushbutton, 22 mm, round, metal, shiny, white, pushbutton, flat, latching, Push-to-release mechanism, with laser labeling, upper case and lower case, always upper case at the beginning of the word | - | 0 | 0
3SU1050-0AA60-0AA0-Z | Y19 | 3SU1050-0AA60-0AA0-ZY19 | 1 | UN | 1 | 10 | C | D | N | N | 85389099 | 1 |  | 0.04 | KG | 14.35 | 14.35 | CP20 | CP20 | Pushbutton, 22 mm, round, metal, shiny, white, pushbutton, flat, latching, Push-to-release mechanism, with laser labeling, inscription or symbol Customer-specific selection with SIRIUS ACT configurator (CIN) | - | 0 | 0
3SU1050-0AB10-0AA0 |  | 3SU1050-0AB10-0AA0 | 1 | UN | 1 | 1 | A | D | N | N | 85389099 | 1 | 4011209955219 | 0.035 | KG | 6.56 | 6.38 | CP20 | CP20 | Pushbutton, 22 mm, round, metal, shiny, black, pushbutton, flat momentary contact type | Lista Papel 2020 SI | 0 | 0
3SU1050-0AB10-0AA0-Z | X90 | 3SU1050-0AB10-0AA0-ZX90 | 1 | UN | 1 | 5 | B | D | N | N | 85389099 | 100 | 4047621058597 | 0.04 | KG | 6.56 | 6.56 | CP20 | CP20 | Pushbutton, 22 mm, round, metal, shiny, black, pushbutton, flat momentary contact type, Z=100-unit packaging | - | 0 | 0
3SU1050-0AB10-0AA0-Z | Y10 | 3SU1050-0AB10-0AA0-ZY10 | 1 | UN | 1 | 10 | C | D | N | N | 85389099 | 1 |  | 0.04 | KG | 11.31 | 11.31 | CP20 | CP20 | Pushbutton, 22 mm, round, metal, shiny, black, pushbutton, flat momentary contact type, with laser labeling, upper case and lower case, always upper case at beginning of line | - | 0 | 0
3SU1050-0AB10-0AA0-Z | Y11 | 3SU1050-0AB10-0AA0-ZY11 | 1 | UN | 1 | 10 | C | D | N | N | 85389099 | 1 |  | 0.039 | KG | 11.31 | 11.31 | CP20 | CP20 | Pushbutton, 22 mm, round, metal, shiny, black, pushbutton, flat momentary contact type, with laser labeling, upper case | - | 0 | 0
3SU1050-0AB10-0AA0-Z | Y12 | 3SU1050-0AB10-0AA0-ZY12 | 1 | UN | 1 | 10 | C | D | N | N | 85389099 | 1 |  | 0.037 | KG | 11.31 | 11.31 | CP20 | CP20 | Pushbutton, 22 mm, round, metal, shiny, black, pushbutton, flat momentary contact type, with laser labeling, lower case | - | 0 | 0
3SU1050-0AB10-0AA0-Z | Y13 | 3SU1050-0AB10-0AA0-ZY13 | 1 | UN | 1 | 10 | C | D | N | N | 85389099 | 1 |  | 0.041 | KG | 11.31 | 11.31 | CP20 | CP20 | Pushbutton, 22 mm, round, metal, shiny, black, pushbutton, flat momentary contact type, with laser labeling, symbol number according to, ISO 7000 or IEC 60417 | - | 0 | 0
3SU1050-0AB10-0AA0-Z | Y15 | 3SU1050-0AB10-0AA0-ZY15 | 1 | UN | 1 | 10 | C | D | N | N | 85389099 | 1 |  | 0.037 | KG | 11.31 | 11.31 | CP20 | CP20 | Pushbutton, 22 mm, round, metal, shiny, black, pushbutton, flat momentary contact type, with laser labeling, upper case and lower case, always upper case at the beginning of the word | - | 0 | 0
3SU1050-0AB10-0AA0-Z | Y19 | 3SU1050-0AB10-0AA0-ZY19 | 1 | UN | 1 | 10 | C | D | N | N | 85389099 | 1 |  | 0.04 | KG | 7.51 | 7.51 | CP20 | CP20 | Pushbutton, 22 mm, round, metal, shiny, black, pushbutton, flat momentary contact type, with laser labeling, inscription or symbol Customer-specific selection with SIRIUS ACT configurator (CIN) | - | 0 | 0
3SU1050-0AB10-0AA1 |  | 3SU1050-0AB10-0AA1 | 1 | UN | 1 | 10 | C | D | EAR99 | N | 85389099 | 1 | 4011209961937 | 0.037 | KG | 31.26 | 30.4 | CP20 | CP20 | Pushbutton, 22 mm, round, metal, shiny, black, pushbutton, flat, momentary contact type, ATEX | Lista Papel 2020 SI | 0 | 9
3SU1050-0AB10-0AA1-Z | X90 | 3SU1050-0AB10-0AA1-ZX90 | 1 | UN | 1 | 10 | C | D | EAR99 | N | 85389099 | 100 |  | 0.037 | KG | 31.26 | 31.26 | CP20 | CP20 | Pushbutton, 22 mm, round, metal, shiny, black, pushbutton, flat, momentary contact type, ATEX, Z=100-unit packaging | - | 0 | 9
3SU1050-0AB10-0AA1-Z | Y10 | 3SU1050-0AB10-0AA1-ZY10 | 1 | UN | 1 | 15 | C | D | EAR99 | N | 85389099 | 1 |  | 0.037 | KG | 36.01 | 36.01 | CP20 | CP20 | Pushbutton, 22 mm, round, metal, shiny, black, pushbutton, flat, momentary contact type, ATEX, with laser labeling, upper case and lower case, always upper case at beginning of line | - | 0 | 9
3SU1050-0AB10-0AA1-Z | Y11 | 3SU1050-0AB10-0AA1-ZY11 | 1 | UN | 1 | 15 | C | D | EAR99 | N | 85389099 | 1 |  | 0.037 | KG | 36.01 | 36.01 | CP20 | CP20 | Pushbutton, 22 mm, round, metal, shiny, black, pushbutton, flat, momentary contact type, ATEX, with laser labeling, upper case | - | 0 | 9
3SU1050-0AB10-0AA1-Z | Y12 | 3SU1050-0AB10-0AA1-ZY12 | 1 | UN | 1 | 15 | C | D | EAR99 | N | 85389099 | 1 |  | 0.037 | KG | 36.01 | 36.01 | CP20 | CP20 | Pushbutton, 22 mm, round, metal, shiny, black, pushbutton, flat, momentary contact type, ATEX, with laser labeling, lower case | - | 0 | 9
3SU1050-0AB10-0AA1-Z | Y13 | 3SU1050-0AB10-0AA1-ZY13 | 1 | UN | 1 | 15 | C | D | EAR99 | N | 85389099 | 1 |  | 0.037 | KG | 36.01 | 36.01 | CP20 | CP20 | Pushbutton, 22 mm, round, metal, shiny, black, pushbutton, flat, momentary contact type, ATEX, with laser labeling, symbol number according to, ISO 7000 or IEC 60417 | - | 0 | 9
3SU1050-0AB10-0AA1-Z | Y15 | 3SU1050-0AB10-0AA1-ZY15 | 1 | UN | 1 | 15 | C | D | EAR99 | N | 85389099 | 1 |  | 0.037 | KG | 36.01 | 36.01 | CP20 | CP20 | Pushbutton, 22 mm, round, metal, shiny, black, pushbutton, flat, momentary contact type, ATEX, with laser labeling, upper case and lower case, always upper case at the beginning of the word | - | 0 | 9
3SU1050-0AB10-0AA1-Z | Y19 | 3SU1050-0AB10-0AA1-ZY19 | 1 | UN | 1 | 15 | C | D | EAR99 | N | 85389099 | 1 |  | 0.037 | KG | 32.21 | 32.21 | CP20 | CP20 | Pushbutton, 22 mm, round, metal, shiny, black, pushbutton, flat, momentary contact type, ATEX, with laser labeling, inscription or symbol Customer-specific selection with SIRIUS ACT configurator (CIN) | - | 0 | 9
3SU1050-0AB10-0AD0 |  | 3SU1050-0AB10-0AD0 | 1 | UN | 1 | 1 | A | D | N | N | 85389099 | 1 | 4011209964891 | 0.04 | KG | 7.7 | 7.49 | CP20 | CP20 | Pushbutton, 22 mm, round, metal, shiny, black, inscription: O, pushbutton, flat momentary contact type | Lista Papel 2020 SI | 0 | 0
3SU1050-0AB10-0AD0-Z | X90 | 3SU1050-0AB10-0AD0-ZX90 | 1 | UN | 1 | 5 | B | D | EAR99 | N | 85389099 | 100 |  | 0.037 | KG | 7.7 | 7.7 | CP20 | CP20 | Pushbutton, 22 mm, round, metal, shiny, black, inscription: O, pushbutton, flat momentary contact type, Z=100-unit packaging | - | 0 | 0
3SU1050-0AB10-0AD0-Z | Y19 | 3SU1050-0AB10-0AD0-ZY19 | 1 | UN | 1 | 10 | C | D | N | N | 85389099 | 1 |  | 0.04 | KG | 8.65 | 8.65 | CP20 | CP20 | Pushbutton, 22 mm, round, metal, shiny, black, inscription: O, pushbutton, flat momentary contact type, customer-specific selection with SIRIUS ACT configurator (CIN) | - | 0 | 0
3SU1050-0AB11-0AS0 |  | 3SU1050-0AB11-0AS0 | 1 | UN | 1 | 5 | B | D | N | N | 85389099 | 1 | 4047621052113 | 0.04 | KG | 7.61 | 7.61 | CP20 | CP20 | Pushbutton, 22 mm, round, metal, shiny, black, pushbutton, flat momentary contact type, with customer-specific symbol, customer material number 38.0463 on packaging | - | 0 | 7
3SU1050-0AB20-0AA0 |  | 3SU1050-0AB20-0AA0 | 1 | UN | 1 | 1 | A | D | N | N | 85389099 | 1 | 4011209964785 | 0.037 | KG | 6.56 | 6.38 | CP20 | CP20 | Pushbutton, 22 mm, round, metal, shiny, red, pushbutton, flat momentary contact type | Lista Papel 2020 SI | 0 | 0
3SU1050-0AB20-0AA0-Z | X90 | 3SU1050-0AB20-0AA0-ZX90 | 1 | UN | 1 | 5 | B | D | N | N | 85389099 | 100 | 4047621051239 | 0.041 | KG | 6.56 | 6.56 | CP20 | CP20 | Pushbutton, 22 mm, round, metal, shiny, red, pushbutton, flat momentary contact type, Z=100-unit packaging | - | 0 | 0
3SU1050-0AB20-0AA0-Z | Y10 | 3SU1050-0AB20-0AA0-ZY10 | 1 | UN | 1 | 10 | C | D | N | N | 85389099 | 1 |  | 0.04 | KG | 11.31 | 11.31 | CP20 | CP20 | Pushbutton, 22 mm, round, metal, shiny, red, pushbutton, flat momentary contact type, with laser labeling, upper case and lower case, always upper case at beginning of line | - | 0 | 0
3SU1050-0AB20-0AA0-Z | Y11 | 3SU1050-0AB20-0AA0-ZY11 | 1 | UN | 1 | 10 | C | D | N | N | 85389099 | 1 |  | 0.04 | KG | 11.31 | 11.31 | CP20 | CP20 | Pushbutton, 22 mm, round, metal, shiny, red, pushbutton, flat momentary contact type, with laser labeling, upper case | - | 0 | 0
3SU1050-0AB20-0AA0-Z | Y12 | 3SU1050-0AB20-0AA0-ZY12 | 1 | UN | 1 | 10 | C | D | N | N | 85389099 | 1 |  | 0.04 | KG | 11.31 | 11.31 | CP20 | CP20 | Pushbutton, 22 mm, round, metal, shiny, red, pushbutton, flat momentary contact type, with laser labeling, lower case | - | 0 | 0
3SU1050-0AB20-0AA0-Z | Y13 | 3SU1050-0AB20-0AA0-ZY13 | 1 | UN | 1 | 10 | C | D | N | N | 85389099 | 1 |  | 0.037 | KG | 11.31 | 11.31 | CP20 | CP20 | Pushbutton, 22 mm, round, metal, shiny, red, pushbutton, flat momentary contact type, with laser labeling, symbol number according to, ISO 7000 or IEC 60417 | - | 0 | 0
3SU1050-0AB20-0AA0-Z | Y15 | 3SU1050-0AB20-0AA0-ZY15 | 1 | UN | 1 | 10 | C | D | N | N | 85389099 | 1 |  | 0.037 | KG | 11.31 | 11.31 | CP20 | CP20 | Pushbutton, 22 mm, round, metal, shiny, red, pushbutton, flat momentary contact type, with laser labeling, upper case and lower case, always upper case at the beginning of the word | - | 0 | 0
3SU1050-0AB20-0AA0-Z | Y19 | 3SU1050-0AB20-0AA0-ZY19 | 1 | UN | 1 | 10 | C | D | N | N | 85389099 | 1 |  | 0.04 | KG | 7.51 | 7.51 | CP20 | CP20 | Pushbutton, 22 mm, round, metal, shiny, red, pushbutton, flat momentary contact type, with laser labeling, inscription or symbol Customer-specific selection with SIRIUS ACT configurator (CIN) | - | 0 | 0
3SU1050-0AB20-0AA1 |  | 3SU1050-0AB20-0AA1 | 1 | UN | 1 | 10 | C | D | EAR99 | N | 85389099 | 1 | 4011209961982 | 0.037 | KG | 31.26 | 30.4 | CP20 | CP20 | Pushbutton, 22 mm, round, metal, shiny, red, pushbutton, flat, momentary contact type, ATEX | Lista Papel 2020 SI | 0 | 9
3SU1050-0AB20-0AA1-Z | X90 | 3SU1050-0AB20-0AA1-ZX90 | 1 | UN | 1 | 10 | C | D | EAR99 | N | 85389099 | 100 |  | 0.037 | KG | 31.26 | 31.26 | CP20 | CP20 | Pushbutton, 22 mm, round, metal, shiny, red, pushbutton, flat, momentary contact type, ATEX, Z=100-unit packaging | - | 0 | 9
3SU1050-0AB20-0AA1-Z | Y10 | 3SU1050-0AB20-0AA1-ZY10 | 1 | UN | 1 | 15 | C | D | EAR99 | N | 85389099 | 1 |  | 0.037 | KG | 36.01 | 36.01 | CP20 | CP20 | Pushbutton, 22 mm, round, metal, shiny, red, pushbutton, flat, momentary contact type, ATEX, with laser labeling, upper case and lower case, always upper case at beginning of line | - | 0 | 9
3SU1050-0AB20-0AA1-Z | Y11 | 3SU1050-0AB20-0AA1-ZY11 | 1 | UN | 1 | 15 | C | D | EAR99 | N | 85389099 | 1 |  | 0.037 | KG | 36.01 | 36.01 | CP20 | CP20 | Pushbutton, 22 mm, round, metal, shiny, red, pushbutton, flat, momentary contact type, ATEX, with laser labeling, upper case | - | 0 | 9
3SU1050-0AB20-0AA1-Z | Y12 | 3SU1050-0AB20-0AA1-ZY12 | 1 | UN | 1 | 15 | C | D | EAR99 | N | 85389099 | 1 |  | 0.037 | KG | 36.01 | 36.01 | CP20 | CP20 | Pushbutton, 22 mm, round, metal, shiny, red, pushbutton, flat, momentary contact type, ATEX, with laser labeling, lower case | - | 0 | 9
3SU1050-0AB20-0AA1-Z | Y13 | 3SU1050-0AB20-0AA1-ZY13 | 1 | UN | 1 | 15 | C | D | EAR99 | N | 85389099 | 1 |  | 0.037 | KG | 36.01 | 36.01 | CP20 | CP20 | Pushbutton, 22 mm, round, metal, shiny, red, pushbutton, flat, momentary contact type, ATEX, with laser labeling, symbol number according to, ISO 7000 or IEC 60417 | - | 0 | 9
3SU1050-0AB20-0AA1-Z | Y15 | 3SU1050-0AB20-0AA1-ZY15 | 1 | UN | 1 | 15 | C | D | EAR99 | N | 85389099 | 1 |  | 0.037 | KG | 36.01 | 36.01 | CP20 | CP20 | Pushbutton, 22 mm, round, metal, shiny, red, pushbutton, flat, momentary contact type, ATEX, with laser labeling, upper case and lower case, always upper case at the beginning of the word | - | 0 | 9
3SU1050-0AB20-0AA1-Z | Y19 | 3SU1050-0AB20-0AA1-ZY19 | 1 | UN | 1 | 15 | C | D | EAR99 | N | 85389099 | 1 |  | 0.037 | KG | 32.21 | 32.21 | CP20 | CP20 | Pushbutton, 22 mm, round, metal, shiny, red, pushbutton, flat, momentary contact type, ATEX, with laser labeling, inscription or symbol Customer-specific selection with SIRIUS ACT configurator (CIN) | - | 0 | 9
3SU1050-0AB20-0AD0 |  | 3SU1050-0AB20-0AD0 | 1 | UN | 1 | 1 | A | D | N | N | 85389099 | 1 | 4011209964877 | 0.04 | KG | 7.7 | 7.49 | CP20 | CP20 | Pushbutton, 22 mm, round, metal, shiny, red, inscription: O, pushbutton, flat momentary contact type | Lista Papel 2020 SI | 0 | 0
3SU1050-0AB20-0AD0-Z | X90 | 3SU1050-0AB20-0AD0-ZX90 | 1 | UN | 1 | 5 | B | D | EAR99 | N | 85389099 | 100 |  | 0.037 | KG | 7.7 | 7.7 | CP20 | CP20 | Pushbutton, 22 mm, round, metal, shiny, red, inscription: O, pushbutton, flat momentary contact type, Z=100-unit packaging | - | 0 | 0
3SU1050-0AB20-0AD0-Z | Y19 | 3SU1050-0AB20-0AD0-ZY19 | 1 | UN | 1 | 10 | C | D | N | N | 85389099 | 1 |  | 0.04 | KG | 8.65 | 8.65 | CP20 | CP20 | Pushbutton, 22 mm, round, metal, shiny, red, inscription: O, pushbutton, flat momentary contact type, customer-specific selection with SIRIUS ACT configurator (CIN) | - | 0 | 0
3SU1050-0AB30-0AA0 |  | 3SU1050-0AB30-0AA0 | 1 | UN | 1 | 3 | B | D | N | N | 85389099 | 1 | 4011209964792 | 0.04 | KG | 6.56 | 6.38 | CP20 | CP20 | Pushbutton, 22 mm, round, metal, shiny, yellow, pushbutton, flat momentary contact type | Lista Papel 2020 SI | 0 | 0
3SU1050-0AB30-0AA0-Z | X90 | 3SU1050-0AB30-0AA0-ZX90 | 1 | UN | 1 | 5 | B | D | N | N | 85389099 | 100 | 4047621061535 | 0.04 | KG | 6.56 | 6.56 | CP20 | CP20 | Pushbutton, 22 mm, round, metal, shiny, yellow, pushbutton, flat momentary contact type, Z=100-unit packaging | - | 0 | 0
3SU1050-0AB30-0AA0-Z | Y10 | 3SU1050-0AB30-0AA0-ZY10 | 1 | UN | 1 | 10 | C | D | N | N | 85389099 | 1 |  | 0.037 | KG | 11.31 | 11.31 | CP20 | CP20 | Pushbutton, 22 mm, round, metal, shiny, yellow, pushbutton, flat momentary contact type, with laser labeling, upper case and lower case, always upper case at beginning of line | - | 0 | 0
3SU1050-0AB30-0AA0-Z | Y11 | 3SU1050-0AB30-0AA0-ZY11 | 1 | UN | 1 | 10 | C | D | N | N | 85389099 | 1 |  | 0.042 | KG | 11.31 | 11.31 | CP20 | CP20 | Pushbutton, 22 mm, round, metal, shiny, yellow, pushbutton, flat momentary contact type, with laser labeling, upper case | - | 0 | 0
3SU1050-0AB30-0AA0-Z | Y12 | 3SU1050-0AB30-0AA0-ZY12 | 1 | UN | 1 | 10 | C | D | N | N | 85389099 | 1 |  | 0.037 | KG | 11.31 | 11.31 | CP20 | CP20 | Pushbutton, 22 mm, round, metal, shiny, yellow, pushbutton, flat momentary contact type, with laser labeling, lower case | - | 0 | 0
3SU1050-0AB30-0AA0-Z | Y13 | 3SU1050-0AB30-0AA0-ZY13 | 1 | UN | 1 | 10 | C | D | N | N | 85389099 | 1 |  | 0.037 | KG | 11.31 | 11.31 | CP20 | CP20 | Pushbutton, 22 mm, round, metal, shiny, yellow, pushbutton, flat momentary contact type, with laser labeling, symbol number according to, ISO 7000 or IEC 60417 | - | 0 | 0
3SU1050-0AB30-0AA0-Z | Y15 | 3SU1050-0AB30-0AA0-ZY15 | 1 | UN | 1 | 10 | C | D | N | N | 85389099 | 1 |  | 0.037 | KG | 11.31 | 11.31 | CP20 | CP20 | Pushbutton, 22 mm, round, metal, shiny, yellow, pushbutton, flat momentary contact type, with laser labeling, upper case and lower case, always upper case at the beginning of the word | - | 0 | 0
3SU1050-0AB30-0AA0-Z | Y19 | 3SU1050-0AB30-0AA0-ZY19 | 1 | UN | 1 | 10 | C | D | N | N | 85389099 | 1 |  | 0.08 | KG | 7.51 | 7.51 | CP20 | CP20 | Pushbutton, 22 mm, round, metal, shiny, yellow, pushbutton, flat momentary contact type, with laser labeling, inscription or symbol Customer-specific selection with SIRIUS ACT configurator (CIN) | - | 0 | 0
3SU1050-0AB30-0AA1 |  | 3SU1050-0AB30-0AA1 | 1 | UN | 1 | 10 | C | D | EAR99 | N | 85389099 | 1 | 4011209961944 | 0.037 | KG | 31.26 | 30.4 | CP20 | CP20 | Pushbutton, 22 mm, round, metal, shiny, yellow, pushbutton, flat, momentary contact type, ATEX | Lista Papel 2020 SI | 0 | 9
3SU1050-0AB30-0AA1-Z | X90 | 3SU1050-0AB30-0AA1-ZX90 | 1 | UN | 1 | 10 | C | D | EAR99 | N | 85389099 | 100 |  | 0.037 | KG | 31.26 | 31.26 | CP20 | CP20 | Pushbutton, 22 mm, round, metal, shiny, yellow, pushbutton, flat, momentary contact type, ATEX, Z=100-unit packaging | - | 0 | 9
3SU1050-0AB30-0AA1-Z | Y10 | 3SU1050-0AB30-0AA1-ZY10 | 1 | UN | 1 | 15 | C | D | EAR99 | N | 85389099 | 1 |  | 0.037 | KG | 36.01 | 36.01 | CP20 | CP20 | Pushbutton, 22 mm, round, metal, shiny, yellow, pushbutton, flat, momentary contact type, ATEX, with laser labeling, upper case and lower case, always upper case at beginning of line | - | 0 | 9
3SU1050-0AB30-0AA1-Z | Y11 | 3SU1050-0AB30-0AA1-ZY11 | 1 | UN | 1 | 15 | C | D | EAR99 | N | 85389099 | 1 |  | 0.037 | KG | 36.01 | 36.01 | CP20 | CP20 | Pushbutton, 22 mm, round, metal, shiny, yellow, pushbutton, flat, momentary contact type, ATEX, with laser labeling, upper case | - | 0 | 9
3SU1050-0AB30-0AA1-Z | Y12 | 3SU1050-0AB30-0AA1-ZY12 | 1 | UN | 1 | 15 | C | D | EAR99 | N | 85389099 | 1 |  | 0.037 | KG | 36.01 | 36.01 | CP20 | CP20 | Pushbutton, 22 mm, round, metal, shiny, yellow, pushbutton, flat, momentary contact type, ATEX, with laser labeling, lower case | - | 0 | 9
3SU1050-0AB30-0AA1-Z | Y13 | 3SU1050-0AB30-0AA1-ZY13 | 1 | UN | 1 | 15 | C | D | EAR99 | N | 85389099 | 1 |  | 0.037 | KG | 36.01 | 36.01 | CP20 | CP20 | Pushbutton, 22 mm, round, metal, shiny, yellow, pushbutton, flat, momentary contact type, ATEX, with laser labeling, symbol number according to, ISO 7000 or IEC 60417 | - | 0 | 9
3SU1050-0AB30-0AA1-Z | Y15 | 3SU1050-0AB30-0AA1-ZY15 | 1 | UN | 1 | 15 | C | D | EAR99 | N | 85389099 | 1 |  | 0.037 | KG | 36.01 | 36.01 | CP20 | CP20 | Pushbutton, 22 mm, round, metal, shiny, yellow, pushbutton, flat, momentary contact type, ATEX, with laser labeling, upper case and lower case, always upper case at the beginning of the word | - | 0 | 9
3SU1050-0AB30-0AA1-Z | Y19 | 3SU1050-0AB30-0AA1-ZY19 | 1 | UN | 1 | 15 | C | D | EAR99 | N | 85389099 | 1 |  | 0.037 | KG | 32.21 | 32.21 | CP20 | CP20 | Pushbutton, 22 mm, round, metal, shiny, yellow, pushbutton, flat, momentary contact type, ATEX, with laser labeling, inscription or symbol Customer-specific selection with SIRIUS ACT configurator (CIN) | - | 0 | 9
3SU1050-0AB40-0AA0 |  | 3SU1050-0AB40-0AA0 | 1 | UN | 1 | 1 | A | D | N | N | 85389099 | 1 | 4011209964808 | 0.037 | KG | 6.56 | 6.38 | CP20 | CP20 | Pushbutton, 22 mm, round, metal, shiny, green, pushbutton, flat momentary contact type | Lista Papel 2020 SI | 0 | 0
3SU1050-0AB40-0AA0-Z | X90 | 3SU1050-0AB40-0AA0-ZX90 | 1 | UN | 1 | 5 | B | D | N | N | 85389099 | 100 | 4047621065007 | 0.04 | KG | 6.56 | 6.56 | CP20 | CP20 | Pushbutton, 22 mm, round, metal, shiny, green, pushbutton, flat momentary contact type, Z=100-unit packaging | - | 0 | 0
3SU1050-0AB40-0AA0-Z | Y10 | 3SU1050-0AB40-0AA0-ZY10 | 1 | UN | 1 | 10 | C | D | N | N | 85389099 | 1 |  | 0.041 | KG | 11.31 | 11.31 | CP20 | CP20 | Pushbutton, 22 mm, round, metal, shiny, green, pushbutton, flat momentary contact type, with laser labeling, upper case and lower case, always upper case at beginning of line | - | 0 | 0
3SU1050-0AB40-0AA0-Z | Y11 | 3SU1050-0AB40-0AA0-ZY11 | 1 | UN | 1 | 10 | C | D | N | N | 85389099 | 1 |  | 0.04 | KG | 11.31 | 11.31 | CP20 | CP20 | Pushbutton, 22 mm, round, metal, shiny, green, pushbutton, flat momentary contact type, with laser labeling, upper case | - | 0 | 0
3SU1050-0AB40-0AA0-Z | Y12 | 3SU1050-0AB40-0AA0-ZY12 | 1 | UN | 1 | 10 | C | D | N | N | 85389099 | 1 |  | 0.037 | KG | 11.31 | 11.31 | CP20 | CP20 | Pushbutton, 22 mm, round, metal, shiny, green, pushbutton, flat momentary contact type, with laser labeling, lower case | - | 0 | 0
3SU1050-0AB40-0AA0-Z | Y13 | 3SU1050-0AB40-0AA0-ZY13 | 1 | UN | 1 | 10 | C | D | N | N | 85389099 | 1 |  | 0.04 | KG | 11.31 | 11.31 | CP20 | CP20 | Pushbutton, 22 mm, round, metal, shiny, green, pushbutton, flat momentary contact type, with laser labeling, symbol number according to, ISO 7000 or IEC 60417 | - | 0 | 0
3SU1050-0AB40-0AA0-Z | Y15 | 3SU1050-0AB40-0AA0-ZY15 | 1 | UN | 1 | 10 | C | D | N | N | 85389099 | 1 |  | 0.037 | KG | 11.31 | 11.31 | CP20 | CP20 | Pushbutton, 22 mm, round, metal, shiny, green, pushbutton, flat momentary contact type, with laser labeling, upper case and lower case, always upper case at the beginning of the word | - | 0 | 0
3SU1050-0AB40-0AA0-Z | Y19 | 3SU1050-0AB40-0AA0-ZY19 | 1 | UN | 1 | 10 | C | D | N | N | 85389099 | 1 |  | 0.041 | KG | 7.51 | 7.51 | CP20 | CP20 | Pushbutton, 22 mm, round, metal, shiny, green, pushbutton, flat momentary contact type, with laser labeling, inscription or symbol Customer-specific selection with SIRIUS ACT configurator (CIN) | - | 0 | 0
3SU1050-0AB40-0AA1 |  | 3SU1050-0AB40-0AA1 | 1 | UN | 1 | 10 | C | D | EAR99 | N | 85389099 | 1 | 4011209961951 | 0.037 | KG | 31.26 | 30.4 | CP20 | CP20 | Pushbutton, 22 mm, round, metal, shiny, green, pushbutton, flat, momentary contact type, ATEX | Lista Papel 2020 SI | 0 | 9
3SU1050-0AB40-0AA1-Z | X90 | 3SU1050-0AB40-0AA1-ZX90 | 1 | UN | 1 | 10 | C | D | EAR99 | N | 85389099 | 100 |  | 0.037 | KG | 31.26 | 31.26 | CP20 | CP20 | Pushbutton, 22 mm, round, metal, shiny, green, pushbutton, flat, momentary contact type, ATEX, Z=100-unit packaging | - | 0 | 9
3SU1050-0AB40-0AA1-Z | Y10 | 3SU1050-0AB40-0AA1-ZY10 | 1 | UN | 1 | 15 | C | D | EAR99 | N | 85389099 | 1 |  | 0.037 | KG | 36.01 | 36.01 | CP20 | CP20 | Pushbutton, 22 mm, round, metal, shiny, green, pushbutton, flat, momentary contact type, ATEX, with laser labeling, upper case and lower case, always upper case at beginning of line | - | 0 | 9
3SU1050-0AB40-0AA1-Z | Y11 | 3SU1050-0AB40-0AA1-ZY11 | 1 | UN | 1 | 15 | C | D | EAR99 | N | 85389099 | 1 |  | 0.037 | KG | 36.01 | 36.01 | CP20 | CP20 | Pushbutton, 22 mm, round, metal, shiny, green, pushbutton, flat, momentary contact type, ATEX, with laser labeling, upper case | - | 0 | 9
3SU1050-0AB40-0AA1-Z | Y12 | 3SU1050-0AB40-0AA1-ZY12 | 1 | UN | 1 | 15 | C | D | EAR99 | N | 85389099 | 1 |  | 0.037 | KG | 36.01 | 36.01 | CP20 | CP20 | Pushbutton, 22 mm, round, metal, shiny, green, pushbutton, flat, momentary contact type, ATEX, with laser labeling, lower case | - | 0 | 9
3SU1050-0AB40-0AA1-Z | Y13 | 3SU1050-0AB40-0AA1-ZY13 | 1 | UN | 1 | 15 | C | D | EAR99 | N | 85389099 | 1 |  | 0.037 | KG | 36.01 | 36.01 | CP20 | CP20 | Pushbutton, 22 mm, round, metal, shiny, green, pushbutton, flat, momentary contact type, ATEX, with laser labeling, symbol number according to, ISO 7000 or IEC 60417 | - | 0 | 9
3SU1050-0AB40-0AA1-Z | Y15 | 3SU1050-0AB40-0AA1-ZY15 | 1 | UN | 1 | 15 | C | D | EAR99 | N | 85389099 | 1 |  | 0.037 | KG | 36.01 | 36.01 | CP20 | CP20 | Pushbutton, 22 mm, round, metal, shiny, green, pushbutton, flat, momentary contact type, ATEX, with laser labeling, upper case and lower case, always upper case at the beginning of the word | - | 0 | 9
3SU1050-0AB40-0AA1-Z | Y19 | 3SU1050-0AB40-0AA1-ZY19 | 1 | UN | 1 | 15 | C | D | EAR99 | N | 85389099 | 1 |  | 0.037 | KG | 32.21 | 32.21 | CP20 | CP20 | Pushbutton, 22 mm, round, metal, shiny, green, pushbutton, flat, momentary contact type, ATEX, with laser labeling, inscription or symbol Customer-specific selection with SIRIUS ACT configurator (CIN) | - | 0 | 9
3SU1050-0AB40-0AC0 |  | 3SU1050-0AB40-0AC0 | 1 | UN | 1 | 1 | A | D | N | N | 85389099 | 1 | 4011209964860 | 0.04 | KG | 7.7 | 7.49 | CP20 | CP20 | Pushbutton, 22 mm, round, metal, shiny, green, inscription: I, pushbutton, flat momentary contact type | Lista Papel 2020 SI | 0 | 0
3SU1050-0AB40-0AC0-Z | X90 | 3SU1050-0AB40-0AC0-ZX90 | 1 | UN | 1 | 5 | B | D | EAR99 | N | 85389099 | 100 |  | 0.037 | KG | 7.7 | 7.7 | CP20 | CP20 | Pushbutton, 22 mm, round, metal, shiny, green, inscription: I, pushbutton, flat momentary contact type, Z=100-unit packaging | - | 0 | 0
3SU1050-0AB40-0AC0-Z | Y19 | 3SU1050-0AB40-0AC0-ZY19 | 1 | UN | 1 | 10 | C | D | N | N | 85389099 | 1 |  | 0.04 | KG | 8.65 | 8.65 | CP20 | CP20 | Pushbutton, 22 mm, round, metal, shiny, green, inscription: I, pushbutton, flat momentary contact type, customer-specific selection with SIRIUS ACT configurator (CIN) | - | 0 | 0
3SU1050-0AB50-0AA0 |  | 3SU1050-0AB50-0AA0 | 1 | UN | 1 | 3 | B | D | N | N | 85389099 | 1 | 4011209964815 | 0.036 | KG | 6.56 | 6.38 | CP20 | CP20 | Pushbutton, 22 mm, round, metal, shiny, blue, pushbutton, flat momentary contact type | Lista Papel 2020 SI | 0 | 0
3SU1050-0AB50-0AA0-Z | X90 | 3SU1050-0AB50-0AA0-ZX90 | 1 | UN | 1 | 5 | B | D | N | N | 85389099 | 100 |  | 0.039 | KG | 6.56 | 6.56 | CP20 | CP20 | Pushbutton, 22 mm, round, metal, shiny, blue, pushbutton, flat momentary contact type, Z=100-unit packaging | - | 0 | 0
3SU1050-0AB50-0AA0-Z | Y10 | 3SU1050-0AB50-0AA0-ZY10 | 1 | UN | 1 | 10 | C | D | N | N | 85389099 | 1 |  | 0.04 | KG | 11.31 | 11.31 | CP20 | CP20 | Pushbutton, 22 mm, round, metal, shiny, blue, pushbutton, flat momentary contact type, with laser labeling, upper case and lower case, always upper case at beginning of line | - | 0 | 0
3SU1050-0AB50-0AA0-Z | Y11 | 3SU1050-0AB50-0AA0-ZY11 | 1 | UN | 1 | 10 | C | D | N | N | 85389099 | 1 |  | 0.04 | KG | 11.31 | 11.31 | CP20 | CP20 | Pushbutton, 22 mm, round, metal, shiny, blue, pushbutton, flat momentary contact type, with laser labeling, upper case | - | 0 | 0
3SU1050-0AB50-0AA0-Z | Y12 | 3SU1050-0AB50-0AA0-ZY12 | 1 | UN | 1 | 10 | C | D | N | N | 85389099 | 1 |  | 0.037 | KG | 11.31 | 11.31 | CP20 | CP20 | Pushbutton, 22 mm, round, metal, shiny, blue, pushbutton, flat momentary contact type, with laser labeling, lower case | - | 0 | 0
3SU1050-0AB50-0AA0-Z | Y13 | 3SU1050-0AB50-0AA0-ZY13 | 1 | UN | 1 | 10 | C | D | N | N | 85389099 | 1 |  | 0.037 | KG | 11.31 | 11.31 | CP20 | CP20 | Pushbutton, 22 mm, round, metal, shiny, blue, pushbutton, flat momentary contact type, with laser labeling, symbol number according to, ISO 7000 or IEC 60417 | - | 0 | 0
3SU1050-0AB50-0AA0-Z | Y15 | 3SU1050-0AB50-0AA0-ZY15 | 1 | UN | 1 | 10 | C | D | N | N | 85389099 | 1 |  | 0.037 | KG | 11.31 | 11.31 | CP20 | CP20 | Pushbutton, 22 mm, round, metal, shiny, blue, pushbutton, flat momentary contact type, with laser labeling, upper case and lower case, always upper case at the beginning of the word | - | 0 | 0
3SU1050-0AB50-0AA0-Z | Y19 | 3SU1050-0AB50-0AA0-ZY19 | 1 | UN | 1 | 10 | C | D | N | N | 85389099 | 1 |  | 0.042 | KG | 7.51 | 7.51 | CP20 | CP20 | Pushbutton, 22 mm, round, metal, shiny, blue, pushbutton, flat momentary contact type, with laser labeling, inscription or symbol Customer-specific selection with SIRIUS ACT configurator (CIN) | - | 0 | 0
3SU1050-0AB50-0AA1 |  | 3SU1050-0AB50-0AA1 | 1 | UN | 1 | 10 | C | D | EAR99 | N | 85389099 | 1 | 4011209961968 | 0.037 | KG | 31.26 | 30.4 | CP20 | CP20 | Pushbutton, 22 mm, round, metal, shiny, blue, pushbutton, flat, momentary contact type, ATEX | Lista Papel 2020 SI | 0 | 9
3SU1050-0AB50-0AA1-Z | X90 | 3SU1050-0AB50-0AA1-ZX90 | 1 | UN | 1 | 10 | C | D | EAR99 | N | 85389099 | 100 |  | 0.037 | KG | 31.26 | 31.26 | CP20 | CP20 | Pushbutton, 22 mm, round, metal, shiny, blue, pushbutton, flat, momentary contact type, ATEX, Z=100-unit packaging | - | 0 | 9
3SU1050-0AB50-0AA1-Z | Y10 | 3SU1050-0AB50-0AA1-ZY10 | 1 | UN | 1 | 15 | C | D | EAR99 | N | 85389099 | 1 |  | 0.037 | KG | 36.01 | 36.01 | CP20 | CP20 | Pushbutton, 22 mm, round, metal, shiny, blue, pushbutton, flat, momentary contact type, ATEX, with laser labeling, upper case and lower case, always upper case at beginning of line | - | 0 | 9
3SU1050-0AB50-0AA1-Z | Y11 | 3SU1050-0AB50-0AA1-ZY11 | 1 | UN | 1 | 15 | C | D | EAR99 | N | 85389099 | 1 |  | 0.037 | KG | 36.01 | 36.01 | CP20 | CP20 | Pushbutton, 22 mm, round, metal, shiny, blue, pushbutton, flat, momentary contact type, ATEX, with laser labeling, upper case | - | 0 | 9
3SU1050-0AB50-0AA1-Z | Y12 | 3SU1050-0AB50-0AA1-ZY12 | 1 | UN | 1 | 15 | C | D | EAR99 | N | 85389099 | 1 |  | 0.037 | KG | 36.01 | 36.01 | CP20 | CP20 | Pushbutton, 22 mm, round, metal, shiny, blue, pushbutton, flat, momentary contact type, ATEX, with laser labeling, lower case | - | 0 | 9
3SU1050-0AB50-0AA1-Z | Y13 | 3SU1050-0AB50-0AA1-ZY13 | 1 | UN | 1 | 15 | C | D | EAR99 | N | 85389099 | 1 |  | 0.037 | KG | 36.01 | 36.01 | CP20 | CP20 | Pushbutton, 22 mm, round, metal, shiny, blue, pushbutton, flat, momentary contact type, ATEX, with laser labeling, symbol number according to, ISO 7000 or IEC 60417 | - | 0 | 9
3SU1050-0AB50-0AA1-Z | Y15 | 3SU1050-0AB50-0AA1-ZY15 | 1 | UN | 1 | 15 | C | D | EAR99 | N | 85389099 | 1 |  | 0.037 | KG | 36.01 | 36.01 | CP20 | CP20 | Pushbutton, 22 mm, round, metal, shiny, blue, pushbutton, flat, momentary contact type, ATEX, with laser labeling, upper case and lower case, always upper case at the beginning of the word | - | 0 | 9
3SU1050-0AB50-0AA1-Z | Y19 | 3SU1050-0AB50-0AA1-ZY19 | 1 | UN | 1 | 15 | C | D | EAR99 | N | 85389099 | 1 |  | 0.037 | KG | 32.21 | 32.21 | CP20 | CP20 | Pushbutton, 22 mm, round, metal, shiny, blue, pushbutton, flat, momentary contact type, ATEX, with laser labeling, inscription or symbol Customer-specific selection with SIRIUS ACT configurator (CIN) | - | 0 | 9
3SU1050-0AB50-0AR0 |  | 3SU1050-0AB50-0AR0 | 1 | UN | 1 | 5 | B | D | N | N | 85389099 | 1 | 4011209964907 | 0.04 | KG | 7.7 | 7.7 | CP20 | CP20 | Pushbutton, 22 mm, round, metal, shiny, blue, inscription: R, pushbutton, flat momentary contact type | - | 0 | 0
3SU1050-0AB50-0AR0-Z | X90 | 3SU1050-0AB50-0AR0-ZX90 | 1 | UN | 1 | 5 | B | D | EAR99 | N | 85389099 | 100 |  | 0.037 | KG | 7.7 | 7.7 | CP20 | CP20 | Pushbutton, 22 mm, round, metal, shiny, blue, inscription: R, pushbutton, flat momentary contact type, Z=100-unit packaging | - | 0 | 0
3SU1050-0AB50-0AR0-Z | Y19 | 3SU1050-0AB50-0AR0-ZY19 | 1 | UN | 1 | 10 | C | D | N | N | 85389099 | 1 |  | 0.04 | KG | 8.65 | 8.65 | CP20 | CP20 | Pushbutton, 22 mm, round, metal, shiny, blue, inscription: R, pushbutton, flat momentary contact type, customer-specific selection with SIRIUS ACT configurator (CIN) | - | 0 | 0
3SU1050-0AB60-0AA0 |  | 3SU1050-0AB60-0AA0 | 1 | UN | 1 | 3 | B | D | N | N | 85389099 | 1 | 4011209964822 | 0.041 | KG | 6.56 | 6.38 | CP20 | CP20 | Pushbutton, 22 mm, round, metal, shiny, white, pushbutton, flat momentary contact type | Lista Papel 2020 SI | 0 | 0
3SU1050-0AB60-0AA0-Z | X90 | 3SU1050-0AB60-0AA0-ZX90 | 1 | UN | 1 | 5 | B | D | EAR99 | N | 85389099 | 100 |  | 0.037 | KG | 6.56 | 6.56 | CP20 | CP20 | Pushbutton, 22 mm, round, metal, shiny, white, pushbutton, flat momentary contact type, Z=100-unit packaging | - | 0 | 0
3SU1050-0AB60-0AA0-Z | Y10 | 3SU1050-0AB60-0AA0-ZY10 | 1 | UN | 1 | 10 | C | D | N | N | 85389099 | 1 |  | 0.04 | KG | 11.31 | 11.31 | CP20 | CP20 | Pushbutton, 22 mm, round, metal, shiny, white, pushbutton, flat momentary contact type, with laser labeling, upper case and lower case, always upper case at beginning of line | - | 0 | 0
3SU1050-0AB60-0AA0-Z | Y11 | 3SU1050-0AB60-0AA0-ZY11 | 1 | UN | 1 | 10 | C | D | N | N | 85389099 | 1 |  | 0.037 | KG | 11.31 | 11.31 | CP20 | CP20 | Pushbutton, 22 mm, round, metal, shiny, white, pushbutton, flat momentary contact type, with laser labeling, upper case | - | 0 | 0
3SU1050-0AB60-0AA0-Z | Y12 | 3SU1050-0AB60-0AA0-ZY12 | 1 | UN | 1 | 10 | C | D | N | N | 85389099 | 1 |  | 0.037 | KG | 11.31 | 11.31 | CP20 | CP20 | Pushbutton, 22 mm, round, metal, shiny, white, pushbutton, flat momentary contact type, with laser labeling, lower case | - | 0 | 0
3SU1050-0AB60-0AA0-Z | Y13 | 3SU1050-0AB60-0AA0-ZY13 | 1 | UN | 1 | 10 | C | D | N | N | 85389099 | 1 |  | 0.041 | KG | 11.31 | 11.31 | CP20 | CP20 | Pushbutton, 22 mm, round, metal, shiny, white, pushbutton, flat momentary contact type, with laser labeling, symbol number according to, ISO 7000 or IEC 60417 | - | 0 | 0
3SU1050-0AB60-0AA0-Z | Y15 | 3SU1050-0AB60-0AA0-ZY15 | 1 | UN | 1 | 10 | C | D | N | N | 85389099 | 1 |  | 0.04 | KG | 11.31 | 11.31 | CP20 | CP20 | Pushbutton, 22 mm, round, metal, shiny, white, pushbutton, flat momentary contact type, with laser labeling, upper case and lower case, always upper case at the beginning of the word | - | 0 | 0
3SU1050-0AB60-0AA0-Z | Y19 | 3SU1050-0AB60-0AA0-ZY19 | 1 | UN | 1 | 10 | C | D | N | N | 85389099 | 1 |  | 0.04 | KG | 7.51 | 7.51 | CP20 | CP20 | Pushbutton, 22 mm, round, metal, shiny, white, pushbutton, flat momentary contact type, with laser labeling, inscription or symbol Customer-specific selection with SIRIUS ACT configurator (CIN) | - | 0 | 0
3SU1050-0AB60-0AA1 |  | 3SU1050-0AB60-0AA1 | 1 | UN | 1 | 10 | C | D | EAR99 | N | 85389099 | 1 | 4011209961975 | 0.037 | KG | 31.26 | 30.4 | CP20 | CP20 | Pushbutton, 22 mm, round, metal, shiny, white, pushbutton, flat, momentary contact type, ATEX | Lista Papel 2020 SI | 0 | 9
3SU1050-0AB60-0AA1-Z | X90 | 3SU1050-0AB60-0AA1-ZX90 | 1 | UN | 1 | 10 | C | D | EAR99 | N | 85389099 | 100 |  | 0.037 | KG | 31.26 | 31.26 | CP20 | CP20 | Pushbutton, 22 mm, round, metal, shiny, white, pushbutton, flat, momentary contact type, ATEX, Z=100-unit packaging | - | 0 | 9
3SU1050-0AB60-0AA1-Z | Y10 | 3SU1050-0AB60-0AA1-ZY10 | 1 | UN | 1 | 15 | C | D | EAR99 | N | 85389099 | 1 |  | 0.037 | KG | 36.01 | 36.01 | CP20 | CP20 | Pushbutton, 22 mm, round, metal, shiny, white, pushbutton, flat, momentary contact type, ATEX, with laser labeling, upper case and lower case, always upper case at beginning of line | - | 0 | 9
3SU1050-0AB60-0AA1-Z | Y11 | 3SU1050-0AB60-0AA1-ZY11 | 1 | UN | 1 | 15 | C | D | EAR99 | N | 85389099 | 1 |  | 0.037 | KG | 36.01 | 36.01 | CP20 | CP20 | Pushbutton, 22 mm, round, metal, shiny, white, pushbutton, flat, momentary contact type, ATEX, with laser labeling, upper case | - | 0 | 9
3SU1050-0AB60-0AA1-Z | Y12 | 3SU1050-0AB60-0AA1-ZY12 | 1 | UN | 1 | 15 | C | D | EAR99 | N | 85389099 | 1 |  | 0.037 | KG | 36.01 | 36.01 | CP20 | CP20 | Pushbutton, 22 mm, round, metal, shiny, white, pushbutton, flat, momentary contact type, ATEX, with laser labeling, lower case | - | 0 | 9
3SU1050-0AB60-0AA1-Z | Y13 | 3SU1050-0AB60-0AA1-ZY13 | 1 | UN | 1 | 15 | C | D | EAR99 | N | 85389099 | 1 |  | 0.037 | KG | 36.01 | 36.01 | CP20 | CP20 | Pushbutton, 22 mm, round, metal, shiny, white, pushbutton, flat, momentary contact type, ATEX, with laser labeling, symbol number according to, ISO 7000 or IEC 60417 | - | 0 | 9
3SU1050-0AB60-0AA1-Z | Y15 | 3SU1050-0AB60-0AA1-ZY15 | 1 | UN | 1 | 15 | C | D | EAR99 | N | 85389099 | 1 |  | 0.037 | KG | 36.01 | 36.01 | CP20 | CP20 | Pushbutton, 22 mm, round, metal, shiny, white, pushbutton, flat, momentary contact type, ATEX, with laser labeling, upper case and lower case, always upper case at the beginning of the word | - | 0 | 9
3SU1050-0AB60-0AA1-Z | Y19 | 3SU1050-0AB60-0AA1-ZY19 | 1 | UN | 1 | 15 | C | D | EAR99 | N | 85389099 | 1 |  | 0.037 | KG | 32.21 | 32.21 | CP20 | CP20 | Pushbutton, 22 mm, round, metal, shiny, white, pushbutton, flat, momentary contact type, ATEX, with laser labeling, inscription or symbol Customer-specific selection with SIRIUS ACT configurator (CIN) | - | 0 | 9
3SU1050-0AB60-0AB0 |  | 3SU1050-0AB60-0AB0 | 1 | UN | 1 | 5 | B | D | N | N | 85389099 | 1 | 4011209964839 | 0.041 | KG | 7.7 | 7.7 | CP20 | CP20 | Pushbutton, 22 mm, round, metal, shiny, white, with symbol: jogging mode, pushbutton, flat momentary contact type | - | 0 | 0
3SU1050-0AB60-0AB0-Z | X90 | 3SU1050-0AB60-0AB0-ZX90 | 1 | UN | 1 | 5 | B | D | EAR99 | N | 85389099 | 100 |  | 0.037 | KG | 7.7 | 7.7 | CP20 | CP20 | Pushbutton, 22 mm, round, metal, shiny, white, with symbol: jogging mode, pushbutton, flat momentary contact type, Z=100-unit packaging | - | 0 | 0
3SU1050-0AB60-0AB0-Z | Y19 | 3SU1050-0AB60-0AB0-ZY19 | 1 | UN | 1 | 10 | C | D | N | N | 85389099 | 1 |  | 0.041 | KG | 8.65 | 8.65 | CP20 | CP20 | Pushbutton, 22 mm, round, metal, shiny, white, with symbol: jogging mode, pushbutton, flat momentary contact type, customer-specific selection with SIRIUS ACT configurator (CIN) | - | 0 | 0
3SU1050-0AB60-0AC0 |  | 3SU1050-0AB60-0AC0 | 1 | UN | 1 | 1 | A | D | N | N | 85389099 | 1 | 4011209964884 | 0.039 | KG | 7.7 | 7.49 | CP20 | CP20 | Pushbutton, 22 mm, round, metal, shiny, white, inscription: I, pushbutton, flat momentary contact type | Lista Papel 2020 SI | 0 | 0
3SU1050-0AB60-0AC0-Z | X90 | 3SU1050-0AB60-0AC0-ZX90 | 1 | UN | 1 | 5 | B | D | EAR99 | N | 85389099 | 100 |  | 0.037 | KG | 7.7 | 7.7 | CP20 | CP20 | Pushbutton, 22 mm, round, metal, shiny, white, inscription: I, pushbutton, flat momentary contact type, Z=100-unit packaging | - | 0 | 0
3SU1050-0AB60-0AC0-Z | Y19 | 3SU1050-0AB60-0AC0-ZY19 | 1 | UN | 1 | 10 | C | D | N | N | 85389099 | 1 |  | 0.042 | KG | 8.65 | 8.65 | CP20 | CP20 | Pushbutton, 22 mm, round, metal, shiny, white, inscription: I, pushbutton, flat momentary contact type, customer-specific selection with SIRIUS ACT configurator (CIN) | - | 0 | 0
3SU1050-0AB70-0AA0 |  | 3SU1050-0AB70-0AA0 | 1 | UN | 1 | 3 | B | D | N | N | 85389099 | 1 | 4011209964846 | 0.042 | KG | 6.56 | 6.38 | CP20 | CP20 | Pushbutton, 22 mm, round, metal, shiny, clear, pushbutton, flat momentary contact type | Lista Papel 2020 SI | 0 | 0
3SU1050-0AB70-0AA0-Z | X90 | 3SU1050-0AB70-0AA0-ZX90 | 1 | UN | 1 | 5 | B | D | N | N | 85389099 | 100 | 4047621066820 | 0.04 | KG | 6.56 | 6.56 | CP20 | CP20 | Pushbutton, 22 mm, round, metal, shiny, clear, pushbutton, flat momentary contact type, Z=100-unit packaging | - | 0 | 0
3SU1050-0AB70-0AA0-Z | Y10 | 3SU1050-0AB70-0AA0-ZY10 | 1 | UN | 1 | 10 | C | D | N | N | 85389099 | 1 |  | 0.037 | KG | 11.31 | 11.31 | CP20 | CP20 | Pushbutton, 22 mm, round, metal, shiny, clear, pushbutton, flat momentary contact type, with laser labeling, upper case and lower case, always upper case at beginning of line | - | 0 | 0
3SU1050-0AB70-0AA0-Z | Y11 | 3SU1050-0AB70-0AA0-ZY11 | 1 | UN | 1 | 10 | C | D | N | N | 85389099 | 1 |  | 0.037 | KG | 11.31 | 11.31 | CP20 | CP20 | Pushbutton, 22 mm, round, metal, shiny, clear, pushbutton, flat momentary contact type, with laser labeling, upper case | - | 0 | 0
3SU1050-0AB70-0AA0-Z | Y12 | 3SU1050-0AB70-0AA0-ZY12 | 1 | UN | 1 | 10 | C | D | N | N | 85389099 | 1 |  | 0.037 | KG | 11.31 | 11.31 | CP20 | CP20 | Pushbutton, 22 mm, round, metal, shiny, clear, pushbutton, flat momentary contact type, with laser labeling, lower case | - | 0 | 0
3SU1050-0AB70-0AA0-Z | Y13 | 3SU1050-0AB70-0AA0-ZY13 | 1 | UN | 1 | 10 | C | D | N | N | 85389099 | 1 |  | 0.037 | KG | 11.31 | 11.31 | CP20 | CP20 | Pushbutton, 22 mm, round, metal, shiny, clear, pushbutton, flat momentary contact type, with laser labeling, symbol number according to, ISO 7000 or IEC 60417 | - | 0 | 0
3SU1050-0AB70-0AA0-Z | Y15 | 3SU1050-0AB70-0AA0-ZY15 | 1 | UN | 1 | 10 | C | D | N | N | 85389099 | 1 |  | 0.037 | KG | 11.31 | 11.31 | CP20 | CP20 | Pushbutton, 22 mm, round, metal, shiny, clear, pushbutton, flat momentary contact type, with laser labeling, upper case and lower case, always upper case at the beginning of the word | - | 0 | 0
3SU1050-0AB70-0AA0-Z | Y19 | 3SU1050-0AB70-0AA0-ZY19 | 1 | UN | 1 | 10 | C | D | N | N | 85389099 | 1 |  | 0.04 | KG | 7.51 | 7.51 | CP20 | CP20 | Pushbutton, 22 mm, round, metal, shiny, clear, pushbutton, flat momentary contact type, with laser labeling, inscription or symbol Customer-specific selection with SIRIUS ACT configurator (CIN) | - | 0 | 0
3SU1050-0AB80-0AA0 |  | 3SU1050-0AB80-0AA0 | 1 | UN | 1 | 1 | A | D | N | N | 85389099 | 1 | 4011209964853 | 0.039 | KG | 6.56 | 6.56 | CP20 | CP20 | Pushbutton, 22 mm, round, metal, shiny, gray, pushbutton, flat momentary contact type | - | 0 | 0
3SU1050-0AB80-0AA0-Z | X90 | 3SU1050-0AB80-0AA0-ZX90 | 1 | UN | 1 | 5 | B | D | N | N | 85389099 | 100 | 4047621056609 | 0.041 | KG | 6.56 | 6.56 | CP20 | CP20 | Pushbutton, 22 mm, round, metal, shiny, gray, pushbutton, flat momentary contact type, Z=100-unit packaging | - | 0 | 0
3SU1050-0AB80-0AA0-Z | Y10 | 3SU1050-0AB80-0AA0-ZY10 | 1 | UN | 1 | 10 | C | D | N | N | 85389099 | 1 |  | 0.037 | KG | 11.31 | 11.31 | CP20 | CP20 | Pushbutton, 22 mm, round, metal, shiny, gray, pushbutton, flat momentary contact type, with laser labeling, upper case and lower case, always upper case at beginning of line | - | 0 | 0
3SU1050-0AB80-0AA0-Z | Y11 | 3SU1050-0AB80-0AA0-ZY11 | 1 | UN | 1 | 10 | C | D | N | N | 85389099 | 1 |  | 0.037 | KG | 11.31 | 11.31 | CP20 | CP20 | Pushbutton, 22 mm, round, metal, shiny, gray, pushbutton, flat momentary contact type, with laser labeling, upper case | - | 0 | 0
3SU1050-0AB80-0AA0-Z | Y12 | 3SU1050-0AB80-0AA0-ZY12 | 1 | UN | 1 | 10 | C | D | N | N | 85389099 | 1 |  | 0.037 | KG | 11.31 | 11.31 | CP20 | CP20 | Pushbutton, 22 mm, round, metal, shiny, gray, pushbutton, flat momentary contact type, with laser labeling, lower case | - | 0 | 0
3SU1050-0AB80-0AA0-Z | Y13 | 3SU1050-0AB80-0AA0-ZY13 | 1 | UN | 1 | 10 | C | D | N | N | 85389099 | 1 |  | 0.037 | KG | 11.31 | 11.31 | CP20 | CP20 | Pushbutton, 22 mm, round, metal, shiny, gray, pushbutton, flat momentary contact type, with laser labeling, symbol number according to, ISO 7000 or IEC 60417 | - | 0 | 0
3SU1050-0AB80-0AA0-Z | Y15 | 3SU1050-0AB80-0AA0-ZY15 | 1 | UN | 1 | 10 | C | D | N | N | 85389099 | 1 |  | 0.037 | KG | 11.31 | 11.31 | CP20 | CP20 | Pushbutton, 22 mm, round, metal, shiny, gray, pushbutton, flat momentary contact type, with laser labeling, upper case and lower case, always upper case at the beginning of the word | - | 0 | 0
3SU1050-0AB80-0AA0-Z | Y19 | 3SU1050-0AB80-0AA0-ZY19 | 1 | UN | 1 | 10 | C | D | N | N | 85389099 | 1 |  | 0.05 | KG | 7.51 | 7.51 | CP20 | CP20 | Pushbutton, 22 mm, round, metal, shiny, gray, pushbutton, flat momentary contact type, with laser labeling, inscription or symbol Customer-specific selection with SIRIUS ACT configurator (CIN) | - | 0 | 0
3SU1050-0BA20-0AA0 |  | 3SU1050-0BA20-0AA0 | 1 | UN | 1 | 5 | B | D | N | N | 85389099 | 1 | 4011209965553 | 0.04 | KG | 24.04 | 24.04 | CP20 | CP20 | Pushbutton, 22 mm, round, metal, shiny, red, pushbutton, raised, latching, Push-to-release mechanism | - | 0 | 0
3SU1050-0BA20-0AA0-Z | X90 | 3SU1050-0BA20-0AA0-ZX90 | 1 | UN | 1 | 5 | B | D | EAR99 | N | 85389099 | 100 |  | 0.037 | KG | 24.04 | 24.04 | CP20 | CP20 | Pushbutton, 22 mm, round, metal, shiny, red, pushbutton, high, latching, Push-to-release mechanism, Z=100-unit packaging | - | 0 | 0
3SU1050-0BA20-0AA0-Z | Y10 | 3SU1050-0BA20-0AA0-ZY10 | 1 | UN | 1 | 10 | C | D | EAR99 | N | 85389099 | 1 |  | 0.037 | KG | 28.79 | 28.79 | CP20 | CP20 | Pushbutton, 22 mm, round, metal, shiny, red, pushbutton, high, latching, Push-to-release mechanism, with laser labeling, upper case and lower case, always upper case at beginning of line | - | 0 | 0
3SU1050-0BA20-0AA0-Z | Y11 | 3SU1050-0BA20-0AA0-ZY11 | 1 | UN | 1 | 10 | C | D | EAR99 | N | 85389099 | 1 |  | 0.037 | KG | 28.79 | 28.79 | CP20 | CP20 | Pushbutton, 22 mm, round, metal, shiny, red, pushbutton, high, latching, Push-to-release mechanism, with laser labeling, upper case | - | 0 | 0
3SU1050-0BA20-0AA0-Z | Y12 | 3SU1050-0BA20-0AA0-ZY12 | 1 | UN | 1 | 10 | C | D | EAR99 | N | 85389099 | 1 |  | 0.037 | KG | 28.79 | 28.79 | CP20 | CP20 | Pushbutton, 22 mm, round, metal, shiny, red, pushbutton, high, latching, Push-to-release mechanism, with laser labeling, lower case | - | 0 | 0
3SU1050-0BA20-0AA0-Z | Y13 | 3SU1050-0BA20-0AA0-ZY13 | 1 | UN | 1 | 10 | C | D | EAR99 | N | 85389099 | 1 |  | 0.037 | KG | 28.79 | 28.79 | CP20 | CP20 | Pushbutton, 22 mm, round, metal, shiny, red, pushbutton, high, latching, Push-to-release mechanism, with laser labeling, symbol number according to, ISO 7000 or IEC 60417 | - | 0 | 0
3SU1050-0BA20-0AA0-Z | Y15 | 3SU1050-0BA20-0AA0-ZY15 | 1 | UN | 1 | 10 | C | D | EAR99 | N | 85389099 | 1 |  | 0.037 | KG | 28.79 | 28.79 | CP20 | CP20 | Pushbutton, 22 mm, round, metal, shiny, red, pushbutton, high, latching, Push-to-release mechanism, with laser labeling, upper case and lower case, always upper case at the beginning of the word | - | 0 | 0
3SU1050-0BA20-0AA0-Z | Y19 | 3SU1050-0BA20-0AA0-ZY19 | 1 | UN | 1 | 10 | C | D | EAR99 | N | 85389099 | 1 |  | 0.037 | KG | 24.99 | 24.99 | CP20 | CP20 | Pushbutton, 22 mm, round, metal, shiny, red, pushbutton, high, latching, Push-to-release mechanism, with laser labeling, inscription or symbol Customer-specific selection with SIRIUS ACT configurator (CIN) | - | 0 | 0
3SU1050-0BB10-0AA0 |  | 3SU1050-0BB10-0AA0 | 1 | UN | 1 | 3 | B | D | N | N | 85389099 | 1 | 4011209965492 | 0.041 | KG | 8.48 | 8.25 | CP20 | CP20 | Pushbutton, 22 mm, round, metal, shiny, black, pushbutton, raised momentary contact type | Lista Papel 2020 SI | 0 | 0
3SU1050-0BB10-0AA0-Z | X90 | 3SU1050-0BB10-0AA0-ZX90 | 1 | UN | 1 | 5 | B | D | N | N | 85389099 | 100 | 4047621057927 | 0.04 | KG | 8.48 | 8.48 | CP20 | CP20 | Pushbutton, 22 mm, round, metal, shiny, black, pushbutton, raised momentary contact type, Z=100-unit packaging | - | 0 | 0
3SU1050-0BB10-0AA0-Z | Y10 | 3SU1050-0BB10-0AA0-ZY10 | 1 | UN | 1 | 10 | C | D | N | N | 85389099 | 1 |  | 0.037 | KG | 13.21 | 13.21 | CP20 | CP20 | Pushbutton, 22 mm, round, metal, shiny, black, pushbutton, raised momentary contact type, with laser labeling, upper case and lower case, always upper case at beginning of line | - | 0 | 0
3SU1050-0BB10-0AA0-Z | Y11 | 3SU1050-0BB10-0AA0-ZY11 | 1 | UN | 1 | 10 | C | D | N | N | 85389099 | 1 |  | 0.041 | KG | 13.21 | 13.21 | CP20 | CP20 | Pushbutton, 22 mm, round, metal, shiny, black, pushbutton, raised momentary contact type, with laser labeling, upper case | - | 0 | 0
3SU1050-0BB10-0AA0-Z | Y12 | 3SU1050-0BB10-0AA0-ZY12 | 1 | UN | 1 | 10 | C | D | N | N | 85389099 | 1 |  | 0.037 | KG | 13.21 | 13.21 | CP20 | CP20 | Pushbutton, 22 mm, round, metal, shiny, black, pushbutton, raised momentary contact type, with laser labeling, lower case | - | 0 | 0
3SU1050-0BB10-0AA0-Z | Y13 | 3SU1050-0BB10-0AA0-ZY13 | 1 | UN | 1 | 10 | C | D | N | N | 85389099 | 1 |  | 0.04 | KG | 13.21 | 13.21 | CP20 | CP20 | Pushbutton, 22 mm, round, metal, shiny, black, pushbutton, raised momentary contact type, with laser labeling, symbol number according to, ISO 7000 or IEC 60417 | - | 0 | 0
3SU1050-0BB10-0AA0-Z | Y15 | 3SU1050-0BB10-0AA0-ZY15 | 1 | UN | 1 | 10 | C | D | N | N | 85389099 | 1 |  | 0.037 | KG | 13.21 | 13.21 | CP20 | CP20 | Pushbutton, 22 mm, round, metal, shiny, black, pushbutton, raised momentary contact type, with laser labeling, upper case and lower case, always upper case at the beginning of the word | - | 0 | 0
3SU1050-0BB10-0AA0-Z | Y19 | 3SU1050-0BB10-0AA0-ZY19 | 1 | UN | 1 | 10 | C | D | N | N | 85389099 | 1 |  | 0.04 | KG | 9.43 | 9.43 | CP20 | CP20 | Pushbutton, 22 mm, round, metal, shiny, black, pushbutton, raised momentary contact type, with laser labeling, inscription or symbol Customer-specific selection with SIRIUS ACT configurator (CIN) | - | 0 | 0
3SU1050-0BB20-0AA0 |  | 3SU1050-0BB20-0AA0 | 1 | UN | 1 | 1 | A | D | N | N | 85389099 | 1 | 4011209965508 | 0.041 | KG | 8.48 | 8.25 | CP20 | CP20 | Pushbutton, 22 mm, round, metal, shiny, red, pushbutton, raised momentary contact type | Lista Papel 2020 SI | 0 | 0
3SU1050-0BB20-0AA0-Z | X90 | 3SU1050-0BB20-0AA0-ZX90 | 1 | UN | 1 | 5 | B | D | EAR99 | N | 85389099 | 100 |  | 0.037 | KG | 8.48 | 8.48 | CP20 | CP20 | Pushbutton, 22 mm, round, metal, shiny, red, pushbutton, raised momentary contact type, Z=100-unit packaging | - | 0 | 0
3SU1050-0BB20-0AA0-Z | Y10 | 3SU1050-0BB20-0AA0-ZY10 | 1 | UN | 1 | 10 | C | D | N | N | 85389099 | 1 |  | 0.037 | KG | 13.21 | 13.21 | CP20 | CP20 | Pushbutton, 22 mm, round, metal, shiny, red, pushbutton, raised momentary contact type, with laser labeling, upper case and lower case, always upper case at beginning of line | - | 0 | 0
3SU1050-0BB20-0AA0-Z | Y11 | 3SU1050-0BB20-0AA0-ZY11 | 1 | UN | 1 | 10 | C | D | N | N | 85389099 | 1 |  | 0.036 | KG | 13.21 | 13.21 | CP20 | CP20 | Pushbutton, 22 mm, round, metal, shiny, red, pushbutton, raised momentary contact type, with laser labeling, upper case | - | 0 | 0
3SU1050-0BB20-0AA0-Z | Y12 | 3SU1050-0BB20-0AA0-ZY12 | 1 | UN | 1 | 10 | C | D | N | N | 85389099 | 1 |  | 0.037 | KG | 13.21 | 13.21 | CP20 | CP20 | Pushbutton, 22 mm, round, metal, shiny, red, pushbutton, raised momentary contact type, with laser labeling, lower case | - | 0 | 0
3SU1050-0BB20-0AA0-Z | Y13 | 3SU1050-0BB20-0AA0-ZY13 | 1 | UN | 1 | 10 | C | D | N | N | 85389099 | 1 |  | 0.04 | KG | 13.21 | 13.21 | CP20 | CP20 | Pushbutton, 22 mm, round, metal, shiny, red, pushbutton, raised momentary contact type, with laser labeling, symbol number according to, ISO 7000 or IEC 60417 | - | 0 | 0
3SU1050-0BB20-0AA0-Z | Y15 | 3SU1050-0BB20-0AA0-ZY15 | 1 | UN | 1 | 10 | C | D | N | N | 85389099 | 1 |  | 0.037 | KG | 13.21 | 13.21 | CP20 | CP20 | Pushbutton, 22 mm, round, metal, shiny, red, pushbutton, raised momentary contact type, with laser labeling, upper case and lower case, always upper case at the beginning of the word | - | 0 | 0
3SU1050-0BB20-0AA0-Z | Y19 | 3SU1050-0BB20-0AA0-ZY19 | 1 | UN | 1 | 10 | C | D | N | N | 85389099 | 1 |  | 0.041 | KG | 9.43 | 9.43 | CP20 | CP20 | Pushbutton, 22 mm, round, metal, shiny, red, pushbutton, raised momentary contact type, with laser labeling, inscription or symbol Customer-specific selection with SIRIUS ACT configurator (CIN) | - | 0 | 0
3SU1050-0BB30-0AA0 |  | 3SU1050-0BB30-0AA0 | 1 | UN | 1 | 1 | A | D | N | N | 85389099 | 1 | 4011209965515 | 0.043 | KG | 8.48 | 8.25 | CP20 | CP20 | Pushbutton, 22 mm, round, metal, shiny, yellow, pushbutton, raised momentary contact type | Lista Papel 2020 SI | 0 | 0
3SU1050-0BB30-0AA0-Z | X90 | 3SU1050-0BB30-0AA0-ZX90 | 1 | UN | 1 | 5 | B | D | EAR99 | N | 85389099 | 100 |  | 0.037 | KG | 8.48 | 8.48 | CP20 | CP20 | Pushbutton, 22 mm, round, metal, shiny, yellow, pushbutton, raised momentary contact type, Z=100-unit packaging | - | 0 | 0
3SU1050-0BB30-0AA0-Z | Y10 | 3SU1050-0BB30-0AA0-ZY10 | 1 | UN | 1 | 10 | C | D | EAR99 | N | 85389099 | 1 |  | 0.037 | KG | 13.21 | 13.21 | CP20 | CP20 | Pushbutton, 22 mm, round, metal, shiny, yellow, pushbutton, raised momentary contact type, with laser labeling, upper case and lower case, always upper case at beginning of line | - | 0 | 0
3SU1050-0BB30-0AA0-Z | Y11 | 3SU1050-0BB30-0AA0-ZY11 | 1 | UN | 1 | 10 | C | D | EAR99 | N | 85389099 | 1 |  | 0.037 | KG | 13.21 | 13.21 | CP20 | CP20 | Pushbutton, 22 mm, round, metal, shiny, yellow, pushbutton, raised momentary contact type, with laser labeling, upper case | - | 0 | 0
3SU1050-0BB30-0AA0-Z | Y12 | 3SU1050-0BB30-0AA0-ZY12 | 1 | UN | 1 | 10 | C | D | EAR99 | N | 85389099 | 1 |  | 0.037 | KG | 13.21 | 13.21 | CP20 | CP20 | Pushbutton, 22 mm, round, metal, shiny, yellow, pushbutton, raised momentary contact type, with laser labeling, lower case | - | 0 | 0
3SU1050-0BB30-0AA0-Z | Y13 | 3SU1050-0BB30-0AA0-ZY13 | 1 | UN | 1 | 10 | C | D | EAR99 | N | 85389099 | 1 |  | 0.037 | KG | 13.21 | 13.21 | CP20 | CP20 | Pushbutton, 22 mm, round, metal, shiny, yellow, pushbutton, raised momentary contact type, with laser labeling, symbol number according to, ISO 7000 or IEC 60417 | - | 0 | 0
3SU1050-0BB30-0AA0-Z | Y15 | 3SU1050-0BB30-0AA0-ZY15 | 1 | UN | 1 | 10 | C | D | EAR99 | N | 85389099 | 1 |  | 0.037 | KG | 13.21 | 13.21 | CP20 | CP20 | Pushbutton, 22 mm, round, metal, shiny, yellow, pushbutton, raised momentary contact type, with laser labeling, upper case and lower case, always upper case at the beginning of the word | - | 0 | 0
3SU1050-0BB30-0AA0-Z | Y19 | 3SU1050-0BB30-0AA0-ZY19 | 1 | UN | 1 | 10 | C | D | EAR99 | N | 85389099 | 1 |  | 0.037 | KG | 9.43 | 9.43 | CP20 | CP20 | Pushbutton, 22 mm, round, metal, shiny, yellow, pushbutton, raised momentary contact type, with laser labeling, inscription or symbol Customer-specific selection with SIRIUS ACT configurator (CIN) | - | 0 | 0
3SU1050-0BB40-0AA0 |  | 3SU1050-0BB40-0AA0 | 1 | UN | 1 | 1 | A | D | N | N | 85389099 | 1 | 4011209965522 | 0.042 | KG | 8.48 | 8.25 | CP20 | CP20 | Pushbutton, 22 mm, round, metal, shiny, green, pushbutton, raised momentary contact type | Lista Papel 2020 SI | 0 | 0
3SU1050-0BB40-0AA0-Z | X90 | 3SU1050-0BB40-0AA0-ZX90 | 1 | UN | 1 | 5 | B | D | EAR99 | N | 85389099 | 100 |  | 0.037 | KG | 8.48 | 8.48 | CP20 | CP20 | Pushbutton, 22 mm, round, metal, shiny, green, pushbutton, raised momentary contact type, Z=100-unit packaging | - | 0 | 0
3SU1050-0BB40-0AA0-Z | Y10 | 3SU1050-0BB40-0AA0-ZY10 | 1 | UN | 1 | 10 | C | D | N | N | 85389099 | 1 |  | 0.037 | KG | 13.21 | 13.21 | CP20 | CP20 | Pushbutton, 22 mm, round, metal, shiny, green, pushbutton, raised momentary contact type, with laser labeling, upper case and lower case, always upper case at beginning of line | - | 0 | 0
3SU1050-0BB40-0AA0-Z | Y11 | 3SU1050-0BB40-0AA0-ZY11 | 1 | UN | 1 | 10 | C | D | N | N | 85389099 | 1 |  | 0.037 | KG | 13.21 | 13.21 | CP20 | CP20 | Pushbutton, 22 mm, round, metal, shiny, green, pushbutton, raised momentary contact type, with laser labeling, upper case | - | 0 | 0
3SU1050-0BB40-0AA0-Z | Y12 | 3SU1050-0BB40-0AA0-ZY12 | 1 | UN | 1 | 10 | C | D | N | N | 85389099 | 1 |  | 0.037 | KG | 13.21 | 13.21 | CP20 | CP20 | Pushbutton, 22 mm, round, metal, shiny, green, pushbutton, raised momentary contact type, with laser labeling, lower case | - | 0 | 0
3SU1050-0BB40-0AA0-Z | Y13 | 3SU1050-0BB40-0AA0-ZY13 | 1 | UN | 1 | 10 | C | D | N | N | 85389099 | 1 |  | 0.037 | KG | 13.21 | 13.21 | CP20 | CP20 | Pushbutton, 22 mm, round, metal, shiny, green, pushbutton, raised momentary contact type, with laser labeling, symbol number according to, ISO 7000 or IEC 60417 | - | 0 | 0
3SU1050-0BB40-0AA0-Z | Y15 | 3SU1050-0BB40-0AA0-ZY15 | 1 | UN | 1 | 10 | C | D | N | N | 85389099 | 1 |  | 0.037 | KG | 13.21 | 13.21 | CP20 | CP20 | Pushbutton, 22 mm, round, metal, shiny, green, pushbutton, raised momentary contact type, with laser labeling, upper case and lower case, always upper case at the beginning of the word | - | 0 | 0
3SU1050-0BB40-0AA0-Z | Y19 | 3SU1050-0BB40-0AA0-ZY19 | 1 | UN | 1 | 10 | C | D | N | N | 85389099 | 1 |  | 0.045 | KG | 9.43 | 9.43 | CP20 | CP20 | Pushbutton, 22 mm, round, metal, shiny, green, pushbutton, raised momentary contact type, with laser labeling, inscription or symbol Customer-specific selection with SIRIUS ACT configurator (CIN) | - | 0 | 0
3SU1050-0BB50-0AA0 |  | 3SU1050-0BB50-0AA0 | 1 | UN | 1 | 1 | A | D | N | N | 85389099 | 1 | 4011209965539 | 0.042 | KG | 8.48 | 8.25 | CP20 | CP20 | Pushbutton, 22 mm, round, metal, shiny, blue, pushbutton, raised momentary contact type | Lista Papel 2020 SI | 0 | 0
3SU1050-0BB50-0AA0-Z | X90 | 3SU1050-0BB50-0AA0-ZX90 | 1 | UN | 1 | 5 | B | D | EAR99 | N | 85389099 | 100 |  | 0.037 | KG | 8.48 | 8.48 | CP20 | CP20 | Pushbutton, 22 mm, round, metal, shiny, blue, pushbutton, raised momentary contact type, Z=100-unit packaging | - | 0 | 0
3SU1050-0BB50-0AA0-Z | Y10 | 3SU1050-0BB50-0AA0-ZY10 | 1 | UN | 1 | 10 | C | D | N | N | 85389099 | 1 |  | 0.037 | KG | 13.21 | 13.21 | CP20 | CP20 | Pushbutton, 22 mm, round, metal, shiny, blue, pushbutton, raised momentary contact type, with laser labeling, upper case and lower case, always upper case at beginning of line | - | 0 | 0
3SU1050-0BB50-0AA0-Z | Y11 | 3SU1050-0BB50-0AA0-ZY11 | 1 | UN | 1 | 10 | C | D | N | N | 85389099 | 1 |  | 0.037 | KG | 13.21 | 13.21 | CP20 | CP20 | Pushbutton, 22 mm, round, metal, shiny, blue, pushbutton, raised momentary contact type, with laser labeling, upper case | - | 0 | 0
3SU1050-0BB50-0AA0-Z | Y12 | 3SU1050-0BB50-0AA0-ZY12 | 1 | UN | 1 | 10 | C | D | N | N | 85389099 | 1 |  | 0.037 | KG | 13.21 | 13.21 | CP20 | CP20 | Pushbutton, 22 mm, round, metal, shiny, blue, pushbutton, raised momentary contact type, with laser labeling, lower case | - | 0 | 0
3SU1050-0BB50-0AA0-Z | Y13 | 3SU1050-0BB50-0AA0-ZY13 | 1 | UN | 1 | 10 | C | D | N | N | 85389099 | 1 |  | 0.037 | KG | 13.21 | 13.21 | CP20 | CP20 | Pushbutton, 22 mm, round, metal, shiny, blue, pushbutton, raised momentary contact type, with laser labeling, symbol number according to, ISO 7000 or IEC 60417 | - | 0 | 0
3SU1050-0BB50-0AA0-Z | Y15 | 3SU1050-0BB50-0AA0-ZY15 | 1 | UN | 1 | 10 | C | D | N | N | 85389099 | 1 |  | 0.037 | KG | 13.21 | 13.21 | CP20 | CP20 | Pushbutton, 22 mm, round, metal, shiny, blue, pushbutton, raised momentary contact type, with laser labeling, upper case and lower case, always upper case at the beginning of the word | - | 0 | 0
3SU1050-0BB50-0AA0-Z | Y19 | 3SU1050-0BB50-0AA0-ZY19 | 1 | UN | 1 | 10 | C | D | N | N | 85389099 | 1 |  | 0.04 | KG | 9.43 | 9.43 | CP20 | CP20 | Pushbutton, 22 mm, round, metal, shiny, blue, pushbutton, raised momentary contact type, with laser labeling, inscription or symbol Customer-specific selection with SIRIUS ACT configurator (CIN) | - | 0 | 0
3SU1050-0BB60-0AA0 |  | 3SU1050-0BB60-0AA0 | 1 | UN | 1 | 1 | A | D | N | N | 85389099 | 1 | 4011209965546 | 0.043 | KG | 8.48 | 8.25 | CP20 | CP20 | Pushbutton, 22 mm, round, metal, shiny, white, pushbutton, raised momentary contact type | Lista Papel 2020 SI | 0 | 0
3SU1050-0BB60-0AA0-Z | X90 | 3SU1050-0BB60-0AA0-ZX90 | 1 | UN | 1 | 5 | B | D | EAR99 | N | 85389099 | 100 |  | 0.037 | KG | 8.48 | 8.48 | CP20 | CP20 | Pushbutton, 22 mm, round, metal, shiny, white, pushbutton, raised momentary contact type, Z=100-unit packaging | - | 0 | 0
3SU1050-0BB60-0AA0-Z | Y10 | 3SU1050-0BB60-0AA0-ZY10 | 1 | UN | 1 | 10 | C | D | N | N | 85389099 | 1 |  | 0.037 | KG | 13.21 | 13.21 | CP20 | CP20 | Pushbutton, 22 mm, round, metal, shiny, white, pushbutton, raised momentary contact type, with laser labeling, upper case and lower case, always upper case at beginning of line | - | 0 | 0
3SU1050-0BB60-0AA0-Z | Y11 | 3SU1050-0BB60-0AA0-ZY11 | 1 | UN | 1 | 10 | C | D | N | N | 85389099 | 1 |  | 0.037 | KG | 13.21 | 13.21 | CP20 | CP20 | Pushbutton, 22 mm, round, metal, shiny, white, pushbutton, raised momentary contact type, with laser labeling, upper case | - | 0 | 0
3SU1050-0BB60-0AA0-Z | Y12 | 3SU1050-0BB60-0AA0-ZY12 | 1 | UN | 1 | 10 | C | D | N | N | 85389099 | 1 |  | 0.037 | KG | 13.21 | 13.21 | CP20 | CP20 | Pushbutton, 22 mm, round, metal, shiny, white, pushbutton, raised momentary contact type, with laser labeling, lower case | - | 0 | 0
3SU1050-0BB60-0AA0-Z | Y13 | 3SU1050-0BB60-0AA0-ZY13 | 1 | UN | 1 | 10 | C | D | N | N | 85389099 | 1 |  | 0.037 | KG | 13.21 | 13.21 | CP20 | CP20 | Pushbutton, 22 mm, round, metal, shiny, white, pushbutton, raised momentary contact type, with laser labeling, symbol number according to, ISO 7000 or IEC 60417 | - | 0 | 0
3SU1050-0BB60-0AA0-Z | Y15 | 3SU1050-0BB60-0AA0-ZY15 | 1 | UN | 1 | 10 | C | D | N | N | 85389099 | 1 |  | 0.037 | KG | 13.21 | 13.21 | CP20 | CP20 | Pushbutton, 22 mm, round, metal, shiny, white, pushbutton, raised momentary contact type, with laser labeling, upper case and lower case, always upper case at the beginning of the word | - | 0 | 0
3SU1050-0BB60-0AA0-Z | Y19 | 3SU1050-0BB60-0AA0-ZY19 | 1 | UN | 1 | 10 | C | D | N | N | 85389099 | 1 |  | 0.04 | KG | 9.43 | 9.43 | CP20 | CP20 | Pushbutton, 22 mm, round, metal, shiny, white, pushbutton, raised momentary contact type, with laser labeling, inscription or symbol Customer-specific selection with SIRIUS ACT configurator (CIN) | - | 0 | 0
3SU1050-0CB10-0AA0 |  | 3SU1050-0CB10-0AA0 | 1 | UN | 1 | 5 | B | D | N | N | 85389099 | 1 | 4011209965560 | 0.05 | KG | 8.05 | 8.05 | CP20 | CP20 | Pushbutton, 22 mm, round, metal, shiny, black, Front ring, raised momentary contact type | - | 0 | 0
3SU1050-0CB10-0AA0-Z | X90 | 3SU1050-0CB10-0AA0-ZX90 | 1 | UN | 1 | 5 | B | D | EAR99 | N | 85389099 | 100 |  | 0.037 | KG | 8.05 | 8.05 | CP20 | CP20 | Pushbutton, 22 mm, round, metal, shiny, black, Front ring, raised momentary contact type, Z=100-unit packaging | - | 0 | 0
3SU1050-0CB10-0AA0-Z | Y10 | 3SU1050-0CB10-0AA0-ZY10 | 1 | UN | 1 | 10 | C | D | N | N | 85389099 | 1 |  | 0.037 | KG | 12.83 | 12.83 | CP20 | CP20 | Pushbutton, 22 mm, round, metal, shiny, black, Front ring, raised momentary contact type, with laser labeling, upper case and lower case, always upper case at beginning of line | - | 0 | 0
3SU1050-0CB10-0AA0-Z | Y11 | 3SU1050-0CB10-0AA0-ZY11 | 1 | UN | 1 | 10 | C | D | N | N | 85389099 | 1 |  | 0.037 | KG | 12.83 | 12.83 | CP20 | CP20 | Pushbutton, 22 mm, round, metal, shiny, black, Front ring, raised momentary contact type, with laser labeling, upper case | - | 0 | 0
3SU1050-0CB10-0AA0-Z | Y12 | 3SU1050-0CB10-0AA0-ZY12 | 1 | UN | 1 | 10 | C | D | N | N | 85389099 | 1 |  | 0.037 | KG | 12.83 | 12.83 | CP20 | CP20 | Pushbutton, 22 mm, round, metal, shiny, black, Front ring, raised momentary contact type, with laser labeling, lower case | - | 0 | 0
3SU1050-0CB10-0AA0-Z | Y13 | 3SU1050-0CB10-0AA0-ZY13 | 1 | UN | 1 | 10 | C | D | N | N | 85389099 | 1 |  | 0.037 | KG | 12.83 | 12.83 | CP20 | CP20 | Pushbutton, 22 mm, round, metal, shiny, black, Front ring, raised momentary contact type, with laser labeling, symbol number according to, ISO 7000 or IEC 60417 | - | 0 | 0
3SU1050-0CB10-0AA0-Z | Y15 | 3SU1050-0CB10-0AA0-ZY15 | 1 | UN | 1 | 10 | C | D | N | N | 85389099 | 1 |  | 0.037 | KG | 12.83 | 12.83 | CP20 | CP20 | Pushbutton, 22 mm, round, metal, shiny, black, Front ring, raised momentary contact type, with laser labeling, upper case and lower case, always upper case at the beginning of the word | - | 0 | 0
3SU1050-0CB10-0AA0-Z | Y19 | 3SU1050-0CB10-0AA0-ZY19 | 1 | UN | 1 | 10 | C | D | N | N | 85389099 | 1 |  | 0.08 | KG | 9 | 9 | CP20 | CP20 | Pushbutton, 22 mm, round, metal, shiny, black, Front ring, raised momentary contact type, with laser labeling, inscription or symbol Customer-specific selection with SIRIUS ACT configurator (CIN) | - | 0 | 0
3SU1050-0CB20-0AA0 |  | 3SU1050-0CB20-0AA0 | 1 | UN | 1 | 5 | B | D | N | N | 85389099 | 1 | 4011209965577 | 0.052 | KG | 8.05 | 8.05 | CP20 | CP20 | Pushbutton, 22 mm, round, metal, shiny, red, Front ring, raised, momentary contact type | - | 0 | 0
3SU1050-0CB20-0AA0-Z | X90 | 3SU1050-0CB20-0AA0-ZX90 | 1 | UN | 1 | 5 | B | D | EAR99 | N | 85389099 | 100 |  | 0.037 | KG | 8.05 | 8.05 | CP20 | CP20 | Pushbutton, 22 mm, round, metal, shiny, red, Front ring, high, momentary contact type, Z=100-unit packaging | - | 0 | 0
3SU1050-0CB20-0AA0-Z | Y10 | 3SU1050-0CB20-0AA0-ZY10 | 1 | UN | 1 | 10 | C | D | N | N | 85389099 | 1 |  | 0.037 | KG | 12.83 | 12.83 | CP20 | CP20 | Pushbutton, 22 mm, round, metal, shiny, red, Front ring, high, momentary contact type, with laser labeling, upper case and lower case, always upper case at beginning of line | - | 0 | 0
3SU1050-0CB20-0AA0-Z | Y11 | 3SU1050-0CB20-0AA0-ZY11 | 1 | UN | 1 | 10 | C | D | N | N | 85389099 | 1 |  | 0.037 | KG | 12.83 | 12.83 | CP20 | CP20 | Pushbutton, 22 mm, round, metal, shiny, red, Front ring, high, momentary contact type, with laser labeling, upper case | - | 0 | 0
3SU1050-0CB20-0AA0-Z | Y12 | 3SU1050-0CB20-0AA0-ZY12 | 1 | UN | 1 | 10 | C | D | N | N | 85389099 | 1 |  | 0.037 | KG | 12.83 | 12.83 | CP20 | CP20 | Pushbutton, 22 mm, round, metal, shiny, red, Front ring, high, momentary contact type, with laser labeling, lower case | - | 0 | 0
3SU1050-0CB20-0AA0-Z | Y13 | 3SU1050-0CB20-0AA0-ZY13 | 1 | UN | 1 | 10 | C | D | N | N | 85389099 | 1 |  | 0.037 | KG | 12.83 | 12.83 | CP20 | CP20 | Pushbutton, 22 mm, round, metal, shiny, red, Front ring, high, momentary contact type, with laser labeling, symbol number according to, ISO 7000 or IEC 60417 | - | 0 | 0
3SU1050-0CB20-0AA0-Z | Y15 | 3SU1050-0CB20-0AA0-ZY15 | 1 | UN | 1 | 10 | C | D | N | N | 85389099 | 1 |  | 0.037 | KG | 12.83 | 12.83 | CP20 | CP20 | Pushbutton, 22 mm, round, metal, shiny, red, Front ring, high, momentary contact type, with laser labeling, upper case and lower case, always upper case at the beginning of the word | - | 0 | 0
3SU1050-0CB20-0AA0-Z | Y19 | 3SU1050-0CB20-0AA0-ZY19 | 1 | UN | 1 | 10 | C | D | N | N | 85389099 | 1 |  | 0.05 | KG | 9 | 9 | CP20 | CP20 | Pushbutton, 22 mm, round, metal, shiny, red, Front ring, high, momentary contact type, with laser labeling, inscription or symbol Customer-specific selection with SIRIUS ACT configurator (CIN) | - | 0 | 0
3SU1050-0CB30-0AA0 |  | 3SU1050-0CB30-0AA0 | 1 | UN | 1 | 5 | B | D | N | N | 85389099 | 1 | 4011209965584 | 0.052 | KG | 8.05 | 8.05 | CP20 | CP20 | Pushbutton, 22 mm, round, metal, shiny, yellow, Front ring, raised, momentary contact type | - | 0 | 0
3SU1050-0CB30-0AA0-Z | X90 | 3SU1050-0CB30-0AA0-ZX90 | 1 | UN | 1 | 5 | B | D | EAR99 | N | 85389099 | 100 |  | 0.037 | KG | 8.05 | 8.05 | CP20 | CP20 | Pushbutton, 22 mm, round, metal, shiny, yellow, Front ring, high, momentary contact type, Z=100-unit packaging | - | 0 | 0
3SU1050-0CB30-0AA0-Z | Y10 | 3SU1050-0CB30-0AA0-ZY10 | 1 | UN | 1 | 10 | C | D | N | N | 85389099 | 1 |  | 0.037 | KG | 12.83 | 12.83 | CP20 | CP20 | Pushbutton, 22 mm, round, metal, shiny, yellow, Front ring, high, momentary contact type, with laser labeling, upper case and lower case, always upper case at beginning of line | - | 0 | 0
3SU1050-0CB30-0AA0-Z | Y11 | 3SU1050-0CB30-0AA0-ZY11 | 1 | UN | 1 | 10 | C | D | N | N | 85389099 | 1 |  | 0.037 | KG | 12.83 | 12.83 | CP20 | CP20 | Pushbutton, 22 mm, round, metal, shiny, yellow, Front ring, high, momentary contact type, with laser labeling, upper case | - | 0 | 0
3SU1050-0CB30-0AA0-Z | Y12 | 3SU1050-0CB30-0AA0-ZY12 | 1 | UN | 1 | 10 | C | D | N | N | 85389099 | 1 |  | 0.037 | KG | 12.83 | 12.83 | CP20 | CP20 | Pushbutton, 22 mm, round, metal, shiny, yellow, Front ring, high, momentary contact type, with laser labeling, lower case | - | 0 | 0
3SU1050-0CB30-0AA0-Z | Y13 | 3SU1050-0CB30-0AA0-ZY13 | 1 | UN | 1 | 10 | C | D | N | N | 85389099 | 1 |  | 0.037 | KG | 12.83 | 12.83 | CP20 | CP20 | Pushbutton, 22 mm, round, metal, shiny, yellow, Front ring, high, momentary contact type, with laser labeling, symbol number according to, ISO 7000 or IEC 60417 | - | 0 | 0
3SU1050-0CB30-0AA0-Z | Y15 | 3SU1050-0CB30-0AA0-ZY15 | 1 | UN | 1 | 10 | C | D | N | N | 85389099 | 1 |  | 0.037 | KG | 12.83 | 12.83 | CP20 | CP20 | Pushbutton, 22 mm, round, metal, shiny, yellow, Front ring, high, momentary contact type, with laser labeling, upper case and lower case, always upper case at the beginning of the word | - | 0 | 0
3SU1050-0CB30-0AA0-Z | Y19 | 3SU1050-0CB30-0AA0-ZY19 | 1 | UN | 1 | 10 | C | D | N | N | 85389099 | 1 |  | 0.05 | KG | 9 | 9 | CP20 | CP20 | Pushbutton, 22 mm, round, metal, shiny, yellow, Front ring, high, momentary contact type, with laser labeling, inscription or symbol Customer-specific selection with SIRIUS ACT configurator (CIN) | - | 0 | 0
3SU1050-0CB40-0AA0 |  | 3SU1050-0CB40-0AA0 | 1 | UN | 1 | 5 | B | D | N | N | 85389099 | 1 | 4011209965591 | 0.05 | KG | 8.05 | 8.05 | CP20 | CP20 | Pushbutton, 22 mm, round, metal, shiny, green, Front ring, raised, momentary contact type | - | 0 | 0
3SU1050-0CB40-0AA0-Z | X90 | 3SU1050-0CB40-0AA0-ZX90 | 1 | UN | 1 | 5 | B | D | EAR99 | N | 85389099 | 100 |  | 0.037 | KG | 8.05 | 8.05 | CP20 | CP20 | Pushbutton, 22 mm, round, metal, shiny, green, Front ring, high, momentary contact type, Z=100-unit packaging | - | 0 | 0
3SU1050-0CB40-0AA0-Z | Y10 | 3SU1050-0CB40-0AA0-ZY10 | 1 | UN | 1 | 10 | C | D | N | N | 85389099 | 1 |  | 0.037 | KG | 12.83 | 12.83 | CP20 | CP20 | Pushbutton, 22 mm, round, metal, shiny, green, Front ring, high, momentary contact type, with laser labeling, upper case and lower case, always upper case at beginning of line | - | 0 | 0
3SU1050-0CB40-0AA0-Z | Y11 | 3SU1050-0CB40-0AA0-ZY11 | 1 | UN | 1 | 10 | C | D | N | N | 85389099 | 1 |  | 0.037 | KG | 12.83 | 12.83 | CP20 | CP20 | Pushbutton, 22 mm, round, metal, shiny, green, Front ring, high, momentary contact type, with laser labeling, upper case | - | 0 | 0
3SU1050-0CB40-0AA0-Z | Y12 | 3SU1050-0CB40-0AA0-ZY12 | 1 | UN | 1 | 10 | C | D | N | N | 85389099 | 1 |  | 0.037 | KG | 12.83 | 12.83 | CP20 | CP20 | Pushbutton, 22 mm, round, metal, shiny, green, Front ring, high, momentary contact type, with laser labeling, lower case | - | 0 | 0
3SU1050-0CB40-0AA0-Z | Y13 | 3SU1050-0CB40-0AA0-ZY13 | 1 | UN | 1 | 10 | C | D | N | N | 85389099 | 1 |  | 0.037 | KG | 12.83 | 12.83 | CP20 | CP20 | Pushbutton, 22 mm, round, metal, shiny, green, Front ring, high, momentary contact type, with laser labeling, symbol number according to, ISO 7000 or IEC 60417 | - | 0 | 0
3SU1050-0CB40-0AA0-Z | Y15 | 3SU1050-0CB40-0AA0-ZY15 | 1 | UN | 1 | 10 | C | D | N | N | 85389099 | 1 |  | 0.037 | KG | 12.83 | 12.83 | CP20 | CP20 | Pushbutton, 22 mm, round, metal, shiny, green, Front ring, high, momentary contact type, with laser labeling, upper case and lower case, always upper case at the beginning of the word | - | 0 | 0
3SU1050-0CB40-0AA0-Z | Y19 | 3SU1050-0CB40-0AA0-ZY19 | 1 | UN | 1 | 10 | C | D | N | N | 85389099 | 1 |  | 0.05 | KG | 9 | 9 | CP20 | CP20 | Pushbutton, 22 mm, round, metal, shiny, green, Front ring, high, momentary contact type, with laser labeling, inscription or symbol Customer-specific selection with SIRIUS ACT configurator (CIN) | - | 0 | 0
3SU1050-0CB50-0AA0 |  | 3SU1050-0CB50-0AA0 | 1 | UN | 1 | 5 | B | D | N | N | 85389099 | 1 | 4011209965607 | 0.049 | KG | 8.05 | 8.05 | CP20 | CP20 | Pushbutton, 22 mm, round, metal, shiny, blue, Front ring, raised, momentary contact type | - | 0 | 0
3SU1050-0CB50-0AA0-Z | X90 | 3SU1050-0CB50-0AA0-ZX90 | 1 | UN | 1 | 5 | B | D | EAR99 | N | 85389099 | 100 |  | 0.037 | KG | 8.05 | 8.05 | CP20 | CP20 | Pushbutton, 22 mm, round, metal, shiny, blue, Front ring, high, momentary contact type, Z=100-unit packaging | - | 0 | 0
3SU1050-0CB50-0AA0-Z | Y10 | 3SU1050-0CB50-0AA0-ZY10 | 1 | UN | 1 | 10 | C | D | N | N | 85389099 | 1 |  | 0.037 | KG | 12.83 | 12.83 | CP20 | CP20 | Pushbutton, 22 mm, round, metal, shiny, blue, Front ring, high, momentary contact type, with laser labeling, upper case and lower case, always upper case at beginning of line | - | 0 | 0
3SU1050-0CB50-0AA0-Z | Y11 | 3SU1050-0CB50-0AA0-ZY11 | 1 | UN | 1 | 10 | C | D | N | N | 85389099 | 1 |  | 0.037 | KG | 12.83 | 12.83 | CP20 | CP20 | Pushbutton, 22 mm, round, metal, shiny, blue, Front ring, high, momentary contact type, with laser labeling, upper case | - | 0 | 0
3SU1050-0CB50-0AA0-Z | Y12 | 3SU1050-0CB50-0AA0-ZY12 | 1 | UN | 1 | 10 | C | D | N | N | 85389099 | 1 |  | 0.037 | KG | 12.83 | 12.83 | CP20 | CP20 | Pushbutton, 22 mm, round, metal, shiny, blue, Front ring, high, momentary contact type, with laser labeling, lower case | - | 0 | 0
3SU1050-0CB50-0AA0-Z | Y13 | 3SU1050-0CB50-0AA0-ZY13 | 1 | UN | 1 | 10 | C | D | N | N | 85389099 | 1 |  | 0.037 | KG | 12.83 | 12.83 | CP20 | CP20 | Pushbutton, 22 mm, round, metal, shiny, blue, Front ring, high, momentary contact type, with laser labeling, symbol number according to, ISO 7000 or IEC 60417 | - | 0 | 0
3SU1050-0CB50-0AA0-Z | Y15 | 3SU1050-0CB50-0AA0-ZY15 | 1 | UN | 1 | 10 | C | D | N | N | 85389099 | 1 |  | 0.037 | KG | 12.83 | 12.83 | CP20 | CP20 | Pushbutton, 22 mm, round, metal, shiny, blue, Front ring, high, momentary contact type, with laser labeling, upper case and lower case, always upper case at the beginning of the word | - | 0 | 0
3SU1050-0CB50-0AA0-Z | Y19 | 3SU1050-0CB50-0AA0-ZY19 | 1 | UN | 1 | 10 | C | D | N | N | 85389099 | 1 |  | 0.037 | KG | 9 | 9 | CP20 | CP20 | Pushbutton, 22 mm, round, metal, shiny, blue, Front ring, high, momentary contact type, with laser labeling, inscription or symbol Customer-specific selection with SIRIUS ACT configurator (CIN) | - | 0 | 0
3SU1050-0CB60-0AA0 |  | 3SU1050-0CB60-0AA0 | 1 | UN | 1 | 5 | B | D | N | N | 85389099 | 1 | 4011209965614 | 0.049 | KG | 8.05 | 8.05 | CP20 | CP20 | Pushbutton, 22 mm, round, metal, shiny, white, Front ring, raised, momentary contact type | - | 0 | 0
3SU1050-0CB60-0AA0-Z | X90 | 3SU1050-0CB60-0AA0-ZX90 | 1 | UN | 1 | 5 | B | D | EAR99 | N | 85389099 | 100 |  | 0.037 | KG | 8.05 | 8.05 | CP20 | CP20 | Pushbutton, 22 mm, round, metal, shiny, white, Front ring, high, momentary contact type, Z=100-unit packaging | - | 0 | 0
3SU1050-0CB60-0AA0-Z | Y10 | 3SU1050-0CB60-0AA0-ZY10 | 1 | UN | 1 | 10 | C | D | N | N | 85389099 | 1 |  | 0.037 | KG | 12.83 | 12.83 | CP20 | CP20 | Pushbutton, 22 mm, round, metal, shiny, white, Front ring, high, momentary contact type, with laser labeling, upper case and lower case, always upper case at beginning of line | - | 0 | 0
3SU1050-0CB60-0AA0-Z | Y11 | 3SU1050-0CB60-0AA0-ZY11 | 1 | UN | 1 | 10 | C | D | N | N | 85389099 | 1 |  | 0.037 | KG | 12.83 | 12.83 | CP20 | CP20 | Pushbutton, 22 mm, round, metal, shiny, white, Front ring, high, momentary contact type, with laser labeling, upper case | - | 0 | 0
3SU1050-0CB60-0AA0-Z | Y12 | 3SU1050-0CB60-0AA0-ZY12 | 1 | UN | 1 | 10 | C | D | N | N | 85389099 | 1 |  | 0.037 | KG | 12.83 | 12.83 | CP20 | CP20 | Pushbutton, 22 mm, round, metal, shiny, white, Front ring, high, momentary contact type, with laser labeling, lower case | - | 0 | 0
3SU1050-0CB60-0AA0-Z | Y13 | 3SU1050-0CB60-0AA0-ZY13 | 1 | UN | 1 | 10 | C | D | N | N | 85389099 | 1 |  | 0.037 | KG | 12.83 | 12.83 | CP20 | CP20 | Pushbutton, 22 mm, round, metal, shiny, white, Front ring, high, momentary contact type, with laser labeling, symbol number according to, ISO 7000 or IEC 60417 | - | 0 | 0
3SU1050-0CB60-0AA0-Z | Y15 | 3SU1050-0CB60-0AA0-ZY15 | 1 | UN | 1 | 10 | C | D | N | N | 85389099 | 1 |  | 0.037 | KG | 12.83 | 12.83 | CP20 | CP20 | Pushbutton, 22 mm, round, metal, shiny, white, Front ring, high, momentary contact type, with laser labeling, upper case and lower case, always upper case at the beginning of the word | - | 0 | 0
3SU1050-0CB60-0AA0-Z | Y19 | 3SU1050-0CB60-0AA0-ZY19 | 1 | UN | 1 | 10 | C | D | N | N | 85389099 | 1 |  | 0.037 | KG | 9 | 9 | CP20 | CP20 | Pushbutton, 22 mm, round, metal, shiny, white, Front ring, high, momentary contact type, with laser labeling, inscription or symbol Customer-specific selection with SIRIUS ACT configurator (CIN) | - | 0 | 0
3SU1050-1AA10-0AA0 |  | 3SU1050-1AA10-0AA0 | 1 | UN | 1 | 1 | A | D | N | N | 85389099 | 1 | 4011209967571 | 0.059 | KG | 21.47 | 21.47 | CP20 | CP20 | Mushroom pushbutton, 22 mm, round, metal, shiny, black, 30 mm, latching, Pull-to-unlatch mechanism | - | 0 | 0
3SU1050-1AA10-0AA0-Z | X90 | 3SU1050-1AA10-0AA0-ZX90 | 1 | UN | 1 | 5 | B | D | EAR99 | N | 85389099 | 50 |  | 0.053 | KG | 21.47 | 21.47 | CP20 | CP20 | Mushroom pushbutton, 22 mm, round, metal, shiny, black, 30 mm, latching, pull-to-unlatch mechanism, Z=50-unit packaging | - | 0 | 0
3SU1050-1AA10-0AA0-Z | Y10 | 3SU1050-1AA10-0AA0-ZY10 | 1 | UN | 1 | 10 | C | D | N | N | 85389099 | 1 |  | 0.068 | KG | 26.22 | 26.22 | CP20 | CP20 | Mushroom pushbutton, 22 mm, round, metal, shiny, black, 30 mm, latching, pull-to-unlatch mechanism, with laser labeling, upper case and lower case, always upper case at beginning of line | - | 0 | 0
3SU1050-1AA10-0AA0-Z | Y11 | 3SU1050-1AA10-0AA0-ZY11 | 1 | UN | 1 | 10 | C | D | N | N | 85389099 | 1 |  | 0.053 | KG | 26.22 | 26.22 | CP20 | CP20 | Mushroom pushbutton, 22 mm, round, metal, shiny, black, 30 mm, latching, pull-to-unlatch mechanism, with laser labeling, upper case | - | 0 | 0
3SU1050-1AA10-0AA0-Z | Y12 | 3SU1050-1AA10-0AA0-ZY12 | 1 | UN | 1 | 10 | C | D | N | N | 85389099 | 1 |  | 0.053 | KG | 26.22 | 26.22 | CP20 | CP20 | Mushroom pushbutton, 22 mm, round, metal, shiny, black, 30 mm, latching, pull-to-unlatch mechanism, with laser labeling, lower case | - | 0 | 0
3SU1050-1AA10-0AA0-Z | Y13 | 3SU1050-1AA10-0AA0-ZY13 | 1 | UN | 1 | 10 | C | D | N | N | 85389099 | 1 |  | 0.053 | KG | 26.22 | 26.22 | CP20 | CP20 | Mushroom pushbutton, 22 mm, round, metal, shiny, black, 30 mm, latching, pull-to-unlatch mechanism, with laser labeling, symbol number according to, ISO 7000 or IEC 60417 | - | 0 | 0
3SU1050-1AA10-0AA0-Z | Y15 | 3SU1050-1AA10-0AA0-ZY15 | 1 | UN | 1 | 10 | C | D | N | N | 85389099 | 1 |  | 0.053 | KG | 26.22 | 26.22 | CP20 | CP20 | Mushroom pushbutton, 22 mm, round, metal, shiny, black, 30 mm, latching, pull-to-unlatch mechanism, with laser labeling, upper case and lower case, always upper case at the beginning of the word | - | 0 | 0
3SU1050-1AA10-0AA0-Z | Y19 | 3SU1050-1AA10-0AA0-ZY19 | 1 | UN | 1 | 10 | C | D | N | N | 85389099 | 1 |  | 0.06 | KG | 22.42 | 22.42 | CP20 | CP20 | Mushroom pushbutton, 22 mm, round, metal, shiny, black, 30 mm, latching, pull-to-unlatch mechanism, with laser labeling, inscription or symbol Customer-specific selection with SIRIUS ACT configurator (CIN) | - | 0 | 0
3SU1050-1AA20-0AA0 |  | 3SU1050-1AA20-0AA0 | 1 | UN | 1 | 1 | A | D | N | N | 85389099 | 1 | 4011209967588 | 0.059 | KG | 21.47 | 21.47 | CP20 | CP20 | Mushroom pushbutton, 22 mm, round, metal, shiny, red, 30 mm, latching, Pull-to-unlatch mechanism | - | 0 | 0
3SU1050-1AA20-0AA0-Z | X90 | 3SU1050-1AA20-0AA0-ZX90 | 1 | UN | 1 | 5 | B | D | EAR99 | N | 85389099 | 50 |  | 0.053 | KG | 21.47 | 21.47 | CP20 | CP20 | Mushroom pushbutton, 22 mm, round, metal, shiny, red, 30 mm, latching, pull-to-unlatch mechanism, Z=50-unit packaging | - | 0 | 0
3SU1050-1AA20-0AA0-Z | Y10 | 3SU1050-1AA20-0AA0-ZY10 | 1 | UN | 1 | 10 | C | D | N | N | 85389099 | 1 |  | 0.053 | KG | 26.22 | 26.22 | CP20 | CP20 | Mushroom pushbutton, 22 mm, round, metal, shiny, red, 30 mm, latching, pull-to-unlatch mechanism, with laser labeling, upper case and lower case, always upper case at beginning of line | - | 0 | 0
3SU1050-1AA20-0AA0-Z | Y11 | 3SU1050-1AA20-0AA0-ZY11 | 1 | UN | 1 | 10 | C | D | N | N | 85389099 | 1 |  | 0.053 | KG | 26.22 | 26.22 | CP20 | CP20 | Mushroom pushbutton, 22 mm, round, metal, shiny, red, 30 mm, latching, pull-to-unlatch mechanism, with laser labeling, upper case | - | 0 | 0
3SU1050-1AA20-0AA0-Z | Y12 | 3SU1050-1AA20-0AA0-ZY12 | 1 | UN | 1 | 10 | C | D | N | N | 85389099 | 1 |  | 0.053 | KG | 26.22 | 26.22 | CP20 | CP20 | Mushroom pushbutton, 22 mm, round, metal, shiny, red, 30 mm, latching, pull-to-unlatch mechanism, with laser labeling, lower case | - | 0 | 0
3SU1050-1AA20-0AA0-Z | Y13 | 3SU1050-1AA20-0AA0-ZY13 | 1 | UN | 1 | 10 | C | D | N | N | 85389099 | 1 |  | 0.053 | KG | 26.22 | 26.22 | CP20 | CP20 | Mushroom pushbutton, 22 mm, round, metal, shiny, red, 30 mm, latching, pull-to-unlatch mechanism, with laser labeling, symbol number according to, ISO 7000 or IEC 60417 | - | 0 | 0
3SU1050-1AA20-0AA0-Z | Y15 | 3SU1050-1AA20-0AA0-ZY15 | 1 | UN | 1 | 10 | C | D | N | N | 85389099 | 1 |  | 0.053 | KG | 26.22 | 26.22 | CP20 | CP20 | Mushroom pushbutton, 22 mm, round, metal, shiny, red, 30 mm, latching, pull-to-unlatch mechanism, with laser labeling, upper case and lower case, always upper case at the beginning of the word | - | 0 | 0
3SU1050-1AA20-0AA0-Z | Y19 | 3SU1050-1AA20-0AA0-ZY19 | 1 | UN | 1 | 10 | C | D | N | N | 85389099 | 1 |  | 0.06 | KG | 22.42 | 22.42 | CP20 | CP20 | Mushroom pushbutton, 22 mm, round, metal, shiny, red, 30 mm, latching, pull-to-unlatch mechanism, with laser labeling, inscription or symbol Customer-specific selection with SIRIUS ACT configurator (CIN) | - | 0 | 0
3SU1050-1AD10-0AA0 |  | 3SU1050-1AD10-0AA0 | 1 | UN | 1 | 1 | A | D | N | N | 85389099 | 1 | 4011209966710 | 0.047 | KG | 12.83 | 12.45 | CP20 | CP20 | Mushroom pushbutton, 22 mm, round, metal, shiny, black, 30 mm, momentary contact type | Lista Papel 2020 SI | 0 | 0
3SU1050-1AD10-0AA0-Z | X90 | 3SU1050-1AD10-0AA0-ZX90 | 1 | UN | 1 | 5 | B | D | EAR99 | N | 85389099 | 50 |  | 0.044 | KG | 12.83 | 12.83 | CP20 | CP20 | Mushroom pushbutton, 22 mm, round, metal, shiny, black, 30 mm, momentary contact type, Z=50-unit packaging | - | 0 | 0
3SU1050-1AD10-0AA0-Z | Y10 | 3SU1050-1AD10-0AA0-ZY10 | 1 | UN | 1 | 10 | C | D | N | N | 85389099 | 1 |  | 0.044 | KG | 17.58 | 17.58 | CP20 | CP20 | Mushroom pushbutton, 22 mm, round, metal, shiny, black, 30 mm, momentary contact type, with laser labeling, upper case and lower case, always upper case at beginning of line | - | 0 | 0
3SU1050-1AD10-0AA0-Z | Y11 | 3SU1050-1AD10-0AA0-ZY11 | 1 | UN | 1 | 10 | C | D | N | N | 85389099 | 1 |  | 0.05 | KG | 17.58 | 17.58 | CP20 | CP20 | Mushroom pushbutton, 22 mm, round, metal, shiny, black, 30 mm, momentary contact type, with laser labeling, upper case | - | 0 | 0
3SU1050-1AD10-0AA0-Z | Y12 | 3SU1050-1AD10-0AA0-ZY12 | 1 | UN | 1 | 10 | C | D | N | N | 85389099 | 1 |  | 0.044 | KG | 17.58 | 17.58 | CP20 | CP20 | Mushroom pushbutton, 22 mm, round, metal, shiny, black, 30 mm, momentary contact type, with laser labeling, lower case | - | 0 | 0
3SU1050-1AD10-0AA0-Z | Y13 | 3SU1050-1AD10-0AA0-ZY13 | 1 | UN | 1 | 10 | C | D | N | N | 85389099 | 1 |  | 0.044 | KG | 17.58 | 17.58 | CP20 | CP20 | Mushroom pushbutton, 22 mm, round, metal, shiny, black, 30 mm, momentary contact type, with laser labeling, symbol number according to, ISO 7000 or IEC 60417 | - | 0 | 0
3SU1050-1AD10-0AA0-Z | Y15 | 3SU1050-1AD10-0AA0-ZY15 | 1 | UN | 1 | 10 | C | D | N | N | 85389099 | 1 |  | 0.044 | KG | 17.58 | 17.58 | CP20 | CP20 | Mushroom pushbutton, 22 mm, round, metal, shiny, black, 30 mm, momentary contact type, with laser labeling, upper case and lower case, always upper case at the beginning of the word | - | 0 | 0
3SU1050-1AD10-0AA0-Z | Y19 | 3SU1050-1AD10-0AA0-ZY19 | 1 | UN | 1 | 10 | C | D | N | N | 85389099 | 1 |  | 0.05 | KG | 13.78 | 13.78 | CP20 | CP20 | Mushroom pushbutton, 22 mm, round, metal, shiny, black, 30 mm, momentary contact type, with laser labeling, inscription or symbol Customer-specific selection with SIRIUS ACT configurator (CIN) | - | 0 | 0
3SU1050-1AD20-0AA0 |  | 3SU1050-1AD20-0AA0 | 1 | UN | 1 | 1 | A | D | N | N | 85389099 | 1 | 4011209966727 | 0.047 | KG | 12.83 | 12.45 | CP20 | CP20 | Mushroom pushbutton, 22 mm, round, metal, shiny, red, 30 mm, momentary contact type | Lista Papel 2020 SI | 0 | 0
3SU1050-1AD20-0AA0-Z | X90 | 3SU1050-1AD20-0AA0-ZX90 | 1 | UN | 1 | 5 | B | D | EAR99 | N | 85389099 | 50 |  | 0.044 | KG | 12.83 | 12.83 | CP20 | CP20 | Mushroom pushbutton, 22 mm, round, metal, shiny, red, 30 mm, momentary contact type, Z=50-unit packaging | - | 0 | 0
3SU1050-1AD20-0AA0-Z | Y10 | 3SU1050-1AD20-0AA0-ZY10 | 1 | UN | 1 | 10 | C | D | N | N | 85389099 | 1 |  | 0.044 | KG | 17.58 | 17.58 | CP20 | CP20 | Mushroom pushbutton, 22 mm, round, metal, shiny, red, 30 mm, momentary contact type, with laser labeling, upper case and lower case, always upper case at beginning of line | - | 0 | 0
3SU1050-1AD20-0AA0-Z | Y11 | 3SU1050-1AD20-0AA0-ZY11 | 1 | UN | 1 | 10 | C | D | N | N | 85389099 | 1 |  | 0.044 | KG | 17.58 | 17.58 | CP20 | CP20 | Mushroom pushbutton, 22 mm, round, metal, shiny, red, 30 mm, momentary contact type, with laser labeling, upper case | - | 0 | 0
3SU1050-1AD20-0AA0-Z | Y12 | 3SU1050-1AD20-0AA0-ZY12 | 1 | UN | 1 | 10 | C | D | N | N | 85389099 | 1 |  | 0.055 | KG | 17.58 | 17.58 | CP20 | CP20 | Mushroom pushbutton, 22 mm, round, metal, shiny, red, 30 mm, momentary contact type, with laser labeling, lower case | - | 0 | 0
3SU1050-1AD20-0AA0-Z | Y13 | 3SU1050-1AD20-0AA0-ZY13 | 1 | UN | 1 | 10 | C | D | N | N | 85389099 | 1 |  | 0.044 | KG | 17.58 | 17.58 | CP20 | CP20 | Mushroom pushbutton, 22 mm, round, metal, shiny, red, 30 mm, momentary contact type, with laser labeling, symbol number according to, ISO 7000 or IEC 60417 | - | 0 | 0
3SU1050-1AD20-0AA0-Z | Y15 | 3SU1050-1AD20-0AA0-ZY15 | 1 | UN | 1 | 10 | C | D | N | N | 85389099 | 1 |  | 0.044 | KG | 17.58 | 17.58 | CP20 | CP20 | Mushroom pushbutton, 22 mm, round, metal, shiny, red, 30 mm, momentary contact type, with laser labeling, upper case and lower case, always upper case at the beginning of the word | - | 0 | 0
3SU1050-1AD20-0AA0-Z | Y19 | 3SU1050-1AD20-0AA0-ZY19 | 1 | UN | 1 | 10 | C | D | N | N | 85389099 | 1 |  | 0.045 | KG | 13.78 | 13.78 | CP20 | CP20 | Mushroom pushbutton, 22 mm, round, metal, shiny, red, 30 mm, momentary contact type, with laser labeling, inscription or symbol Customer-specific selection with SIRIUS ACT configurator (CIN) | - | 0 | 0
3SU1050-1AD30-0AA0 |  | 3SU1050-1AD30-0AA0 | 1 | UN | 1 | 1 | A | D | N | N | 85389099 | 1 | 4011209966734 | 0.046 | KG | 12.83 | 12.45 | CP20 | CP20 | Mushroom pushbutton, 22 mm, round, metal, shiny, yellow, 30 mm, momentary contact type | Lista Papel 2020 SI | 0 | 0
3SU1050-1AD30-0AA0-Z | X90 | 3SU1050-1AD30-0AA0-ZX90 | 1 | UN | 1 | 5 | B | D | EAR99 | N | 85389099 | 50 |  | 0.044 | KG | 12.83 | 12.83 | CP20 | CP20 | Mushroom pushbutton, 22 mm, round, metal, shiny, yellow, 30 mm, momentary contact type, Z=50-unit packaging | - | 0 | 0
3SU1050-1AD30-0AA0-Z | Y10 | 3SU1050-1AD30-0AA0-ZY10 | 1 | UN | 1 | 10 | C | D | N | N | 85389099 | 1 |  | 0.044 | KG | 17.58 | 17.58 | CP20 | CP20 | Mushroom pushbutton, 22 mm, round, metal, shiny, yellow, 30 mm, momentary contact type, with laser labeling, upper case and lower case, always upper case at beginning of line | - | 0 | 0
3SU1050-1AD30-0AA0-Z | Y11 | 3SU1050-1AD30-0AA0-ZY11 | 1 | UN | 1 | 10 | C | D | N | N | 85389099 | 1 |  | 0.044 | KG | 17.58 | 17.58 | CP20 | CP20 | Mushroom pushbutton, 22 mm, round, metal, shiny, yellow, 30 mm, momentary contact type, with laser labeling, upper case | - | 0 | 0
3SU1050-1AD30-0AA0-Z | Y12 | 3SU1050-1AD30-0AA0-ZY12 | 1 | UN | 1 | 10 | C | D | N | N | 85389099 | 1 |  | 0.044 | KG | 17.58 | 17.58 | CP20 | CP20 | Mushroom pushbutton, 22 mm, round, metal, shiny, yellow, 30 mm, momentary contact type, with laser labeling, lower case | - | 0 | 0
3SU1050-1AD30-0AA0-Z | Y13 | 3SU1050-1AD30-0AA0-ZY13 | 1 | UN | 1 | 10 | C | D | N | N | 85389099 | 1 |  | 0.044 | KG | 17.58 | 17.58 | CP20 | CP20 | Mushroom pushbutton, 22 mm, round, metal, shiny, yellow, 30 mm, momentary contact type, with laser labeling, symbol number according to, ISO 7000 or IEC 60417 | - | 0 | 0
3SU1050-1AD30-0AA0-Z | Y15 | 3SU1050-1AD30-0AA0-ZY15 | 1 | UN | 1 | 10 | C | D | N | N | 85389099 | 1 |  | 0.044 | KG | 17.58 | 17.58 | CP20 | CP20 | Mushroom pushbutton, 22 mm, round, metal, shiny, yellow, 30 mm, momentary contact type, with laser labeling, upper case and lower case, always upper case at the beginning of the word | - | 0 | 0
3SU1050-1AD30-0AA0-Z | Y19 | 3SU1050-1AD30-0AA0-ZY19 | 1 | UN | 1 | 10 | C | D | N | N | 85389099 | 1 |  | 0.046 | KG | 13.78 | 13.78 | CP20 | CP20 | Mushroom pushbutton, 22 mm, round, metal, shiny, yellow, 30 mm, momentary contact type, with laser labeling, inscription or symbol Customer-specific selection with SIRIUS ACT configurator (CIN) | - | 0 | 0
3SU1050-1AD40-0AA0 |  | 3SU1050-1AD40-0AA0 | 1 | UN | 1 | 1 | A | D | N | N | 85389099 | 1 | 4011209966741 | 0.047 | KG | 12.83 | 12.45 | CP20 | CP20 | Mushroom pushbutton, 22 mm, round, metal, shiny, green, 30 mm, momentary contact type | Lista Papel 2020 SI | 0 | 0
3SU1050-1AD40-0AA0-Z | X90 | 3SU1050-1AD40-0AA0-ZX90 | 1 | UN | 1 | 5 | B | D | EAR99 | N | 85389099 | 50 |  | 0.044 | KG | 12.83 | 12.83 | CP20 | CP20 | Mushroom pushbutton, 22 mm, round, metal, shiny, green, 30 mm, momentary contact type, Z=50-unit packaging | - | 0 | 0
3SU1050-1AD40-0AA0-Z | Y10 | 3SU1050-1AD40-0AA0-ZY10 | 1 | UN | 1 | 10 | C | D | N | N | 85389099 | 1 |  | 0.044 | KG | 17.58 | 17.58 | CP20 | CP20 | Mushroom pushbutton, 22 mm, round, metal, shiny, green, 30 mm, momentary contact type, with laser labeling, upper case and lower case, always upper case at beginning of line | - | 0 | 0
3SU1050-1AD40-0AA0-Z | Y11 | 3SU1050-1AD40-0AA0-ZY11 | 1 | UN | 1 | 10 | C | D | N | N | 85389099 | 1 |  | 0.052 | KG | 17.58 | 17.58 | CP20 | CP20 | Mushroom pushbutton, 22 mm, round, metal, shiny, green, 30 mm, momentary contact type, with laser labeling, upper case | - | 0 | 0
3SU1050-1AD40-0AA0-Z | Y12 | 3SU1050-1AD40-0AA0-ZY12 | 1 | UN | 1 | 10 | C | D | N | N | 85389099 | 1 |  | 0.044 | KG | 17.58 | 17.58 | CP20 | CP20 | Mushroom pushbutton, 22 mm, round, metal, shiny, green, 30 mm, momentary contact type, with laser labeling, lower case | - | 0 | 0
3SU1050-1AD40-0AA0-Z | Y13 | 3SU1050-1AD40-0AA0-ZY13 | 1 | UN | 1 | 10 | C | D | N | N | 85389099 | 1 |  | 0.044 | KG | 17.58 | 17.58 | CP20 | CP20 | Mushroom pushbutton, 22 mm, round, metal, shiny, green, 30 mm, momentary contact type, with laser labeling, symbol number according to, ISO 7000 or IEC 60417 | - | 0 | 0
3SU1050-1AD40-0AA0-Z | Y15 | 3SU1050-1AD40-0AA0-ZY15 | 1 | UN | 1 | 10 | C | D | N | N | 85389099 | 1 |  | 0.044 | KG | 17.58 | 17.58 | CP20 | CP20 | Mushroom pushbutton, 22 mm, round, metal, shiny, green, 30 mm, momentary contact type, with laser labeling, upper case and lower case, always upper case at the beginning of the word | - | 0 | 0
3SU1050-1AD40-0AA0-Z | Y19 | 3SU1050-1AD40-0AA0-ZY19 | 1 | UN | 1 | 10 | C | D | N | N | 85389099 | 1 |  | 0.045 | KG | 13.78 | 13.78 | CP20 | CP20 | Mushroom pushbutton, 22 mm, round, metal, shiny, green, 30 mm, momentary contact type, with laser labeling, inscription or symbol Customer-specific selection with SIRIUS ACT configurator (CIN) | - | 0 | 0
3SU1050-1BA10-0AA0 |  | 3SU1050-1BA10-0AA0 | 1 | UN | 1 | 3 | B | D | N | N | 85389099 | 1 | 4011209967595 | 0.062 | KG | 21.47 | 21.47 | CP20 | CP20 | Mushroom pushbutton, 22 mm, round, metal, shiny, black, 40 mm, latching, Pull-to-unlatch mechanism | - | 0 | 0
3SU1050-1BA10-0AA0-Z | X90 | 3SU1050-1BA10-0AA0-ZX90 | 1 | UN | 1 | 5 | B | D | EAR99 | N | 85389099 | 50 |  | 0.054 | KG | 21.47 | 21.47 | CP20 | CP20 | Mushroom pushbutton, 22 mm, round, metal, shiny, black, 40 mm, latching, pull-to-unlatch mechanism, Z=50-unit packaging | - | 0 | 0
3SU1050-1BA10-0AA0-Z | Y10 | 3SU1050-1BA10-0AA0-ZY10 | 1 | UN | 1 | 10 | C | D | EAR99 | N | 85389099 | 1 |  | 0.054 | KG | 26.22 | 26.22 | CP20 | CP20 | Mushroom pushbutton, 22 mm, round, metal, shiny, black, 40 mm, latching, pull-to-unlatch mechanism, with laser labeling, upper case and lower case, always upper case at beginning of line | - | 0 | 0
3SU1050-1BA10-0AA0-Z | Y11 | 3SU1050-1BA10-0AA0-ZY11 | 1 | UN | 1 | 10 | C | D | EAR99 | N | 85389099 | 1 |  | 0.054 | KG | 26.22 | 26.22 | CP20 | CP20 | Mushroom pushbutton, 22 mm, round, metal, shiny, black, 40 mm, latching, pull-to-unlatch mechanism, with laser labeling, upper case | - | 0 | 0
3SU1050-1BA10-0AA0-Z | Y12 | 3SU1050-1BA10-0AA0-ZY12 | 1 | UN | 1 | 10 | C | D | EAR99 | N | 85389099 | 1 |  | 0.054 | KG | 26.22 | 26.22 | CP20 | CP20 | Mushroom pushbutton, 22 mm, round, metal, shiny, black, 40 mm, latching, pull-to-unlatch mechanism, with laser labeling, lower case | - | 0 | 0
3SU1050-1BA10-0AA0-Z | Y13 | 3SU1050-1BA10-0AA0-ZY13 | 1 | UN | 1 | 10 | C | D | EAR99 | N | 85389099 | 1 |  | 0.054 | KG | 26.22 | 26.22 | CP20 | CP20 | Mushroom pushbutton, 22 mm, round, metal, shiny, black, 40 mm, latching, pull-to-unlatch mechanism, with laser labeling, symbol number according to, ISO 7000 or IEC 60417 | - | 0 | 0
3SU1050-1BA10-0AA0-Z | Y15 | 3SU1050-1BA10-0AA0-ZY15 | 1 | UN | 1 | 10 | C | D | EAR99 | N | 85389099 | 1 |  | 0.054 | KG | 26.22 | 26.22 | CP20 | CP20 | Mushroom pushbutton, 22 mm, round, metal, shiny, black, 40 mm, latching, pull-to-unlatch mechanism, with laser labeling, upper case and lower case, always upper case at the beginning of the word | - | 0 | 0
3SU1050-1BA10-0AA0-Z | Y19 | 3SU1050-1BA10-0AA0-ZY19 | 1 | UN | 1 | 10 | C | D | EAR99 | N | 85389099 | 1 |  | 0.054 | KG | 22.42 | 22.42 | CP20 | CP20 | Mushroom pushbutton, 22 mm, round, metal, shiny, black, 40 mm, latching, pull-to-unlatch mechanism, with laser labeling, inscription or symbol Customer-specific selection with SIRIUS ACT configurator (CIN) | - | 0 | 0
3SU1050-1BA20-0AA0 |  | 3SU1050-1BA20-0AA0 | 1 | UN | 1 | 3 | B | D | N | N | 85389099 | 1 | 4011209967601 | 0.06 | KG | 21.47 | 21.47 | CP20 | CP20 | Mushroom pushbutton, 22 mm, round, metal, shiny, red, 40 mm, latching, Pull-to-unlatch mechanism | - | 0 | 0
3SU1050-1BA20-0AA0-Z | X90 | 3SU1050-1BA20-0AA0-ZX90 | 1 | UN | 1 | 5 | B | D | EAR99 | N | 85389099 | 50 |  | 0.054 | KG | 21.47 | 21.47 | CP20 | CP20 | Mushroom pushbutton, 22 mm, round, metal, shiny, red, 40mm, latching, pull-to-unlatch mechanism, Z=50-unit packaging | - | 0 | 0
3SU1050-1BA20-0AA0-Z | Y10 | 3SU1050-1BA20-0AA0-ZY10 | 1 | UN | 1 | 10 | C | D | EAR99 | N | 85389099 | 1 |  | 0.054 | KG | 26.22 | 26.22 | CP20 | CP20 | Mushroom pushbutton, 22 mm, round, metal, shiny, red, 40mm, latching, pull-to-unlatch mechanism, with laser labeling, upper case and lower case, always upper case at beginning of line | - | 0 | 0
3SU1050-1BA20-0AA0-Z | Y11 | 3SU1050-1BA20-0AA0-ZY11 | 1 | UN | 1 | 10 | C | D | EAR99 | N | 85389099 | 1 |  | 0.054 | KG | 26.22 | 26.22 | CP20 | CP20 | Mushroom pushbutton, 22 mm, round, metal, shiny, red, 40mm, latching, pull-to-unlatch mechanism, with laser labeling, upper case | - | 0 | 0
3SU1050-1BA20-0AA0-Z | Y12 | 3SU1050-1BA20-0AA0-ZY12 | 1 | UN | 1 | 10 | C | D | EAR99 | N | 85389099 | 1 |  | 0.054 | KG | 26.22 | 26.22 | CP20 | CP20 | Mushroom pushbutton, 22 mm, round, metal, shiny, red, 40mm, latching, pull-to-unlatch mechanism, with laser labeling, lower case | - | 0 | 0
3SU1050-1BA20-0AA0-Z | Y13 | 3SU1050-1BA20-0AA0-ZY13 | 1 | UN | 1 | 10 | C | D | EAR99 | N | 85389099 | 1 |  | 0.054 | KG | 26.22 | 26.22 | CP20 | CP20 | Mushroom pushbutton, 22 mm, round, metal, shiny, red, 40mm, latching, pull-to-unlatch mechanism, with laser labeling, symbol number according to, ISO 7000 or IEC 60417 | - | 0 | 0
3SU1050-1BA20-0AA0-Z | Y15 | 3SU1050-1BA20-0AA0-ZY15 | 1 | UN | 1 | 10 | C | D | EAR99 | N | 85389099 | 1 |  | 0.054 | KG | 26.22 | 26.22 | CP20 | CP20 | Mushroom pushbutton, 22 mm, round, metal, shiny, red, 40mm, latching, pull-to-unlatch mechanism, with laser labeling, upper case and lower case, always upper case at the beginning of the word | - | 0 | 0
3SU1050-1BA20-0AA0-Z | Y19 | 3SU1050-1BA20-0AA0-ZY19 | 1 | UN | 1 | 10 | C | D | EAR99 | N | 85389099 | 1 |  | 0.054 | KG | 22.42 | 22.42 | CP20 | CP20 | Mushroom pushbutton, 22 mm, round, metal, shiny, red, 40mm, latching, pull-to-unlatch mechanism, with laser labeling, inscription or symbol Customer-specific selection with SIRIUS ACT configurator (CIN) | - | 0 | 0
3SU1050-1BA30-0AA0 |  | 3SU1050-1BA30-0AA0 | 1 | UN | 1 | 5 | B | D | N | N | 85389099 | 1 | 4011209967618 | 0.065 | KG | 21.47 | 21.47 | CP20 | CP20 | Mushroom pushbutton, 22 mm, round, metal, shiny, yellow, 40 mm, latching, Pull-to-unlatch mechanism | - | 0 | 0
3SU1050-1BA30-0AA0-Z | X90 | 3SU1050-1BA30-0AA0-ZX90 | 1 | UN | 1 | 5 | B | D | EAR99 | N | 85389099 | 50 |  | 0.054 | KG | 21.47 | 21.47 | CP20 | CP20 | Mushroom pushbutton, 22 mm, round, metal, shiny, yellow, 40 mm, latching, pull-to-unlatch mechanism, Z=50-unit packaging | - | 0 | 0
3SU1050-1BA30-0AA0-Z | Y10 | 3SU1050-1BA30-0AA0-ZY10 | 1 | UN | 1 | 10 | C | D | EAR99 | N | 85389099 | 1 |  | 0.054 | KG | 26.22 | 26.22 | CP20 | CP20 | Mushroom pushbutton, 22 mm, round, metal, shiny, yellow, 40 mm, latching, pull-to-unlatch mechanism, with laser labeling, upper case and lower case, always upper case at beginning of line | - | 0 | 0
3SU1050-1BA30-0AA0-Z | Y11 | 3SU1050-1BA30-0AA0-ZY11 | 1 | UN | 1 | 10 | C | D | EAR99 | N | 85389099 | 1 |  | 0.054 | KG | 26.22 | 26.22 | CP20 | CP20 | Mushroom pushbutton, 22 mm, round, metal, shiny, yellow, 40 mm, latching, pull-to-unlatch mechanism, with laser labeling, upper case | - | 0 | 0
3SU1050-1BA30-0AA0-Z | Y12 | 3SU1050-1BA30-0AA0-ZY12 | 1 | UN | 1 | 10 | C | D | EAR99 | N | 85389099 | 1 |  | 0.054 | KG | 26.22 | 26.22 | CP20 | CP20 | Mushroom pushbutton, 22 mm, round, metal, shiny, yellow, 40 mm, latching, pull-to-unlatch mechanism, with laser labeling, lower case | - | 0 | 0
3SU1050-1BA30-0AA0-Z | Y13 | 3SU1050-1BA30-0AA0-ZY13 | 1 | UN | 1 | 10 | C | D | EAR99 | N | 85389099 | 1 |  | 0.054 | KG | 26.22 | 26.22 | CP20 | CP20 | Mushroom pushbutton, 22 mm, round, metal, shiny, yellow, 40 mm, latching, pull-to-unlatch mechanism, with laser labeling, symbol number according to, ISO 7000 or IEC 60417 | - | 0 | 0
3SU1050-1BA30-0AA0-Z | Y15 | 3SU1050-1BA30-0AA0-ZY15 | 1 | UN | 1 | 10 | C | D | EAR99 | N | 85389099 | 1 |  | 0.054 | KG | 26.22 | 26.22 | CP20 | CP20 | Mushroom pushbutton, 22 mm, round, metal, shiny, yellow, 40 mm, latching, pull-to-unlatch mechanism, with laser labeling, upper case and lower case, always upper case at the beginning of the word | - | 0 | 0
3SU1050-1BA30-0AA0-Z | Y19 | 3SU1050-1BA30-0AA0-ZY19 | 1 | UN | 1 | 10 | C | D | EAR99 | N | 85389099 | 1 |  | 0.054 | KG | 22.42 | 22.42 | CP20 | CP20 | Mushroom pushbutton, 22 mm, round, metal, shiny, yellow, 40 mm, latching, pull-to-unlatch mechanism, with laser labeling, inscription or symbol Customer-specific selection with SIRIUS ACT configurator (CIN) | - | 0 | 0
3SU1050-1BD10-0AA0 |  | 3SU1050-1BD10-0AA0 | 1 | UN | 1 | 3 | B | D | N | N | 85389099 | 1 | 4011209966758 | 0.048 | KG | 12.83 | 12.45 | CP20 | CP20 | Mushroom pushbutton, 22 mm, round, metal, shiny, black, 40 mm, momentary contact type | Lista Papel 2020 SI | 0 | 0
3SU1050-1BD10-0AA0-Z | X90 | 3SU1050-1BD10-0AA0-ZX90 | 1 | UN | 1 | 5 | B | D | EAR99 | N | 85389099 | 50 |  | 0.046 | KG | 12.83 | 12.83 | CP20 | CP20 | Mushroom pushbutton, 22 mm, round, metal, shiny, black, 40 mm, momentary contact type, Z=50-unit packaging | - | 0 | 0
3SU1050-1BD10-0AA0-Z | Y10 | 3SU1050-1BD10-0AA0-ZY10 | 1 | UN | 1 | 10 | C | D | EAR99 | N | 85389099 | 1 |  | 0.046 | KG | 17.58 | 17.58 | CP20 | CP20 | Mushroom pushbutton, 22 mm, round, metal, shiny, black, 40 mm, momentary contact type, with laser labeling, upper case and lower case, always upper case at beginning of line | - | 0 | 0
3SU1050-1BD10-0AA0-Z | Y11 | 3SU1050-1BD10-0AA0-ZY11 | 1 | UN | 1 | 10 | C | D | EAR99 | N | 85389099 | 1 |  | 0.046 | KG | 17.58 | 17.58 | CP20 | CP20 | Mushroom pushbutton, 22 mm, round, metal, shiny, black, 40 mm, momentary contact type, with laser labeling, upper case | - | 0 | 0
3SU1050-1BD10-0AA0-Z | Y12 | 3SU1050-1BD10-0AA0-ZY12 | 1 | UN | 1 | 10 | C | D | EAR99 | N | 85389099 | 1 |  | 0.046 | KG | 17.58 | 17.58 | CP20 | CP20 | Mushroom pushbutton, 22 mm, round, metal, shiny, black, 40 mm, momentary contact type, with laser labeling, lower case | - | 0 | 0
3SU1050-1BD10-0AA0-Z | Y13 | 3SU1050-1BD10-0AA0-ZY13 | 1 | UN | 1 | 10 | C | D | EAR99 | N | 85389099 | 1 |  | 0.046 | KG | 17.58 | 17.58 | CP20 | CP20 | Mushroom pushbutton, 22 mm, round, metal, shiny, black, 40 mm, momentary contact type, with laser labeling, symbol number according to, ISO 7000 or IEC 60417 | - | 0 | 0
3SU1050-1BD10-0AA0-Z | Y15 | 3SU1050-1BD10-0AA0-ZY15 | 1 | UN | 1 | 10 | C | D | EAR99 | N | 85389099 | 1 |  | 0.046 | KG | 17.58 | 17.58 | CP20 | CP20 | Mushroom pushbutton, 22 mm, round, metal, shiny, black, 40 mm, momentary contact type, with laser labeling, upper case and lower case, always upper case at the beginning of the word | - | 0 | 0
3SU1050-1BD10-0AA0-Z | Y19 | 3SU1050-1BD10-0AA0-ZY19 | 1 | UN | 1 | 10 | C | D | EAR99 | N | 85389099 | 1 |  | 0.046 | KG | 13.78 | 13.78 | CP20 | CP20 | Mushroom pushbutton, 22 mm, round, metal, shiny, black, 40 mm, momentary contact type, with laser labeling, inscription or symbol Customer-specific selection with SIRIUS ACT configurator (CIN) | - | 0 | 0
3SU1050-1BD20-0AA0 |  | 3SU1050-1BD20-0AA0 | 1 | UN | 1 | 5 | B | D | N | N | 85389099 | 1 | 4011209966765 | 0.053 | KG | 12.83 | 12.45 | CP20 | CP20 | Mushroom pushbutton, 22 mm, round, metal, shiny, red, 40 mm, momentary contact type | Lista Papel 2020 SI | 0 | 0
3SU1050-1BD20-0AA0-Z | X90 | 3SU1050-1BD20-0AA0-ZX90 | 1 | UN | 1 | 5 | B | D | EAR99 | N | 85389099 | 50 |  | 0.046 | KG | 12.83 | 12.83 | CP20 | CP20 | Mushroom pushbutton, 22 mm, round, metal, shiny, red, 40 mm, momentary contact type, Z=50-unit packaging | - | 0 | 0
3SU1050-1BD20-0AA0-Z | Y10 | 3SU1050-1BD20-0AA0-ZY10 | 1 | UN | 1 | 10 | C | D | EAR99 | N | 85389099 | 1 |  | 0.046 | KG | 17.58 | 17.58 | CP20 | CP20 | Mushroom pushbutton, 22 mm, round, metal, shiny, red, 40 mm, momentary contact type, with laser labeling, upper case and lower case, always upper case at beginning of line | - | 0 | 0
3SU1050-1BD20-0AA0-Z | Y11 | 3SU1050-1BD20-0AA0-ZY11 | 1 | UN | 1 | 10 | C | D | EAR99 | N | 85389099 | 1 |  | 0.046 | KG | 17.58 | 17.58 | CP20 | CP20 | Mushroom pushbutton, 22 mm, round, metal, shiny, red, 40 mm, momentary contact type, with laser labeling, upper case | - | 0 | 0
3SU1050-1BD20-0AA0-Z | Y12 | 3SU1050-1BD20-0AA0-ZY12 | 1 | UN | 1 | 10 | C | D | EAR99 | N | 85389099 | 1 |  | 0.046 | KG | 17.58 | 17.58 | CP20 | CP20 | Mushroom pushbutton, 22 mm, round, metal, shiny, red, 40 mm, momentary contact type, with laser labeling, lower case | - | 0 | 0
3SU1050-1BD20-0AA0-Z | Y13 | 3SU1050-1BD20-0AA0-ZY13 | 1 | UN | 1 | 10 | C | D | EAR99 | N | 85389099 | 1 |  | 0.046 | KG | 17.58 | 17.58 | CP20 | CP20 | Mushroom pushbutton, 22 mm, round, metal, shiny, red, 40 mm, momentary contact type, with laser labeling, symbol number according to, ISO 7000 or IEC 60417 | - | 0 | 0
3SU1050-1BD20-0AA0-Z | Y15 | 3SU1050-1BD20-0AA0-ZY15 | 1 | UN | 1 | 10 | C | D | EAR99 | N | 85389099 | 1 |  | 0.046 | KG | 17.58 | 17.58 | CP20 | CP20 | Mushroom pushbutton, 22 mm, round, metal, shiny, red, 40 mm, momentary contact type, with laser labeling, upper case and lower case, always upper case at the beginning of the word | - | 0 | 0
3SU1050-1BD20-0AA0-Z | Y19 | 3SU1050-1BD20-0AA0-ZY19 | 1 | UN | 1 | 10 | C | D | EAR99 | N | 85389099 | 1 |  | 0.046 | KG | 13.78 | 13.78 | CP20 | CP20 | Mushroom pushbutton, 22 mm, round, metal, shiny, red, 40 mm, momentary contact type, with laser labeling, inscription or symbol Customer-specific selection with SIRIUS ACT configurator (CIN) | - | 0 | 0
3SU1050-1BD30-0AA0 |  | 3SU1050-1BD30-0AA0 | 1 | UN | 1 | 5 | B | D | N | N | 85389099 | 1 | 4011209966772 | 0.052 | KG | 12.83 | 12.45 | CP20 | CP20 | Mushroom pushbutton, 22 mm, round, metal, shiny, yellow, 40 mm, momentary contact type | Lista Papel 2020 SI | 0 | 0
3SU1050-1BD30-0AA0-Z | X90 | 3SU1050-1BD30-0AA0-ZX90 | 1 | UN | 1 | 5 | B | D | EAR99 | N | 85389099 | 50 |  | 0.046 | KG | 12.83 | 12.83 | CP20 | CP20 | Mushroom pushbutton, 22 mm, round, metal, shiny, yellow, 40 mm, momentary contact type, Z=50-unit packaging | - | 0 | 0
3SU1050-1BD30-0AA0-Z | Y10 | 3SU1050-1BD30-0AA0-ZY10 | 1 | UN | 1 | 15 | C | D | N | N | 85389099 | 1 |  | 0.046 | KG | 17.58 | 17.58 | CP20 | CP20 | Mushroom pushbutton, 22 mm, round, metal, shiny, yellow, 40 mm, momentary contact type, with laser labeling, upper case and lower case, always upper case at beginning of line | - | 0 | 0
3SU1050-1BD30-0AA0-Z | Y11 | 3SU1050-1BD30-0AA0-ZY11 | 1 | UN | 1 | 10 | C | D | N | N | 85389099 | 1 |  | 0.046 | KG | 17.58 | 17.58 | CP20 | CP20 | Mushroom pushbutton, 22 mm, round, metal, shiny, yellow, 40 mm, momentary contact type, with laser labeling, upper case | - | 0 | 0
3SU1050-1BD30-0AA0-Z | Y12 | 3SU1050-1BD30-0AA0-ZY12 | 1 | UN | 1 | 10 | C | D | N | N | 85389099 | 1 |  | 0.046 | KG | 17.58 | 17.58 | CP20 | CP20 | Mushroom pushbutton, 22 mm, round, metal, shiny, yellow, 40 mm, momentary contact type, with laser labeling, lower case | - | 0 | 0
3SU1050-1BD30-0AA0-Z | Y13 | 3SU1050-1BD30-0AA0-ZY13 | 1 | UN | 1 | 10 | C | D | N | N | 85389099 | 1 |  | 0.046 | KG | 17.58 | 17.58 | CP20 | CP20 | Mushroom pushbutton, 22 mm, round, metal, shiny, yellow, 40 mm, momentary contact type, with laser labeling, symbol number according to, ISO 7000 or IEC 60417 | - | 0 | 0
3SU1050-1BD30-0AA0-Z | Y15 | 3SU1050-1BD30-0AA0-ZY15 | 1 | UN | 1 | 10 | C | D | N | N | 85389099 | 1 |  | 0.046 | KG | 17.58 | 17.58 | CP20 | CP20 | Mushroom pushbutton, 22 mm, round, metal, shiny, yellow, 40 mm, momentary contact type, with laser labeling, upper case and lower case, always upper case at the beginning of the word | - | 0 | 0
3SU1050-1BD30-0AA0-Z | Y19 | 3SU1050-1BD30-0AA0-ZY19 | 1 | UN | 1 | 10 | C | D | N | N | 85389099 | 1 |  | 0.05 | KG | 13.78 | 13.78 | CP20 | CP20 | Mushroom pushbutton, 22 mm, round, metal, shiny, yellow, 40 mm, momentary contact type, with laser labeling, inscription or symbol Customer-specific selection with SIRIUS ACT configurator (CIN) | - | 0 | 0
3SU1050-1BD40-0AA0 |  | 3SU1050-1BD40-0AA0 | 1 | UN | 1 | 5 | B | D | N | N | 85389099 | 1 | 4011209966789 | 0.051 | KG | 12.83 | 12.45 | CP20 | CP20 | Mushroom pushbutton, 22 mm, round, metal, shiny, green, 40 mm, momentary contact type | Lista Papel 2020 SI | 0 | 0
3SU1050-1BD40-0AA0-Z | X90 | 3SU1050-1BD40-0AA0-ZX90 | 1 | UN | 1 | 5 | B | D | EAR99 | N | 85389099 | 50 |  | 0.046 | KG | 12.83 | 12.83 | CP20 | CP20 | Mushroom pushbutton, 22 mm, round, metal, shiny, green, 40 mm, momentary contact type, Z=50-unit packaging | - | 0 | 0
3SU1050-1BD40-0AA0-Z | Y10 | 3SU1050-1BD40-0AA0-ZY10 | 1 | UN | 1 | 10 | C | D | N | N | 85389099 | 1 |  | 0.046 | KG | 17.58 | 17.58 | CP20 | CP20 | Mushroom pushbutton, 22 mm, round, metal, shiny, green, 40 mm, momentary contact type, with laser labeling, upper case and lower case, always upper case at beginning of line | - | 0 | 0
3SU1050-1BD40-0AA0-Z | Y11 | 3SU1050-1BD40-0AA0-ZY11 | 1 | UN | 1 | 10 | C | D | N | N | 85389099 | 1 |  | 0.046 | KG | 17.58 | 17.58 | CP20 | CP20 | Mushroom pushbutton, 22 mm, round, metal, shiny, green, 40 mm, momentary contact type, with laser labeling, upper case | - | 0 | 0
3SU1050-1BD40-0AA0-Z | Y12 | 3SU1050-1BD40-0AA0-ZY12 | 1 | UN | 1 | 10 | C | D | N | N | 85389099 | 1 |  | 0.046 | KG | 17.58 | 17.58 | CP20 | CP20 | Mushroom pushbutton, 22 mm, round, metal, shiny, green, 40 mm, momentary contact type, with laser labeling, lower case | - | 0 | 0
3SU1050-1BD40-0AA0-Z | Y13 | 3SU1050-1BD40-0AA0-ZY13 | 1 | UN | 1 | 10 | C | D | N | N | 85389099 | 1 |  | 0.046 | KG | 17.58 | 17.58 | CP20 | CP20 | Mushroom pushbutton, 22 mm, round, metal, shiny, green, 40 mm, momentary contact type, with laser labeling, symbol number according to, ISO 7000 or IEC 60417 | - | 0 | 0
3SU1050-1BD40-0AA0-Z | Y15 | 3SU1050-1BD40-0AA0-ZY15 | 1 | UN | 1 | 10 | C | D | N | N | 85389099 | 1 |  | 0.046 | KG | 17.58 | 17.58 | CP20 | CP20 | Mushroom pushbutton, 22 mm, round, metal, shiny, green, 40 mm, momentary contact type, with laser labeling, upper case and lower case, always upper case at the beginning of the word | - | 0 | 0
3SU1050-1BD40-0AA0-Z | Y19 | 3SU1050-1BD40-0AA0-ZY19 | 1 | UN | 1 | 10 | C | D | N | N | 85389099 | 1 |  | 0.06 | KG | 13.78 | 13.78 | CP20 | CP20 | Mushroom pushbutton, 22 mm, round, metal, shiny, green, 40 mm, momentary contact type, with laser labeling, inscription or symbol Customer-specific selection with SIRIUS ACT configurator (CIN) | - | 0 | 0
3SU1050-1CA10-0AA0 |  | 3SU1050-1CA10-0AA0 | 1 | UN | 1 | 5 | B | D | N | N | 85389099 | 1 | 4011209967663 | 0.069 | KG | 21.47 | 21.47 | CP20 | CP20 | Mushroom pushbutton, 22 mm, round, metal, shiny, black, 60 mm, latching, Pull-to-unlatch mechanism | - | 0 | 0
3SU1050-1CA10-0AA0-Z | X90 | 3SU1050-1CA10-0AA0-ZX90 | 1 | UN | 1 | 5 | B | D | EAR99 | N | 85389099 | 40 |  | 0.058 | KG | 21.47 | 21.47 | CP20 | CP20 | Mushroom pushbutton, 22 mm, round, metal, shiny, black, 60 mm, latching, pull-to-unlatch mechanism, Z=40-unit packaging | - | 0 | 0
3SU1050-1CA10-0AA0-Z | Y10 | 3SU1050-1CA10-0AA0-ZY10 | 1 | UN | 1 | 10 | C | D | EAR99 | N | 85389099 | 1 |  | 0.058 | KG | 26.22 | 26.22 | CP20 | CP20 | Mushroom pushbutton, 22 mm, round, metal, shiny, black, 60 mm, latching, pull-to-unlatch mechanism, with laser labeling, upper case and lower case, always upper case at beginning of line | - | 0 | 0
3SU1050-1CA10-0AA0-Z | Y11 | 3SU1050-1CA10-0AA0-ZY11 | 1 | UN | 1 | 10 | C | D | EAR99 | N | 85389099 | 1 |  | 0.058 | KG | 26.22 | 26.22 | CP20 | CP20 | Mushroom pushbutton, 22 mm, round, metal, shiny, black, 60 mm, latching, pull-to-unlatch mechanism, with laser labeling, upper case | - | 0 | 0
3SU1050-1CA10-0AA0-Z | Y12 | 3SU1050-1CA10-0AA0-ZY12 | 1 | UN | 1 | 10 | C | D | EAR99 | N | 85389099 | 1 |  | 0.058 | KG | 26.22 | 26.22 | CP20 | CP20 | Mushroom pushbutton, 22 mm, round, metal, shiny, black, 60 mm, latching, pull-to-unlatch mechanism, with laser labeling, lower case | - | 0 | 0
3SU1050-1CA10-0AA0-Z | Y13 | 3SU1050-1CA10-0AA0-ZY13 | 1 | UN | 1 | 10 | C | D | EAR99 | N | 85389099 | 1 |  | 0.058 | KG | 26.22 | 26.22 | CP20 | CP20 | Mushroom pushbutton, 22 mm, round, metal, shiny, black, 60 mm, latching, pull-to-unlatch mechanism, with laser labeling, symbol number according to, ISO 7000 or IEC 60417 | - | 0 | 0
3SU1050-1CA10-0AA0-Z | Y15 | 3SU1050-1CA10-0AA0-ZY15 | 1 | UN | 1 | 10 | C | D | EAR99 | N | 85389099 | 1 |  | 0.058 | KG | 26.22 | 26.22 | CP20 | CP20 | Mushroom pushbutton, 22 mm, round, metal, shiny, black, 60 mm, latching, pull-to-unlatch mechanism, with laser labeling, upper case and lower case, always upper case at the beginning of the word | - | 0 | 0
3SU1050-1CA10-0AA0-Z | Y19 | 3SU1050-1CA10-0AA0-ZY19 | 1 | UN | 1 | 10 | C | D | EAR99 | N | 85389099 | 1 |  | 0.058 | KG | 22.42 | 22.42 | CP20 | CP20 | Mushroom pushbutton, 22 mm, round, metal, shiny, black, 60 mm, latching, pull-to-unlatch mechanism, with laser labeling, inscription or symbol Customer-specific selection with SIRIUS ACT configurator (CIN) | - | 0 | 0
3SU1050-1CA20-0AA0 |  | 3SU1050-1CA20-0AA0 | 1 | UN | 1 | 5 | B | D | N | N | 85389099 | 1 | 4011209967670 | 0.07 | KG | 21.47 | 21.47 | CP20 | CP20 | Mushroom pushbutton, 22 mm, round, metal, shiny, red, 60 mm, latching, Pull-to-unlatch mechanism | - | 0 | 0
3SU1050-1CA20-0AA0-Z | X90 | 3SU1050-1CA20-0AA0-ZX90 | 1 | UN | 1 | 5 | B | D | EAR99 | N | 85389099 | 40 |  | 0.058 | KG | 21.47 | 21.47 | CP20 | CP20 | Mushroom pushbutton, 22 mm, round, metal, shiny, red, 60 mm, latching, pull-to-unlatch mechanism, Z=40-unit packaging | - | 0 | 0
3SU1050-1CA20-0AA0-Z | Y10 | 3SU1050-1CA20-0AA0-ZY10 | 1 | UN | 1 | 10 | C | D | EAR99 | N | 85389099 | 1 |  | 0.058 | KG | 26.22 | 26.22 | CP20 | CP20 | Mushroom pushbutton, 22 mm, round, metal, shiny, red, 60 mm, latching, pull-to-unlatch mechanism, with laser labeling, upper case and lower case, always upper case at beginning of line | - | 0 | 0
3SU1050-1CA20-0AA0-Z | Y11 | 3SU1050-1CA20-0AA0-ZY11 | 1 | UN | 1 | 10 | C | D | EAR99 | N | 85389099 | 1 |  | 0.058 | KG | 26.22 | 26.22 | CP20 | CP20 | Mushroom pushbutton, 22 mm, round, metal, shiny, red, 60 mm, latching, pull-to-unlatch mechanism, with laser labeling, upper case | - | 0 | 0
3SU1050-1CA20-0AA0-Z | Y12 | 3SU1050-1CA20-0AA0-ZY12 | 1 | UN | 1 | 10 | C | D | EAR99 | N | 85389099 | 1 |  | 0.058 | KG | 26.22 | 26.22 | CP20 | CP20 | Mushroom pushbutton, 22 mm, round, metal, shiny, red, 60 mm, latching, pull-to-unlatch mechanism, with laser labeling, lower case | - | 0 | 0
3SU1050-1CA20-0AA0-Z | Y13 | 3SU1050-1CA20-0AA0-ZY13 | 1 | UN | 1 | 10 | C | D | EAR99 | N | 85389099 | 1 |  | 0.058 | KG | 26.22 | 26.22 | CP20 | CP20 | Mushroom pushbutton, 22 mm, round, metal, shiny, red, 60 mm, latching, pull-to-unlatch mechanism, with laser labeling, symbol number according to, ISO 7000 or IEC 60417 | - | 0 | 0
3SU1050-1CA20-0AA0-Z | Y15 | 3SU1050-1CA20-0AA0-ZY15 | 1 | UN | 1 | 10 | C | D | EAR99 | N | 85389099 | 1 |  | 0.058 | KG | 26.22 | 26.22 | CP20 | CP20 | Mushroom pushbutton, 22 mm, round, metal, shiny, red, 60 mm, latching, pull-to-unlatch mechanism, with laser labeling, upper case and lower case, always upper case at the beginning of the word | - | 0 | 0
3SU1050-1CA20-0AA0-Z | Y19 | 3SU1050-1CA20-0AA0-ZY19 | 1 | UN | 1 | 10 | C | D | EAR99 | N | 85389099 | 1 |  | 0.058 | KG | 22.42 | 22.42 | CP20 | CP20 | Mushroom pushbutton, 22 mm, round, metal, shiny, red, 60 mm, latching, pull-to-unlatch mechanism, with laser labeling, inscription or symbol Customer-specific selection with SIRIUS ACT configurator (CIN) | - | 0 | 0
3SU1050-1CD10-0AA0 |  | 3SU1050-1CD10-0AA0 | 1 | UN | 1 | 5 | B | D | N | N | 85389099 | 1 | 4011209967625 | 0.057 | KG | 12.83 | 12.45 | CP20 | CP20 | Mushroom pushbutton, 22 mm, round, metal, shiny, black, 60 mm, momentary contact type | Lista Papel 2020 SI | 0 | 0
3SU1050-1CD10-0AA0-Z | X90 | 3SU1050-1CD10-0AA0-ZX90 | 1 | UN | 1 | 5 | B | D | N | N | 85389099 | 40 | 4047621055787 | 0.044 | KG | 12.83 | 12.83 | CP20 | CP20 | Mushroom pushbutton, 22 mm, round, metal, shiny, black, 60 mm, momentary contact type, Z=40-unit packaging | - | 0 | 0
3SU1050-1CD10-0AA0-Z | Y10 | 3SU1050-1CD10-0AA0-ZY10 | 1 | UN | 1 | 10 | C | D | EAR99 | N | 85389099 | 1 |  | 0.049 | KG | 17.58 | 17.58 | CP20 | CP20 | Mushroom pushbutton, 22 mm, round, metal, shiny, black, 60 mm, momentary contact type, with laser labeling, upper case and lower case, always upper case at beginning of line | - | 0 | 0
3SU1050-1CD10-0AA0-Z | Y11 | 3SU1050-1CD10-0AA0-ZY11 | 1 | UN | 1 | 10 | C | D | EAR99 | N | 85389099 | 1 |  | 0.049 | KG | 17.58 | 17.58 | CP20 | CP20 | Mushroom pushbutton, 22 mm, round, metal, shiny, black, 60 mm, momentary contact type, with laser labeling, upper case | - | 0 | 0
3SU1050-1CD10-0AA0-Z | Y12 | 3SU1050-1CD10-0AA0-ZY12 | 1 | UN | 1 | 10 | C | D | EAR99 | N | 85389099 | 1 |  | 0.049 | KG | 17.58 | 17.58 | CP20 | CP20 | Mushroom pushbutton, 22 mm, round, metal, shiny, black, 60 mm, momentary contact type, with laser labeling, lower case | - | 0 | 0
3SU1050-1CD10-0AA0-Z | Y13 | 3SU1050-1CD10-0AA0-ZY13 | 1 | UN | 1 | 10 | C | D | EAR99 | N | 85389099 | 1 |  | 0.049 | KG | 17.58 | 17.58 | CP20 | CP20 | Mushroom pushbutton, 22 mm, round, metal, shiny, black, 60 mm, momentary contact type, with laser labeling, symbol number according to, ISO 7000 or IEC 60417 | - | 0 | 0
3SU1050-1CD10-0AA0-Z | Y15 | 3SU1050-1CD10-0AA0-ZY15 | 1 | UN | 1 | 10 | C | D | EAR99 | N | 85389099 | 1 |  | 0.049 | KG | 17.58 | 17.58 | CP20 | CP20 | Mushroom pushbutton, 22 mm, round, metal, shiny, black, 60 mm, momentary contact type, with laser labeling, upper case and lower case, always upper case at the beginning of the word | - | 0 | 0
3SU1050-1CD10-0AA0-Z | Y19 | 3SU1050-1CD10-0AA0-ZY19 | 1 | UN | 1 | 10 | C | D | EAR99 | N | 85389099 | 1 |  | 0.049 | KG | 13.78 | 13.78 | CP20 | CP20 | Mushroom pushbutton, 22 mm, round, metal, shiny, black, 60 mm, momentary contact type, with laser labeling, inscription or symbol Customer-specific selection with SIRIUS ACT configurator (CIN) | - | 0 | 0
3SU1050-1CD20-0AA0 |  | 3SU1050-1CD20-0AA0 | 1 | UN | 1 | 5 | B | D | N | N | 85389099 | 1 | 4011209967632 | 0.056 | KG | 12.83 | 12.45 | CP20 | CP20 | Mushroom pushbutton, 22 mm, round, metal, shiny, red, 60 mm, momentary contact type | Lista Papel 2020 SI | 0 | 0
3SU1050-1CD20-0AA0-Z | X90 | 3SU1050-1CD20-0AA0-ZX90 | 1 | UN | 1 | 5 | B | D | EAR99 | N | 85389099 | 40 |  | 0.049 | KG | 12.83 | 12.83 | CP20 | CP20 | Mushroom pushbutton, 22 mm, round, metal, shiny, red, 60 mm, momentary contact type, Z=40-unit packaging | - | 0 | 0
3SU1050-1CD20-0AA0-Z | Y10 | 3SU1050-1CD20-0AA0-ZY10 | 1 | UN | 1 | 10 | C | D | EAR99 | N | 85389099 | 1 |  | 0.049 | KG | 17.58 | 17.58 | CP20 | CP20 | Mushroom pushbutton, 22 mm, round, metal, shiny, red, 60 mm, momentary contact type, with laser labeling, upper case and lower case, always upper case at beginning of line | - | 0 | 0
3SU1050-1CD20-0AA0-Z | Y11 | 3SU1050-1CD20-0AA0-ZY11 | 1 | UN | 1 | 10 | C | D | EAR99 | N | 85389099 | 1 |  | 0.049 | KG | 17.58 | 17.58 | CP20 | CP20 | Mushroom pushbutton, 22 mm, round, metal, shiny, red, 60 mm, momentary contact type, with laser labeling, upper case | - | 0 | 0
3SU1050-1CD20-0AA0-Z | Y12 | 3SU1050-1CD20-0AA0-ZY12 | 1 | UN | 1 | 10 | C | D | EAR99 | N | 85389099 | 1 |  | 0.049 | KG | 17.58 | 17.58 | CP20 | CP20 | Mushroom pushbutton, 22 mm, round, metal, shiny, red, 60 mm, momentary contact type, with laser labeling, lower case | - | 0 | 0
3SU1050-1CD20-0AA0-Z | Y13 | 3SU1050-1CD20-0AA0-ZY13 | 1 | UN | 1 | 10 | C | D | EAR99 | N | 85389099 | 1 |  | 0.049 | KG | 17.58 | 17.58 | CP20 | CP20 | Mushroom pushbutton, 22 mm, round, metal, shiny, red, 60 mm, momentary contact type, with laser labeling, symbol number according to, ISO 7000 or IEC 60417 | - | 0 | 0
3SU1050-1CD20-0AA0-Z | Y15 | 3SU1050-1CD20-0AA0-ZY15 | 1 | UN | 1 | 10 | C | D | EAR99 | N | 85389099 | 1 |  | 0.049 | KG | 17.58 | 17.58 | CP20 | CP20 | Mushroom pushbutton, 22 mm, round, metal, shiny, red, 60 mm, momentary contact type, with laser labeling, upper case and lower case, always upper case at the beginning of the word | - | 0 | 0
3SU1050-1CD20-0AA0-Z | Y19 | 3SU1050-1CD20-0AA0-ZY19 | 1 | UN | 1 | 10 | C | D | EAR99 | N | 85389099 | 1 |  | 0.049 | KG | 13.78 | 13.78 | CP20 | CP20 | Mushroom pushbutton, 22 mm, round, metal, shiny, red, 60 mm, momentary contact type, with laser labeling, inscription or symbol Customer-specific selection with SIRIUS ACT configurator (CIN) | - | 0 | 0
3SU1050-1CD30-0AA0 |  | 3SU1050-1CD30-0AA0 | 1 | UN | 1 | 5 | B | D | N | N | 85389099 | 1 | 4011209967649 | 0.057 | KG | 12.83 | 12.45 | CP20 | CP20 | Mushroom pushbutton, 22 mm, round, metal, shiny, yellow, 60 mm, momentary contact type | Lista Papel 2020 SI | 0 | 0
3SU1050-1CD30-0AA0-Z | X90 | 3SU1050-1CD30-0AA0-ZX90 | 1 | UN | 1 | 5 | B | D | EAR99 | N | 85389099 | 40 |  | 0.049 | KG | 12.83 | 12.83 | CP20 | CP20 | Mushroom pushbutton, 22 mm, round, metal, shiny, yellow, 60 mm, momentary contact type, Z=40-unit packaging | - | 0 | 0
3SU1050-1CD30-0AA0-Z | Y10 | 3SU1050-1CD30-0AA0-ZY10 | 1 | UN | 1 | 10 | C | D | N | N | 85389099 | 1 |  | 0.049 | KG | 17.58 | 17.58 | CP20 | CP20 | Mushroom pushbutton, 22 mm, round, metal, shiny, yellow, 60 mm, momentary contact type, with laser labeling, upper case and lower case, always upper case at beginning of line | - | 0 | 0
3SU1050-1CD30-0AA0-Z | Y11 | 3SU1050-1CD30-0AA0-ZY11 | 1 | UN | 1 | 10 | C | D | N | N | 85389099 | 1 |  | 0.049 | KG | 17.58 | 17.58 | CP20 | CP20 | Mushroom pushbutton, 22 mm, round, metal, shiny, yellow, 60 mm, momentary contact type, with laser labeling, upper case | - | 0 | 0
3SU1050-1CD30-0AA0-Z | Y12 | 3SU1050-1CD30-0AA0-ZY12 | 1 | UN | 1 | 10 | C | D | N | N | 85389099 | 1 |  | 0.049 | KG | 17.58 | 17.58 | CP20 | CP20 | Mushroom pushbutton, 22 mm, round, metal, shiny, yellow, 60 mm, momentary contact type, with laser labeling, lower case | - | 0 | 0
3SU1050-1CD30-0AA0-Z | Y13 | 3SU1050-1CD30-0AA0-ZY13 | 1 | UN | 1 | 10 | C | D | N | N | 85389099 | 1 |  | 0.049 | KG | 17.58 | 17.58 | CP20 | CP20 | Mushroom pushbutton, 22 mm, round, metal, shiny, yellow, 60 mm, momentary contact type, with laser labeling, symbol number according to, ISO 7000 or IEC 60417 | - | 0 | 0
3SU1050-1CD30-0AA0-Z | Y15 | 3SU1050-1CD30-0AA0-ZY15 | 1 | UN | 1 | 10 | C | D | N | N | 85389099 | 1 |  | 0.049 | KG | 17.58 | 17.58 | CP20 | CP20 | Mushroom pushbutton, 22 mm, round, metal, shiny, yellow, 60 mm, momentary contact type, with laser labeling, upper case and lower case, always upper case at the beginning of the word | - | 0 | 0
3SU1050-1CD30-0AA0-Z | Y19 | 3SU1050-1CD30-0AA0-ZY19 | 1 | UN | 1 | 10 | C | D | N | N | 85389099 | 1 |  | 0.054 | KG | 13.78 | 13.78 | CP20 | CP20 | Mushroom pushbutton, 22 mm, round, metal, shiny, yellow, 60 mm, momentary contact type, with laser labeling, inscription or symbol Customer-specific selection with SIRIUS ACT configurator (CIN) | - | 0 | 0
3SU1050-1CD40-0AA0 |  | 3SU1050-1CD40-0AA0 | 1 | UN | 1 | 5 | B | D | N | N | 85389099 | 1 | 4011209967656 | 0.058 | KG | 12.83 | 12.45 | CP20 | CP20 | Mushroom pushbutton, 22 mm, round, metal, shiny, green, 60 mm, momentary contact type | Lista Papel 2020 SI | 0 | 0
3SU1050-1CD40-0AA0-Z | X90 | 3SU1050-1CD40-0AA0-ZX90 | 1 | UN | 1 | 5 | B | D | EAR99 | N | 85389099 | 40 |  | 0.049 | KG | 12.83 | 12.83 | CP20 | CP20 | Mushroom pushbutton, 22 mm, round, metal, shiny, green, 60 mm, momentary contact type, Z=40-unit packaging | - | 0 | 0
3SU1050-1CD40-0AA0-Z | Y10 | 3SU1050-1CD40-0AA0-ZY10 | 1 | UN | 1 | 10 | C | D | EAR99 | N | 85389099 | 1 |  | 0.049 | KG | 17.58 | 17.58 | CP20 | CP20 | Mushroom pushbutton, 22 mm, round, metal, shiny, green, 60 mm, momentary contact type, with laser labeling, upper case and lower case, always upper case at beginning of line | - | 0 | 0
3SU1050-1CD40-0AA0-Z | Y11 | 3SU1050-1CD40-0AA0-ZY11 | 1 | UN | 1 | 10 | C | D | EAR99 | N | 85389099 | 1 |  | 0.049 | KG | 17.58 | 17.58 | CP20 | CP20 | Mushroom pushbutton, 22 mm, round, metal, shiny, green, 60 mm, momentary contact type, with laser labeling, upper case | - | 0 | 0
3SU1050-1CD40-0AA0-Z | Y12 | 3SU1050-1CD40-0AA0-ZY12 | 1 | UN | 1 | 10 | C | D | EAR99 | N | 85389099 | 1 |  | 0.049 | KG | 17.58 | 17.58 | CP20 | CP20 | Mushroom pushbutton, 22 mm, round, metal, shiny, green, 60 mm, momentary contact type, with laser labeling, lower case | - | 0 | 0
3SU1050-1CD40-0AA0-Z | Y13 | 3SU1050-1CD40-0AA0-ZY13 | 1 | UN | 1 | 10 | C | D | EAR99 | N | 85389099 | 1 |  | 0.049 | KG | 17.58 | 17.58 | CP20 | CP20 | Mushroom pushbutton, 22 mm, round, metal, shiny, green, 60 mm, momentary contact type, with laser labeling, symbol number according to, ISO 7000 or IEC 60417 | - | 0 | 0
3SU1050-1CD40-0AA0-Z | Y15 | 3SU1050-1CD40-0AA0-ZY15 | 1 | UN | 1 | 10 | C | D | EAR99 | N | 85389099 | 1 |  | 0.049 | KG | 17.58 | 17.58 | CP20 | CP20 | Mushroom pushbutton, 22 mm, round, metal, shiny, green, 60 mm, momentary contact type, with laser labeling, upper case and lower case, always upper case at the beginning of the word | - | 0 | 0
3SU1050-1CD40-0AA0-Z | Y19 | 3SU1050-1CD40-0AA0-ZY19 | 1 | UN | 1 | 10 | C | D | EAR99 | N | 85389099 | 1 |  | 0.049 | KG | 13.78 | 13.78 | CP20 | CP20 | Mushroom pushbutton, 22 mm, round, metal, shiny, green, 60 mm, momentary contact type, with laser labeling, inscription or symbol Customer-specific selection with SIRIUS ACT configurator (CIN) | - | 0 | 0
3SU1050-1EA10-0AA0 |  | 3SU1050-1EA10-0AA0 | 1 | UN | 1 | 5 | B | D | N | N | 85389099 | 1 | 4011209967687 | 0.063 | KG | 46.46 | 46.46 | CP20 | CP20 | Mushroom pushbutton, 22 mm, round, metal, shiny, black, 40 mm, 3 switch positions, latches after pushing in, unlatches by pull-to-unlatch mechanism to center position, after pulling out the button Retraction to center position | - | 0 | 0
3SU1050-1EA10-0AA0-Z | X90 | 3SU1050-1EA10-0AA0-ZX90 | 1 | UN | 1 | 5 | B | D | EAR99 | N | 85389099 | 50 |  | 0.055 | KG | 46.46 | 46.46 | CP20 | CP20 | Mushroom pushbutton, 22 mm, round, metal, shiny, black, 40 mm, 3 switch positions, latches after pushing in, unlatches by pull-to-unlatch mechanism to center position, after pulling out the button Retraction to center position, Z=50-unit packaging | - | 0 | 0
3SU1050-1EA10-0AA0-Z | Y10 | 3SU1050-1EA10-0AA0-ZY10 | 1 | UN | 1 | 10 | C | D | EAR99 | N | 85389099 | 1 |  | 0.055 | KG | 51.21 | 51.21 | CP20 | CP20 | Mushroom pushbutton, 22 mm, round, metal, shiny, black, 40 mm, 3 switch positions, latches after pushing in, unlatches by pull-to-unlatch mechanism to center position, after pulling out the button Retraction to center position, with laser labeling, upper case and lower case, always upper case at beginning of line | - | 0 | 0
3SU1050-1EA10-0AA0-Z | Y11 | 3SU1050-1EA10-0AA0-ZY11 | 1 | UN | 1 | 10 | C | D | EAR99 | N | 85389099 | 1 |  | 0.055 | KG | 51.21 | 51.21 | CP20 | CP20 | Mushroom pushbutton, 22 mm, round, metal, shiny, black, 40 mm, 3 switch positions, latches after pushing in, unlatches by pull-to-unlatch mechanism to center position, after pulling out the button Retraction to center position, with laser labeling, upper case | - | 0 | 0
3SU1050-1EA10-0AA0-Z | Y12 | 3SU1050-1EA10-0AA0-ZY12 | 1 | UN | 1 | 10 | C | D | EAR99 | N | 85389099 | 1 |  | 0.055 | KG | 51.21 | 51.21 | CP20 | CP20 | Mushroom pushbutton, 22 mm, round, metal, shiny, black, 40 mm, 3 switch positions, latches after pushing in, unlatches by pull-to-unlatch mechanism to center position, after pulling out the button Retraction to center position, with laser labeling, lower case | - | 0 | 0
3SU1050-1EA10-0AA0-Z | Y13 | 3SU1050-1EA10-0AA0-ZY13 | 1 | UN | 1 | 10 | C | D | EAR99 | N | 85389099 | 1 |  | 0.055 | KG | 51.21 | 51.21 | CP20 | CP20 | Mushroom pushbutton, 22 mm, round, metal, shiny, black, 40 mm, 3 switch positions, latches after pushing in, unlatches by pull-to-unlatch mechanism to center position, after pulling out the button Retraction to center position, with laser labeling, symbol number according to, ISO 7000 or IEC 60417 | - | 0 | 0
3SU1050-1EA10-0AA0-Z | Y15 | 3SU1050-1EA10-0AA0-ZY15 | 1 | UN | 1 | 10 | C | D | EAR99 | N | 85389099 | 1 |  | 0.055 | KG | 51.21 | 51.21 | CP20 | CP20 | Mushroom pushbutton, 22 mm, round, metal, shiny, black, 40 mm, 3 switch positions, latches after pushing in, unlatches by pull-to-unlatch mechanism to center position, after pulling out the button Retraction to center position, with laser labeling, upper case and lower case, always upper case at the beginning of the word | - | 0 | 0
3SU1050-1EA10-0AA0-Z | Y19 | 3SU1050-1EA10-0AA0-ZY19 | 1 | UN | 1 | 10 | C | D | EAR99 | N | 85389099 | 1 |  | 0.055 | KG | 47.41 | 47.41 | CP20 | CP20 | Mushroom pushbutton, 22 mm, round, metal, shiny, black, 40 mm, 3 switch positions, latches after pushing in, unlatches by pull-to-unlatch mechanism to center position, after pulling out the button Retraction to center position, with laser labeling, inscription or symbol Customer-specific selection with SIRIUS ACT configurator (CIN) | - | 0 | 0
3SU1050-1EA20-0AA0 |  | 3SU1050-1EA20-0AA0 | 1 | UN | 1 | 5 | B | D | N | N | 85389099 | 1 | 4011209967694 | 0.062 | KG | 46.46 | 46.46 | CP20 | CP20 | Mushroom pushbutton, 22 mm, round, metal, shiny, red, 40 mm, 3 switch positions, latches after pushing in, unlatches by pull-to-unlatch mechanism to center position, after pulling out the button Retraction to center position | - | 0 | 0
3SU1050-1EA20-0AA0-Z | X90 | 3SU1050-1EA20-0AA0-ZX90 | 1 | UN | 1 | 5 | B | D | EAR99 | N | 85389099 | 50 |  | 0.055 | KG | 46.46 | 46.46 | CP20 | CP20 | Mushroom pushbutton, 22 mm, round, metal, shiny, red, 40 mm, 3 switch positions, latches after pushing in, unlatches by pull-to-unlatch mechanism to center position, after pulling out the button Retraction to center position, Z=50-unit packaging | - | 0 | 0
3SU1050-1EA20-0AA0-Z | Y10 | 3SU1050-1EA20-0AA0-ZY10 | 1 | UN | 1 | 10 | C | D | EAR99 | N | 85389099 | 1 |  | 0.055 | KG | 51.21 | 51.21 | CP20 | CP20 | Mushroom pushbutton, 22 mm, round, metal, shiny, red, 40 mm, 3 switch positions, latches after pushing in, unlatches by pull-to-unlatch mechanism to center position, after pulling out the button Retraction to center position, with laser labeling, upper case and lower case, always upper case at beginning of line | - | 0 | 0
3SU1050-1EA20-0AA0-Z | Y11 | 3SU1050-1EA20-0AA0-ZY11 | 1 | UN | 1 | 10 | C | D | EAR99 | N | 85389099 | 1 |  | 0.055 | KG | 51.21 | 51.21 | CP20 | CP20 | Mushroom pushbutton, 22 mm, round, metal, shiny, red, 40 mm, 3 switch positions, latches after pushing in, unlatches by pull-to-unlatch mechanism to center position, after pulling out the button Retraction to center position, with laser labeling, upper case | - | 0 | 0
3SU1050-1EA20-0AA0-Z | Y12 | 3SU1050-1EA20-0AA0-ZY12 | 1 | UN | 1 | 10 | C | D | EAR99 | N | 85389099 | 1 |  | 0.055 | KG | 51.21 | 51.21 | CP20 | CP20 | Mushroom pushbutton, 22 mm, round, metal, shiny, red, 40 mm, 3 switch positions, latches after pushing in, unlatches by pull-to-unlatch mechanism to center position, after pulling out the button Retraction to center position, with laser labeling, lower case | - | 0 | 0
3SU1050-1EA20-0AA0-Z | Y13 | 3SU1050-1EA20-0AA0-ZY13 | 1 | UN | 1 | 10 | C | D | EAR99 | N | 85389099 | 1 |  | 0.055 | KG | 51.21 | 51.21 | CP20 | CP20 | Mushroom pushbutton, 22 mm, round, metal, shiny, red, 40 mm, 3 switch positions, latches after pushing in, unlatches by pull-to-unlatch mechanism to center position, after pulling out the button Retraction to center position, with laser labeling, symbol number according to, ISO 7000 or IEC 60417 | - | 0 | 0
3SU1050-1EA20-0AA0-Z | Y15 | 3SU1050-1EA20-0AA0-ZY15 | 1 | UN | 1 | 10 | C | D | EAR99 | N | 85389099 | 1 |  | 0.055 | KG | 51.21 | 51.21 | CP20 | CP20 | Mushroom pushbutton, 22 mm, round, metal, shiny, red, 40 mm, 3 switch positions, latches after pushing in, unlatches by pull-to-unlatch mechanism to center position, after pulling out the button Retraction to center position, with laser labeling, upper case and lower case, always upper case at the beginning of the word | - | 0 | 0
3SU1050-1EA20-0AA0-Z | Y19 | 3SU1050-1EA20-0AA0-ZY19 | 1 | UN | 1 | 10 | C | D | EAR99 | N | 85389099 | 1 |  | 0.055 | KG | 47.41 | 47.41 | CP20 | CP20 | Mushroom pushbutton, 22 mm, round, metal, shiny, red, 40 mm, 3 switch positions, latches after pushing in, unlatches by pull-to-unlatch mechanism to center position, after pulling out the button Retraction to center position, with laser labeling, inscription or symbol Customer-specific selection with SIRIUS ACT configurator (CIN) | - | 0 | 0
3SU1050-1ED10-0AA0 |  | 3SU1050-1ED10-0AA0 | 1 | UN | 1 | 5 | B | D | N | N | 85389099 | 1 | 4011209967700 | 0.062 | KG | 41.99 | 41.99 | CP20 | CP20 | Mushroom pushbutton, 22 mm, round, metal, shiny, black, 40 mm, 3 switch positions, after pushing in Retraction to center position, after pulling out the button Retraction to center position | - | 0 | 0
3SU1050-1ED10-0AA0-Z | X90 | 3SU1050-1ED10-0AA0-ZX90 | 1 | UN | 1 | 5 | B | D | EAR99 | N | 85389099 | 50 |  | 0.055 | KG | 41.99 | 41.99 | CP20 | CP20 | Mushroom pushbutton, 22 mm, round, metal, shiny, black, 40 mm, 3 switch positions, after pushing in Retraction to center position, after pulling out the button Retraction to center position, Z=50-unit packaging | - | 0 | 0
3SU1050-1ED10-0AA0-Z | Y10 | 3SU1050-1ED10-0AA0-ZY10 | 1 | UN | 1 | 10 | C | D | EAR99 | N | 85389099 | 1 |  | 0.055 | KG | 46.74 | 46.74 | CP20 | CP20 | Mushroom pushbutton, 22 mm, round, metal, shiny, black, 40 mm, 3 switch positions, after pushing in Retraction to center position, after pulling out the button Retraction to center position, with laser labeling, upper case and lower case, always upper case at beginning of line | - | 0 | 0
3SU1050-1ED10-0AA0-Z | Y11 | 3SU1050-1ED10-0AA0-ZY11 | 1 | UN | 1 | 10 | C | D | EAR99 | N | 85389099 | 1 |  | 0.055 | KG | 46.74 | 46.74 | CP20 | CP20 | Mushroom pushbutton, 22 mm, round, metal, shiny, black, 40 mm, 3 switch positions, after pushing in Retraction to center position, after pulling out the button Retraction to center position, with laser labeling, upper case | - | 0 | 0
3SU1050-1ED10-0AA0-Z | Y12 | 3SU1050-1ED10-0AA0-ZY12 | 1 | UN | 1 | 10 | C | D | EAR99 | N | 85389099 | 1 |  | 0.055 | KG | 46.74 | 46.74 | CP20 | CP20 | Mushroom pushbutton, 22 mm, round, metal, shiny, black, 40 mm, 3 switch positions, after pushing in Retraction to center position, after pulling out the button Retraction to center position, with laser labeling, lower case | - | 0 | 0
3SU1050-1ED10-0AA0-Z | Y13 | 3SU1050-1ED10-0AA0-ZY13 | 1 | UN | 1 | 10 | C | D | EAR99 | N | 85389099 | 1 |  | 0.055 | KG | 46.74 | 46.74 | CP20 | CP20 | Mushroom pushbutton, 22 mm, round, metal, shiny, black, 40 mm, 3 switch positions, after pushing in Retraction to center position, after pulling out the button Retraction to center position, with laser labeling, symbol number according to, ISO 7000 or IEC 60417 | - | 0 | 0
3SU1050-1ED10-0AA0-Z | Y15 | 3SU1050-1ED10-0AA0-ZY15 | 1 | UN | 1 | 10 | C | D | EAR99 | N | 85389099 | 1 |  | 0.055 | KG | 46.74 | 46.74 | CP20 | CP20 | Mushroom pushbutton, 22 mm, round, metal, shiny, black, 40 mm, 3 switch positions, after pushing in Retraction to center position, after pulling out the button Retraction to center position, with laser labeling, upper case and lower case, always upper case at the beginning of the word | - | 0 | 0
3SU1050-1ED10-0AA0-Z | Y19 | 3SU1050-1ED10-0AA0-ZY19 | 1 | UN | 1 | 10 | C | D | EAR99 | N | 85389099 | 1 |  | 0.055 | KG | 42.94 | 42.94 | CP20 | CP20 | Mushroom pushbutton, 22 mm, round, metal, shiny, black, 40 mm, 3 switch positions, after pushing in Retraction to center position, after pulling out the button Retraction to center position, with laser labeling, inscription or symbol Customer-specific selection with SIRIUS ACT configurator (CIN) | - | 0 | 0
3SU1050-1ED20-0AA0 |  | 3SU1050-1ED20-0AA0 | 1 | UN | 1 | 5 | B | D | N | N | 85389099 | 1 | 4011209967717 | 0.064 | KG | 41.99 | 41.99 | CP20 | CP20 | Mushroom pushbutton, 22 mm, round, metal, shiny, red, 40 mm, 3 switch positions, after pushing in Retraction to center position, after pulling out the button Retraction to center position | - | 0 | 0
3SU1050-1ED20-0AA0-Z | X90 | 3SU1050-1ED20-0AA0-ZX90 | 1 | UN | 1 | 5 | B | D | EAR99 | N | 85389099 | 50 |  | 0.055 | KG | 41.99 | 41.99 | CP20 | CP20 | Mushroom pushbutton, 22 mm, round, metal, shiny, red, 40 mm, 3 switch positions, after pushing in Retraction to center position, after pulling out the button Retraction to center position, Z=50-unit packaging | - | 0 | 0
3SU1050-1ED20-0AA0-Z | Y10 | 3SU1050-1ED20-0AA0-ZY10 | 1 | UN | 1 | 10 | C | D | EAR99 | N | 85389099 | 1 |  | 0.055 | KG | 46.74 | 46.74 | CP20 | CP20 | Mushroom pushbutton, 22 mm, round, metal, shiny, red, 40 mm, 3 switch positions, after pushing in Retraction to center position, after pulling out the button Retraction to center position, with laser labeling, upper case and lower case, always upper case at beginning of line | - | 0 | 0
3SU1050-1ED20-0AA0-Z | Y11 | 3SU1050-1ED20-0AA0-ZY11 | 1 | UN | 1 | 10 | C | D | EAR99 | N | 85389099 | 1 |  | 0.055 | KG | 46.74 | 46.74 | CP20 | CP20 | Mushroom pushbutton, 22 mm, round, metal, shiny, red, 40 mm, 3 switch positions, after pushing in Retraction to center position, after pulling out the button Retraction to center position, with laser labeling, upper case | - | 0 | 0
3SU1050-1ED20-0AA0-Z | Y12 | 3SU1050-1ED20-0AA0-ZY12 | 1 | UN | 1 | 10 | C | D | EAR99 | N | 85389099 | 1 |  | 0.055 | KG | 46.74 | 46.74 | CP20 | CP20 | Mushroom pushbutton, 22 mm, round, metal, shiny, red, 40 mm, 3 switch positions, after pushing in Retraction to center position, after pulling out the button Retraction to center position, with laser labeling, lower case | - | 0 | 0
3SU1050-1ED20-0AA0-Z | Y13 | 3SU1050-1ED20-0AA0-ZY13 | 1 | UN | 1 | 10 | C | D | EAR99 | N | 85389099 | 1 |  | 0.055 | KG | 46.74 | 46.74 | CP20 | CP20 | Mushroom pushbutton, 22 mm, round, metal, shiny, red, 40 mm, 3 switch positions, after pushing in Retraction to center position, after pulling out the button Retraction to center position, with laser labeling, symbol number according to, ISO 7000 or IEC 60417 | - | 0 | 0
3SU1050-1ED20-0AA0-Z | Y15 | 3SU1050-1ED20-0AA0-ZY15 | 1 | UN | 1 | 10 | C | D | EAR99 | N | 85389099 | 1 |  | 0.055 | KG | 46.74 | 46.74 | CP20 | CP20 | Mushroom pushbutton, 22 mm, round, metal, shiny, red, 40 mm, 3 switch positions, after pushing in Retraction to center position, after pulling out the button Retraction to center position, with laser labeling, upper case and lower case, always upper case at the beginning of the word | - | 0 | 0
3SU1050-1ED20-0AA0-Z | Y19 | 3SU1050-1ED20-0AA0-ZY19 | 1 | UN | 1 | 10 | C | D | EAR99 | N | 85389099 | 1 |  | 0.055 | KG | 42.94 | 42.94 | CP20 | CP20 | Mushroom pushbutton, 22 mm, round, metal, shiny, red, 40 mm, 3 switch positions, after pushing in Retraction to center position, after pulling out the button Retraction to center position, with laser labeling, inscription or symbol Customer-specific selection with SIRIUS ACT configurator (CIN) | - | 0 | 0
3SU1050-1GB20-0AA0 |  | 3SU1050-1GB20-0AA0 | 1 | UN | 1 | 3 | B | D | N | N | 85389099 | 1 | 4011209946422 | 0.093 | KG | 23.47 | 23.47 | CP20 | CP20 | EMERGENCY STOP mushroom pushbutton, 22 mm, round, metal, shiny, red, 30 mm, positive latching, acc. to EN ISO 13850, rotate-to-unlatch | - | 0 | 0
3SU1050-1GB20-0AA0-Z | X90 | 3SU1050-1GB20-0AA0-ZX90 | 1 | UN | 1 | 5 | B | D | EAR99 | N | 85389099 | 50 |  | 0.081 | KG | 23.47 | 23.47 | CP20 | CP20 | EMERGENCY STOP mushroom pushbutton, 22 mm, round, metal, shiny, red, 30 mm, positive latching, acc. to EN ISO 13850, rotate-to-unlatch, Z=50-unit packaging | - | 0 | 0
3SU1050-1GB20-0AA0-Z | Y10 | 3SU1050-1GB20-0AA0-ZY10 | 1 | UN | 1 | 15 | C | D | EAR99 | N | 85389099 | 1 |  | 0.081 | KG | 28.22 | 28.22 | CP20 | CP20 | EMERGENCY STOP mushroom pushbutton, 22 mm, round, metal, shiny, red, 30 mm, positive latching, acc. to EN ISO 13850, rotate-to-unlatch, with laser labeling, upper case and lower case, always upper case at beginning of line | - | 0 | 0
3SU1050-1GB20-0AA0-Z | Y11 | 3SU1050-1GB20-0AA0-ZY11 | 1 | UN | 1 | 15 | C | D | EAR99 | N | 85389099 | 1 |  | 0.081 | KG | 28.22 | 28.22 | CP20 | CP20 | EMERGENCY STOP mushroom pushbutton, 22 mm, round, metal, shiny, red, 30 mm, positive latching, acc. to EN ISO 13850, rotate-to-unlatch, with laser labeling, upper case | - | 0 | 0
3SU1050-1GB20-0AA0-Z | Y12 | 3SU1050-1GB20-0AA0-ZY12 | 1 | UN | 1 | 15 | C | D | EAR99 | N | 85389099 | 1 |  | 0.081 | KG | 28.22 | 28.22 | CP20 | CP20 | EMERGENCY STOP mushroom pushbutton, 22 mm, round, metal, shiny, red, 30 mm, positive latching, acc. to EN ISO 13850, rotate-to-unlatch, with laser labeling, lower case | - | 0 | 0
3SU1050-1GB20-0AA0-Z | Y13 | 3SU1050-1GB20-0AA0-ZY13 | 1 | UN | 1 | 15 | C | D | EAR99 | N | 85389099 | 1 |  | 0.081 | KG | 28.22 | 28.22 | CP20 | CP20 | EMERGENCY STOP mushroom pushbutton, 22 mm, round, metal, shiny, red, 30 mm, positive latching, acc. to EN ISO 13850, rotate-to-unlatch, with laser labeling, symbol number according to ISO 7000 or IEC 60417 | - | 0 | 0
3SU1050-1GB20-0AA0-Z | Y15 | 3SU1050-1GB20-0AA0-ZY15 | 1 | UN | 1 | 15 | C | D | EAR99 | N | 85389099 | 1 |  | 0.081 | KG | 28.22 | 28.22 | CP20 | CP20 | EMERGENCY STOP mushroom pushbutton, 22 mm, round, metal, shiny, red, 30 mm, positive latching, acc. to EN ISO 13850, rotate-to-unlatch, with laser labeling, upper case and lower case, always upper case at the beginning of the word | - | 0 | 0
3SU1050-1GB20-0AA0-Z | Y19 | 3SU1050-1GB20-0AA0-ZY19 | 1 | UN | 1 | 15 | C | D | EAR99 | N | 85389099 | 1 |  | 0.081 | KG | 24.42 | 24.42 | CP20 | CP20 | EMERGENCY STOP mushroom pushbutton, 22 mm, round, metal, shiny, red, 30 mm, positive latching, acc. to EN ISO 13850, rotate-to-unlatch, with laser labeling, inscription or symbol Customer-specific selection with SIRIUS ACT configurator (CIN) | - | 0 | 0
3SU1050-1HA20-0AA0 |  | 3SU1050-1HA20-0AA0 | 1 | UN | 1 | 3 | B | D | N | N | 85389099 | 1 | 4011209946705 | 0.101 | KG | 23.37 | 22.71 | CP20 | CP20 | EMERGENCY STOP mushroom pushbutton, 22 mm, round, metal, shiny, red, 40 mm, positive latching, acc. to EN ISO 13850, pull-to-unlatch mechanism | Lista Papel 2020 SI | 0 | 0
3SU1050-1HA20-0AA0-Z | X90 | 3SU1050-1HA20-0AA0-ZX90 | 1 | UN | 1 | 5 | B | D | N | N | 85389099 | 50 |  | 0.101 | KG | 23.37 | 23.37 | CP20 | CP20 | EMERGENCY STOP mushroom pushbutton, 22 mm, round, metal, shiny, red, 40 mm, positive latching, acc. to EN ISO 13850, pull-to-unlatch mechanism, Z=50-unit packaging | - | 0 | 0
3SU1050-1HA20-0AA0-Z | Y10 | 3SU1050-1HA20-0AA0-ZY10 | 1 | UN | 1 | 15 | C | D | EAR99 | N | 85389099 | 1 |  | 0.086 | KG | 28.12 | 28.12 | CP20 | CP20 | EMERGENCY STOP mushroom pushbutton, 22 mm, round, metal, shiny, red, 40 mm, positive latching, acc. to EN ISO 13850, pull-to-unlatch mechanism, with laser labeling, upper case and lower case, always upper case at beginning of line | - | 0 | 0
3SU1050-1HA20-0AA0-Z | Y11 | 3SU1050-1HA20-0AA0-ZY11 | 1 | UN | 1 | 15 | C | D | EAR99 | N | 85389099 | 1 |  | 0.086 | KG | 28.12 | 28.12 | CP20 | CP20 | EMERGENCY STOP mushroom pushbutton, 22 mm, round, metal, shiny, red, 40 mm, positive latching, acc. to EN ISO 13850, pull-to-unlatch mechanism, with laser labeling, upper case | - | 0 | 0
3SU1050-1HA20-0AA0-Z | Y12 | 3SU1050-1HA20-0AA0-ZY12 | 1 | UN | 1 | 15 | C | D | EAR99 | N | 85389099 | 1 |  | 0.086 | KG | 28.12 | 28.12 | CP20 | CP20 | EMERGENCY STOP mushroom pushbutton, 22 mm, round, metal, shiny, red, 40 mm, positive latching, acc. to EN ISO 13850, pull-to-unlatch mechanism, with laser labeling, lower case | - | 0 | 0
3SU1050-1HA20-0AA0-Z | Y13 | 3SU1050-1HA20-0AA0-ZY13 | 1 | UN | 1 | 15 | C | D | EAR99 | N | 85389099 | 1 |  | 0.086 | KG | 28.12 | 28.12 | CP20 | CP20 | EMERGENCY STOP mushroom pushbutton, 22 mm, round, metal, shiny, red, 40 mm, positive latching, acc. to EN ISO 13850, pull-to-unlatch mechanism, with laser labeling, symbol number according to ISO 7000 or IEC 60417 | - | 0 | 0
3SU1050-1HA20-0AA0-Z | Y15 | 3SU1050-1HA20-0AA0-ZY15 | 1 | UN | 1 | 15 | C | D | EAR99 | N | 85389099 | 1 |  | 0.086 | KG | 28.12 | 28.12 | CP20 | CP20 | EMERGENCY STOP mushroom pushbutton, 22 mm, round, metal, shiny, red, 40 mm, positive latching, acc. to EN ISO 13850, pull-to-unlatch mechanism, with laser labeling, upper case and lower case, always upper case at the beginning of the word | - | 0 | 0
3SU1050-1HA20-0AA0-Z | Y19 | 3SU1050-1HA20-0AA0-ZY19 | 1 | UN | 1 | 15 | C | D | EAR99 | N | 85389099 | 1 |  | 0.086 | KG | 24.32 | 24.32 | CP20 | CP20 | EMERGENCY STOP mushroom pushbutton, 22 mm, round, metal, shiny, red, 40 mm, positive latching, acc. to EN ISO 13850, pull-to-unlatch mechanism, with laser labeling, inscription or symbol Customer-specific selection with SIRIUS ACT configurator (CIN) | - | 0 | 0
3SU1050-1HA20-0AA1 |  | 3SU1050-1HA20-0AA1 | 1 | UN | 1 | 10 | C | D | N | N | 85389099 | 1 | 4011209947160 | 0.083 | KG | 87.21 | 84.74 | CP20 | CP20 | EMERGENCY STOP mushroom pushbutton, 22 mm, round, metal, shiny, red, 40 mm, positive latching, acc. to EN ISO 13850, pull-to-unlatch mechanism, ATEX yellow backing plate without inscription | Lista Papel 2020 SI | 0 | 9
3SU1050-1HA20-0AA1-Z | X90 | 3SU1050-1HA20-0AA1-ZX90 | 1 | UN | 1 | 10 | C | D | EAR99 | N | 85389099 | 50 |  | 0.083 | KG | 87.21 | 87.21 | CP20 | CP20 | EMERGENCY STOP mushroom pushbutton, 22 mm, round, metal, shiny, red, 40 mm, positive latching, acc. to EN ISO 13850, pull-to-unlatch mechanism, ATEX yellow backing plate without inscription, Z=50-unit packaging | - | 0 | 9
3SU1050-1HB10-0AA0 |  | 3SU1050-1HB10-0AA0 | 1 | UN | 1 | 5 | B | D | N | N | 85389099 | 1 | 4011209946330 | 0.093 | KG | 23.37 | 23.37 | CP20 | CP20 | Mushroom pushbutton, 22 mm, round, metal, shiny, black, 40 mm, positive latching, acc. to EN ISO 13850, rotate-to-unlatch | - | 0 | 0
3SU1050-1HB10-0AA0-Z | X90 | 3SU1050-1HB10-0AA0-ZX90 | 1 | UN | 1 | 5 | B | D | EAR99 | N | 85389099 | 50 |  | 0.083 | KG | 23.37 | 23.37 | CP20 | CP20 | Mushroom pushbutton, 22 mm, round, metal, shiny, black, 40 mm, positive latching, acc. to EN ISO 13850, rotate-to-unlatch, Z=50-unit packaging | - | 0 | 0
3SU1050-1HB10-0AA0-Z | Y10 | 3SU1050-1HB10-0AA0-ZY10 | 1 | UN | 1 | 10 | C | D | N | N | 85389099 | 1 |  | 0.09 | KG | 28.12 | 28.12 | CP20 | CP20 | Mushroom pushbutton, 22 mm, round, metal, shiny, black, 40 mm, positive latching, acc. to EN ISO 13850, rotate-to-unlatch, with laser labeling, upper case and lower case, always upper case at beginning of line | - | 0 | 0
3SU1050-1HB10-0AA0-Z | Y11 | 3SU1050-1HB10-0AA0-ZY11 | 1 | UN | 1 | 10 | C | D | N | N | 85389099 | 1 |  | 0.083 | KG | 28.12 | 28.12 | CP20 | CP20 | Mushroom pushbutton, 22 mm, round, metal, shiny, black, 40 mm, positive latching, acc. to EN ISO 13850, rotate-to-unlatch, with laser labeling, upper case | - | 0 | 0
3SU1050-1HB10-0AA0-Z | Y12 | 3SU1050-1HB10-0AA0-ZY12 | 1 | UN | 1 | 10 | C | D | N | N | 85389099 | 1 |  | 0.083 | KG | 28.12 | 28.12 | CP20 | CP20 | Mushroom pushbutton, 22 mm, round, metal, shiny, black, 40 mm, positive latching, acc. to EN ISO 13850, rotate-to-unlatch, with laser labeling, lower case | - | 0 | 0
3SU1050-1HB10-0AA0-Z | Y13 | 3SU1050-1HB10-0AA0-ZY13 | 1 | UN | 1 | 10 | C | D | N | N | 85389099 | 1 |  | 0.083 | KG | 28.12 | 28.12 | CP20 | CP20 | Mushroom pushbutton, 22 mm, round, metal, shiny, black, 40 mm, positive latching, acc. to EN ISO 13850, rotate-to-unlatch, with laser labeling, symbol number according to ISO 7000 or IEC 60417 | - | 0 | 0
3SU1050-1HB10-0AA0-Z | Y15 | 3SU1050-1HB10-0AA0-ZY15 | 1 | UN | 1 | 10 | C | D | N | N | 85389099 | 1 |  | 0.083 | KG | 28.12 | 28.12 | CP20 | CP20 | Mushroom pushbutton, 22 mm, round, metal, shiny, black, 40 mm, positive latching, acc. to EN ISO 13850, rotate-to-unlatch, with laser labeling, upper case and lower case, always upper case at the beginning of the word | - | 0 | 0
3SU1050-1HB10-0AA0-Z | Y19 | 3SU1050-1HB10-0AA0-ZY19 | 1 | UN | 1 | 10 | C | D | N | N | 85389099 | 1 |  | 0.083 | KG | 24.32 | 24.32 | CP20 | CP20 | Mushroom pushbutton, 22 mm, round, metal, shiny, black, 40 mm, positive latching, acc. to EN ISO 13850, rotate-to-unlatch, with laser labeling, inscription or symbol Customer-specific selection with SIRIUS ACT configurator (CIN) | - | 0 | 0
3SU1050-1HB20-0AA0 |  | 3SU1050-1HB20-0AA0 | 1 | UN | 1 | 1 | A | D | N | N | 85389099 | 1 | 4011209946323 | 0.095 | KG | 23.37 | 22.71 | CP20 | CP20 | EMERGENCY STOP mushroom pushbutton, 22 mm, round, metal, shiny, red, 40 mm, positive latching, acc. to EN ISO 13850, rotate-to-unlatch | Lista Papel 2020 SI | 0 | 0
3SU1050-1HB20-0AA0-Z | X90 | 3SU1050-1HB20-0AA0-ZX90 | 1 | UN | 1 | 5 | B | D | N | N | 85389099 | 50 | 4047621055596 | 0.095 | KG | 23.37 | 23.37 | CP20 | CP20 | EMERGENCY STOP mushroom pushbutton, 22 mm, round, metal, shiny, red, 40 mm, positive latching, acc. to EN ISO 13850, rotate-to-unlatch, Z=50-unit packaging | - | 0 | 0
3SU1050-1HB20-0AA0-Z | Y10 | 3SU1050-1HB20-0AA0-ZY10 | 1 | UN | 1 | 10 | C | D | N | N | 85389099 | 1 |  | 0.083 | KG | 28.12 | 28.12 | CP20 | CP20 | EMERGENCY STOP mushroom pushbutton, 22 mm, round, metal, shiny, red, 40 mm, positive latching, acc. to EN ISO 13850, rotate-to-unlatch, with laser labeling, upper case and lower case, always upper case at beginning of line | - | 0 | 0
3SU1050-1HB20-0AA0-Z | Y11 | 3SU1050-1HB20-0AA0-ZY11 | 1 | UN | 1 | 10 | C | D | N | N | 85389099 | 1 |  | 0.083 | KG | 28.12 | 28.12 | CP20 | CP20 | EMERGENCY STOP mushroom pushbutton, 22 mm, round, metal, shiny, red, 40 mm, positive latching, acc. to EN ISO 13850, rotate-to-unlatch, with laser labeling, upper case | - | 0 | 0
3SU1050-1HB20-0AA0-Z | Y12 | 3SU1050-1HB20-0AA0-ZY12 | 1 | UN | 1 | 10 | C | D | N | N | 85389099 | 1 |  | 0.083 | KG | 28.12 | 28.12 | CP20 | CP20 | EMERGENCY STOP mushroom pushbutton, 22 mm, round, metal, shiny, red, 40 mm, positive latching, acc. to EN ISO 13850, rotate-to-unlatch, with laser labeling, lower case | - | 0 | 0
3SU1050-1HB20-0AA0-Z | Y13 | 3SU1050-1HB20-0AA0-ZY13 | 1 | UN | 1 | 10 | C | D | N | N | 85389099 | 1 |  | 0.083 | KG | 28.12 | 28.12 | CP20 | CP20 | EMERGENCY STOP mushroom pushbutton, 22 mm, round, metal, shiny, red, 40 mm, positive latching, acc. to EN ISO 13850, rotate-to-unlatch, with laser labeling, symbol number according to ISO 7000 or IEC 60417 | - | 0 | 0
3SU1050-1HB20-0AA0-Z | Y15 | 3SU1050-1HB20-0AA0-ZY15 | 1 | UN | 1 | 10 | C | D | N | N | 85389099 | 1 |  | 0.083 | KG | 28.12 | 28.12 | CP20 | CP20 | EMERGENCY STOP mushroom pushbutton, 22 mm, round, metal, shiny, red, 40 mm, positive latching, acc. to EN ISO 13850, rotate-to-unlatch, with laser labeling, upper case and lower case, always upper case at the beginning of the word | - | 0 | 0
3SU1050-1HB20-0AA0-Z | Y19 | 3SU1050-1HB20-0AA0-ZY19 | 1 | UN | 1 | 10 | C | D | N | N | 85389099 | 1 |  | 0.103 | KG | 24.32 | 24.32 | CP20 | CP20 | EMERGENCY STOP mushroom pushbutton, 22 mm, round, metal, shiny, red, 40 mm, positive latching, acc. to EN ISO 13850, rotate-to-unlatch, with laser labeling, inscription or symbol Customer-specific selection with SIRIUS ACT configurator (CIN) | - | 0 | 0
3SU1050-1HB30-0AA0 |  | 3SU1050-1HB30-0AA0 | 1 | UN | 1 | 5 | B | D | N | N | 85389099 | 1 | 4011209963535 | 0.097 | KG | 23.37 | 23.37 | CP20 | CP20 | Mushroom pushbutton, 22 mm, round, metal, shiny, yellow, 40 mm, positive latching, acc. to EN ISO 13850, rotate-to-unlatch | - | 0 | 0
3SU1050-1HB30-0AA0-Z | X90 | 3SU1050-1HB30-0AA0-ZX90 | 1 | UN | 1 | 5 | B | D | EAR99 | N | 85389099 | 50 |  | 0.083 | KG | 23.37 | 23.37 | CP20 | CP20 | Mushroom pushbutton, 22 mm, round, metal, shiny, yellow, 40 mm, positive latching, acc. to EN ISO 13850, rotate-to-unlatch, Z=50-unit packaging | - | 0 | 0
3SU1050-1HB30-0AA0-Z | Y10 | 3SU1050-1HB30-0AA0-ZY10 | 1 | UN | 1 | 10 | C | D | N | N | 85389099 | 1 |  | 0.083 | KG | 28.12 | 28.12 | CP20 | CP20 | Mushroom pushbutton, 22 mm, round, metal, shiny, yellow, 40 mm, positive latching, acc. to EN ISO 13850, rotate-to-unlatch, with laser labeling, upper case and lower case, always upper case at beginning of line | - | 0 | 0
3SU1050-1HB30-0AA0-Z | Y11 | 3SU1050-1HB30-0AA0-ZY11 | 1 | UN | 1 | 10 | C | D | N | N | 85389099 | 1 |  | 0.083 | KG | 28.12 | 28.12 | CP20 | CP20 | Mushroom pushbutton, 22 mm, round, metal, shiny, yellow, 40 mm, positive latching, acc. to EN ISO 13850, rotate-to-unlatch, with laser labeling, upper case | - | 0 | 0
3SU1050-1HB30-0AA0-Z | Y12 | 3SU1050-1HB30-0AA0-ZY12 | 1 | UN | 1 | 10 | C | D | N | N | 85389099 | 1 |  | 0.083 | KG | 28.12 | 28.12 | CP20 | CP20 | Mushroom pushbutton, 22 mm, round, metal, shiny, yellow, 40 mm, positive latching, acc. to EN ISO 13850, rotate-to-unlatch, with laser labeling, lower case | - | 0 | 0
3SU1050-1HB30-0AA0-Z | Y13 | 3SU1050-1HB30-0AA0-ZY13 | 1 | UN | 1 | 10 | C | D | N | N | 85389099 | 1 |  | 0.083 | KG | 28.12 | 28.12 | CP20 | CP20 | Mushroom pushbutton, 22 mm, round, metal, shiny, yellow, 40 mm, positive latching, acc. to EN ISO 13850, rotate-to-unlatch, with laser labeling, symbol number according to ISO 7000 or IEC 60417 | - | 0 | 0
3SU1050-1HB30-0AA0-Z | Y15 | 3SU1050-1HB30-0AA0-ZY15 | 1 | UN | 1 | 10 | C | D | N | N | 85389099 | 1 |  | 0.083 | KG | 28.12 | 28.12 | CP20 | CP20 | Mushroom pushbutton, 22 mm, round, metal, shiny, yellow, 40 mm, positive latching, acc. to EN ISO 13850, rotate-to-unlatch, with laser labeling, upper case and lower case, always upper case at the beginning of the word | - | 0 | 0
3SU1050-1HB30-0AA0-Z | Y19 | 3SU1050-1HB30-0AA0-ZY19 | 1 | UN | 1 | 10 | C | D | N | N | 85389099 | 1 |  | 0.095 | KG | 24.32 | 24.32 | CP20 | CP20 | Mushroom pushbutton, 22 mm, round, metal, shiny, yellow, 40 mm, positive latching, acc. to EN ISO 13850, rotate-to-unlatch, with laser labeling, inscription or symbol Customer-specific selection with SIRIUS ACT configurator (CIN) | - | 0 | 0
3SU1050-1HF20-0AA0 |  | 3SU1050-1HF20-0AA0 | 1 | UN | 1 | 3 | B | D | N | N | 85389099 | 1 | 4011209947016 | 0.12 | KG | 49.21 | 47.79 | CP20 | CP20 | EMERGENCY STOP mushroom pushbutton, 22 mm, round, metal, shiny, red, 40 mm, with RONIS lock, lock number SB30, positive latching, acc. to EN ISO 13850, key-operated release | Lista Papel 2020 SI | 0 | 0
3SU1050-1HF20-0AA0-Z | X90 | 3SU1050-1HF20-0AA0-ZX90 | 1 | UN | 1 | 5 | B | D | N | N | 85389099 | 50 | 4047621032252 | 0.129 | KG | 49.21 | 49.21 | CP20 | CP20 | EMERGENCY STOP mushroom pushbutton, 22 mm, round, metal, shiny, red, 40 mm, with RONIS lock, lock number SB30, positive latching, acc. to EN ISO 13850, key-operated release, Z=50-unit packaging | - | 0 | 0
3SU1050-1HF20-0AA0-Z | Y01 | 3SU1050-1HF20-0AA0-ZY01 | 1 | UN | 1 | 25 | D | D | EAR99 | N | 85389099 | 1 |  | 0.127 | KG | 96.9 | 96.9 | CP20 | CP20 | emergency stop mushroom pushbutton, 22 mm, round, metal, shiny, red, 40 mm, with Ronis lock, special lock, positive latching, according to EN ISO 13850, key-operated release, Note: BKS locking systems E1 - E25 supplied without key | - | 0 | 0
3SU1050-1HF20-0AA0-Z | Y01Y19 | 3SU1050-1HF20-0AA0-ZY01Y19 | 1 | UN | 1 | 30 | D | D | N | N | 85389099 | 1 |  | 0.127 | KG | 97.85 | 97.85 | CP20 | CP20 | Emergency stop mushroom pushbutton, 22 mm, round, metal, shiny, red, 40 mm, with Ronis lock, special lock, positive latching, according to EN ISO 13850, key-operated release, Note: For the BKS locking systems E1 - E25 supplied without key, customer-specific selection with SIRIUS ACT configurator (CIN) |  | 0 | 0
3SU1050-1HG20-0AA0 |  | 3SU1050-1HG20-0AA0 | 1 | UN | 1 | 5 | B | D | N | N | 85389099 | 1 | 4011209947023 | 0.118 | KG | 51.11 | 51.11 | CP20 | CP20 | EMERGENCY STOP mushroom pushbutton, 22 mm, round, metal, shiny, red, 40 mm, with RONIS lock, lock number 455, positive latching, acc. to EN ISO 13850, key-operated release | - | 0 | 0
3SU1050-1HG20-0AA0-Z | X90 | 3SU1050-1HG20-0AA0-ZX90 | 1 | UN | 1 | 5 | B | D | N | N | 85389099 | 50 | 4047621032245 | 0.129 | KG | 51.11 | 51.11 | CP20 | CP20 | EMERGENCY STOP mushroom pushbutton, 22 mm, round, metal, shiny, red, 40 mm, with RONIS lock, lock number 455, positive latching, acc. to EN ISO 13850, key-operated release, Z=50-unit packaging | - | 0 | 0
3SU1050-1HH20-0AA0 |  | 3SU1050-1HH20-0AA0 | 1 | UN | 1 | 5 | B | D | N | N | 85389099 | 1 | 4011209947030 | 0.116 | KG | 46.08 | 46.08 | CP20 | CP20 | EMERGENCY STOP mushroom pushbutton, 22 mm, round, metal, shiny, red, 40 mm, with RONIS lock, lock No. 421, positive latching, acc. to EN ISO 13850, key-operated release | - | 0 | 0
3SU1050-1HH20-0AA0-Z | X90 | 3SU1050-1HH20-0AA0-ZX90 | 1 | UN | 1 | 5 | B | D | N | N | 85389099 | 50 | 4047621032238 | 0.129 | KG | 46.08 | 46.08 | CP20 | CP20 | EMERGENCY STOP mushroom pushbutton, 22 mm, round, metal, shiny, red, 40 mm, with RONIS lock, lock No. 421, positive latching, acc. to EN ISO 13850, key-operated release, Z=50-unit packaging | - | 0 | 0
3SU1050-1HK20-0AA0 |  | 3SU1050-1HK20-0AA0 | 1 | UN | 1 | 5 | B | D | N | N | 85389099 | 1 | 4011209946941 | 0.155 | KG | 104.5 | 101.65 | CP20 | CP20 | EMERGENCY STOP mushroom pushbutton, 22 mm, round, metal, shiny, red, 40 mm, with lock BKS, lock number S1, positive latching, acc. to EN ISO 13850, key-operated release | Lista Papel 2020 SI | 0 | 0
3SU1050-1HK20-0AA0-Z | X90 | 3SU1050-1HK20-0AA0-ZX90 | 1 | UN | 1 | 5 | B | D | N | N | 85389099 | 50 |  | 0.158 | KG | 104.5 | 104.5 | CP20 | CP20 | EMERGENCY STOP mushroom pushbutton, 22 mm, round, metal, shiny, red, 40 mm, with lock BKS, lock number S1, positive latching, acc. to EN ISO 13850, key-operated release, Z=50-unit packaging | - | 0 | 0
3SU1050-1HK20-0AA0-Z | Y01 | 3SU1050-1HK20-0AA0-ZY01 | 1 | UN | 1 | 25 | D | D | EAR99 | N | 85389099 | 1 |  | 0.151 | KG | 152 | 152 | CP20 | CP20 | emergency stop mushroom pushbutton, 22 mm, round, metal, shiny, red, 40 mm, with lock BKS, special lock, positive latching, according to EN ISO 13850, key-operated release, Note: BKS locking systems E1 - E25 supplied without key | - | 0 | 0
3SU1050-1HK20-0AA0-Z | Y01Y19 | 3SU1050-1HK20-0AA0-ZY01Y19 | 1 | UN | 1 | 30 | D | D | N | N | 85389099 | 1 |  | 0.151 | KG | 152.95 | 152.95 | CP20 | CP20 | Emergency stop mushroom pushbutton, 22 mm, round, metal, shiny, red, 40 mm, with BKS lock, special lock, positive latching, according to EN ISO 13850, key-operated release, Note: For the BKS locking systems E1 - E25 supplied without key, customer-specific selection with SIRIUS ACT configurator (CIN) |  | 0 | 0
3SU1050-1HM20-0AA0 |  | 3SU1050-1HM20-0AA0 | 1 | UN | 1 | 5 | B | D | N | N | 85389099 | 1 | 4011209946958 | 0.145 | KG | 104.5 | 104.5 | CP20 | CP20 | EMERGENCY STOP mushroom pushbutton, 22 mm, round, metal, shiny, red, 40 mm, with lock BKS, lock No. E7 (VW), positive latching, acc. to EN ISO 13850, key-operated release, supplied without key | - | 0 | 0
3SU1050-1HM20-0AA0-Z | X90 | 3SU1050-1HM20-0AA0-ZX90 | 1 | UN | 1 | 5 | B | D | EAR99 | N | 85389099 | 50 |  | 0.151 | KG | 104.5 | 104.5 | CP20 | CP20 | EMERGENCY STOP mushroom pushbutton, 22 mm, round, metal, shiny, red, 40 mm, with lock BKS, lock No. E7 (VW), positive latching, acc. to EN ISO 13850, key-operated release, supplied without key, Z=50-unit packaging | - | 0 | 0
3SU1050-1HN20-0AA0 |  | 3SU1050-1HN20-0AA0 | 1 | UN | 1 | 5 | B | D | N | N | 85389099 | 1 | 4011209946965 | 0.146 | KG | 104.5 | 104.5 | CP20 | CP20 | EMERGENCY STOP mushroom pushbutton, 22 mm, round, metal, shiny, red, 40 mm, with lock BKS, lock No. E9 (VW), positive latching, acc. to EN ISO 13850, key-operated release, supplied without key | - | 0 | 0
3SU1050-1HN20-0AA0-Z | X90 | 3SU1050-1HN20-0AA0-ZX90 | 1 | UN | 1 | 5 | B | D | EAR99 | N | 85389099 | 50 |  | 0.151 | KG | 104.5 | 104.5 | CP20 | CP20 | EMERGENCY STOP mushroom pushbutton, 22 mm, round, metal, shiny, red, 40 mm, with lock BKS, lock No. E9 (VW), positive latching, acc. to EN ISO 13850, key-operated release, supplied without key, Z=50-unit packaging | - | 0 | 0
3SU1050-1HQ20-0AA0 |  | 3SU1050-1HQ20-0AA0 | 1 | UN | 1 | 5 | B | D | N | N | 85389099 | 1 | 4011209946972 | 0.164 | KG | 56.81 | 55.2 | CP20 | CP20 | EMERGENCY STOP mushroom pushbutton, 22 mm, round, metal, shiny, red, 40 mm, with O.M.R. lock, lock number 73037, positive latching, acc. to EN ISO 13850, key-operated release | Lista Papel 2020 SI | 0 | 0
3SU1050-1HQ20-0AA0-Z | X90 | 3SU1050-1HQ20-0AA0-ZX90 | 1 | UN | 1 | 5 | B | D | EAR99 | N | 85389099 | 50 |  | 0.151 | KG | 56.81 | 56.81 | CP20 | CP20 | EMERGENCY STOP mushroom pushbutton, 22 mm, round, metal, shiny, red, 40 mm, with O.M.R. lock, lock number 73037, positive latching, acc. to EN ISO 13850, key-operated release, Z=50-unit packaging | - | 0 | 0
3SU1050-1HR20-0AA0 |  | 3SU1050-1HR20-0AA0 | 1 | UN | 1 | 3 | B | D | N | N | 85389099 | 1 | 4011209946903 | 0.16 | KG | 78.09 | 75.91 | CP20 | CP20 | EMERGENCY STOP mushroom pushbutton, 22 mm, round, metal, shiny, red, 40 mm, with CES lock, lock number SSG10, positive latching, acc. to EN ISO 13850, key-operated release | Lista Papel 2020 SI | 0 | 0
3SU1050-1HR20-0AA0-Z | X90 | 3SU1050-1HR20-0AA0-ZX90 | 1 | UN | 1 | 5 | B | D | EAR99 | N | 85389099 | 50 |  | 0.151 | KG | 78.09 | 78.09 | CP20 | CP20 | EMERGENCY STOP mushroom pushbutton, 22 mm, round, metal, shiny, red, 40 mm, with CES lock, lock number SSG10, positive latching, acc. to EN ISO 13850, key-operated release, Z=50-unit packaging | - | 0 | 0
3SU1050-1HR20-0AA0-Z | Y01 | 3SU1050-1HR20-0AA0-ZY01 | 1 | UN | 1 | 25 | D | D | EAR99 | N | 85389099 | 1 |  | 0.151 | KG | 125.4 | 125.4 | CP20 | CP20 | emergency stop mushroom pushbutton, 22 mm, round, metal, shiny, red, 40 mm, with lock CES, special lock, positive latching, according to EN ISO 13850, key-operated release, Note: BKS locking systems E1 - E25 supplied without key | - | 0 | 0
3SU1050-1HR20-0AA0-Z | Y01Y19 | 3SU1050-1HR20-0AA0-ZY01Y19 | 1 | UN | 1 | 30 | D | D | N | N | 85389099 | 1 |  | 0.151 | KG | 126.35 | 126.35 | CP20 | CP20 | Emergency stop mushroom pushbutton, 22 mm, round, metal, shiny, red, 40 mm, with CES lock, special lock, positive latching, according to EN ISO 13850, key-operated release, Note: For the BKS locking systems E1 - E25 supplied without key, customer-specific selection with SIRIUS ACT configurator (CIN) |  | 0 | 0
3SU1050-1HS20-0AA0 |  | 3SU1050-1HS20-0AA0 | 1 | UN | 1 | 5 | B | D | N | N | 85389099 | 1 | 4011209946910 | 0.155 | KG | 78.09 | 78.09 | CP20 | CP20 | EMERGENCY STOP mushroom pushbutton, 22 mm, round, metal, shiny, red, 40 mm, with CES lock, lock No. SSP9, positive latching, acc. to EN ISO 13850, key-operated release | - | 0 | 0
3SU1050-1HS20-0AA0-Z | X90 | 3SU1050-1HS20-0AA0-ZX90 | 1 | UN | 1 | 5 | B | D | EAR99 | N | 85389099 | 50 |  | 0.151 | KG | 78.09 | 78.09 | CP20 | CP20 | EMERGENCY STOP mushroom pushbutton, 22 mm, round, metal, shiny, red, 40 mm, with CES lock, lock No. SSP9, positive latching, acc. to EN ISO 13850, key-operated release, Z=50-unit packaging | - | 0 | 0
3SU1050-1HU10-0AA0 |  | 3SU1050-1HU10-0AA0 | 1 | UN | 1 | 5 | B | D | N | N | 85389099 | 1 | 4011209946996 | 0.16 | KG | 148.2 | 148.2 | CP20 | CP20 | Mushroom pushbutton, 22 mm, round, metal, shiny, black, 40 mm, with CES lock, lock no. VL5, positive latching, acc. to EN ISO 13850, key-operated release | - | 0 | 0
3SU1050-1HU10-0AA0-Z | X90 | 3SU1050-1HU10-0AA0-ZX90 | 1 | UN | 1 | 5 | B | D | EAR99 | N | 85389099 | 50 |  | 0.151 | KG | 148.2 | 148.2 | CP20 | CP20 | Mushroom pushbutton, 22 mm, round, metal, shiny, black, 40 mm, with CES lock, lock no. VL5, positive latching, acc. to EN ISO 13850, key-operated release, Z=50-unit packaging | - | 0 | 0
3SU1050-1HU20-0AA0 |  | 3SU1050-1HU20-0AA0 | 1 | UN | 1 | 5 | B | D | N | N | 85389099 | 1 | 4011209946927 | 0.164 | KG | 113.05 | 113.05 | CP20 | CP20 | EMERGENCY STOP mushroom pushbutton, 22 mm, round, metal, shiny, red, 40 mm, with CES lock, lock no. VL5, positive latching, acc. to EN ISO 13850, key-operated release | - | 0 | 0
3SU1050-1HU20-0AA0-Z | X90 | 3SU1050-1HU20-0AA0-ZX90 | 1 | UN | 1 | 5 | B | D | EAR99 | N | 85389099 | 50 |  | 0.151 | KG | 113.05 | 113.05 | CP20 | CP20 | EMERGENCY STOP mushroom pushbutton, 22 mm, round, metal, shiny, red, 40 mm, with CES lock, lock no. VL5, positive latching, acc. to EN ISO 13850, key-operated release, Z=50-unit packaging | - | 0 | 0
3SU1050-1HV20-0AA0 |  | 3SU1050-1HV20-0AA0 | 1 | UN | 1 | 5 | B | D | N | N | 85389099 | 1 | 4011209946934 | 0.16 | KG | 113.05 | 113.05 | CP20 | CP20 | EMERGENCY STOP mushroom pushbutton, 22 mm, round, metal, shiny, red, 40 mm, with CES lock, lock no. VL1, positive latching, acc. to EN ISO 13850, key-operated release | - | 0 | 0
3SU1050-1HV20-0AA0-Z | X90 | 3SU1050-1HV20-0AA0-ZX90 | 1 | UN | 1 | 5 | B | D | EAR99 | N | 85389099 | 50 |  | 0.151 | KG | 113.05 | 113.05 | CP20 | CP20 | EMERGENCY STOP mushroom pushbutton, 22 mm, round, metal, shiny, red, 40 mm, with CES lock, lock no. VL1, positive latching, acc. to EN ISO 13850, key-operated release, Z=50-unit packaging | - | 0 | 0
3SU1050-1HX20-0AA0 |  | 3SU1050-1HX20-0AA0 | 1 | UN | 1 | 5 | B | D | N | N | 85389099 | 1 | 4011209946989 | 0.166 | KG | 76.48 | 74.29 | CP20 | CP20 | EMERGENCY STOP mushroom pushbutton, 22 mm, round, metal, shiny, red, 40 mm, with IKON lock, lock number 360012K1, positive latching, acc. to EN ISO 13850, key-operated release | Lista Papel 2020 SI | 0 | 0
3SU1050-1HX20-0AA0-Z | X90 | 3SU1050-1HX20-0AA0-ZX90 | 1 | UN | 1 | 5 | B | D | EAR99 | N | 85389099 | 50 |  | 0.151 | KG | 76.48 | 76.48 | CP20 | CP20 | EMERGENCY STOP mushroom pushbutton, 22 mm, round, metal, shiny, red, 40 mm, with IKON lock, lock number 360012K1, positive latching, acc. to EN ISO 13850, key-operated release, Z=50-unit packaging | - | 0 | 0
3SU1050-1HX20-0AA0-Z | Y01 | 3SU1050-1HX20-0AA0-ZY01 | 1 | UN | 1 | 25 | D | D | EAR99 | N | 85389099 | 1 |  | 0.151 | KG | 123.5 | 123.5 | CP20 | CP20 | emergency stop mushroom pushbutton, 22 mm, round, metal, shiny, red, 40 mm, with IKON lock, special lock, positive latching, according to EN ISO 13850, key-operated release, Note: BKS locking systems E1 - E25 supplied without key | - | 0 | 0
3SU1050-1HX20-0AA0-Z | Y01Y19 | 3SU1050-1HX20-0AA0-ZY01Y19 | 1 | UN | 1 | 30 | D | D | N | N | 85389099 | 1 |  | 0.151 | KG | 124.45 | 124.45 | CP20 | CP20 | Emergency stop mushroom pushbutton, 22 mm, round, metal, shiny, red, 40 mm, with IKON lock, special lock, positive latching, according to EN ISO 13850, key-operated release, Note: For the BKS locking systems E1 - E25 supplied without key, customer-specific selection with SIRIUS ACT configurator (CIN) |  | 0 | 0
3SU1050-1JB20-0AA0 |  | 3SU1050-1JB20-0AA0 | 1 | UN | 1 | 5 | B | D | N | N | 85389099 | 1 | 4011209946439 | 0.109 | KG | 25.94 | 25.94 | CP20 | CP20 | EMERGENCY STOP mushroom pushbutton, 22 mm, round, metal, shiny, red, 60 mm, positive latching, acc. to EN ISO 13850, rotate-to-unlatch | - | 0 | 0
3SU1050-1JB20-0AA0-Z | X90 | 3SU1050-1JB20-0AA0-ZX90 | 1 | UN | 1 | 5 | B | D | EAR99 | N | 85389099 | 40 |  | 0.091 | KG | 25.94 | 25.94 | CP20 | CP20 | EMERGENCY STOP mushroom pushbutton, 22 mm, round, metal, shiny, red, 60 mm, positive latching, acc. to EN ISO 13850, rotate-to-unlatch, Z=40-unit packaging | - | 0 | 0
3SU1050-1JB20-0AA0-Z | Y10 | 3SU1050-1JB20-0AA0-ZY10 | 1 | UN | 1 | 10 | C | D | EAR99 | N | 85389099 | 1 |  | 0.091 | KG | 30.69 | 30.69 | CP20 | CP20 | EMERGENCY STOP mushroom pushbutton, 22 mm, round, metal, shiny, red, 60 mm, positive latching, acc. to EN ISO 13850, rotate-to-unlatch, with laser labeling, upper case and lower case, always upper case at beginning of line | - | 0 | 0
3SU1050-1JB20-0AA0-Z | Y11 | 3SU1050-1JB20-0AA0-ZY11 | 1 | UN | 1 | 10 | C | D | EAR99 | N | 85389099 | 1 |  | 0.091 | KG | 30.69 | 30.69 | CP20 | CP20 | EMERGENCY STOP mushroom pushbutton, 22 mm, round, metal, shiny, red, 60 mm, positive latching, acc. to EN ISO 13850, rotate-to-unlatch, with laser labeling, upper case | - | 0 | 0
3SU1050-1JB20-0AA0-Z | Y12 | 3SU1050-1JB20-0AA0-ZY12 | 1 | UN | 1 | 10 | C | D | EAR99 | N | 85389099 | 1 |  | 0.091 | KG | 30.69 | 30.69 | CP20 | CP20 | EMERGENCY STOP mushroom pushbutton, 22 mm, round, metal, shiny, red, 60 mm, positive latching, acc. to EN ISO 13850, rotate-to-unlatch, with laser labeling, lower case | - | 0 | 0
3SU1050-1JB20-0AA0-Z | Y13 | 3SU1050-1JB20-0AA0-ZY13 | 1 | UN | 1 | 10 | C | D | EAR99 | N | 85389099 | 1 |  | 0.091 | KG | 30.69 | 30.69 | CP20 | CP20 | EMERGENCY STOP mushroom pushbutton, 22 mm, round, metal, shiny, red, 60 mm, positive latching, acc. to EN ISO 13850, rotate-to-unlatch, with laser labeling, symbol number according to ISO 7000 or IEC 60417 | - | 0 | 0
3SU1050-1JB20-0AA0-Z | Y15 | 3SU1050-1JB20-0AA0-ZY15 | 1 | UN | 1 | 10 | C | D | EAR99 | N | 85389099 | 1 |  | 0.091 | KG | 30.69 | 30.69 | CP20 | CP20 | EMERGENCY STOP mushroom pushbutton, 22 mm, round, metal, shiny, red, 60 mm, positive latching, acc. to EN ISO 13850, rotate-to-unlatch, with laser labeling, upper case and lower case, always upper case at the beginning of the word | - | 0 | 0
3SU1050-1JB20-0AA0-Z | Y19 | 3SU1050-1JB20-0AA0-ZY19 | 1 | UN | 1 | 10 | C | D | EAR99 | N | 85389099 | 1 |  | 0.091 | KG | 26.89 | 26.89 | CP20 | CP20 | EMERGENCY STOP mushroom pushbutton, 22 mm, round, metal, shiny, red, 60 mm, positive latching, acc. to EN ISO 13850, rotate-to-unlatch, with laser labeling, inscription or symbol Customer-specific selection with SIRIUS ACT configurator (CIN) | - | 0 | 0
3SU1050-1LB20-0AA0 |  | 3SU1050-1LB20-0AA0 | 1 | UN | 1 | 3 | B | D | N | N | 85389099 | 1 | 4011209972995 | 0.075 | KG | 20.9 | 20.9 | CP20 | CP20 | Emergency stop mushroom pushbutton, 22 mm, round, shiny metal, red, 40 mm, latching according to EN ISO 13850, rotate-to-unlatch | - | 0 | 0
3SU1050-1LB20-0AA0-Z | X90 | 3SU1050-1LB20-0AA0-ZX90 | 1 | UN | 1 | 5 | B | D | EAR99 | N | 85389099 | 50 |  | 0.071 | KG | 20.9 | 20.9 | CP20 | CP20 | emergency stop mushroom pushbutton, 22 mm, round, metal shiny, red, 40 mm, Latching according to DIN EN ISO 13850, Rotate-to-unlatch, Z=50-unit packaging | - | 0 | 0
3SU1050-1LB20-0AA0-Z | Y19 | 3SU1050-1LB20-0AA0-ZY19 | 1 | UN | 1 | 10 | C | D | EAR99 | N | 85389099 | 1 |  | 0.071 | KG | 21.85 | 21.85 | CP20 | CP20 | Emergency stop mushroom pushbutton, 22 mm, round, shiny metal, red, 40 mm, latching according to EN ISO 13850, rotate-to-unlatch, with laser labeling, inscription or symbol Customer-specific selection with SIRIUS ACT configurator (CIN) | - | 0 | 0
3SU1050-2AS60-0AA0 |  | 3SU1050-2AS60-0AA0 | 1 | UN | 1 | 3 | B | D | N | N | 85389099 | 1 | 4011209954359 | 0.062 | KG | 19.29 | 19.29 | CP20 | CP20 | Selector switch, 22 mm, round, metal, shiny, white, Rotary knob, 4 switch positions I-II-III-IV, latching, Actuating angle 4x90Â°, 3h/6h/9h/12h | - | 0 | 0
3SU1050-2AS60-0AA0-Z | X90 | 3SU1050-2AS60-0AA0-ZX90 | 1 | UN | 1 | 5 | B | D | EAR99 | N | 85389099 | 50 |  | 0.045 | KG | 19.29 | 19.29 | CP20 | CP20 | Selector switch, 22 mm, round, metal, shiny, white, Rotary knob, 4 switch positions I-II-III-IV, latching, Actuating angle 4x90Â°, 3h/6h/9h/12h, Z=50-unit packaging | - | 0 | 0
3SU1050-2AS60-0AA0-Z | Y10 | 3SU1050-2AS60-0AA0-ZY10 | 1 | UN | 1 | 10 | C | D | EAR99 | N | 85389099 | 1 |  | 0.045 | KG | 24.04 | 24.04 | CP20 | CP20 | Selector switch, 22 mm, round, metal, shiny, white, Rotary knob, 4 switch positions I-II-III-IV, latching, Actuating angle 4x90Â°, 3h/6h/9h/12h, with laser labeling, upper case and lower case, always upper case at beginning of line | - | 0 | 7
3SU1050-2AS60-0AA0-Z | Y11 | 3SU1050-2AS60-0AA0-ZY11 | 1 | UN | 1 | 10 | C | D | EAR99 | N | 85389099 | 1 |  | 0.045 | KG | 24.04 | 24.04 | CP20 | CP20 | Selector switch, 22 mm, round, metal, shiny, white, Rotary knob, 4 switch positions I-II-III-IV, latching, Actuating angle 4x90Â°, 3h/6h/9h/12h, with laser labeling, upper case | - | 0 | 7
3SU1050-2AS60-0AA0-Z | Y12 | 3SU1050-2AS60-0AA0-ZY12 | 1 | UN | 1 | 10 | C | D | EAR99 | N | 85389099 | 1 |  | 0.045 | KG | 24.04 | 24.04 | CP20 | CP20 | Selector switch, 22 mm, round, metal, shiny, white, Rotary knob, 4 switch positions I-II-III-IV, latching, Actuating angle 4x90Â°, 3h/6h/9h/12h, with laser labeling, lower case | - | 0 | 7
3SU1050-2AS60-0AA0-Z | Y15 | 3SU1050-2AS60-0AA0-ZY15 | 1 | UN | 1 | 10 | C | D | EAR99 | N | 85389099 | 1 |  | 0.045 | KG | 24.04 | 24.04 | CP20 | CP20 | Selector switch, 22 mm, round, metal, shiny, white, Rotary knob, 4 switch positions I-II-III-IV, latching, Actuating angle 4x90Â°, 3h/6h/9h/12h, with laser labeling, upper case and lower case, always upper case at the beginning of the word | - | 0 | 7
3SU1050-2AS60-0AA0-Z | Y19 | 3SU1050-2AS60-0AA0-ZY19 | 1 | UN | 1 | 10 | C | D | N | N | 85389099 | 1 |  | 0.06 | KG | 20.24 | 20.24 | CP20 | CP20 | Selector switch, 22 mm, round, metal, shiny, white, rotary knob, 4 switch positions I-II-III-IV, latching, actuating angle 4x90Â°, 3h/6h/9h/12h, customer-specific selection with SIRIUS ACT configurator (CIN) | - | 0 | 7
3SU1050-3AB11-0AA0 |  | 3SU1050-3AB11-0AA0 | 1 | UN | 1 | 3 | B | D | N | N | 85389099 | 1 | 4011209962811 | 0.066 | KG | 12.73 | 12.73 | CP20 | CP20 | Twin pushbutton, 22 mm, round, metal, shiny, black, black, pushbuttons, flat | - | 0 | 0
3SU1050-3AB11-0AA0-Z | X90 | 3SU1050-3AB11-0AA0-ZX90 | 1 | UN | 1 | 5 | B | D | EAR99 | N | 85389099 | 50 |  | 0.063 | KG | 12.73 | 12.73 | CP20 | CP20 | Twin pushbutton, 22 mm, round, metal, shiny, black, black, pushbuttons, flat, Z=50-unit packaging | - | 0 | 0
3SU1050-3AB11-0AA0-Z | Y10 | 3SU1050-3AB11-0AA0-ZY10 | 1 | UN | 1 | 10 | C | D | N | N | 85389099 | 1 |  | 0.063 | KG | 17.48 | 17.48 | CP20 | CP20 | Twin pushbutton, 22 mm, round, metal, shiny, black, black, pushbuttons, flat, with laser labeling, upper case and lower case, always upper case at beginning of line | - | 0 | 0
3SU1050-3AB11-0AA0-Z | Y11 | 3SU1050-3AB11-0AA0-ZY11 | 1 | UN | 1 | 10 | C | D | N | N | 85389099 | 1 |  | 0.063 | KG | 17.48 | 17.48 | CP20 | CP20 | Twin pushbutton, 22 mm, round, metal, shiny, black, black, pushbuttons, flat, with laser labeling, upper case | - | 0 | 0
3SU1050-3AB11-0AA0-Z | Y12 | 3SU1050-3AB11-0AA0-ZY12 | 1 | UN | 1 | 10 | C | D | N | N | 85389099 | 1 |  | 0.063 | KG | 17.48 | 17.48 | CP20 | CP20 | Twin pushbutton, 22 mm, round, metal, shiny, black, black, pushbuttons, flat, with laser labeling, lower case | - | 0 | 0
3SU1050-3AB11-0AA0-Z | Y13 | 3SU1050-3AB11-0AA0-ZY13 | 1 | UN | 1 | 10 | C | D | N | N | 85389099 | 1 |  | 0.069 | KG | 17.48 | 17.48 | CP20 | CP20 | Twin pushbutton, 22 mm, round, metal, shiny, black, black, pushbuttons, flat, with laser labeling, symbol number according to, ISO 7000 or IEC 60417 | - | 0 | 0
3SU1050-3AB11-0AA0-Z | Y15 | 3SU1050-3AB11-0AA0-ZY15 | 1 | UN | 1 | 10 | C | D | N | N | 85389099 | 1 |  | 0.063 | KG | 17.48 | 17.48 | CP20 | CP20 | Twin pushbutton, 22 mm, round, metal, shiny, black, black, pushbuttons, flat, with laser labeling, upper case and lower case, always upper case at the beginning of the word | - | 0 | 0
3SU1050-3AB11-0AA0-Z | Y19 | 3SU1050-3AB11-0AA0-ZY19 | 1 | UN | 1 | 10 | C | D | N | N | 85389099 | 1 |  | 0.073 | KG | 13.68 | 13.68 | CP20 | CP20 | Twin pushbutton, 22 mm, round, metal, shiny, black, black, pushbuttons, flat, with laser labeling, inscription or symbol Customer-specific selection with SIRIUS ACT configurator (CIN) | - | 0 | 0
3SU1050-3AB11-0AQ0 |  | 3SU1050-3AB11-0AQ0 | 1 | UN | 1 | 5 | B | D | N | N | 85389099 | 1 | 4011209972919 | 0.07 | KG | 13.87 | 13.87 | CP20 | CP20 | Twin pushbutton, 22 mm, round, metal, shiny, Black: Symbol 5264 IEC 60417, Black: Symbol 5265 IEC 60417, pushbuttons, flat horizontal installation | - | 0 | 0
3SU1050-3AB11-0AQ0-Z | X90 | 3SU1050-3AB11-0AQ0-ZX90 | 1 | UN | 1 | 10 | C | D | EAR99 | N | 85389099 | 50 |  | 0.063 | KG | 13.87 | 13.87 | CP20 | CP20 | Twin pushbutton, 22 mm, round, metal, shiny, Black: Symbol 5264 IEC 60417, Black: Symbol 5265 IEC 60417, pushbuttons, flat horizontal installation, Z=50-unit packaging | - | 0 | 0
3SU1050-3AB11-0AQ0-Z | Y19 | 3SU1050-3AB11-0AQ0-ZY19 | 1 | UN | 1 | 10 | C | D | N | N | 85389099 | 1 |  | 0.07 | KG | 14.82 | 14.82 | CP20 | CP20 | Twin pushbutton, 22 mm, round, metal, shiny, black: Symbol 5264 IEC 60417, black: Symbol 5265 IEC 60417, buttons, flat horizontal installation, customer-specific selection with SIRIUS ACT configurator (CIN) | - | 0 | 0
3SU1050-3AB42-0AA0 |  | 3SU1050-3AB42-0AA0 | 1 | UN | 1 | 3 | B | D | N | N | 85389099 | 1 | 4011209962828 | 0.068 | KG | 12.73 | 12.73 | CP20 | CP20 | Twin pushbutton, 22 mm, round, metal, shiny, green, red, pushbuttons, flat | - | 0 | 0
3SU1050-3AB42-0AA0-Z | X90 | 3SU1050-3AB42-0AA0-ZX90 | 1 | UN | 1 | 5 | B | D | EAR99 | N | 85389099 | 50 |  | 0.063 | KG | 12.73 | 12.73 | CP20 | CP20 | Twin pushbutton, 22 mm, round, metal, shiny, green, red, pushbuttons, flat, Z=50-unit packaging | - | 0 | 0
3SU1050-3AB42-0AA0-Z | Y10 | 3SU1050-3AB42-0AA0-ZY10 | 1 | UN | 1 | 10 | C | D | N | N | 85389099 | 1 |  | 0.063 | KG | 17.48 | 17.48 | CP20 | CP20 | Twin pushbutton, 22 mm, round, metal, shiny, green, red, pushbuttons, flat, with laser labeling, upper case and lower case, always upper case at beginning of line | - | 0 | 0
3SU1050-3AB42-0AA0-Z | Y11 | 3SU1050-3AB42-0AA0-ZY11 | 1 | UN | 1 | 10 | C | D | N | N | 85389099 | 1 |  | 0.063 | KG | 17.48 | 17.48 | CP20 | CP20 | Twin pushbutton, 22 mm, round, metal, shiny, green, red, pushbuttons, flat, with laser labeling, upper case | - | 0 | 0
3SU1050-3AB42-0AA0-Z | Y12 | 3SU1050-3AB42-0AA0-ZY12 | 1 | UN | 1 | 10 | C | D | N | N | 85389099 | 1 |  | 0.063 | KG | 17.48 | 17.48 | CP20 | CP20 | Twin pushbutton, 22 mm, round, metal, shiny, green, red, pushbuttons, flat, with laser labeling, lower case | - | 0 | 0
3SU1050-3AB42-0AA0-Z | Y13 | 3SU1050-3AB42-0AA0-ZY13 | 1 | UN | 1 | 10 | C | D | N | N | 85389099 | 1 |  | 0.063 | KG | 17.48 | 17.48 | CP20 | CP20 | Twin pushbutton, 22 mm, round, metal, shiny, green, red, pushbuttons, flat, with laser labeling, symbol number according to, ISO 7000 or IEC 60417 | - | 0 | 0
3SU1050-3AB42-0AA0-Z | Y15 | 3SU1050-3AB42-0AA0-ZY15 | 1 | UN | 1 | 10 | C | D | N | N | 85389099 | 1 |  | 0.063 | KG | 17.48 | 17.48 | CP20 | CP20 | Twin pushbutton, 22 mm, round, metal, shiny, green, red, pushbuttons, flat, with laser labeling, upper case and lower case, always upper case at the beginning of the word | - | 0 | 0
3SU1050-3AB42-0AA0-Z | Y19 | 3SU1050-3AB42-0AA0-ZY19 | 1 | UN | 1 | 10 | C | D | N | N | 85389099 | 1 |  | 0.068 | KG | 13.68 | 13.68 | CP20 | CP20 | Twin pushbutton, 22 mm, round, metal, shiny, green, red, pushbuttons, flat, with laser labeling, inscription or symbol Customer-specific selection with SIRIUS ACT configurator (CIN) | - | 0 | 0
3SU1050-3AB42-0AK0 |  | 3SU1050-3AB42-0AK0 | 1 | UN | 1 | 3 | B | D | N | N | 85389099 | 1 | 4011209972872 | 0.07 | KG | 13.87 | 13.87 | CP20 | CP20 | Twin pushbutton, 22 mm, round, metal, shiny, green: I, red: O, pushbuttons, flat | - | 0 | 0
3SU1050-3AB42-0AK0-Z | X90 | 3SU1050-3AB42-0AK0-ZX90 | 1 | UN | 1 | 5 | B | D | EAR99 | N | 85389099 | 50 |  | 0.063 | KG | 13.87 | 13.87 | CP20 | CP20 | Twin pushbutton, 22 mm, round, metal, shiny, green: I, red: O, pushbuttons, flat, Z=50-unit packaging | - | 0 | 0
3SU1050-3AB42-0AK0-Z | Y19 | 3SU1050-3AB42-0AK0-ZY19 | 1 | UN | 1 | 10 | C | D | N | N | 85389099 | 1 |  | 0.072 | KG | 14.82 | 14.82 | CP20 | CP20 | Twin pushbutton, 22 mm, round, metal, shiny, green: I, red: O, buttons, flat, customer-specific selection with SIRIUS ACT configurator (CIN) | - | 0 | 0
3SU1050-3AB61-0AA0 |  | 3SU1050-3AB61-0AA0 | 1 | UN | 1 | 3 | B | D | N | N | 85389099 | 1 | 4011209962835 | 0.069 | KG | 12.73 | 12.73 | CP20 | CP20 | Twin pushbutton, 22 mm, round, metal, shiny, white, black, pushbuttons, flat | - | 0 | 0
3SU1050-3AB61-0AA0-Z | X90 | 3SU1050-3AB61-0AA0-ZX90 | 1 | UN | 1 | 5 | B | D | EAR99 | N | 85389099 | 50 |  | 0.063 | KG | 12.73 | 12.73 | CP20 | CP20 | Twin pushbutton, 22 mm, round, metal, shiny, white, black, pushbuttons, flat, Z=50-unit packaging | - | 0 | 0
3SU1050-3AB61-0AA0-Z | Y10 | 3SU1050-3AB61-0AA0-ZY10 | 1 | UN | 1 | 10 | C | D | N | N | 85389099 | 1 |  | 0.063 | KG | 17.48 | 17.48 | CP20 | CP20 | Twin pushbutton, 22 mm, round, metal, shiny, white, black, pushbuttons, flat, with laser labeling, upper case and lower case, always upper case at beginning of line | - | 0 | 0
3SU1050-3AB61-0AA0-Z | Y11 | 3SU1050-3AB61-0AA0-ZY11 | 1 | UN | 1 | 10 | C | D | N | N | 85389099 | 1 |  | 0.066 | KG | 17.48 | 17.48 | CP20 | CP20 | Twin pushbutton, 22 mm, round, metal, shiny, white, black, pushbuttons, flat, with laser labeling, upper case | - | 0 | 0
3SU1050-3AB61-0AA0-Z | Y12 | 3SU1050-3AB61-0AA0-ZY12 | 1 | UN | 1 | 10 | C | D | N | N | 85389099 | 1 |  | 0.063 | KG | 17.48 | 17.48 | CP20 | CP20 | Twin pushbutton, 22 mm, round, metal, shiny, white, black, pushbuttons, flat, with laser labeling, lower case | - | 0 | 0
3SU1050-3AB61-0AA0-Z | Y13 | 3SU1050-3AB61-0AA0-ZY13 | 1 | UN | 1 | 10 | C | D | N | N | 85389099 | 1 |  | 0.063 | KG | 17.48 | 17.48 | CP20 | CP20 | Twin pushbutton, 22 mm, round, metal, shiny, white, black, pushbuttons, flat, with laser labeling, symbol number according to, ISO 7000 or IEC 60417 | - | 0 | 0
3SU1050-3AB61-0AA0-Z | Y15 | 3SU1050-3AB61-0AA0-ZY15 | 1 | UN | 1 | 10 | C | D | N | N | 85389099 | 1 |  | 0.063 | KG | 17.48 | 17.48 | CP20 | CP20 | Twin pushbutton, 22 mm, round, metal, shiny, white, black, pushbuttons, flat, with laser labeling, upper case and lower case, always upper case at the beginning of the word | - | 0 | 0
3SU1050-3AB61-0AA0-Z | Y19 | 3SU1050-3AB61-0AA0-ZY19 | 1 | UN | 1 | 10 | C | D | N | N | 85389099 | 1 |  | 0.073 | KG | 13.68 | 13.68 | CP20 | CP20 | Twin pushbutton, 22 mm, round, metal, shiny, white, black, pushbuttons, flat, with laser labeling, inscription or symbol Customer-specific selection with SIRIUS ACT configurator (CIN) | - | 0 | 0
3SU1050-3AB61-0AK0 |  | 3SU1050-3AB61-0AK0 | 1 | UN | 1 | 3 | B | D | N | N | 85389099 | 1 | 4011209972889 | 0.072 | KG | 13.87 | 13.87 | CP20 | CP20 | Twin pushbutton, 22 mm, round, metal, shiny, white: I, Black: O, pushbuttons, flat | - | 0 | 0
3SU1050-3AB61-0AK0-Z | X90 | 3SU1050-3AB61-0AK0-ZX90 | 1 | UN | 1 | 5 | B | D | EAR99 | N | 85389099 | 50 |  | 0.063 | KG | 13.87 | 13.87 | CP20 | CP20 | Twin pushbutton, 22 mm, round, metal, shiny, white: I, Black: O, pushbuttons, flat, Z=50-unit packaging | - | 0 | 0
3SU1050-3AB61-0AK0-Z | Y19 | 3SU1050-3AB61-0AK0-ZY19 | 1 | UN | 1 | 10 | C | D | N | N | 85389099 | 1 |  | 0.072 | KG | 14.82 | 14.82 | CP20 | CP20 | Twin pushbutton, 22 mm, round, metal, shiny, white: I, black: O, buttons, flat, customer-specific selection with SIRIUS ACT configurator (CIN) | - | 0 | 0
3SU1050-3AB66-0AA0 |  | 3SU1050-3AB66-0AA0 | 1 | UN | 1 | 3 | B | D | N | N | 85389099 | 1 | 4011209962842 | 0.068 | KG | 12.73 | 12.73 | CP20 | CP20 | Twin pushbutton, 22 mm, round, metal, shiny, white, white, pushbuttons, flat | - | 0 | 0
3SU1050-3AB66-0AA0-Z | X90 | 3SU1050-3AB66-0AA0-ZX90 | 1 | UN | 1 | 5 | B | D | EAR99 | N | 85389099 | 50 |  | 0.063 | KG | 12.73 | 12.73 | CP20 | CP20 | Twin pushbutton, 22 mm, round, metal, shiny, white, white, Pushbuttons, flat, Z=50-unit packaging | - | 0 | 0
3SU1050-3AB66-0AA0-Z | Y10 | 3SU1050-3AB66-0AA0-ZY10 | 1 | UN | 1 | 10 | C | D | N | N | 85389099 | 1 |  | 0.063 | KG | 17.48 | 17.48 | CP20 | CP20 | Twin pushbutton, 22 mm, round, metal, shiny, white, white, Pushbuttons, flat, with laser labeling, upper case and lower case, always upper case at beginning of line | - | 0 | 0
3SU1050-3AB66-0AA0-Z | Y11 | 3SU1050-3AB66-0AA0-ZY11 | 1 | UN | 1 | 10 | C | D | N | N | 85389099 | 1 |  | 0.063 | KG | 17.48 | 17.48 | CP20 | CP20 | Twin pushbutton, 22 mm, round, metal, shiny, white, white, Pushbuttons, flat, with laser labeling, upper case | - | 0 | 0
3SU1050-3AB66-0AA0-Z | Y12 | 3SU1050-3AB66-0AA0-ZY12 | 1 | UN | 1 | 10 | C | D | N | N | 85389099 | 1 |  | 0.063 | KG | 17.48 | 17.48 | CP20 | CP20 | Twin pushbutton, 22 mm, round, metal, shiny, white, white, Pushbuttons, flat, with laser labeling, lower case | - | 0 | 0
3SU1050-3AB66-0AA0-Z | Y13 | 3SU1050-3AB66-0AA0-ZY13 | 1 | UN | 1 | 10 | C | D | N | N | 85389099 | 1 |  | 0.07 | KG | 17.48 | 17.48 | CP20 | CP20 | Twin pushbutton, 22 mm, round, metal, shiny, white, white, Pushbuttons, flat, with laser labeling, symbol number according to, ISO 7000 or IEC 60417 | - | 0 | 0
3SU1050-3AB66-0AA0-Z | Y15 | 3SU1050-3AB66-0AA0-ZY15 | 1 | UN | 1 | 10 | C | D | N | N | 85389099 | 1 |  | 0.063 | KG | 17.48 | 17.48 | CP20 | CP20 | Twin pushbutton, 22 mm, round, metal, shiny, white, white, Pushbuttons, flat, with laser labeling, upper case and lower case, always upper case at the beginning of the word | - | 0 | 0
3SU1050-3AB66-0AA0-Z | Y19 | 3SU1050-3AB66-0AA0-ZY19 | 1 | UN | 1 | 10 | C | D | N | N | 85389099 | 1 |  | 0.07 | KG | 13.68 | 13.68 | CP20 | CP20 | Twin pushbutton, 22 mm, round, metal, shiny, white, white, Pushbuttons, flat, with laser labeling, inscription or symbol Customer-specific selection with SIRIUS ACT configurator (CIN) | - | 0 | 0
3SU1050-3AB66-0AL0 |  | 3SU1050-3AB66-0AL0 | 1 | UN | 1 | 5 | B | D | N | N | 85389099 | 1 | 4011209972896 | 0.067 | KG | 13.87 | 13.87 | CP20 | CP20 | Twin pushbutton, 22 mm, round, metal, shiny, white: -, white: +, pushbuttons, flat | - | 0 | 0
3SU1050-3AB66-0AL0-Z | X90 | 3SU1050-3AB66-0AL0-ZX90 | 1 | UN | 1 | 5 | B | D | EAR99 | N | 85389099 | 50 |  | 0.063 | KG | 13.87 | 13.87 | CP20 | CP20 | Twin pushbutton, 22 mm, round, metal, shiny, white: -, white: +, pushbuttons, flat, Z=50-unit packaging | - | 0 | 0
3SU1050-3AB66-0AL0-Z | Y19 | 3SU1050-3AB66-0AL0-ZY19 | 1 | UN | 1 | 10 | C | D | N | N | 85389099 | 1 |  | 0.067 | KG | 14.82 | 14.82 | CP20 | CP20 | Twin pushbutton, 22 mm, round, metal, shiny, white: -, white: +, buttons, flat, customer-specific selection with SIRIUS ACT configurator (CIN) | - | 0 | 0
3SU1050-3AB66-0AM0 |  | 3SU1050-3AB66-0AM0 | 1 | UN | 1 | 5 | B | D | N | N | 85389099 | 1 | 4011209972902 | 0.07 | KG | 13.87 | 13.87 | CP20 | CP20 | Twin pushbutton, 22 mm, round, metal, shiny, white: arrow pointing left, white: Arrow pointing right, pushbuttons, flat | - | 0 | 0
3SU1050-3AB66-0AM0-Z | X90 | 3SU1050-3AB66-0AM0-ZX90 | 1 | UN | 1 | 5 | B | D | EAR99 | N | 85389099 | 50 |  | 0.063 | KG | 13.87 | 13.87 | CP20 | CP20 | Twin pushbutton, 22 mm, round, metal, shiny, white: arrow pointing left, white: Arrow pointing right, pushbuttons, flat, Z=50-unit packaging | - | 0 | 0
3SU1050-3AB66-0AM0-Z | Y19 | 3SU1050-3AB66-0AM0-ZY19 | 1 | UN | 1 | 10 | C | D | N | N | 85389099 | 1 |  | 0.07 | KG | 14.82 | 14.82 | CP20 | CP20 | Twin pushbutton, 22 mm, round, metal, shiny, white: arrow to the left, white: arrow to the right, buttons, flat, customer-specific selection with SIRIUS ACT configurator (CIN) | - | 0 | 0
3SU1050-3BB42-0AA0 |  | 3SU1050-3BB42-0AA0 | 1 | UN | 1 | 3 | B | D | N | N | 85389099 | 1 | 4011209962859 | 0.07 | KG | 12.73 | 12.73 | CP20 | CP20 | Twin pushbutton, 22 mm, round, metal, shiny, green, red, pushbuttons, flat and raised | - | 0 | 0
3SU1050-3BB42-0AA0-Z | X90 | 3SU1050-3BB42-0AA0-ZX90 | 1 | UN | 1 | 5 | B | D | EAR99 | N | 85389099 | 50 |  | 0.063 | KG | 12.73 | 12.73 | CP20 | CP20 | Twin pushbutton, 22 mm, round, metal, shiny, green, red, pushbuttons, flat and raised, Z=50-unit packaging | - | 0 | 0
3SU1050-3BB42-0AA0-Z | Y10 | 3SU1050-3BB42-0AA0-ZY10 | 1 | UN | 1 | 10 | C | D | EAR99 | N | 85389099 | 1 |  | 0.063 | KG | 17.48 | 17.48 | CP20 | CP20 | Twin pushbutton, 22 mm, round, metal, shiny, green, red, pushbuttons, flat and raised, with laser labeling, upper case and lower case, always upper case at beginning of line | - | 0 | 0
3SU1050-3BB42-0AA0-Z | Y11 | 3SU1050-3BB42-0AA0-ZY11 | 1 | UN | 1 | 10 | C | D | EAR99 | N | 85389099 | 1 |  | 0.063 | KG | 17.48 | 17.48 | CP20 | CP20 | Twin pushbutton, 22 mm, round, metal, shiny, green, red, pushbuttons, flat and raised, with laser labeling, upper case | - | 0 | 0
3SU1050-3BB42-0AA0-Z | Y12 | 3SU1050-3BB42-0AA0-ZY12 | 1 | UN | 1 | 10 | C | D | EAR99 | N | 85389099 | 1 |  | 0.063 | KG | 17.48 | 17.48 | CP20 | CP20 | Twin pushbutton, 22 mm, round, metal, shiny, green, red, pushbuttons, flat and raised, with laser labeling, lower case | - | 0 | 0
3SU1050-3BB42-0AA0-Z | Y13 | 3SU1050-3BB42-0AA0-ZY13 | 1 | UN | 1 | 10 | C | D | EAR99 | N | 85389099 | 1 |  | 0.063 | KG | 17.48 | 17.48 | CP20 | CP20 | Twin pushbutton, 22 mm, round, metal, shiny, green, red, pushbuttons, flat and raised, with laser labeling, symbol number according to, ISO 7000 or IEC 60417 | - | 0 | 0
3SU1050-3BB42-0AA0-Z | Y15 | 3SU1050-3BB42-0AA0-ZY15 | 1 | UN | 1 | 10 | C | D | EAR99 | N | 85389099 | 1 |  | 0.063 | KG | 17.48 | 17.48 | CP20 | CP20 | Twin pushbutton, 22 mm, round, metal, shiny, green, red, pushbuttons, flat and raised, with laser labeling, upper case and lower case, always upper case at the beginning of the word | - | 0 | 0
3SU1050-3BB42-0AA0-Z | Y19 | 3SU1050-3BB42-0AA0-ZY19 | 1 | UN | 1 | 10 | C | D | EAR99 | N | 85389099 | 1 |  | 0.063 | KG | 13.68 | 13.68 | CP20 | CP20 | Twin pushbutton, 22 mm, round, metal, shiny, green, red, pushbuttons, flat and raised, with laser labeling, inscription or symbol Customer-specific selection with SIRIUS ACT configurator (CIN) | - | 0 | 0
3SU1050-3BB42-0AK0 |  | 3SU1050-3BB42-0AK0 | 1 | UN | 1 | 3 | B | D | N | N | 85389099 | 1 | 4011209972926 | 0.071 | KG | 13.87 | 13.87 | CP20 | CP20 | Twin pushbutton, 22 mm, round, metal, shiny, green: I, red: O, pushbuttons, flat and raised | - | 0 | 0
3SU1050-3BB42-0AK0-Z | X90 | 3SU1050-3BB42-0AK0-ZX90 | 1 | UN | 1 | 5 | B | D | EAR99 | N | 85389099 | 50 |  | 0.063 | KG | 13.87 | 13.87 | CP20 | CP20 | Twin pushbutton, 22 mm, round, metal, shiny, green: I, red: O, pushbuttons, flat and raised, Z=50-unit packaging | - | 0 | 0
3SU1050-3BB42-0AK0-Z | Y19 | 3SU1050-3BB42-0AK0-ZY19 | 1 | UN | 1 | 10 | C | D | N | N | 85389099 | 1 |  | 0.07 | KG | 14.82 | 14.82 | CP20 | CP20 | Twin pushbutton, 22 mm, round, metal, shiny, green: I, red: O, buttons, flat and raised, customer-specific selection with SIRIUS ACT configurator (CIN) | - | 0 | 0
3SU1050-3BB61-0AA0 |  | 3SU1050-3BB61-0AA0 | 1 | UN | 1 | 3 | B | D | N | N | 85389099 | 1 | 4011209962866 | 0.07 | KG | 12.73 | 12.73 | CP20 | CP20 | Twin pushbutton, 22 mm, round, metal, shiny, white, black, pushbuttons, flat and raised | - | 0 | 0
3SU1050-3BB61-0AA0-Z | X90 | 3SU1050-3BB61-0AA0-ZX90 | 1 | UN | 1 | 5 | B | D | EAR99 | N | 85389099 | 50 |  | 0.063 | KG | 12.73 | 12.73 | CP20 | CP20 | Twin pushbutton, 22 mm, round, metal, shiny, white, black, pushbuttons, flat and raised, Z=50-unit packaging | - | 0 | 0
3SU1050-3BB61-0AA0-Z | Y10 | 3SU1050-3BB61-0AA0-ZY10 | 1 | UN | 1 | 10 | C | D | N | N | 85389099 | 1 | 4047621033761 | 0.063 | KG | 17.48 | 17.48 | CP20 | CP20 | Twin pushbutton, 22 mm, round, metal, shiny, white, black, pushbuttons, flat and raised, with laser labeling, upper case and lower case, always upper case at beginning of line | - | 0 | 0
3SU1050-3BB61-0AA0-Z | Y11 | 3SU1050-3BB61-0AA0-ZY11 | 1 | UN | 1 | 10 | C | D | N | N | 85389099 | 1 | 4047621033778 | 0.063 | KG | 17.48 | 17.48 | CP20 | CP20 | Twin pushbutton, 22 mm, round, metal, shiny, white, black, pushbuttons, flat and raised, with laser labeling, upper case | - | 0 | 0
3SU1050-3BB61-0AA0-Z | Y12 | 3SU1050-3BB61-0AA0-ZY12 | 1 | UN | 1 | 10 | C | D | N | N | 85389099 | 1 | 4047621033785 | 0.063 | KG | 17.48 | 17.48 | CP20 | CP20 | Twin pushbutton, 22 mm, round, metal, shiny, white, black, pushbuttons, flat and raised, with laser labeling, lower case | - | 0 | 0
3SU1050-3BB61-0AA0-Z | Y13 | 3SU1050-3BB61-0AA0-ZY13 | 1 | UN | 1 | 10 | C | D | EAR99 | N | 85389099 | 1 |  | 0.063 | KG | 17.48 | 17.48 | CP20 | CP20 | Twin pushbutton, 22 mm, round, metal, shiny, white, black, pushbuttons, flat and raised, with laser labeling, symbol number according to, ISO 7000 or IEC 60417 | - | 0 | 0
3SU1050-3BB61-0AA0-Z | Y15 | 3SU1050-3BB61-0AA0-ZY15 | 1 | UN | 1 | 10 | C | D | N | N | 85389099 | 1 | 4047621033808 | 0.063 | KG | 17.48 | 17.48 | CP20 | CP20 | Twin pushbutton, 22 mm, round, metal, shiny, white, black, pushbuttons, flat and raised, with laser labeling, upper case and lower case, always upper case at the beginning of the word | - | 0 | 0
3SU1050-3BB61-0AA0-Z | Y19 | 3SU1050-3BB61-0AA0-ZY19 | 1 | UN | 1 | 10 | C | D | N | N | 85389099 | 1 | 4047621033815 | 0.085 | KG | 13.68 | 13.68 | CP20 | CP20 | Twin pushbutton, 22 mm, round, metal, shiny, white, black, pushbuttons, flat and raised, with laser labeling, inscription or symbol Customer-specific selection with SIRIUS ACT configurator (CIN) | - | 0 | 0
3SU1050-3BB61-0AK0 |  | 3SU1050-3BB61-0AK0 | 1 | UN | 1 | 5 | B | D | N | N | 85389099 | 1 | 4011209972933 | 0.072 | KG | 13.87 | 13.87 | CP20 | CP20 | Twin pushbutton, 22 mm, round, metal, shiny, white: I, Black: O, pushbuttons, flat and raised | - | 0 | 0
3SU1050-3BB61-0AK0-Z | X90 | 3SU1050-3BB61-0AK0-ZX90 | 1 | UN | 1 | 5 | B | D | EAR99 | N | 85389099 | 50 |  | 0.063 | KG | 13.87 | 13.87 | CP20 | CP20 | Twin pushbutton, 22 mm, round, metal, shiny, white: I, Black: O, pushbuttons, flat and raised, Z=50-unit packaging | - | 0 | 0
3SU1050-3BB61-0AK0-Z | Y19 | 3SU1050-3BB61-0AK0-ZY19 | 1 | UN | 1 | 10 | C | D | N | N | 85389099 | 1 |  | 0.072 | KG | 14.82 | 14.82 | CP20 | CP20 | Twin pushbutton, 22 mm, round, metal, shiny, white: I, black: O, buttons, flat and raised, customer-specific selection with SIRIUS ACT configurator (CIN) | - | 0 | 0
3SU1050-3EA10-0AA0 |  | 3SU1050-3EA10-0AA0 | 1 | UN | 1 | 5 | B | D | N | N | 85389099 | 1 | 4011209973824 | 0.044 | KG | 15.77 | 15.77 | CP20 | CP20 | Toggle switch, 22 mm, round, metal shiny, black, 2 switch positions O-I, latching | - | 0 | 0
3SU1050-3EA10-0AA0-Z | X90 | 3SU1050-3EA10-0AA0-ZX90 | 1 | UN | 1 | 5 | B | D | N | N | 85389099 | 50 | 4047621061962 | 0.046 | KG | 15.77 | 15.77 | CP20 | CP20 | Toggle switch, 22 mm, round, metal shiny, black, 2 switch positions O-I, latching, Z=50-unit packaging | - | 0 | 0
3SU1050-3EA10-0AA0-Z | Y10 | 3SU1050-3EA10-0AA0-ZY10 | 1 | UN | 1 | 10 | C | D | EAR99 | N | 85389099 | 1 |  | 0.039 | KG | 20.52 | 20.52 | CP20 | CP20 | Toggle switch, 22 mm, round, metal shiny, black, 2 switch positions O-I, latching, with laser labeling, upper case and lower case, always upper case at beginning of line | - | 0 | 7
3SU1050-3EA10-0AA0-Z | Y11 | 3SU1050-3EA10-0AA0-ZY11 | 1 | UN | 1 | 10 | C | D | EAR99 | N | 85389099 | 1 |  | 0.039 | KG | 20.52 | 20.52 | CP20 | CP20 | Toggle switch, 22 mm, round, metal shiny, black, 2 switch positions O-I, latching, with laser labeling, upper case | - | 0 | 7
3SU1050-3EA10-0AA0-Z | Y12 | 3SU1050-3EA10-0AA0-ZY12 | 1 | UN | 1 | 10 | C | D | EAR99 | N | 85389099 | 1 |  | 0.039 | KG | 20.52 | 20.52 | CP20 | CP20 | Toggle switch, 22 mm, round, metal shiny, black, 2 switch positions O-I, latching, with laser labeling, lower case | - | 0 | 7
3SU1050-3EA10-0AA0-Z | Y15 | 3SU1050-3EA10-0AA0-ZY15 | 1 | UN | 1 | 10 | C | D | EAR99 | N | 85389099 | 1 |  | 0.039 | KG | 20.52 | 20.52 | CP20 | CP20 | Toggle switch, 22 mm, round, metal shiny, black, 2 switch positions O-I, latching, with laser labeling, upper case and lower case, always upper case at the beginning of the word | - | 0 | 7
3SU1050-3EA10-0AA0-Z | Y19 | 3SU1050-3EA10-0AA0-ZY19 | 1 | UN | 1 | 10 | C | D | N | N | 85389099 | 1 |  | 0.043 | KG | 16.72 | 16.72 | CP20 | CP20 | Toggle switch, 22 mm, round, metal shiny, black, 2 switch positions O-I, latching, customer-specific selection with SIRIUS ACT configurator (CIN) | - | 0 | 7
3SU1050-3EC10-0AA0 |  | 3SU1050-3EC10-0AA0 | 1 | UN | 1 | 5 | B | D | N | N | 85389099 | 1 | 4011209973831 | 0.045 | KG | 15.77 | 15.77 | CP20 | CP20 | Toggle switch, 22 mm, round, metal shiny, black, 2 switch positions O<I, momentary contact type, connection from top | - | 0 | 0
3SU1050-3EC10-0AA0-Z | X90 | 3SU1050-3EC10-0AA0-ZX90 | 1 | UN | 1 | 5 | B | D | EAR99 | N | 85389099 | 50 |  | 0.039 | KG | 15.77 | 15.77 | CP20 | CP20 | Toggle switch, 22 mm, round, metal shiny, black, 2 switch positions O<I, momentary contact type, Reset from top, Z=50-unit packaging | - | 0 | 0
3SU1050-3EC10-0AA0-Z | Y10 | 3SU1050-3EC10-0AA0-ZY10 | 1 | UN | 1 | 10 | C | D | EAR99 | N | 85389099 | 1 |  | 0.039 | KG | 20.52 | 20.52 | CP20 | CP20 | Toggle switch, 22 mm, round, metal shiny, black, 2 switch positions O<I, momentary contact type, connection from top with laser labeling, upper case and lower case, always upper case at beginning of line | - | 0 | 7
3SU1050-3EC10-0AA0-Z | Y11 | 3SU1050-3EC10-0AA0-ZY11 | 1 | UN | 1 | 10 | C | D | EAR99 | N | 85389099 | 1 |  | 0.039 | KG | 20.52 | 20.52 | CP20 | CP20 | Toggle switch, 22 mm, round, metal shiny, black, 2 switch positions O<I, momentary contact type, connection from top with laser labeling, upper case | - | 0 | 7
3SU1050-3EC10-0AA0-Z | Y12 | 3SU1050-3EC10-0AA0-ZY12 | 1 | UN | 1 | 10 | C | D | EAR99 | N | 85389099 | 1 |  | 0.039 | KG | 20.52 | 20.52 | CP20 | CP20 | Toggle switch, 22 mm, round, metal shiny, black, 2 switch positions O<I, momentary contact type, connection from top with laser labeling, lower case | - | 0 | 7
3SU1050-3EC10-0AA0-Z | Y15 | 3SU1050-3EC10-0AA0-ZY15 | 1 | UN | 1 | 10 | C | D | EAR99 | N | 85389099 | 1 |  | 0.039 | KG | 20.52 | 20.52 | CP20 | CP20 | Toggle switch, 22 mm, round, metal shiny, black, 2 switch positions O<I, momentary contact type, connection from top with laser labeling, upper case and lower case, always upper case at the beginning of the word | - | 0 | 7
3SU1050-3EC10-0AA0-Z | Y19 | 3SU1050-3EC10-0AA0-ZY19 | 1 | UN | 1 | 10 | C | D | N | N | 85389099 | 1 |  | 0.045 | KG | 16.72 | 16.72 | CP20 | CP20 | Toggle switch, 22 mm, round, shiny metal, black, 2 switch positions O<I, momentary contact type, resetting from top, customer-specific selection with SIRIUS ACT configurator (CIN) | - | 0 | 7
3SU1050-3EC10-0AA1-Z | X90 | 3SU1050-3EC10-0AA1-ZX90 | 1 | UN | 1 | 10 | C | D | EAR99 | N | 85389099 | 50 |  | 0.039 | KG | 20.9 | 20.9 | CP20 | CP20 | Toggle switch, 22 mm, round, metal, shiny, black, 2 switch positions O<I, momentary contact type, connection from top ATEX Z=50-unit packaging | - | 0 | 9
3SU1050-3EC10-0AA1-Z | Y10 | 3SU1050-3EC10-0AA1-ZY10 | 1 | UN | 1 | 15 | C | D | EAR99 | N | 85389099 | 1 |  | 0.039 | KG | 25.65 | 25.65 | CP20 | CP20 | Toggle switch, 22 mm, round, metal, shiny, black, 2 switch positions O<I, momentary contact type, connection from top ATEX with laser labeling, upper case and lower case, always upper case at beginning of line | - | 0 | 9
3SU1050-3EC10-0AA1-Z | Y11 | 3SU1050-3EC10-0AA1-ZY11 | 1 | UN | 1 | 15 | C | D | EAR99 | N | 85389099 | 1 |  | 0.039 | KG | 25.65 | 25.65 | CP20 | CP20 | Toggle switch, 22 mm, round, metal, shiny, black, 2 switch positions O<I, momentary contact type, connection from top ATEX with laser labeling, upper case | - | 0 | 9
3SU1050-3EC10-0AA1-Z | Y12 | 3SU1050-3EC10-0AA1-ZY12 | 1 | UN | 1 | 15 | C | D | EAR99 | N | 85389099 | 1 |  | 0.039 | KG | 25.65 | 25.65 | CP20 | CP20 | Toggle switch, 22 mm, round, metal, shiny, black, 2 switch positions O<I, momentary contact type, connection from top ATEX with laser labeling, lower case | - | 0 | 9
3SU1050-3EC10-0AA1-Z | Y15 | 3SU1050-3EC10-0AA1-ZY15 | 1 | UN | 1 | 15 | C | D | EAR99 | N | 85389099 | 1 |  | 0.039 | KG | 25.65 | 25.65 | CP20 | CP20 | Toggle switch, 22 mm, round, metal, shiny, black, 2 switch positions O<I, momentary contact type, connection from top ATEX with laser labeling, upper case and lower case, always upper case at the beginning of the word | - | 0 | 9
3SU1050-3EC10-0AA1-Z | Y19 | 3SU1050-3EC10-0AA1-ZY19 | 1 | UN | 1 | 15 | C | D | EAR99 | N | 85389099 | 1 |  | 0.039 | KG | 21.85 | 21.85 | CP20 | CP20 | Toggle switch, 22 mm, round, metal, shiny, black, 2 switch positions O<I, momentary contact type, connection from top ATEX with laser labeling, inscription or symbol customer-specific selection with SIRIUS ACT configurator (CIN) | - | 0 | 9
3SU1050-4BC01-0AA0 |  | 3SU1050-4BC01-0AA0 | 1 | UN | 1 | 3 | B | D | N | N | 85389099 | 1 | 4011209970830 | 0.02 | KG | 29.07 | 28.22 | CP20 | CP20 | RONIS key-operated switch, 22 mm, round, metal, shiny, lock number SB30, with 2 keys, 2 switch positions O<I, momentary contact type, Actuating angle 45Â°, 10:30h/12h, key removal O, possible special locks: SB31, 421, 455 | Lista Papel 2020 SI | 0 | 0
3SU1050-4BC01-0AA0-Z | X90 | 3SU1050-4BC01-0AA0-ZX90 | 1 | UN | 1 | 5 | B | D | EAR99 | N | 85389099 | 50 |  | 0.081 | KG | 29.07 | 29.07 | CP20 | CP20 | RONIS key-operated switch, 22 mm, round, metal, shiny, lock number SB30, with 2 keys, 2 switch positions O<I, momentary contact type, Actuating angle 45Â°, 10:30h/12h, key removal O, possible special locks: SB31, 421, 455, Z=50-unit packaging | - | 0 | 0
3SU1050-4BC01-0AA0-Z | Y01 | 3SU1050-4BC01-0AA0-ZY01 | 1 | UN | 1 | 25 | D | D | EAR99 | N | 85389099 | 1 |  | 0.081 | KG | 76.57 | 76.57 | CP20 | CP20 | RONIS key-operated switch, 22 mm, round, metal, shiny, special lock, with 2 keys, 2 switch positions O<I, momentary contact type, Actuating angle 45Â°, 10:30h/12h, key removal O, possible special locks: SB31, 421, 455 | - | 0 | 0
3SU1050-4BC01-0AA0-Z | Y01Y19 | 3SU1050-4BC01-0AA0-ZY01Y19 | 1 | UN | 1 | 30 | D | D | N | N | 85389099 | 1 |  | 0.081 | KG | 77.52 | 77.52 | CP20 | CP20 | RONIS key-operated switch, 22 mm, round, metal, shiny, special lock, with 2 keys, 2 switch positions O<I, momentary contact type, actuating angle 45Â°, 10:30h/12h, key removal O, possible special locks: SB31, 421, 455, customer-specific selection with SIRIUS ACT configurator (CIN) |  | 0 | 0
3SU1050-4BC01-0AA0-Z | Y10 | 3SU1050-4BC01-0AA0-ZY10 | 1 | UN | 1 | 10 | C | D | EAR99 | N | 85389099 | 1 |  | 0.081 | KG | 33.82 | 33.82 | CP20 | CP20 | RONIS key-operated switch, 22 mm, round, metal, shiny, lock number SB30, with 2 keys, 2 switch positions O<I, momentary contact type, Actuating angle 45Â°, 10:30h/12h, key removal O, possible special locks: SB31, 421, 455, with laser labeling, upper case and lower case, always upper case at beginning of line | - | 0 | 0
3SU1050-4BC01-0AA0-Z | Y11 | 3SU1050-4BC01-0AA0-ZY11 | 1 | UN | 1 | 10 | C | D | EAR99 | N | 85389099 | 1 |  | 0.081 | KG | 33.82 | 33.82 | CP20 | CP20 | RONIS key-operated switch, 22 mm, round, metal, shiny, lock number SB30, with 2 keys, 2 switch positions O<I, momentary contact type, Actuating angle 45Â°, 10:30h/12h, key removal O, possible special locks: SB31, 421, 455, with laser labeling, upper case | - | 0 | 0
3SU1050-4BC01-0AA0-Z | Y12 | 3SU1050-4BC01-0AA0-ZY12 | 1 | UN | 1 | 10 | C | D | EAR99 | N | 85389099 | 1 |  | 0.081 | KG | 33.82 | 33.82 | CP20 | CP20 | RONIS key-operated switch, 22 mm, round, metal, shiny, lock number SB30, with 2 keys, 2 switch positions O<I, momentary contact type, Actuating angle 45Â°, 10:30h/12h, key removal O, possible special locks: SB31, 421, 455, with laser labeling, lower case | - | 0 | 0
3SU1050-4BC01-0AA0-Z | Y15 | 3SU1050-4BC01-0AA0-ZY15 | 1 | UN | 1 | 10 | C | D | EAR99 | N | 85389099 | 1 |  | 0.081 | KG | 33.82 | 33.82 | CP20 | CP20 | RONIS key-operated switch, 22 mm, round, metal, shiny, lock number SB30, with 2 keys, 2 switch positions O<I, momentary contact type, Actuating angle 45Â°, 10:30h/12h, key removal O, possible special locks: SB31, 421, 455, with laser labeling, upper case and lower case, always upper case at the beginning of the word | - | 0 | 0
3SU1050-4BC01-0AA0-Z | Y19 | 3SU1050-4BC01-0AA0-ZY19 | 1 | UN | 1 | 10 | C | D | EAR99 | N | 85389099 | 1 |  | 0.081 | KG | 30.02 | 30.02 | CP20 | CP20 | RONIS key-operated switch, 22 mm, round, metal, shiny, lock number SB30, with 2 keys, 2 switch positions O<I, momentary contact type, Actuating angle 45Â°, 10:30h/12h, key removal O, possible special locks: SB31, 421, 455, with laser labeling, inscription or symbol Customer-specific selection with SIRIUS ACT configurator (CIN) | - | 0 | 0
3SU1050-4BC01-0AA1 |  | 3SU1050-4BC01-0AA1 | 1 | UN | 1 | 10 | C | D | N | N | 85389099 | 1 | 4011209962095 | 0.081 | KG | 78.19 | 78.19 | CP20 | CP20 | RONIS key-operated switch, 22 mm, round, metal, shiny, lock number SB30, with 2 keys, 2 switch positions O<I, momentary contact type, Actuating angle 45Â°, 10:30h/12h, key removal O, possible special locks: SB31, 421, 455, ATEX | - | 0 | 9
3SU1050-4BC01-0AA1-Z | X90 | 3SU1050-4BC01-0AA1-ZX90 | 1 | UN | 1 | 10 | C | D | EAR99 | N | 85389099 | 50 |  | 0.081 | KG | 78.19 | 78.19 | CP20 | CP20 | RONIS key-operated switch, 22 mm, round, metal, shiny, lock number SB30, with 2 keys, 2 switch positions O<I, momentary contact type, Actuating angle 45Â°, 10:30h/12h, key removal O, possible special locks: SB31, 421, 455, ATEX, Z=50-unit packaging | - | 0 | 9
3SU1050-4BC01-0AA1-Z | Y01 | 3SU1050-4BC01-0AA1-ZY01 | 1 | UN | 1 | 30 | D | D | EAR99 | N | 85389099 | 1 |  | 0.081 | KG | 125.4 | 125.4 | CP20 | CP20 | RONIS key-operated switch, 22 mm, round, metal, shiny, special lock, with 2 keys, 2 switch positions O<I, momentary contact type, Actuating angle 45Â°, 10:30h/12h, key removal O, possible special locks: SB31, 421, 455, ATEX | - | 0 | 9
3SU1050-4BC01-0AA1-Z | Y01Y19 | 3SU1050-4BC01-0AA1-ZY01Y19 | 1 | UN | 1 | 30 | D | D | N | N | 85389099 | 1 |  | 0.081 | KG | 126.35 | 126.35 | CP20 | CP20 | RONIS key-operated switch, 22 mm, round, metal, shiny, special lock, with 2 keys, 2 switch positions O<I, momentary contact type, actuating angle 45Â°, 10:30h/12h, key removal O, possible special locks: SB31, 421, 455, ATEX, customer-specific selection with SIRIUS ACT configurator (CIN) |  | 0 | 9
3SU1050-4BC01-0AA1-Z | Y10 | 3SU1050-4BC01-0AA1-ZY10 | 1 | UN | 1 | 15 | C | D | EAR99 | N | 85389099 | 1 |  | 0.081 | KG | 82.94 | 82.94 | CP20 | CP20 | RONIS key-operated switch, 22 mm, round, metal, shiny, lock number SB30, with 2 keys, 2 switch positions O<I, momentary contact type, Actuating angle 45Â°, 10:30h/12h, key removal O, possible special locks: SB31, 421, 455, ATEX, with laser labeling, upper case and lower case, always upper case at beginning of line | - | 0 | 9
3SU1050-4BC01-0AA1-Z | Y11 | 3SU1050-4BC01-0AA1-ZY11 | 1 | UN | 1 | 15 | C | D | EAR99 | N | 85389099 | 1 |  | 0.081 | KG | 82.94 | 82.94 | CP20 | CP20 | RONIS key-operated switch, 22 mm, round, metal, shiny, lock number SB30, with 2 keys, 2 switch positions O<I, momentary contact type, Actuating angle 45Â°, 10:30h/12h, key removal O, possible special locks: SB31, 421, 455, ATEX, with laser labeling, upper case | - | 0 | 9
3SU1050-4BC01-0AA1-Z | Y12 | 3SU1050-4BC01-0AA1-ZY12 | 1 | UN | 1 | 15 | C | D | EAR99 | N | 85389099 | 1 |  | 0.081 | KG | 82.94 | 82.94 | CP20 | CP20 | RONIS key-operated switch, 22 mm, round, metal, shiny, lock number SB30, with 2 keys, 2 switch positions O<I, momentary contact type, Actuating angle 45Â°, 10:30h/12h, key removal O, possible special locks: SB31, 421, 455, ATEX, with laser labeling, lower case | - | 0 | 9
3SU1050-4BC01-0AA1-Z | Y15 | 3SU1050-4BC01-0AA1-ZY15 | 1 | UN | 1 | 15 | C | D | EAR99 | N | 85389099 | 1 |  | 0.081 | KG | 82.94 | 82.94 | CP20 | CP20 | RONIS key-operated switch, 22 mm, round, metal, shiny, lock number SB30, with 2 keys, 2 switch positions O<I, momentary contact type, Actuating angle 45Â°, 10:30h/12h, key removal O, possible special locks: SB31, 421, 455, ATEX, with laser labeling, upper case and lower case, always upper case at the beginning of the word | - | 0 | 9
3SU1050-4BC01-0AA1-Z | Y19 | 3SU1050-4BC01-0AA1-ZY19 | 1 | UN | 1 | 15 | C | D | EAR99 | N | 85389099 | 1 |  | 0.081 | KG | 79.14 | 79.14 | CP20 | CP20 | RONIS key-operated switch, 22 mm, round, metal, shiny, lock number SB30, with 2 keys, 2 switch positions O<I, momentary contact type, Actuating angle 45Â°, 10:30h/12h, key removal O, possible special locks: SB31, 421, 455, ATEX, with laser labeling, inscription or symbol Customer-specific selection with SIRIUS ACT configurator (CIN) | - | 0 | 9
3SU1050-4BF01-0AA0 |  | 3SU1050-4BF01-0AA0 | 1 | UN | 1 | 3 | B | D | N | N | 85389099 | 1 | 4011209970816 | 0.02 | KG | 29.07 | 29.07 | CP20 | CP20 | RONIS key-operated switch, 22 mm, round, metal, shiny, lock number SB30, with 2 keys, 2 switch positions O-I, latching, actuating angle 90Â°, 10:30h/13:30h, key removal O, possible special locks: SB31, 421, 455 | - | 0 | 0
3SU1050-4BF01-0AA0-Z | X90 | 3SU1050-4BF01-0AA0-ZX90 | 1 | UN | 1 | 5 | B | D | EAR99 | N | 85389099 | 50 |  | 0.081 | KG | 29.07 | 29.07 | CP20 | CP20 | RONIS key-operated switch, 22 mm, round, metal, shiny, lock number SB30, with 2 keys, 2 switch positions O-I, latching, actuating angle 90Â°, 10:30h/13:30h, key removal O, possible special locks: SB31, 421, 455, Z=50-unit packaging | - | 0 | 0
3SU1050-4BF01-0AA0-Z | Y01 | 3SU1050-4BF01-0AA0-ZY01 | 1 | UN | 1 | 25 | D | D | EAR99 | N | 85389099 | 1 |  | 0.081 | KG | 76.57 | 76.57 | CP20 | CP20 | RONIS key-operated switch, 22 mm, round, metal, shiny, special lock, with 2 keys, 2 switch positions O-I, latching, actuating angle 90Â°, 10:30h/13:30h, key removal O, possible special locks: SB31, 421, 455 | - | 0 | 0
3SU1050-4BF01-0AA0-Z | Y01Y19 | 3SU1050-4BF01-0AA0-ZY01Y19 | 1 | UN | 1 | 30 | D | D | N | N | 85389099 | 1 |  | 0.081 | KG | 77.52 | 77.52 | CP20 | CP20 | RONIS key-operated switch, 22 mm, round, metal, shiny, special lock, with 2 keys, 2 switch positions O-I, latching, actuating angle 90Â°, 10:30h/13:30h, key removal O, possible special locks: SB31, 421, 455, customer-specific selection with SIRIUS ACT configurator (CIN) |  | 0 | 0
3SU1050-4BF01-0AA0-Z | Y10 | 3SU1050-4BF01-0AA0-ZY10 | 1 | UN | 1 | 10 | C | D | EAR99 | N | 85389099 | 1 |  | 0.081 | KG | 33.82 | 33.82 | CP20 | CP20 | RONIS key-operated switch, 22 mm, round, metal, shiny, lock number SB30, with 2 keys, 2 switch positions O-I, latching, actuating angle 90Â°, 10:30h/13:30h, key removal O, possible special locks: SB31, 421, 455, with laser labeling, upper case and lower case, always upper case at beginning of line | - | 0 | 0
3SU1050-4BF01-0AA0-Z | Y11 | 3SU1050-4BF01-0AA0-ZY11 | 1 | UN | 1 | 10 | C | D | EAR99 | N | 85389099 | 1 |  | 0.081 | KG | 33.82 | 33.82 | CP20 | CP20 | RONIS key-operated switch, 22 mm, round, metal, shiny, lock number SB30, with 2 keys, 2 switch positions O-I, latching, actuating angle 90Â°, 10:30h/13:30h, key removal O, possible special locks: SB31, 421, 455, with laser labeling, upper case | - | 0 | 0
3SU1050-4BF01-0AA0-Z | Y12 | 3SU1050-4BF01-0AA0-ZY12 | 1 | UN | 1 | 10 | C | D | EAR99 | N | 85389099 | 1 |  | 0.081 | KG | 33.82 | 33.82 | CP20 | CP20 | RONIS key-operated switch, 22 mm, round, metal, shiny, lock number SB30, with 2 keys, 2 switch positions O-I, latching, actuating angle 90Â°, 10:30h/13:30h, key removal O, possible special locks: SB31, 421, 455, with laser labeling, lower case | - | 0 | 0
3SU1050-4BF01-0AA0-Z | Y15 | 3SU1050-4BF01-0AA0-ZY15 | 1 | UN | 1 | 10 | C | D | EAR99 | N | 85389099 | 1 |  | 0.081 | KG | 33.82 | 33.82 | CP20 | CP20 | RONIS key-operated switch, 22 mm, round, metal, shiny, lock number SB30, with 2 keys, 2 switch positions O-I, latching, actuating angle 90Â°, 10:30h/13:30h, key removal O, possible special locks: SB31, 421, 455, with laser labeling, upper case and lower case, always upper case at the beginning of the word | - | 0 | 0
3SU1050-4BF01-0AA0-Z | Y19 | 3SU1050-4BF01-0AA0-ZY19 | 1 | UN | 1 | 10 | C | D | EAR99 | N | 85389099 | 1 |  | 0.081 | KG | 30.02 | 30.02 | CP20 | CP20 | RONIS key-operated switch, 22 mm, round, metal, shiny, lock number SB30, with 2 keys, 2 switch positions O-I, latching, actuating angle 90Â°, 10:30h/13:30h, key removal O, possible special locks: SB31, 421, 455, with laser labeling, inscription or symbol Customer-specific selection with SIRIUS ACT configurator (CIN) | - | 0 | 0
3SU1050-4BF11-0AA0 |  | 3SU1050-4BF11-0AA0 | 1 | UN | 1 | 3 | B | D | N | N | 85389099 | 1 | 4011209970809 | 0.02 | KG | 29.07 | 29.07 | CP20 | CP20 | RONIS key-operated switch, 22 mm, round, metal, shiny, lock number SB30, with 2 keys, 2 switch positions O-I, latching, actuating angle 90Â°, 10:30h/13:30h, key removal O+I, possible special locks: SB31, 421, 455 | - | 0 | 0
3SU1050-4BF11-0AA0-Z | X90 | 3SU1050-4BF11-0AA0-ZX90 | 1 | UN | 1 | 5 | B | D | EAR99 | N | 85389099 | 50 |  | 0.081 | KG | 29.07 | 29.07 | CP20 | CP20 | RONIS key-operated switch, 22 mm, round, metal, shiny, lock number SB30, with 2 keys, 2 switch positions O-I, latching, actuating angle 90Â°, 10:30h/13:30h, key removal O+I, possible special locks: SB31, 421, 455, Z=50-unit packaging | - | 0 | 0
3SU1050-4BF11-0AA0-Z | Y01 | 3SU1050-4BF11-0AA0-ZY01 | 1 | UN | 1 | 25 | D | D | EAR99 | N | 85389099 | 1 |  | 0.081 | KG | 76.57 | 76.57 | CP20 | CP20 | RONIS key-operated switch, 22 mm, round, metal, shiny, special lock, with 2 keys, 2 switch positions O-I, latching, actuating angle 90Â°, 10:30h/13:30h, key removal O+I, possible special locks: SB31, 421, 455 | - | 0 | 0
3SU1050-4BF11-0AA0-Z | Y01Y19 | 3SU1050-4BF11-0AA0-ZY01Y19 | 1 | UN | 1 | 30 | D | D | N | N | 85389099 | 1 |  | 0.081 | KG | 77.52 | 77.52 | CP20 | CP20 | RONIS key-operated switch, 22 mm, round, metal, shiny, special lock, with 2 keys, 2 switch positions O-I, latching, actuating angle 90Â°, 10:30h/13:30h, key removal O+I, possible special locks: SB31, 421, 455, customer-specific selection with SIRIUS ACT configurator (CIN) |  | 0 | 0
3SU1050-4BF11-0AA0-Z | Y10 | 3SU1050-4BF11-0AA0-ZY10 | 1 | UN | 1 | 10 | C | D | EAR99 | N | 85389099 | 1 |  | 0.081 | KG | 33.82 | 33.82 | CP20 | CP20 | RONIS key-operated switch, 22 mm, round, metal, shiny, lock number SB30, with 2 keys, 2 switch positions O-I, latching, actuating angle 90Â°, 10:30h/13:30h, key removal O+I, possible special locks: SB31, 421, 455, with laser labeling, upper case and lower case, always upper case at beginning of line | - | 0 | 0
3SU1050-4BF11-0AA0-Z | Y11 | 3SU1050-4BF11-0AA0-ZY11 | 1 | UN | 1 | 10 | C | D | EAR99 | N | 85389099 | 1 |  | 0.081 | KG | 33.82 | 33.82 | CP20 | CP20 | RONIS key-operated switch, 22 mm, round, metal, shiny, lock number SB30, with 2 keys, 2 switch positions O-I, latching, actuating angle 90Â°, 10:30h/13:30h, key removal O+I, possible special locks: SB31, 421, 455, with laser labeling, upper case | - | 0 | 0
3SU1050-4BF11-0AA0-Z | Y12 | 3SU1050-4BF11-0AA0-ZY12 | 1 | UN | 1 | 10 | C | D | EAR99 | N | 85389099 | 1 |  | 0.081 | KG | 33.82 | 33.82 | CP20 | CP20 | RONIS key-operated switch, 22 mm, round, metal, shiny, lock number SB30, with 2 keys, 2 switch positions O-I, latching, actuating angle 90Â°, 10:30h/13:30h, key removal O+I, possible special locks: SB31, 421, 455, with laser labeling, lower case | - | 0 | 0
3SU1050-4BF11-0AA0-Z | Y15 | 3SU1050-4BF11-0AA0-ZY15 | 1 | UN | 1 | 10 | C | D | EAR99 | N | 85389099 | 1 |  | 0.081 | KG | 33.82 | 33.82 | CP20 | CP20 | RONIS key-operated switch, 22 mm, round, metal, shiny, lock number SB30, with 2 keys, 2 switch positions O-I, latching, actuating angle 90Â°, 10:30h/13:30h, key removal O+I, possible special locks: SB31, 421, 455, with laser labeling, upper case and lower case, always upper case at the beginning of the word | - | 0 | 0
3SU1050-4BF11-0AA0-Z | Y19 | 3SU1050-4BF11-0AA0-ZY19 | 1 | UN | 1 | 10 | C | D | EAR99 | N | 85389099 | 1 |  | 0.081 | KG | 30.02 | 30.02 | CP20 | CP20 | RONIS key-operated switch, 22 mm, round, metal, shiny, lock number SB30, with 2 keys, 2 switch positions O-I, latching, actuating angle 90Â°, 10:30h/13:30h, key removal O+I, possible special locks: SB31, 421, 455, with laser labeling, inscription or symbol Customer-specific selection with SIRIUS ACT configurator (CIN) | - | 0 | 0
3SU1050-4BF11-0AA1 |  | 3SU1050-4BF11-0AA1 | 1 | UN | 1 | 10 | C | D | N | N | 85389099 | 1 | 4011209962088 | 0.081 | KG | 78.19 | 78.19 | CP20 | CP20 | RONIS key-operated switch, 22 mm, round, metal, shiny, lock number SB30, with 2 keys, 2 switch positions O-I, latching, actuating angle 90Â°, 10:30h/13:30h, key removal O+I, possible special locks: SB31, 421, 455, ATEX | - | 0 | 9
3SU1050-4BF11-0AA1-Z | X90 | 3SU1050-4BF11-0AA1-ZX90 | 1 | UN | 1 | 10 | C | D | EAR99 | N | 85389099 | 50 |  | 0.081 | KG | 78.19 | 78.19 | CP20 | CP20 | RONIS key-operated switch, 22 mm, round, metal, shiny, lock number SB30, with 2 keys, 2 switch positions O-I, latching, actuating angle 90Â°, 10:30h/13:30h, key removal O+I, possible special locks: SB31, 421, 455, ATEX, Z=50-unit packaging | - | 0 | 9
3SU1050-4BF11-0AA1-Z | Y01 | 3SU1050-4BF11-0AA1-ZY01 | 1 | UN | 1 | 30 | D | D | EAR99 | N | 85389099 | 1 |  | 0.081 | KG | 125.4 | 125.4 | CP20 | CP20 | RONIS key-operated switch, 22 mm, round, metal, shiny, special lock, with 2 keys, 2 switch positions O-I, latching, actuating angle 90Â°, 10:30h/13:30h, key removal O+I, possible special locks: SB31, 421, 455, ATEX | - | 0 | 9
3SU1050-4BF11-0AA1-Z | Y01Y19 | 3SU1050-4BF11-0AA1-ZY01Y19 | 1 | UN | 1 | 30 | D | D | N | N | 85389099 | 1 |  | 0.081 | KG | 126.35 | 126.35 | CP20 | CP20 | RONIS key-operated switch, 22 mm, round, metal, shiny, special lock, with 2 keys, 2 switch positions O-I, latching, actuating angle 90Â°, 10:30h/13:30h, key removal O+I, possible special locks: SB31, 421, 455, ATEX, customer-specific selection with SIRIUS ACT configurator (CIN) |  | 0 | 9
3SU1050-4BF11-0AA1-Z | Y10 | 3SU1050-4BF11-0AA1-ZY10 | 1 | UN | 1 | 15 | C | D | EAR99 | N | 85389099 | 1 |  | 0.081 | KG | 82.94 | 82.94 | CP20 | CP20 | RONIS key-operated switch, 22 mm, round, metal, shiny, lock number SB30, with 2 keys, 2 switch positions O-I, latching, actuating angle 90Â°, 10:30h/13:30h, key removal O+I, possible special locks: SB31, 421, 455, ATEX, with laser labeling, upper case and lower case, always upper case at beginning of line | - | 0 | 9
3SU1050-4BF11-0AA1-Z | Y11 | 3SU1050-4BF11-0AA1-ZY11 | 1 | UN | 1 | 15 | C | D | EAR99 | N | 85389099 | 1 |  | 0.081 | KG | 82.94 | 82.94 | CP20 | CP20 | RONIS key-operated switch, 22 mm, round, metal, shiny, lock number SB30, with 2 keys, 2 switch positions O-I, latching, actuating angle 90Â°, 10:30h/13:30h, key removal O+I, possible special locks: SB31, 421, 455, ATEX, with laser labeling, upper case | - | 0 | 9
3SU1050-4BF11-0AA1-Z | Y12 | 3SU1050-4BF11-0AA1-ZY12 | 1 | UN | 1 | 15 | C | D | EAR99 | N | 85389099 | 1 |  | 0.081 | KG | 82.94 | 82.94 | CP20 | CP20 | RONIS key-operated switch, 22 mm, round, metal, shiny, lock number SB30, with 2 keys, 2 switch positions O-I, latching, actuating angle 90Â°, 10:30h/13:30h, key removal O+I, possible special locks: SB31, 421, 455, ATEX, with laser labeling, lower case | - | 0 | 9
3SU1050-4BF11-0AA1-Z | Y15 | 3SU1050-4BF11-0AA1-ZY15 | 1 | UN | 1 | 15 | C | D | EAR99 | N | 85389099 | 1 |  | 0.081 | KG | 82.94 | 82.94 | CP20 | CP20 | RONIS key-operated switch, 22 mm, round, metal, shiny, lock number SB30, with 2 keys, 2 switch positions O-I, latching, actuating angle 90Â°, 10:30h/13:30h, key removal O+I, possible special locks: SB31, 421, 455, ATEX, with laser labeling, upper case and lower case, always upper case at the beginning of the word | - | 0 | 9
3SU1050-4BF11-0AA1-Z | Y19 | 3SU1050-4BF11-0AA1-ZY19 | 1 | UN | 1 | 15 | C | D | EAR99 | N | 85389099 | 1 |  | 0.081 | KG | 79.14 | 79.14 | CP20 | CP20 | RONIS key-operated switch, 22 mm, round, metal, shiny, lock number SB30, with 2 keys, 2 switch positions O-I, latching, actuating angle 90Â°, 10:30h/13:30h, key removal O+I, possible special locks: SB31, 421, 455, ATEX, with laser labeling, inscription or symbol Customer-specific selection with SIRIUS ACT configurator (CIN) | - | 0 | 9
3SU1050-4BF21-0AA0 |  | 3SU1050-4BF21-0AA0 | 1 | UN | 1 | 5 | B | D | N | N | 85389099 | 1 | 4011209970823 | 0.02 | KG | 29.07 | 28.22 | CP20 | CP20 | RONIS key-operated switch, 22 mm, round, metal, shiny, lock number SB30, with 2 keys, 2 switch positions O-I, latching, actuating angle 90Â°, 10:30h/13:30h, key removal I, possible special locks: SB31, 421, 455 | Lista Papel 2020 SI | 0 | 0
3SU1050-4BF21-0AA0-Z | X90 | 3SU1050-4BF21-0AA0-ZX90 | 1 | UN | 1 | 5 | B | D | N | N | 85389099 | 50 |  | 0.082 | KG | 29.07 | 29.07 | CP20 | CP20 | RONIS key-operated switch, 22 mm, round, metal, shiny, lock number SB30, with 2 keys, 2 switch positions O-I, latching, actuating angle 90Â°, 10:30h/13:30h, key removal I, possible special locks: SB31, 421, 455, Z=50-unit packaging | - | 0 | 0
3SU1050-4BF21-0AA0-Z | Y01 | 3SU1050-4BF21-0AA0-ZY01 | 1 | UN | 1 | 25 | D | D | EAR99 | N | 85389099 | 1 |  | 0.081 | KG | 76.57 | 76.57 | CP20 | CP20 | RONIS key-operated switch, 22 mm, round, metal, shiny, special lock, with 2 keys, 2 switch positions O-I, latching, actuating angle 90Â°, 10:30h/13:30h, key removal I, possible special locks: SB31, 421, 455 | - | 0 | 0
3SU1050-4BF21-0AA0-Z | Y01Y19 | 3SU1050-4BF21-0AA0-ZY01Y19 | 1 | UN | 1 | 30 | D | D | N | N | 85389099 | 1 |  | 0.081 | KG | 77.52 | 77.52 | CP20 | CP20 | RONIS key-operated switch, 22 mm, round, metal, shiny, special lock, with 2 keys, 2 switch positions O-I, latching, actuating angle 90Â°, 10:30h/13:30h, key removal I, possible special locks: SB31, 421, 455, customer-specific selection with SIRIUS ACT configurator (CIN) |  | 0 | 0
3SU1050-4BF21-0AA0-Z | Y10 | 3SU1050-4BF21-0AA0-ZY10 | 1 | UN | 1 | 10 | C | D | EAR99 | N | 85389099 | 1 |  | 0.081 | KG | 33.82 | 33.82 | CP20 | CP20 | RONIS key-operated switch, 22 mm, round, metal, shiny, lock number SB30, with 2 keys, 2 switch positions O-I, latching, actuating angle 90Â°, 10:30h/13:30h, key removal I, possible special locks: SB31, 421, 455, with laser labeling, upper case and lower case, always upper case at beginning of line | - | 0 | 0
3SU1050-4BF21-0AA0-Z | Y11 | 3SU1050-4BF21-0AA0-ZY11 | 1 | UN | 1 | 10 | C | D | EAR99 | N | 85389099 | 1 |  | 0.081 | KG | 33.82 | 33.82 | CP20 | CP20 | RONIS key-operated switch, 22 mm, round, metal, shiny, lock number SB30, with 2 keys, 2 switch positions O-I, latching, actuating angle 90Â°, 10:30h/13:30h, key removal I, possible special locks: SB31, 421, 455, with laser labeling, upper case | - | 0 | 0
3SU1050-4BF21-0AA0-Z | Y12 | 3SU1050-4BF21-0AA0-ZY12 | 1 | UN | 1 | 10 | C | D | EAR99 | N | 85389099 | 1 |  | 0.081 | KG | 33.82 | 33.82 | CP20 | CP20 | RONIS key-operated switch, 22 mm, round, metal, shiny, lock number SB30, with 2 keys, 2 switch positions O-I, latching, actuating angle 90Â°, 10:30h/13:30h, key removal I, possible special locks: SB31, 421, 455, with laser labeling, lower case | - | 0 | 0
3SU1050-4BF21-0AA0-Z | Y15 | 3SU1050-4BF21-0AA0-ZY15 | 1 | UN | 1 | 10 | C | D | EAR99 | N | 85389099 | 1 |  | 0.081 | KG | 33.82 | 33.82 | CP20 | CP20 | RONIS key-operated switch, 22 mm, round, metal, shiny, lock number SB30, with 2 keys, 2 switch positions O-I, latching, actuating angle 90Â°, 10:30h/13:30h, key removal I, possible special locks: SB31, 421, 455, with laser labeling, upper case and lower case, always upper case at the beginning of the word | - | 0 | 0
3SU1050-4BF21-0AA0-Z | Y19 | 3SU1050-4BF21-0AA0-ZY19 | 1 | UN | 1 | 10 | C | D | EAR99 | N | 85389099 | 1 |  | 0.081 | KG | 30.02 | 30.02 | CP20 | CP20 | RONIS key-operated switch, 22 mm, round, metal, shiny, lock number SB30, with 2 keys, 2 switch positions O-I, latching, actuating angle 90Â°, 10:30h/13:30h, key removal I, possible special locks: SB31, 421, 455, with laser labeling, inscription or symbol Customer-specific selection with SIRIUS ACT configurator (CIN) | - | 0 | 0
3SU1050-4BL01-0AA0 |  | 3SU1050-4BL01-0AA0 | 1 | UN | 1 | 5 | B | D | N | N | 85389099 | 1 | 4011209970854 | 0.02 | KG | 30.59 | 29.74 | CP20 | CP20 | RONIS key-operated switch, 22 mm, round, metal, shiny, lock number SB30, with 2 keys, 3 switch positions I-O-II, latching, actuating angle 2x45Â°, 10:30h/12h/13:30h, key removal O, possible special locks: SB31, 421, 455 | Lista Papel 2020 SI | 0 | 0
3SU1050-4BL01-0AA0-Z | X90 | 3SU1050-4BL01-0AA0-ZX90 | 1 | UN | 1 | 5 | B | D | EAR99 | N | 85389099 | 50 |  | 0.081 | KG | 30.59 | 30.59 | CP20 | CP20 | RONIS key-operated switch, 22 mm, round, metal, shiny, lock number SB30, with 2 keys, 3 switch positions I-O-II, latching, actuating angle 2x45Â°, 10:30h/12h/13:30h, key removal O, possible special locks: SB31, 421, 455, Z=50-unit packaging | - | 0 | 0
3SU1050-4BL01-0AA0-Z | Y01 | 3SU1050-4BL01-0AA0-ZY01 | 1 | UN | 1 | 25 | D | D | EAR99 | N | 85389099 | 1 |  | 0.081 | KG | 78.09 | 78.09 | CP20 | CP20 | RONIS key-operated switch, 22 mm, round, metal, shiny, special lock, with 2 keys, 3 switch positions I-O-II, latching, actuating angle 2x45Â°, 10:30h/12h/13:30h, key removal O, possible special locks: SB31, 421, 455 | - | 0 | 0
3SU1050-4BL01-0AA0-Z | Y01Y19 | 3SU1050-4BL01-0AA0-ZY01Y19 | 1 | UN | 1 | 30 | D | D | N | N | 85389099 | 1 |  | 0.081 | KG | 79.04 | 79.04 | CP20 | CP20 | RONIS key-operated switch, 22 mm, round, metal, shiny, special lock, with 2 keys, 3 switch positions I-O-II, latching, actuating angle 2x45Â°, 10:30h/12h/13:30h, key removal O, possible special locks: SB31, 421, 455, customer-specific selection with SIRIUS ACT configurator (CIN) |  | 0 | 0
3SU1050-4BL01-0AA0-Z | Y10 | 3SU1050-4BL01-0AA0-ZY10 | 1 | UN | 1 | 10 | C | D | EAR99 | N | 85389099 | 1 |  | 0.081 | KG | 35.34 | 35.34 | CP20 | CP20 | RONIS key-operated switch, 22 mm, round, metal, shiny, lock number SB30, with 2 keys, 3 switch positions I-O-II, latching, actuating angle 2x45Â°, 10:30h/12h/13:30h, key removal O, possible special locks: SB31, 421, 455, with laser labeling, upper case and lower case, always upper case at beginning of line | - | 0 | 0
3SU1050-4BL01-0AA0-Z | Y11 | 3SU1050-4BL01-0AA0-ZY11 | 1 | UN | 1 | 10 | C | D | EAR99 | N | 85389099 | 1 |  | 0.081 | KG | 35.34 | 35.34 | CP20 | CP20 | RONIS key-operated switch, 22 mm, round, metal, shiny, lock number SB30, with 2 keys, 3 switch positions I-O-II, latching, actuating angle 2x45Â°, 10:30h/12h/13:30h, key removal O, possible special locks: SB31, 421, 455, with laser labeling, upper case | - | 0 | 0
3SU1050-4BL01-0AA0-Z | Y12 | 3SU1050-4BL01-0AA0-ZY12 | 1 | UN | 1 | 10 | C | D | EAR99 | N | 85389099 | 1 |  | 0.081 | KG | 35.34 | 35.34 | CP20 | CP20 | RONIS key-operated switch, 22 mm, round, metal, shiny, lock number SB30, with 2 keys, 3 switch positions I-O-II, latching, actuating angle 2x45Â°, 10:30h/12h/13:30h, key removal O, possible special locks: SB31, 421, 455, with laser labeling, lower case | - | 0 | 0
3SU1050-4BL01-0AA0-Z | Y15 | 3SU1050-4BL01-0AA0-ZY15 | 1 | UN | 1 | 10 | C | D | EAR99 | N | 85389099 | 1 |  | 0.081 | KG | 35.34 | 35.34 | CP20 | CP20 | RONIS key-operated switch, 22 mm, round, metal, shiny, lock number SB30, with 2 keys, 3 switch positions I-O-II, latching, actuating angle 2x45Â°, 10:30h/12h/13:30h, key removal O, possible special locks: SB31, 421, 455, with laser labeling, upper case and lower case, always upper case at the beginning of the word | - | 0 | 0
3SU1050-4BL01-0AA0-Z | Y19 | 3SU1050-4BL01-0AA0-ZY19 | 1 | UN | 1 | 10 | C | D | EAR99 | N | 85389099 | 1 |  | 0.081 | KG | 31.54 | 31.54 | CP20 | CP20 | RONIS key-operated switch, 22 mm, round, metal, shiny, lock number SB30, with 2 keys, 3 switch positions I-O-II, latching, actuating angle 2x45Â°, 10:30h/12h/13:30h, key removal O, possible special locks: SB31, 421, 455, with laser labeling, inscription or symbol Customer-specific selection with SIRIUS ACT configurator (CIN) | - | 0 | 0
3SU1050-4BL11-0AA0 |  | 3SU1050-4BL11-0AA0 | 1 | UN | 1 | 3 | B | D | N | N | 85389099 | 1 | 4011209970847 | 0.02 | KG | 30.59 | 29.74 | CP20 | CP20 | RONIS key-operated switch, 22 mm, round, metal, shiny, lock number SB30, with 2 keys, 3 switch positions I-O-II, latching, actuating angle 2x45Â°, 10:30h/12h/13:30h, Key removal I+O+II, possible special locks: SB31, 421, 455 | Lista Papel 2020 SI | 0 | 0
3SU1050-4BL11-0AA0-Z | X90 | 3SU1050-4BL11-0AA0-ZX90 | 1 | UN | 1 | 5 | B | D | EAR99 | N | 85389099 | 50 |  | 0.081 | KG | 30.59 | 30.59 | CP20 | CP20 | RONIS key-operated switch, 22 mm, round, metal, shiny, lock number SB30, with 2 keys, 3 switch positions I-O-II, latching, actuating angle 2x45Â°, 10:30h/12h/13:30h, Key removal I+O+II, possible special locks: SB31, 421, 455, Z=50-unit packaging | - | 0 | 0
3SU1050-4BL11-0AA0-Z | Y01 | 3SU1050-4BL11-0AA0-ZY01 | 1 | UN | 1 | 25 | D | D | EAR99 | N | 85389099 | 1 |  | 0.081 | KG | 78.09 | 78.09 | CP20 | CP20 | RONIS key-operated switch, 22 mm, round, metal, shiny, special lock, with 2 keys, 3 switch positions I-O-II, latching, actuating angle 2x45Â°, 10:30h/12h/13:30h, Key removal I+O+II, possible special locks: SB31, 421, 455 | - | 0 | 0
3SU1050-4BL11-0AA0-Z | Y01Y19 | 3SU1050-4BL11-0AA0-ZY01Y19 | 1 | UN | 1 | 30 | D | D | N | N | 85389099 | 1 |  | 0.081 | KG | 79.04 | 79.04 | CP20 | CP20 | RONIS key-operated switch, 22 mm, round, metal, shiny, special lock, with 2 keys, 3 switch positions I-O-II, latching, actuating angle 2x45Â°, 10:30h/12h/13:30h, key removal I+O+II, possible special locks: SB31, 421, 455, customer-specific selection with SIRIUS ACT configurator (CIN) |  | 0 | 0
3SU1050-4BL11-0AA0-Z | Y10 | 3SU1050-4BL11-0AA0-ZY10 | 1 | UN | 1 | 10 | C | D | EAR99 | N | 85389099 | 1 |  | 0.081 | KG | 35.34 | 35.34 | CP20 | CP20 | RONIS key-operated switch, 22 mm, round, metal, shiny, lock number SB30, with 2 keys, 3 switch positions I-O-II, latching, actuating angle 2x45Â°, 10:30h/12h/13:30h, Key removal I+O+II, possible special locks: SB31, 421, 455, with laser labeling, upper case and lower case, always upper case at beginning of line | - | 0 | 0
3SU1050-4BL11-0AA0-Z | Y11 | 3SU1050-4BL11-0AA0-ZY11 | 1 | UN | 1 | 10 | C | D | EAR99 | N | 85389099 | 1 |  | 0.081 | KG | 35.34 | 35.34 | CP20 | CP20 | RONIS key-operated switch, 22 mm, round, metal, shiny, lock number SB30, with 2 keys, 3 switch positions I-O-II, latching, actuating angle 2x45Â°, 10:30h/12h/13:30h, Key removal I+O+II, possible special locks: SB31, 421, 455, with laser labeling, upper case | - | 0 | 0
3SU1050-4BL11-0AA0-Z | Y12 | 3SU1050-4BL11-0AA0-ZY12 | 1 | UN | 1 | 10 | C | D | EAR99 | N | 85389099 | 1 |  | 0.081 | KG | 35.34 | 35.34 | CP20 | CP20 | RONIS key-operated switch, 22 mm, round, metal, shiny, lock number SB30, with 2 keys, 3 switch positions I-O-II, latching, actuating angle 2x45Â°, 10:30h/12h/13:30h, Key removal I+O+II, possible special locks: SB31, 421, 455, with laser labeling, lower case | - | 0 | 0
3SU1050-4BL11-0AA0-Z | Y15 | 3SU1050-4BL11-0AA0-ZY15 | 1 | UN | 1 | 10 | C | D | EAR99 | N | 85389099 | 1 |  | 0.081 | KG | 35.34 | 35.34 | CP20 | CP20 | RONIS key-operated switch, 22 mm, round, metal, shiny, lock number SB30, with 2 keys, 3 switch positions I-O-II, latching, actuating angle 2x45Â°, 10:30h/12h/13:30h, Key removal I+O+II, possible special locks: SB31, 421, 455, with laser labeling, upper case and lower case, always upper case at the beginning of the word | - | 0 | 0
3SU1050-4BL11-0AA0-Z | Y19 | 3SU1050-4BL11-0AA0-ZY19 | 1 | UN | 1 | 10 | C | D | EAR99 | N | 85389099 | 1 |  | 0.081 | KG | 31.54 | 31.54 | CP20 | CP20 | RONIS key-operated switch, 22 mm, round, metal, shiny, lock number SB30, with 2 keys, 3 switch positions I-O-II, latching, actuating angle 2x45Â°, 10:30h/12h/13:30h, Key removal I+O+II, possible special locks: SB31, 421, 455, with laser labeling, inscription or symbol Customer-specific selection with SIRIUS ACT configurator (CIN) | - | 0 | 0
3SU1050-4BL11-0AA1 |  | 3SU1050-4BL11-0AA1 | 1 | UN | 1 | 10 | C | D | N | N | 85389099 | 1 | 4011209962101 | 0.081 | KG | 78.19 | 78.19 | CP20 | CP20 | RONIS key-operated switch, 22 mm, round, metal, shiny, lock number SB30, with 2 keys, 3 switch positions I-O-II, latching, actuating angle 2x45Â°, 10:30h/12h/13:30h, Key removal I+O+II, possible special locks: SB31, 421, 455, ATEX | - | 0 | 9
3SU1050-4BL11-0AA1-Z | X90 | 3SU1050-4BL11-0AA1-ZX90 | 1 | UN | 1 | 10 | C | D | EAR99 | N | 85389099 | 50 |  | 0.081 | KG | 78.19 | 78.19 | CP20 | CP20 | RONIS key-operated switch, 22 mm, round, metal, shiny, lock number SB30, with 2 keys, 3 switch positions I-O-II, latching, actuating angle 2x45Â°, 10:30h/12h/13:30h, Key removal I+O+II, possible special locks: SB31, 421, 455, ATEX, Z=50-unit packaging | - | 0 | 9
3SU1050-4BL11-0AA1-Z | Y01 | 3SU1050-4BL11-0AA1-ZY01 | 1 | UN | 1 | 30 | D | D | EAR99 | N | 85389099 | 1 |  | 0.081 | KG | 125.4 | 125.4 | CP20 | CP20 | RONIS key-operated switch, 22 mm, round, metal, shiny, special lock, with 2 keys, 3 switch positions I-O-II, latching, actuating angle 2x45Â°, 10:30h/12h/13:30h, Key removal I+O+II, possible special locks: SB31, 421, 455, ATEX | - | 0 | 9
3SU1050-4BL11-0AA1-Z | Y01Y19 | 3SU1050-4BL11-0AA1-ZY01Y19 | 1 | UN | 1 | 30 | D | D | N | N | 85389099 | 1 |  | 0.081 | KG | 126.35 | 126.35 | CP20 | CP20 | RONIS key-operated switch, 22 mm, round, metal, shiny, special lock, with 2 keys, 3 switch positions I-O-II, latching, actuating angle 2x45Â°, 10:30h/12h/13:30h, key removal I+O+II, possible special locks: SB31, 421, 455, ATEX, customer-specific selection with SIRIUS ACT configurator (CIN) |  | 0 | 9
3SU1050-4BL11-0AA1-Z | Y10 | 3SU1050-4BL11-0AA1-ZY10 | 1 | UN | 1 | 15 | C | D | EAR99 | N | 85389099 | 1 |  | 0.081 | KG | 82.94 | 82.94 | CP20 | CP20 | RONIS key-operated switch, 22 mm, round, metal, shiny, lock number SB30, with 2 keys, 3 switch positions I-O-II, latching, actuating angle 2x45Â°, 10:30h/12h/13:30h, Key removal I+O+II, possible special locks: SB31, 421, 455, ATEX, with laser labeling, upper case and lower case, always upper case at beginning of line | - | 0 | 9
3SU1050-4BL11-0AA1-Z | Y11 | 3SU1050-4BL11-0AA1-ZY11 | 1 | UN | 1 | 15 | C | D | EAR99 | N | 85389099 | 1 |  | 0.081 | KG | 82.94 | 82.94 | CP20 | CP20 | RONIS key-operated switch, 22 mm, round, metal, shiny, lock number SB30, with 2 keys, 3 switch positions I-O-II, latching, actuating angle 2x45Â°, 10:30h/12h/13:30h, Key removal I+O+II, possible special locks: SB31, 421, 455, ATEX, with laser labeling, upper case | - | 0 | 9
3SU1050-4BL11-0AA1-Z | Y12 | 3SU1050-4BL11-0AA1-ZY12 | 1 | UN | 1 | 15 | C | D | EAR99 | N | 85389099 | 1 |  | 0.081 | KG | 82.94 | 82.94 | CP20 | CP20 | RONIS key-operated switch, 22 mm, round, metal, shiny, lock number SB30, with 2 keys, 3 switch positions I-O-II, latching, actuating angle 2x45Â°, 10:30h/12h/13:30h, Key removal I+O+II, possible special locks: SB31, 421, 455, ATEX, with laser labeling, lower case | - | 0 | 9
3SU1050-4BL11-0AA1-Z | Y15 | 3SU1050-4BL11-0AA1-ZY15 | 1 | UN | 1 | 15 | C | D | EAR99 | N | 85389099 | 1 |  | 0.081 | KG | 82.94 | 82.94 | CP20 | CP20 | RONIS key-operated switch, 22 mm, round, metal, shiny, lock number SB30, with 2 keys, 3 switch positions I-O-II, latching, actuating angle 2x45Â°, 10:30h/12h/13:30h, Key removal I+O+II, possible special locks: SB31, 421, 455, ATEX, with laser labeling, upper case and lower case, always upper case at the beginning of the word | - | 0 | 9
3SU1050-4BL11-0AA1-Z | Y19 | 3SU1050-4BL11-0AA1-ZY19 | 1 | UN | 1 | 15 | C | D | EAR99 | N | 85389099 | 1 |  | 0.081 | KG | 79.14 | 79.14 | CP20 | CP20 | RONIS key-operated switch, 22 mm, round, metal, shiny, lock number SB30, with 2 keys, 3 switch positions I-O-II, latching, actuating angle 2x45Â°, 10:30h/12h/13:30h, Key removal I+O+II, possible special locks: SB31, 421, 455, ATEX, with laser labeling, inscription or symbol Customer-specific selection with SIRIUS ACT configurator (CIN) | - | 0 | 9
3SU1050-4BL21-0AA0 |  | 3SU1050-4BL21-0AA0 | 1 | UN | 1 | 5 | B | D | N | N | 85389099 | 1 | 4011209970878 | 0.02 | KG | 30.59 | 29.74 | CP20 | CP20 | RONIS key-operated switch, 22 mm, round, metal, shiny, lock number SB30, with 2 keys, 3 switch positions I-O-II, latching, actuating angle 2x45Â°, 10:30h/12h/13:30h, key removal I, possible special locks: SB31, 421, 455 | Lista Papel 2020 SI | 0 | 0
3SU1050-4BL21-0AA0-Z | X90 | 3SU1050-4BL21-0AA0-ZX90 | 1 | UN | 1 | 5 | B | D | EAR99 | N | 85389099 | 50 |  | 0.081 | KG | 30.59 | 30.59 | CP20 | CP20 | RONIS key-operated switch, 22 mm, round, metal, shiny, lock number SB30, with 2 keys, 3 switch positions I-O-II, latching, actuating angle 2x45Â°, 10:30h/12h/13:30h, key removal I, possible special locks: SB31, 421, 455, Z=50-unit packaging | - | 0 | 0
3SU1050-4BL21-0AA0-Z | Y01 | 3SU1050-4BL21-0AA0-ZY01 | 1 | UN | 1 | 25 | D | D | EAR99 | N | 85389099 | 1 |  | 0.081 | KG | 78.09 | 78.09 | CP20 | CP20 | RONIS key-operated switch, 22 mm, round, metal, shiny, special lock, with 2 keys, 3 switch positions I-O-II, latching, actuating angle 2x45Â°, 10:30h/12h/13:30h, key removal I, possible special locks: SB31, 421, 455 | - | 0 | 0
3SU1050-4BL21-0AA0-Z | Y01Y19 | 3SU1050-4BL21-0AA0-ZY01Y19 | 1 | UN | 1 | 30 | D | D | N | N | 85389099 | 1 |  | 0.081 | KG | 79.04 | 79.04 | CP20 | CP20 | RONIS key-operated switch, 22 mm, round, metal, shiny, special lock, with 2 keys, 3 switch positions I-O-II, latching, actuating angle 2x45Â°, 10:30h/12h/13:30h, key removal I, possible special locks: SB31, 421, 455, customer-specific selection with SIRIUS ACT configurator (CIN) |  | 0 | 0
3SU1050-4BL21-0AA0-Z | Y10 | 3SU1050-4BL21-0AA0-ZY10 | 1 | UN | 1 | 10 | C | D | EAR99 | N | 85389099 | 1 |  | 0.081 | KG | 35.34 | 35.34 | CP20 | CP20 | RONIS key-operated switch, 22 mm, round, metal, shiny, lock number SB30, with 2 keys, 3 switch positions I-O-II, latching, actuating angle 2x45Â°, 10:30h/12h/13:30h, key removal I, possible special locks: SB31, 421, 455, with laser labeling, upper case and lower case, always upper case at beginning of line | - | 0 | 0
3SU1050-4BL21-0AA0-Z | Y11 | 3SU1050-4BL21-0AA0-ZY11 | 1 | UN | 1 | 10 | C | D | EAR99 | N | 85389099 | 1 |  | 0.081 | KG | 35.34 | 35.34 | CP20 | CP20 | RONIS key-operated switch, 22 mm, round, metal, shiny, lock number SB30, with 2 keys, 3 switch positions I-O-II, latching, actuating angle 2x45Â°, 10:30h/12h/13:30h, key removal I, possible special locks: SB31, 421, 455, with laser labeling, upper case | - | 0 | 0
3SU1050-4BL21-0AA0-Z | Y12 | 3SU1050-4BL21-0AA0-ZY12 | 1 | UN | 1 | 10 | C | D | EAR99 | N | 85389099 | 1 |  | 0.081 | KG | 35.34 | 35.34 | CP20 | CP20 | RONIS key-operated switch, 22 mm, round, metal, shiny, lock number SB30, with 2 keys, 3 switch positions I-O-II, latching, actuating angle 2x45Â°, 10:30h/12h/13:30h, key removal I, possible special locks: SB31, 421, 455, with laser labeling, lower case | - | 0 | 0
3SU1050-4BL21-0AA0-Z | Y15 | 3SU1050-4BL21-0AA0-ZY15 | 1 | UN | 1 | 10 | C | D | EAR99 | N | 85389099 | 1 |  | 0.081 | KG | 35.34 | 35.34 | CP20 | CP20 | RONIS key-operated switch, 22 mm, round, metal, shiny, lock number SB30, with 2 keys, 3 switch positions I-O-II, latching, actuating angle 2x45Â°, 10:30h/12h/13:30h, key removal I, possible special locks: SB31, 421, 455, with laser labeling, upper case and lower case, always upper case at the beginning of the word | - | 0 | 0
3SU1050-4BL21-0AA0-Z | Y19 | 3SU1050-4BL21-0AA0-ZY19 | 1 | UN | 1 | 10 | C | D | EAR99 | N | 85389099 | 1 |  | 0.081 | KG | 31.54 | 31.54 | CP20 | CP20 | RONIS key-operated switch, 22 mm, round, metal, shiny, lock number SB30, with 2 keys, 3 switch positions I-O-II, latching, actuating angle 2x45Â°, 10:30h/12h/13:30h, key removal I, possible special locks: SB31, 421, 455, with laser labeling, inscription or symbol Customer-specific selection with SIRIUS ACT configurator (CIN) | - | 0 | 0
3SU1050-4BL31-0AA0 |  | 3SU1050-4BL31-0AA0 | 1 | UN | 1 | 5 | B | D | N | N | 85389099 | 1 | 4011209970885 | 0.02 | KG | 30.59 | 29.74 | CP20 | CP20 | RONIS key-operated switch, 22 mm, round, metal, shiny, lock number SB30, with 2 keys, 3 switch positions I-O-II, latching, actuating angle 2x45Â°, 10:30h/12h/13:30h, Key removal II, possible special locks: SB31, 421, 455 | Lista Papel 2020 SI | 0 | 0
3SU1050-4BL31-0AA0-Z | X90 | 3SU1050-4BL31-0AA0-ZX90 | 1 | UN | 1 | 5 | B | D | EAR99 | N | 85389099 | 50 |  | 0.081 | KG | 30.59 | 30.59 | CP20 | CP20 | RONIS key-operated switch, 22 mm, round, metal, shiny, lock number SB30, with 2 keys, 3 switch positions I-O-II, latching, actuating angle 2x45Â°, 10:30h/12h/13:30h, Key removal II, possible special locks: SB31, 421, 455, Z=50-unit packaging | - | 0 | 0
3SU1050-4BL31-0AA0-Z | Y01 | 3SU1050-4BL31-0AA0-ZY01 | 1 | UN | 1 | 25 | D | D | EAR99 | N | 85389099 | 1 |  | 0.081 | KG | 78.09 | 78.09 | CP20 | CP20 | RONIS key-operated switch, 22 mm, round, metal, shiny, special lock, with 2 keys, 3 switch positions I-O-II, latching, actuating angle 2x45Â°, 10:30h/12h/13:30h, Key removal II, possible special locks: SB31, 421, 455 | - | 0 | 0
3SU1050-4BL31-0AA0-Z | Y01Y19 | 3SU1050-4BL31-0AA0-ZY01Y19 | 1 | UN | 1 | 30 | D | D | N | N | 85389099 | 1 |  | 0.081 | KG | 79.04 | 79.04 | CP20 | CP20 | RONIS key-operated switch, 22 mm, round, metal, shiny, special lock, with 2 keys, 3 switch positions I-O-II, latching, actuating angle 2x45Â°, 10:30h/12h/13:30h, key removal II, possible special locks: SB31, 421, 455, customer-specific selection with SIRIUS ACT configurator (CIN) |  | 0 | 0
3SU1050-4BL31-0AA0-Z | Y10 | 3SU1050-4BL31-0AA0-ZY10 | 1 | UN | 1 | 10 | C | D | EAR99 | N | 85389099 | 1 |  | 0.081 | KG | 35.34 | 35.34 | CP20 | CP20 | RONIS key-operated switch, 22 mm, round, metal, shiny, lock number SB30, with 2 keys, 3 switch positions I-O-II, latching, actuating angle 2x45Â°, 10:30h/12h/13:30h, Key removal II, possible special locks: SB31, 421, 455, with laser labeling, upper case and lower case, always upper case at beginning of line | - | 0 | 0
3SU1050-4BL31-0AA0-Z | Y11 | 3SU1050-4BL31-0AA0-ZY11 | 1 | UN | 1 | 10 | C | D | EAR99 | N | 85389099 | 1 |  | 0.081 | KG | 35.34 | 35.34 | CP20 | CP20 | RONIS key-operated switch, 22 mm, round, metal, shiny, lock number SB30, with 2 keys, 3 switch positions I-O-II, latching, actuating angle 2x45Â°, 10:30h/12h/13:30h, Key removal II, possible special locks: SB31, 421, 455, with laser labeling, upper case | - | 0 | 0
3SU1050-4BL31-0AA0-Z | Y12 | 3SU1050-4BL31-0AA0-ZY12 | 1 | UN | 1 | 10 | C | D | EAR99 | N | 85389099 | 1 |  | 0.081 | KG | 35.34 | 35.34 | CP20 | CP20 | RONIS key-operated switch, 22 mm, round, metal, shiny, lock number SB30, with 2 keys, 3 switch positions I-O-II, latching, actuating angle 2x45Â°, 10:30h/12h/13:30h, Key removal II, possible special locks: SB31, 421, 455, with laser labeling, lower case | - | 0 | 0
3SU1050-4BL31-0AA0-Z | Y15 | 3SU1050-4BL31-0AA0-ZY15 | 1 | UN | 1 | 10 | C | D | EAR99 | N | 85389099 | 1 |  | 0.081 | KG | 35.34 | 35.34 | CP20 | CP20 | RONIS key-operated switch, 22 mm, round, metal, shiny, lock number SB30, with 2 keys, 3 switch positions I-O-II, latching, actuating angle 2x45Â°, 10:30h/12h/13:30h, Key removal II, possible special locks: SB31, 421, 455, with laser labeling, upper case and lower case, always upper case at the beginning of the word | - | 0 | 0
3SU1050-4BL31-0AA0-Z | Y19 | 3SU1050-4BL31-0AA0-ZY19 | 1 | UN | 1 | 10 | C | D | EAR99 | N | 85389099 | 1 |  | 0.081 | KG | 31.54 | 31.54 | CP20 | CP20 | RONIS key-operated switch, 22 mm, round, metal, shiny, lock number SB30, with 2 keys, 3 switch positions I-O-II, latching, actuating angle 2x45Â°, 10:30h/12h/13:30h, Key removal II, possible special locks: SB31, 421, 455, with laser labeling, inscription or symbol Customer-specific selection with SIRIUS ACT configurator (CIN) | - | 0 | 0
3SU1050-4BL41-0AA0 |  | 3SU1050-4BL41-0AA0 | 1 | UN | 1 | 5 | B | D | N | N | 85389099 | 1 | 4011209970861 | 0.02 | KG | 30.59 | 29.74 | CP20 | CP20 | RONIS key-operated switch, 22 mm, round, metal, shiny, lock number SB30, with 2 keys, 3 switch positions I-O-II, latching, actuating angle 2x45Â°, 10:30h/12h/13:30h, Key removal I+II, possible special locks: SB31, 421, 455 | Lista Papel 2020 SI | 0 | 0
3SU1050-4BL41-0AA0-Z | X90 | 3SU1050-4BL41-0AA0-ZX90 | 1 | UN | 1 | 5 | B | D | N | N | 85389099 | 50 | 4047621054568 | 0.081 | KG | 30.59 | 30.59 | CP20 | CP20 | RONIS key-operated switch, 22 mm, round, metal, shiny, lock number SB30, with 2 keys, 3 switch positions I-O-II, latching, actuating angle 2x45Â°, 10:30h/12h/13:30h, Key removal I+II, possible special locks: SB31, 421, 455, Z=50-unit packaging | - | 0 | 0
3SU1050-4BL41-0AA0-Z | Y01 | 3SU1050-4BL41-0AA0-ZY01 | 1 | UN | 1 | 25 | D | D | EAR99 | N | 85389099 | 1 |  | 0.081 | KG | 78.09 | 78.09 | CP20 | CP20 | RONIS key-operated switch, 22 mm, round, metal, shiny, special lock, with 2 keys, 3 switch positions I-O-II, latching, actuating angle 2x45Â°, 10:30h/12h/13:30h, Key removal I+II, possible special locks: SB31, 421, 455 | - | 0 | 0
3SU1050-4BL41-0AA0-Z | Y01Y19 | 3SU1050-4BL41-0AA0-ZY01Y19 | 1 | UN | 1 | 30 | D | D | N | N | 85389099 | 1 |  | 0.081 | KG | 79.04 | 79.04 | CP20 | CP20 | RONIS key-operated switch, 22 mm, round, metal, shiny, special lock, with 2 keys, 3 switch positions I-O-II, latching, actuating angle 2x45Â°, 10:30h/12h/13:30h, key removal I+II, possible special locks: SB31, 421, 455, customer-specific selection with SIRIUS ACT configurator (CIN) |  | 0 | 0
3SU1050-4BL41-0AA0-Z | Y10 | 3SU1050-4BL41-0AA0-ZY10 | 1 | UN | 1 | 10 | C | D | EAR99 | N | 85389099 | 1 |  | 0.081 | KG | 35.34 | 35.34 | CP20 | CP20 | RONIS key-operated switch, 22 mm, round, metal, shiny, lock number SB30, with 2 keys, 3 switch positions I-O-II, latching, actuating angle 2x45Â°, 10:30h/12h/13:30h, Key removal I+II, possible special locks: SB31, 421, 455, with laser labeling, upper case and lower case, always upper case at beginning of line | - | 0 | 0
3SU1050-4BL41-0AA0-Z | Y11 | 3SU1050-4BL41-0AA0-ZY11 | 1 | UN | 1 | 10 | C | D | EAR99 | N | 85389099 | 1 |  | 0.081 | KG | 35.34 | 35.34 | CP20 | CP20 | RONIS key-operated switch, 22 mm, round, metal, shiny, lock number SB30, with 2 keys, 3 switch positions I-O-II, latching, actuating angle 2x45Â°, 10:30h/12h/13:30h, Key removal I+II, possible special locks: SB31, 421, 455, with laser labeling, upper case | - | 0 | 0
3SU1050-4BL41-0AA0-Z | Y12 | 3SU1050-4BL41-0AA0-ZY12 | 1 | UN | 1 | 10 | C | D | EAR99 | N | 85389099 | 1 |  | 0.081 | KG | 35.34 | 35.34 | CP20 | CP20 | RONIS key-operated switch, 22 mm, round, metal, shiny, lock number SB30, with 2 keys, 3 switch positions I-O-II, latching, actuating angle 2x45Â°, 10:30h/12h/13:30h, Key removal I+II, possible special locks: SB31, 421, 455, with laser labeling, lower case | - | 0 | 0
3SU1050-4BL41-0AA0-Z | Y15 | 3SU1050-4BL41-0AA0-ZY15 | 1 | UN | 1 | 10 | C | D | EAR99 | N | 85389099 | 1 |  | 0.081 | KG | 35.34 | 35.34 | CP20 | CP20 | RONIS key-operated switch, 22 mm, round, metal, shiny, lock number SB30, with 2 keys, 3 switch positions I-O-II, latching, actuating angle 2x45Â°, 10:30h/12h/13:30h, Key removal I+II, possible special locks: SB31, 421, 455, with laser labeling, upper case and lower case, always upper case at the beginning of the word | - | 0 | 0
3SU1050-4BL41-0AA0-Z | Y19 | 3SU1050-4BL41-0AA0-ZY19 | 1 | UN | 1 | 10 | C | D | EAR99 | N | 85389099 | 1 |  | 0.081 | KG | 31.54 | 31.54 | CP20 | CP20 | RONIS key-operated switch, 22 mm, round, metal, shiny, lock number SB30, with 2 keys, 3 switch positions I-O-II, latching, actuating angle 2x45Â°, 10:30h/12h/13:30h, Key removal I+II, possible special locks: SB31, 421, 455, with laser labeling, inscription or symbol Customer-specific selection with SIRIUS ACT configurator (CIN) | - | 0 | 0
3SU1050-4BL51-0AA0 |  | 3SU1050-4BL51-0AA0 | 1 | UN | 1 | 5 | B | D | N | N | 85389099 | 1 | 4011209970892 | 0.02 | KG | 30.59 | 29.74 | CP20 | CP20 | RONIS key-operated switch, 22 mm, round, metal, shiny, lock number SB30, with 2 keys, 3 switch positions I-O-II, latching, actuating angle 2x45Â°, 10:30h/12h/13:30h, key removal O+I, possible special locks: SB31, 421, 455 | Lista Papel 2020 SI | 0 | 0
3SU1050-4BL51-0AA0-Z | X90 | 3SU1050-4BL51-0AA0-ZX90 | 1 | UN | 1 | 5 | B | D | EAR99 | N | 85389099 | 50 |  | 0.081 | KG | 30.59 | 30.59 | CP20 | CP20 | RONIS key-operated switch, 22 mm, round, metal, shiny, lock number SB30, with 2 keys, 3 switch positions I-O-II, latching, actuating angle 2x45Â°, 10:30h/12h/13:30h, key removal O+I, possible special locks: SB31, 421, 455, Z=50-unit packaging | - | 0 | 0
3SU1050-4BL51-0AA0-Z | Y01 | 3SU1050-4BL51-0AA0-ZY01 | 1 | UN | 1 | 25 | D | D | EAR99 | N | 85389099 | 1 |  | 0.081 | KG | 78.09 | 78.09 | CP20 | CP20 | RONIS key-operated switch, 22 mm, round, metal, shiny, special lock, with 2 keys, 3 switch positions I-O-II, latching, actuating angle 2x45Â°, 10:30h/12h/13:30h, key removal O+I, possible special locks: SB31, 421, 455 | - | 0 | 0
3SU1050-4BL51-0AA0-Z | Y01Y19 | 3SU1050-4BL51-0AA0-ZY01Y19 | 1 | UN | 1 | 30 | D | D | N | N | 85389099 | 1 |  | 0.081 | KG | 79.04 | 79.04 | CP20 | CP20 | RONIS key-operated switch, 22 mm, round, metal, shiny, special lock, with 2 keys, 3 switch positions I-O-II, latching, actuating angle 2x45Â°, 10:30h/12h/13:30h, key removal O+I, possible special locks: SB31, 421, 455, customer-specific selection with SIRIUS ACT configurator (CIN) |  | 0 | 0
3SU1050-4BL51-0AA0-Z | Y10 | 3SU1050-4BL51-0AA0-ZY10 | 1 | UN | 1 | 10 | C | D | EAR99 | N | 85389099 | 1 |  | 0.081 | KG | 35.34 | 35.34 | CP20 | CP20 | RONIS key-operated switch, 22 mm, round, metal, shiny, lock number SB30, with 2 keys, 3 switch positions I-O-II, latching, actuating angle 2x45Â°, 10:30h/12h/13:30h, key removal O+I, possible special locks: SB31, 421, 455, with laser labeling, upper case and lower case, always upper case at beginning of line | - | 0 | 0
3SU1050-4BL51-0AA0-Z | Y11 | 3SU1050-4BL51-0AA0-ZY11 | 1 | UN | 1 | 10 | C | D | EAR99 | N | 85389099 | 1 |  | 0.081 | KG | 35.34 | 35.34 | CP20 | CP20 | RONIS key-operated switch, 22 mm, round, metal, shiny, lock number SB30, with 2 keys, 3 switch positions I-O-II, latching, actuating angle 2x45Â°, 10:30h/12h/13:30h, key removal O+I, possible special locks: SB31, 421, 455, with laser labeling, upper case | - | 0 | 0
3SU1050-4BL51-0AA0-Z | Y12 | 3SU1050-4BL51-0AA0-ZY12 | 1 | UN | 1 | 10 | C | D | EAR99 | N | 85389099 | 1 |  | 0.081 | KG | 35.34 | 35.34 | CP20 | CP20 | RONIS key-operated switch, 22 mm, round, metal, shiny, lock number SB30, with 2 keys, 3 switch positions I-O-II, latching, actuating angle 2x45Â°, 10:30h/12h/13:30h, key removal O+I, possible special locks: SB31, 421, 455, with laser labeling, lower case | - | 0 | 0
3SU1050-4BL51-0AA0-Z | Y15 | 3SU1050-4BL51-0AA0-ZY15 | 1 | UN | 1 | 10 | C | D | EAR99 | N | 85389099 | 1 |  | 0.081 | KG | 35.34 | 35.34 | CP20 | CP20 | RONIS key-operated switch, 22 mm, round, metal, shiny, lock number SB30, with 2 keys, 3 switch positions I-O-II, latching, actuating angle 2x45Â°, 10:30h/12h/13:30h, key removal O+I, possible special locks: SB31, 421, 455, with laser labeling, upper case and lower case, always upper case at the beginning of the word | - | 0 | 0
3SU1050-4BL51-0AA0-Z | Y19 | 3SU1050-4BL51-0AA0-ZY19 | 1 | UN | 1 | 10 | C | D | EAR99 | N | 85389099 | 1 |  | 0.081 | KG | 31.54 | 31.54 | CP20 | CP20 | RONIS key-operated switch, 22 mm, round, metal, shiny, lock number SB30, with 2 keys, 3 switch positions I-O-II, latching, actuating angle 2x45Â°, 10:30h/12h/13:30h, key removal O+I, possible special locks: SB31, 421, 455, with laser labeling, inscription or symbol Customer-specific selection with SIRIUS ACT configurator (CIN) | - | 0 | 0
3SU1050-4BM01-0AA0 |  | 3SU1050-4BM01-0AA0 | 1 | UN | 1 | 5 | B | D | N | N | 85389099 | 1 | 4011209970908 | 0.02 | KG | 29.07 | 28.22 | CP20 | CP20 | RONIS key-operated switch, 22 mm, round, metal, shiny, lock number SB30, with 2 keys, 3 switch positions I>O<II, momentary contact type, actuating angle 2x45Â°, 10:30h/12h/13:30h, key removal O, possible special locks: SB31, 421, 455 | Lista Papel 2020 SI | 0 | 0
3SU1050-4BM01-0AA0-Z | X90 | 3SU1050-4BM01-0AA0-ZX90 | 1 | UN | 1 | 5 | B | D | EAR99 | N | 85389099 | 50 |  | 0.081 | KG | 29.07 | 29.07 | CP20 | CP20 | RONIS key-operated switch, 22 mm, round, metal, shiny, lock number SB30, with 2 keys, 3 switch positions I>O<II, momentary contact type, actuating angle 2x45Â°, 10:30h/12h/13:30h, key removal O, possible special locks: SB31, 421, 455, Z=50-unit packaging | - | 0 | 0
3SU1050-4BM01-0AA0-Z | Y01 | 3SU1050-4BM01-0AA0-ZY01 | 1 | UN | 1 | 25 | D | D | EAR99 | N | 85389099 | 1 |  | 0.081 | KG | 76.57 | 76.57 | CP20 | CP20 | RONIS key-operated switch, 22 mm, round, metal, shiny, special lock, with 2 keys, 3 switch positions I>O<II, momentary contact type, actuating angle 2x45Â°, 10:30h/12h/13:30h, key removal O, possible special locks: SB31, 421, 455 | - | 0 | 0
3SU1050-4BM01-0AA0-Z | Y01Y19 | 3SU1050-4BM01-0AA0-ZY01Y19 | 1 | UN | 1 | 30 | D | D | N | N | 85389099 | 1 |  | 0.081 | KG | 77.52 | 77.52 | CP20 | CP20 | RONIS key-operated switch, 22 mm, round, metal, shiny, special lock, with 2 keys, 3 switch positions I>O<II, momentary contact type, actuating angle 2x45Â°, 10:30h/12h/13:30h, key removal O, possible special locks: SB31, 421, 455, customer-specific selection with SIRIUS ACT configurator (CIN) |  | 0 | 0
3SU1050-4BM01-0AA0-Z | Y10 | 3SU1050-4BM01-0AA0-ZY10 | 1 | UN | 1 | 10 | C | D | EAR99 | N | 85389099 | 1 |  | 0.081 | KG | 33.82 | 33.82 | CP20 | CP20 | RONIS key-operated switch, 22 mm, round, metal, shiny, lock number SB30, with 2 keys, 3 switch positions I>O<II, momentary contact type, actuating angle 2x45Â°, 10:30h/12h/13:30h, key removal O, possible special locks: SB31, 421, 455, with laser labeling, upper case and lower case, always upper case at beginning of line | - | 0 | 0
3SU1050-4BM01-0AA0-Z | Y11 | 3SU1050-4BM01-0AA0-ZY11 | 1 | UN | 1 | 10 | C | D | EAR99 | N | 85389099 | 1 |  | 0.081 | KG | 33.82 | 33.82 | CP20 | CP20 | RONIS key-operated switch, 22 mm, round, metal, shiny, lock number SB30, with 2 keys, 3 switch positions I>O<II, momentary contact type, actuating angle 2x45Â°, 10:30h/12h/13:30h, key removal O, possible special locks: SB31, 421, 455, with laser labeling, upper case | - | 0 | 0
3SU1050-4BM01-0AA0-Z | Y12 | 3SU1050-4BM01-0AA0-ZY12 | 1 | UN | 1 | 10 | C | D | EAR99 | N | 85389099 | 1 |  | 0.081 | KG | 33.82 | 33.82 | CP20 | CP20 | RONIS key-operated switch, 22 mm, round, metal, shiny, lock number SB30, with 2 keys, 3 switch positions I>O<II, momentary contact type, actuating angle 2x45Â°, 10:30h/12h/13:30h, key removal O, possible special locks: SB31, 421, 455, with laser labeling, lower case | - | 0 | 0
3SU1050-4BM01-0AA0-Z | Y15 | 3SU1050-4BM01-0AA0-ZY15 | 1 | UN | 1 | 10 | C | D | EAR99 | N | 85389099 | 1 |  | 0.081 | KG | 33.82 | 33.82 | CP20 | CP20 | RONIS key-operated switch, 22 mm, round, metal, shiny, lock number SB30, with 2 keys, 3 switch positions I>O<II, momentary contact type, actuating angle 2x45Â°, 10:30h/12h/13:30h, key removal O, possible special locks: SB31, 421, 455, with laser labeling, upper case and lower case, always upper case at the beginning of the word | - | 0 | 0
3SU1050-4BM01-0AA0-Z | Y19 | 3SU1050-4BM01-0AA0-ZY19 | 1 | UN | 1 | 10 | C | D | EAR99 | N | 85389099 | 1 |  | 0.081 | KG | 30.02 | 30.02 | CP20 | CP20 | RONIS key-operated switch, 22 mm, round, metal, shiny, lock number SB30, with 2 keys, 3 switch positions I>O<II, momentary contact type, actuating angle 2x45Â°, 10:30h/12h/13:30h, key removal O, possible special locks: SB31, 421, 455, with laser labeling, inscription or symbol Customer-specific selection with SIRIUS ACT configurator (CIN) | - | 0 | 0
3SU1050-4BM01-0AA1 |  | 3SU1050-4BM01-0AA1 | 1 | UN | 1 | 10 | C | D | N | N | 85389099 | 1 | 4011209962118 | 0.081 | KG | 78.19 | 78.19 | CP20 | CP20 | RONIS key-operated switch, 22 mm, round, metal, shiny, lock number SB30, with 2 keys, 3 switch positions I>O<II, momentary contact type, actuating angle 2x45Â°, 10:30h/12h/13:30h, key removal O, possible special locks: SB31, 421, 455, ATEX | - | 0 | 9
3SU1050-4BM01-0AA1-Z | X90 | 3SU1050-4BM01-0AA1-ZX90 | 1 | UN | 1 | 10 | C | D | EAR99 | N | 85389099 | 50 |  | 0.081 | KG | 78.19 | 78.19 | CP20 | CP20 | RONIS key-operated switch, 22 mm, round, metal, shiny, lock number SB30, with 2 keys, 3 switch positions I>O<II, momentary contact type, actuating angle 2x45Â°, 10:30h/12h/13:30h, key removal O, possible special locks: SB31, 421, 455, ATEX, Z=50-unit packaging | - | 0 | 9
3SU1050-4BM01-0AA1-Z | Y01 | 3SU1050-4BM01-0AA1-ZY01 | 1 | UN | 1 | 30 | D | D | EAR99 | N | 85389099 | 1 |  | 0.081 | KG | 125.4 | 125.4 | CP20 | CP20 | RONIS key-operated switch, 22 mm, round, metal, shiny, special lock, with 2 keys, 3 switch positions I>O<II, momentary contact type, actuating angle 2x45Â°, 10:30h/12h/13:30h, key removal O, possible special locks: SB31, 421, 455, ATEX | - | 0 | 9
3SU1050-4BM01-0AA1-Z | Y01Y19 | 3SU1050-4BM01-0AA1-ZY01Y19 | 1 | UN | 1 | 30 | D | D | N | N | 85389099 | 1 |  | 0.081 | KG | 126.35 | 126.35 | CP20 | CP20 | RONIS key-operated switch, 22 mm, round, metal, shiny, special lock, with 2 keys, 3 switch positions I>O<II, momentary contact type, actuating angle 2x45Â°, 10:30h/12h/13:30h, key removal O, possible special locks: SB31, 421, 455, ATEX, customer-specific selection with SIRIUS ACT configurator (CIN) |  | 0 | 9
3SU1050-4BM01-0AA1-Z | Y10 | 3SU1050-4BM01-0AA1-ZY10 | 1 | UN | 1 | 15 | C | D | EAR99 | N | 85389099 | 1 |  | 0.081 | KG | 82.94 | 82.94 | CP20 | CP20 | RONIS key-operated switch, 22 mm, round, metal, shiny, lock number SB30, with 2 keys, 3 switch positions I>O<II, momentary contact type, actuating angle 2x45Â°, 10:30h/12h/13:30h, key removal O, possible special locks: SB31, 421, 455, ATEX, with laser labeling, upper case and lower case, always upper case at beginning of line | - | 0 | 9
3SU1050-4BM01-0AA1-Z | Y11 | 3SU1050-4BM01-0AA1-ZY11 | 1 | UN | 1 | 15 | C | D | EAR99 | N | 85389099 | 1 |  | 0.081 | KG | 82.94 | 82.94 | CP20 | CP20 | RONIS key-operated switch, 22 mm, round, metal, shiny, lock number SB30, with 2 keys, 3 switch positions I>O<II, momentary contact type, actuating angle 2x45Â°, 10:30h/12h/13:30h, key removal O, possible special locks: SB31, 421, 455, ATEX, with laser labeling, upper case | - | 0 | 9
3SU1050-4BM01-0AA1-Z | Y12 | 3SU1050-4BM01-0AA1-ZY12 | 1 | UN | 1 | 15 | C | D | EAR99 | N | 85389099 | 1 |  | 0.081 | KG | 82.94 | 82.94 | CP20 | CP20 | RONIS key-operated switch, 22 mm, round, metal, shiny, lock number SB30, with 2 keys, 3 switch positions I>O<II, momentary contact type, actuating angle 2x45Â°, 10:30h/12h/13:30h, key removal O, possible special locks: SB31, 421, 455, ATEX, with laser labeling, lower case | - | 0 | 9
3SU1050-4BM01-0AA1-Z | Y15 | 3SU1050-4BM01-0AA1-ZY15 | 1 | UN | 1 | 15 | C | D | EAR99 | N | 85389099 | 1 |  | 0.081 | KG | 82.94 | 82.94 | CP20 | CP20 | RONIS key-operated switch, 22 mm, round, metal, shiny, lock number SB30, with 2 keys, 3 switch positions I>O<II, momentary contact type, actuating angle 2x45Â°, 10:30h/12h/13:30h, key removal O, possible special locks: SB31, 421, 455, ATEX, with laser labeling, upper case and lower case, always upper case at the beginning of the word | - | 0 | 9
3SU1050-4BM01-0AA1-Z | Y19 | 3SU1050-4BM01-0AA1-ZY19 | 1 | UN | 1 | 15 | C | D | EAR99 | N | 85389099 | 1 |  | 0.081 | KG | 79.14 | 79.14 | CP20 | CP20 | RONIS key-operated switch, 22 mm, round, metal, shiny, lock number SB30, with 2 keys, 3 switch positions I>O<II, momentary contact type, actuating angle 2x45Â°, 10:30h/12h/13:30h, key removal O, possible special locks: SB31, 421, 455, ATEX, with laser labeling, inscription or symbol Customer-specific selection with SIRIUS ACT configurator (CIN) | - | 0 | 9
3SU1050-4BN01-0AA0 |  | 3SU1050-4BN01-0AA0 | 1 | UN | 1 | 5 | B | D | N | N | 85389099 | 1 | 4011209970939 | 0.02 | KG | 29.64 | 29.64 | CP20 | CP20 | RONIS key-operated switch, 22 mm, round, metal, shiny, lock number SB30, with 2 keys, 3 switch positions I-O<II, left latching, right momentary contact type, actuating angle 2x45Â°, 10:30h/12h/13:30h, key removal O, possible special locks: SB31, 421, 455 | - | 0 | 0
3SU1050-4BN01-0AA0-Z | X90 | 3SU1050-4BN01-0AA0-ZX90 | 1 | UN | 1 | 5 | B | D | EAR99 | N | 85389099 | 50 |  | 0.081 | KG | 29.64 | 29.64 | CP20 | CP20 | RONIS key-operated switch, 22 mm, round, metal, shiny, lock number SB30, with 2 keys, 3 switch positions I-O<II, left latching, right momentary contact type, actuating angle 2x45Â°, 10:30h/12h/13:30h, key removal O, possible special locks: SB31, 421, 455, Z=50-unit packaging | - | 0 | 0
3SU1050-4BN01-0AA0-Z | Y01 | 3SU1050-4BN01-0AA0-ZY01 | 1 | UN | 1 | 25 | D | D | EAR99 | N | 85389099 | 1 |  | 0.081 | KG | 77.14 | 77.14 | CP20 | CP20 | RONIS key-operated switch, 22 mm, round, metal, shiny, special lock, with 2 keys, 3 switch positions I-O<II, left latching, right momentary contact type, actuating angle 2x45Â°, 10:30h/12h/13:30h, key removal O, possible special locks: SB31, 421, 455 | - | 0 | 0
3SU1050-4BN01-0AA0-Z | Y01Y19 | 3SU1050-4BN01-0AA0-ZY01Y19 | 1 | UN | 1 | 30 | D | D | N | N | 85389099 | 1 |  | 0.081 | KG | 78.09 | 78.09 | CP20 | CP20 | RONIS key-operated switch, 22 mm, round, metal, shiny, special lock, with 2 keys, 3 switch positions I-O<II left latching, momentary contact type on the right, actuating angle 2x45Â°, 10:30h/12h/13:30h, key removal O, possible special locks: SB31, 421, 455, customer-specific selection with SIRIUS ACT configurator (CIN) |  | 0 | 0
3SU1050-4BN01-0AA0-Z | Y10 | 3SU1050-4BN01-0AA0-ZY10 | 1 | UN | 1 | 10 | C | D | EAR99 | N | 85389099 | 1 |  | 0.081 | KG | 34.39 | 34.39 | CP20 | CP20 | RONIS key-operated switch, 22 mm, round, metal, shiny, lock number SB30, with 2 keys, 3 switch positions I-O<II, left latching, right momentary contact type, actuating angle 2x45Â°, 10:30h/12h/13:30h, key removal O, possible special locks: SB31, 421, 455, with laser labeling, upper case and lower case, always upper case at beginning of line | - | 0 | 0
3SU1050-4BN01-0AA0-Z | Y11 | 3SU1050-4BN01-0AA0-ZY11 | 1 | UN | 1 | 10 | C | D | EAR99 | N | 85389099 | 1 |  | 0.081 | KG | 34.39 | 34.39 | CP20 | CP20 | RONIS key-operated switch, 22 mm, round, metal, shiny, lock number SB30, with 2 keys, 3 switch positions I-O<II, left latching, right momentary contact type, actuating angle 2x45Â°, 10:30h/12h/13:30h, key removal O, possible special locks: SB31, 421, 455, with laser labeling, upper case | - | 0 | 0
3SU1050-4BN01-0AA0-Z | Y12 | 3SU1050-4BN01-0AA0-ZY12 | 1 | UN | 1 | 10 | C | D | EAR99 | N | 85389099 | 1 |  | 0.081 | KG | 34.39 | 34.39 | CP20 | CP20 | RONIS key-operated switch, 22 mm, round, metal, shiny, lock number SB30, with 2 keys, 3 switch positions I-O<II, left latching, right momentary contact type, actuating angle 2x45Â°, 10:30h/12h/13:30h, key removal O, possible special locks: SB31, 421, 455, with laser labeling, lower case | - | 0 | 0
3SU1050-4BN01-0AA0-Z | Y15 | 3SU1050-4BN01-0AA0-ZY15 | 1 | UN | 1 | 10 | C | D | EAR99 | N | 85389099 | 1 |  | 0.081 | KG | 34.39 | 34.39 | CP20 | CP20 | RONIS key-operated switch, 22 mm, round, metal, shiny, lock number SB30, with 2 keys, 3 switch positions I-O<II, left latching, right momentary contact type, actuating angle 2x45Â°, 10:30h/12h/13:30h, key removal O, possible special locks: SB31, 421, 455, with laser labeling, upper case and lower case, always upper case at the beginning of the word | - | 0 | 0
3SU1050-4BN01-0AA0-Z | Y19 | 3SU1050-4BN01-0AA0-ZY19 | 1 | UN | 1 | 10 | C | D | EAR99 | N | 85389099 | 1 |  | 0.081 | KG | 30.59 | 30.59 | CP20 | CP20 | RONIS key-operated switch, 22 mm, round, metal, shiny, lock number SB30, with 2 keys, 3 switch positions I-O<II, left latching, right momentary contact type, actuating angle 2x45Â°, 10:30h/12h/13:30h, key removal O, possible special locks: SB31, 421, 455, with laser labeling, inscription or symbol Customer-specific selection with SIRIUS ACT configurator (CIN) | - | 0 | 0
3SU1050-4BN21-0AA0 |  | 3SU1050-4BN21-0AA0 | 1 | UN | 1 | 5 | B | D | N | N | 85389099 | 1 | 4011209971738 | 0.02 | KG | 29.64 | 29.64 | CP20 | CP20 | RONIS key-operated switch, 22 mm, round, metal, shiny, lock number SB30, with 2 keys, 3 switch positions I-O<II, left latching, right momentary contact type, actuating angle 2x45Â°, 10:30h/12h/13:30h, key removal I, possible special locks: SB31, 421, 455 | - | 0 | 0
3SU1050-4BN21-0AA0-Z | X90 | 3SU1050-4BN21-0AA0-ZX90 | 1 | UN | 1 | 5 | B | D | EAR99 | N | 85389099 | 50 |  | 0.081 | KG | 29.64 | 29.64 | CP20 | CP20 | RONIS key-operated switch, 22 mm, round, metal, shiny, lock number SB30, with 2 keys, 3 switch positions I-O<II, left latching, right momentary contact type, actuating angle 2x45Â°, 10:30h/12h/13:30h, key removal I, possible special locks: SB31, 421, 455, Z=50-unit packaging | - | 0 | 0
3SU1050-4BN21-0AA0-Z | Y01 | 3SU1050-4BN21-0AA0-ZY01 | 1 | UN | 1 | 25 | D | D | EAR99 | N | 85389099 | 1 |  | 0.081 | KG | 77.14 | 77.14 | CP20 | CP20 | RONIS key-operated switch, 22 mm, round, metal, shiny, special lock, with 2 keys, 3 switch positions I-O<II, left latching, right momentary contact type, actuating angle 2x45Â°, 10:30h/12h/13:30h, key removal I, possible special locks: SB31, 421, 455 | - | 0 | 0
3SU1050-4BN21-0AA0-Z | Y01Y19 | 3SU1050-4BN21-0AA0-ZY01Y19 | 1 | UN | 1 | 30 | D | D | N | N | 85389099 | 1 |  | 0.081 | KG | 78.09 | 78.09 | CP20 | CP20 | RONIS key-operated switch, 22 mm, round, metal, shiny, special lock, with 2 keys, 3 switch positions I-O<II left latching, momentary contact type on the right, actuating angle 2x45Â°, 10:30h/12h/13:30h, key removal I, possible special locks: SB31, 421, 455, customer-specific selection with SIRIUS ACT configurator (CIN) |  | 0 | 0
3SU1050-4BN21-0AA0-Z | Y10 | 3SU1050-4BN21-0AA0-ZY10 | 1 | UN | 1 | 10 | C | D | EAR99 | N | 85389099 | 1 |  | 0.081 | KG | 34.39 | 34.39 | CP20 | CP20 | RONIS key-operated switch, 22 mm, round, metal, shiny, lock number SB30, with 2 keys, 3 switch positions I-O<II, left latching, right momentary contact type, actuating angle 2x45Â°, 10:30h/12h/13:30h, key removal I, possible special locks: SB31, 421, 455, with laser labeling, upper case and lower case, always upper case at beginning of line | - | 0 | 0
3SU1050-4BN21-0AA0-Z | Y11 | 3SU1050-4BN21-0AA0-ZY11 | 1 | UN | 1 | 10 | C | D | EAR99 | N | 85389099 | 1 |  | 0.081 | KG | 34.39 | 34.39 | CP20 | CP20 | RONIS key-operated switch, 22 mm, round, metal, shiny, lock number SB30, with 2 keys, 3 switch positions I-O<II, left latching, right momentary contact type, actuating angle 2x45Â°, 10:30h/12h/13:30h, key removal I, possible special locks: SB31, 421, 455, with laser labeling, upper case | - | 0 | 0
3SU1050-4BN21-0AA0-Z | Y12 | 3SU1050-4BN21-0AA0-ZY12 | 1 | UN | 1 | 10 | C | D | EAR99 | N | 85389099 | 1 |  | 0.081 | KG | 34.39 | 34.39 | CP20 | CP20 | RONIS key-operated switch, 22 mm, round, metal, shiny, lock number SB30, with 2 keys, 3 switch positions I-O<II, left latching, right momentary contact type, actuating angle 2x45Â°, 10:30h/12h/13:30h, key removal I, possible special locks: SB31, 421, 455, with laser labeling, lower case | - | 0 | 0
3SU1050-4BN21-0AA0-Z | Y15 | 3SU1050-4BN21-0AA0-ZY15 | 1 | UN | 1 | 10 | C | D | EAR99 | N | 85389099 | 1 |  | 0.081 | KG | 34.39 | 34.39 | CP20 | CP20 | RONIS key-operated switch, 22 mm, round, metal, shiny, lock number SB30, with 2 keys, 3 switch positions I-O<II, left latching, right momentary contact type, actuating angle 2x45Â°, 10:30h/12h/13:30h, key removal I, possible special locks: SB31, 421, 455, with laser labeling, upper case and lower case, always upper case at the beginning of the word | - | 0 | 0
3SU1050-4BN21-0AA0-Z | Y19 | 3SU1050-4BN21-0AA0-ZY19 | 1 | UN | 1 | 10 | C | D | EAR99 | N | 85389099 | 1 |  | 0.081 | KG | 30.59 | 30.59 | CP20 | CP20 | RONIS key-operated switch, 22 mm, round, metal, shiny, lock number SB30, with 2 keys, 3 switch positions I-O<II, left latching, right momentary contact type, actuating angle 2x45Â°, 10:30h/12h/13:30h, key removal I, possible special locks: SB31, 421, 455, with laser labeling, inscription or symbol Customer-specific selection with SIRIUS ACT configurator (CIN) | - | 0 | 0
3SU1050-4BN51-0AA0 |  | 3SU1050-4BN51-0AA0 | 1 | UN | 1 | 5 | B | D | N | N | 85389099 | 1 | 4011209970946 | 0.02 | KG | 29.64 | 29.64 | CP20 | CP20 | RONIS key-operated switch, 22 mm, round, metal, shiny, lock number SB30, with 2 keys, 3 switch positions I-O<II, left latching, right momentary contact type, actuating angle 2x45Â°, 10:30h/12h/13:30h, key removal O+I, possible special locks: SB31, 421, 455 | - | 0 | 0
3SU1050-4BN51-0AA0-Z | X90 | 3SU1050-4BN51-0AA0-ZX90 | 1 | UN | 1 | 5 | B | D | EAR99 | N | 85389099 | 50 |  | 0.081 | KG | 29.64 | 29.64 | CP20 | CP20 | RONIS key-operated switch, 22 mm, round, metal, shiny, lock number SB30, with 2 keys, 3 switch positions I-O<II, left latching, right momentary contact type, actuating angle 2x45Â°, 10:30h/12h/13:30h, key removal O+I, possible special locks: SB31, 421, 455, Z=50-unit packaging | - | 0 | 0
3SU1050-4BN51-0AA0-Z | Y01 | 3SU1050-4BN51-0AA0-ZY01 | 1 | UN | 1 | 25 | D | D | EAR99 | N | 85389099 | 1 |  | 0.081 | KG | 77.14 | 77.14 | CP20 | CP20 | RONIS key-operated switch, 22 mm, round, metal, shiny, special lock, with 2 keys, 3 switch positions I-O<II, left latching, right momentary contact type, actuating angle 2x45Â°, 10:30h/12h/13:30h, key removal O+I, possible special locks: SB31, 421, 455 | - | 0 | 0
3SU1050-4BN51-0AA0-Z | Y01Y19 | 3SU1050-4BN51-0AA0-ZY01Y19 | 1 | UN | 1 | 30 | D | D | N | N | 85389099 | 1 |  | 0.081 | KG | 78.09 | 78.09 | CP20 | CP20 | RONIS key-operated switch, 22 mm, round, metal, shiny, special lock, with 2 keys, 3 switch positions I-O<II left latching, momentary contact type on the right, actuating angle 2x45Â°, 10:30h/12h/13:30h, key removal O+I, possible special locks: SB31, 421, 455, customer-specific selection with SIRIUS ACT configurator (CIN) |  | 0 | 0
3SU1050-4BN51-0AA0-Z | Y10 | 3SU1050-4BN51-0AA0-ZY10 | 1 | UN | 1 | 10 | C | D | EAR99 | N | 85389099 | 1 |  | 0.081 | KG | 34.39 | 34.39 | CP20 | CP20 | RONIS key-operated switch, 22 mm, round, metal, shiny, lock number SB30, with 2 keys, 3 switch positions I-O<II, left latching, right momentary contact type, actuating angle 2x45Â°, 10:30h/12h/13:30h, key removal O+I, possible special locks: SB31, 421, 455, with laser labeling, upper case and lower case, always upper case at beginning of line | - | 0 | 0
3SU1050-4BN51-0AA0-Z | Y11 | 3SU1050-4BN51-0AA0-ZY11 | 1 | UN | 1 | 10 | C | D | EAR99 | N | 85389099 | 1 |  | 0.081 | KG | 34.39 | 34.39 | CP20 | CP20 | RONIS key-operated switch, 22 mm, round, metal, shiny, lock number SB30, with 2 keys, 3 switch positions I-O<II, left latching, right momentary contact type, actuating angle 2x45Â°, 10:30h/12h/13:30h, key removal O+I, possible special locks: SB31, 421, 455, with laser labeling, upper case | - | 0 | 0
3SU1050-4BN51-0AA0-Z | Y12 | 3SU1050-4BN51-0AA0-ZY12 | 1 | UN | 1 | 10 | C | D | EAR99 | N | 85389099 | 1 |  | 0.081 | KG | 34.39 | 34.39 | CP20 | CP20 | RONIS key-operated switch, 22 mm, round, metal, shiny, lock number SB30, with 2 keys, 3 switch positions I-O<II, left latching, right momentary contact type, actuating angle 2x45Â°, 10:30h/12h/13:30h, key removal O+I, possible special locks: SB31, 421, 455, with laser labeling, lower case | - | 0 | 0
3SU1050-4BN51-0AA0-Z | Y15 | 3SU1050-4BN51-0AA0-ZY15 | 1 | UN | 1 | 10 | C | D | EAR99 | N | 85389099 | 1 |  | 0.081 | KG | 34.39 | 34.39 | CP20 | CP20 | RONIS key-operated switch, 22 mm, round, metal, shiny, lock number SB30, with 2 keys, 3 switch positions I-O<II, left latching, right momentary contact type, actuating angle 2x45Â°, 10:30h/12h/13:30h, key removal O+I, possible special locks: SB31, 421, 455, with laser labeling, upper case and lower case, always upper case at the beginning of the word | - | 0 | 0
3SU1050-4BN51-0AA0-Z | Y19 | 3SU1050-4BN51-0AA0-ZY19 | 1 | UN | 1 | 10 | C | D | EAR99 | N | 85389099 | 1 |  | 0.081 | KG | 30.59 | 30.59 | CP20 | CP20 | RONIS key-operated switch, 22 mm, round, metal, shiny, lock number SB30, with 2 keys, 3 switch positions I-O<II, left latching, right momentary contact type, actuating angle 2x45Â°, 10:30h/12h/13:30h, key removal O+I, possible special locks: SB31, 421, 455, with laser labeling, inscription or symbol Customer-specific selection with SIRIUS ACT configurator (CIN) | - | 0 | 0
3SU1050-4BP01-0AA0 |  | 3SU1050-4BP01-0AA0 | 1 | UN | 1 | 5 | B | D | N | N | 85389099 | 1 | 4011209970915 | 0.02 | KG | 29.64 | 29.64 | CP20 | CP20 | RONIS key-operated switch, 22 mm, round, metal, shiny, lock number SB30, with 2 keys, 3 switch positions I>O<II, momentary contact on the left, latching on the right, actuating angle 2x45Â°, 10:30h/12h/13:30h, key removal O, possible special locks: SB31, 421, 455 | - | 0 | 0
3SU1050-4BP01-0AA0-Z | X90 | 3SU1050-4BP01-0AA0-ZX90 | 1 | UN | 1 | 5 | B | D | EAR99 | N | 85389099 | 50 |  | 0.081 | KG | 29.64 | 29.64 | CP20 | CP20 | RONIS key-operated switch, 22 mm, round, metal, shiny, lock number SB30, with 2 keys, 3 switch positions I>O<II, momentary contact on the left, latching on the right, actuating angle 2x45Â°, 10:30h/12h/13:30h, key removal O, possible special locks: SB31, 421, 455, Z=50-unit packaging | - | 0 | 0
3SU1050-4BP01-0AA0-Z | Y01 | 3SU1050-4BP01-0AA0-ZY01 | 1 | UN | 1 | 25 | D | D | EAR99 | N | 85389099 | 1 |  | 0.081 | KG | 77.14 | 77.14 | CP20 | CP20 | RONIS key-operated switch, 22 mm, round, metal, shiny, special lock, with 2 keys, 3 switch positions I>O<II, momentary contact on the left, latching on the right, actuating angle 2x45Â°, 10:30h/12h/13:30h, key removal O, possible special locks: SB31, 421, 455 | - | 0 | 0
3SU1050-4BP01-0AA0-Z | Y01Y19 | 3SU1050-4BP01-0AA0-ZY01Y19 | 1 | UN | 1 | 30 | D | D | N | N | 85389099 | 1 |  | 0.081 | KG | 78.09 | 78.09 | CP20 | CP20 | RONIS key-operated switch, 22 mm, round, metal, shiny, special lock, with 2 keys, 3 switch positions I>O-II, momentary contact on the left, latching on the right, actuating angle 2x45Â°, 10:30h/12h/13:30h, key removal O, possible special locks: SB31, 421, 455, customer-specific selection with SIRIUS ACT configurator (CIN) |  | 0 | 0
3SU1050-4BP01-0AA0-Z | Y10 | 3SU1050-4BP01-0AA0-ZY10 | 1 | UN | 1 | 10 | C | D | EAR99 | N | 85389099 | 1 |  | 0.081 | KG | 34.39 | 34.39 | CP20 | CP20 | RONIS key-operated switch, 22 mm, round, metal, shiny, lock number SB30, with 2 keys, 3 switch positions I>O<II, momentary contact on the left, latching on the right, actuating angle 2x45Â°, 10:30h/12h/13:30h, key removal O, possible special locks: SB31, 421, 455, with laser labeling, upper case and lower case, always upper case at beginning of line | - | 0 | 0
3SU1050-4BP01-0AA0-Z | Y11 | 3SU1050-4BP01-0AA0-ZY11 | 1 | UN | 1 | 10 | C | D | EAR99 | N | 85389099 | 1 |  | 0.081 | KG | 34.39 | 34.39 | CP20 | CP20 | RONIS key-operated switch, 22 mm, round, metal, shiny, lock number SB30, with 2 keys, 3 switch positions I>O<II, momentary contact on the left, latching on the right, actuating angle 2x45Â°, 10:30h/12h/13:30h, key removal O, possible special locks: SB31, 421, 455, with laser labeling, upper case | - | 0 | 0
3SU1050-4BP01-0AA0-Z | Y12 | 3SU1050-4BP01-0AA0-ZY12 | 1 | UN | 1 | 10 | C | D | EAR99 | N | 85389099 | 1 |  | 0.081 | KG | 34.39 | 34.39 | CP20 | CP20 | RONIS key-operated switch, 22 mm, round, metal, shiny, lock number SB30, with 2 keys, 3 switch positions I>O<II, momentary contact on the left, latching on the right, actuating angle 2x45Â°, 10:30h/12h/13:30h, key removal O, possible special locks: SB31, 421, 455, with laser labeling, lower case | - | 0 | 0
3SU1050-4BP01-0AA0-Z | Y15 | 3SU1050-4BP01-0AA0-ZY15 | 1 | UN | 1 | 10 | C | D | EAR99 | N | 85389099 | 1 |  | 0.081 | KG | 34.39 | 34.39 | CP20 | CP20 | RONIS key-operated switch, 22 mm, round, metal, shiny, lock number SB30, with 2 keys, 3 switch positions I>O<II, momentary contact on the left, latching on the right, actuating angle 2x45Â°, 10:30h/12h/13:30h, key removal O, possible special locks: SB31, 421, 455, with laser labeling, upper case and lower case, always upper case at the beginning of the word | - | 0 | 0
3SU1050-4BP01-0AA0-Z | Y19 | 3SU1050-4BP01-0AA0-ZY19 | 1 | UN | 1 | 10 | C | D | EAR99 | N | 85389099 | 1 |  | 0.081 | KG | 30.59 | 30.59 | CP20 | CP20 | RONIS key-operated switch, 22 mm, round, metal, shiny, lock number SB30, with 2 keys, 3 switch positions I>O<II, momentary contact on the left, latching on the right, actuating angle 2x45Â°, 10:30h/12h/13:30h, key removal O, possible special locks: SB31, 421, 455, with laser labeling, inscription or symbol Customer-specific selection with SIRIUS ACT configurator (CIN) | - | 0 | 0
3SU1050-4BP61-0AA0 |  | 3SU1050-4BP61-0AA0 | 1 | UN | 1 | 5 | B | D | N | N | 85389099 | 1 | 4011209970922 | 0.02 | KG | 29.64 | 29.64 | CP20 | CP20 | RONIS key-operated switch, 22 mm, round, metal, shiny, lock number SB30, with 2 keys, 3 switch positions I>O<II, momentary contact on the left, latching on the right, actuating angle 2x45Â°, 10:30h/12h/13:30h, Key removal O+II, possible special locks: SB31, 421, 455 | - | 0 | 0
3SU1050-4BP61-0AA0-Z | X90 | 3SU1050-4BP61-0AA0-ZX90 | 1 | UN | 1 | 5 | B | D | EAR99 | N | 85389099 | 50 |  | 0.081 | KG | 29.64 | 29.64 | CP20 | CP20 | RONIS key-operated switch, 22 mm, round, metal, shiny, lock number SB30, with 2 keys, 3 switch positions I>O<II, momentary contact on the left, latching on the right, actuating angle 2x45Â°, 10:30h/12h/13:30h, Key removal O+II, possible special locks: SB31, 421, 455, Z=50-unit packaging | - | 0 | 0
3SU1050-4BP61-0AA0-Z | Y01 | 3SU1050-4BP61-0AA0-ZY01 | 1 | UN | 1 | 25 | D | D | EAR99 | N | 85389099 | 1 |  | 0.081 | KG | 77.14 | 77.14 | CP20 | CP20 | RONIS key-operated switch, 22 mm, round, metal, shiny, special lock, with 2 keys, 3 switch positions I>O<II, momentary contact on the left, latching on the right, actuating angle 2x45Â°, 10:30h/12h/13:30h, Key removal O+II, possible special locks: SB31, 421, 455 | - | 0 | 0
3SU1050-4BP61-0AA0-Z | Y01Y19 | 3SU1050-4BP61-0AA0-ZY01Y19 | 1 | UN | 1 | 30 | D | D | N | N | 85389099 | 1 |  | 0.081 | KG | 78.09 | 78.09 | CP20 | CP20 | RONIS key-operated switch, 22 mm, round, metal, shiny, special lock, with 2 keys, 3 switch positions I>O-II, momentary contact on the left, latching on the right, actuating angle 2x45Â°, 10:30h/12h/13:30h, key removal O+II, possible special locks: SB31, 421, 455, customer-specific selection with SIRIUS ACT configurator (CIN) |  | 0 | 0
3SU1050-4BP61-0AA0-Z | Y10 | 3SU1050-4BP61-0AA0-ZY10 | 1 | UN | 1 | 10 | C | D | EAR99 | N | 85389099 | 1 |  | 0.081 | KG | 34.39 | 34.39 | CP20 | CP20 | RONIS key-operated switch, 22 mm, round, metal, shiny, lock number SB30, with 2 keys, 3 switch positions I>O<II, momentary contact on the left, latching on the right, actuating angle 2x45Â°, 10:30h/12h/13:30h, Key removal O+II, possible special locks: SB31, 421, 455, with laser labeling, upper case and lower case, always upper case at beginning of line | - | 0 | 0
3SU1050-4BP61-0AA0-Z | Y11 | 3SU1050-4BP61-0AA0-ZY11 | 1 | UN | 1 | 10 | C | D | EAR99 | N | 85389099 | 1 |  | 0.081 | KG | 34.39 | 34.39 | CP20 | CP20 | RONIS key-operated switch, 22 mm, round, metal, shiny, lock number SB30, with 2 keys, 3 switch positions I>O<II, momentary contact on the left, latching on the right, actuating angle 2x45Â°, 10:30h/12h/13:30h, Key removal O+II, possible special locks: SB31, 421, 455, with laser labeling, upper case | - | 0 | 0
3SU1050-4BP61-0AA0-Z | Y12 | 3SU1050-4BP61-0AA0-ZY12 | 1 | UN | 1 | 10 | C | D | EAR99 | N | 85389099 | 1 |  | 0.081 | KG | 34.39 | 34.39 | CP20 | CP20 | RONIS key-operated switch, 22 mm, round, metal, shiny, lock number SB30, with 2 keys, 3 switch positions I>O<II, momentary contact on the left, latching on the right, actuating angle 2x45Â°, 10:30h/12h/13:30h, Key removal O+II, possible special locks: SB31, 421, 455, with laser labeling, lower case | - | 0 | 0
3SU1050-4BP61-0AA0-Z | Y15 | 3SU1050-4BP61-0AA0-ZY15 | 1 | UN | 1 | 10 | C | D | EAR99 | N | 85389099 | 1 |  | 0.081 | KG | 34.39 | 34.39 | CP20 | CP20 | RONIS key-operated switch, 22 mm, round, metal, shiny, lock number SB30, with 2 keys, 3 switch positions I>O<II, momentary contact on the left, latching on the right, actuating angle 2x45Â°, 10:30h/12h/13:30h, Key removal O+II, possible special locks: SB31, 421, 455, with laser labeling, upper case and lower case, always upper case at the beginning of the word | - | 0 | 0
3SU1050-4BP61-0AA0-Z | Y19 | 3SU1050-4BP61-0AA0-ZY19 | 1 | UN | 1 | 10 | C | D | EAR99 | N | 85389099 | 1 |  | 0.081 | KG | 30.59 | 30.59 | CP20 | CP20 | RONIS key-operated switch, 22 mm, round, metal, shiny, lock number SB30, with 2 keys, 3 switch positions I>O<II, momentary contact on the left, latching on the right, actuating angle 2x45Â°, 10:30h/12h/13:30h, Key removal O+II, possible special locks: SB31, 421, 455, with laser labeling, inscription or symbol Customer-specific selection with SIRIUS ACT configurator (CIN) | - | 0 | 0
3SU1050-4CC01-0AA0 |  | 3SU1050-4CC01-0AA0 | 1 | UN | 1 | 5 | B | D | N | N | 85389099 | 1 | 4011209971776 | 0.02 | KG | 29.07 | 29.07 | CP20 | CP20 | RONIS key-operated switch, 22 mm, round, metal, shiny, lock number 455, with 2 keys, 2 switch positions O<I, momentary contact type, Actuating angle 45Â°, 10:30h/12h, Key removal O | - | 0 | 0
3SU1050-4CC01-0AA0-Z | X90 | 3SU1050-4CC01-0AA0-ZX90 | 1 | UN | 1 | 5 | B | D | EAR99 | N | 85389099 | 50 |  | 0.081 | KG | 29.07 | 29.07 | CP20 | CP20 | RONIS key-operated switch, 22 mm, round, metal, shiny, lock number 455, with 2 keys, 2 switch positions O<I, momentary contact type, Actuating angle 45Â°, 10:30h/12h, key removal O, Z=50-unit packaging | - | 0 | 0
3SU1050-4CC01-0AA0-Z | Y10 | 3SU1050-4CC01-0AA0-ZY10 | 1 | UN | 1 | 10 | C | D | EAR99 | N | 85389099 | 1 |  | 0.081 | KG | 33.82 | 33.82 | CP20 | CP20 | RONIS key-operated switch, 22 mm, round, metal, shiny, lock number 455, with 2 keys, 2 switch positions O<I, momentary contact type, Actuating angle 45Â°, 10:30h/12h, key removal O, with laser labeling, upper case and lower case, always upper case at beginning of line | - | 0 | 0
3SU1050-4CC01-0AA0-Z | Y11 | 3SU1050-4CC01-0AA0-ZY11 | 1 | UN | 1 | 10 | C | D | EAR99 | N | 85389099 | 1 |  | 0.081 | KG | 33.82 | 33.82 | CP20 | CP20 | RONIS key-operated switch, 22 mm, round, metal, shiny, lock number 455, with 2 keys, 2 switch positions O<I, momentary contact type, Actuating angle 45Â°, 10:30h/12h, key removal O, with laser labeling, upper case | - | 0 | 0
3SU1050-4CC01-0AA0-Z | Y12 | 3SU1050-4CC01-0AA0-ZY12 | 1 | UN | 1 | 10 | C | D | EAR99 | N | 85389099 | 1 |  | 0.081 | KG | 33.82 | 33.82 | CP20 | CP20 | RONIS key-operated switch, 22 mm, round, metal, shiny, lock number 455, with 2 keys, 2 switch positions O<I, momentary contact type, Actuating angle 45Â°, 10:30h/12h, key removal O, with laser labeling, lower case | - | 0 | 0
3SU1050-4CC01-0AA0-Z | Y15 | 3SU1050-4CC01-0AA0-ZY15 | 1 | UN | 1 | 10 | C | D | EAR99 | N | 85389099 | 1 |  | 0.081 | KG | 33.82 | 33.82 | CP20 | CP20 | RONIS key-operated switch, 22 mm, round, metal, shiny, lock number 455, with 2 keys, 2 switch positions O<I, momentary contact type, Actuating angle 45Â°, 10:30h/12h, key removal O, with laser labeling, upper case and lower case, always upper case at the beginning of the word | - | 0 | 0
3SU1050-4CC01-0AA0-Z | Y19 | 3SU1050-4CC01-0AA0-ZY19 | 1 | UN | 1 | 10 | C | D | EAR99 | N | 85389099 | 1 |  | 0.081 | KG | 30.02 | 30.02 | CP20 | CP20 | RONIS key-operated switch, 22 mm, round, metal, shiny, lock number 455, with 2 keys, 2 switch positions O<I, momentary contact type, Actuating angle 45Â°, 10:30h/12h, key removal O, with laser labeling, inscription or symbol Customer-specific selection with SIRIUS ACT configurator (CIN) | - | 0 | 0
3SU1050-4CF01-0AA0 |  | 3SU1050-4CF01-0AA0 | 1 | UN | 1 | 5 | B | D | N | N | 85389099 | 1 | 4011209971752 | 0.02 | KG | 29.07 | 29.07 | CP20 | CP20 | RONIS key-operated switch, 22 mm, round, metal, shiny, lock number 455, with 2 keys, 2 switch positions O-I, latching, actuating angle 90Â°, 10:30h/13:30h, Key removal O | - | 0 | 0
3SU1050-4CF01-0AA0-Z | X90 | 3SU1050-4CF01-0AA0-ZX90 | 1 | UN | 1 | 5 | B | D | EAR99 | N | 85389099 | 50 |  | 0.081 | KG | 29.07 | 29.07 | CP20 | CP20 | RONIS key-operated switch, 22 mm, round, metal, shiny, lock number 455, with 2 keys, 2 switch positions O-I, latching, actuating angle 90Â°, 10:30h/13:30h, key removal O, Z=50-unit packaging | - | 0 | 0
3SU1050-4CF01-0AA0-Z | Y10 | 3SU1050-4CF01-0AA0-ZY10 | 1 | UN | 1 | 10 | C | D | EAR99 | N | 85389099 | 1 |  | 0.081 | KG | 33.82 | 33.82 | CP20 | CP20 | RONIS key-operated switch, 22 mm, round, metal, shiny, lock number 455, with 2 keys, 2 switch positions O-I, latching, actuating angle 90Â°, 10:30h/13:30h, key removal O, with laser labeling, upper case and lower case, always upper case at beginning of line | - | 0 | 0
3SU1050-4CF01-0AA0-Z | Y11 | 3SU1050-4CF01-0AA0-ZY11 | 1 | UN | 1 | 10 | C | D | EAR99 | N | 85389099 | 1 |  | 0.081 | KG | 33.82 | 33.82 | CP20 | CP20 | RONIS key-operated switch, 22 mm, round, metal, shiny, lock number 455, with 2 keys, 2 switch positions O-I, latching, actuating angle 90Â°, 10:30h/13:30h, key removal O, with laser labeling, upper case | - | 0 | 0
3SU1050-4CF01-0AA0-Z | Y12 | 3SU1050-4CF01-0AA0-ZY12 | 1 | UN | 1 | 10 | C | D | EAR99 | N | 85389099 | 1 |  | 0.081 | KG | 33.82 | 33.82 | CP20 | CP20 | RONIS key-operated switch, 22 mm, round, metal, shiny, lock number 455, with 2 keys, 2 switch positions O-I, latching, actuating angle 90Â°, 10:30h/13:30h, key removal O, with laser labeling, lower case | - | 0 | 0
3SU1050-4CF01-0AA0-Z | Y15 | 3SU1050-4CF01-0AA0-ZY15 | 1 | UN | 1 | 10 | C | D | EAR99 | N | 85389099 | 1 |  | 0.081 | KG | 33.82 | 33.82 | CP20 | CP20 | RONIS key-operated switch, 22 mm, round, metal, shiny, lock number 455, with 2 keys, 2 switch positions O-I, latching, actuating angle 90Â°, 10:30h/13:30h, key removal O, with laser labeling, upper case and lower case, always upper case at the beginning of the word | - | 0 | 0
3SU1050-4CF01-0AA0-Z | Y19 | 3SU1050-4CF01-0AA0-ZY19 | 1 | UN | 1 | 10 | C | D | EAR99 | N | 85389099 | 1 |  | 0.081 | KG | 30.02 | 30.02 | CP20 | CP20 | RONIS key-operated switch, 22 mm, round, metal, shiny, lock number 455, with 2 keys, 2 switch positions O-I, latching, actuating angle 90Â°, 10:30h/13:30h, key removal O, with laser labeling, inscription or symbol Customer-specific selection with SIRIUS ACT configurator (CIN) | - | 0 | 0
3SU1050-4CF11-0AA0 |  | 3SU1050-4CF11-0AA0 | 1 | UN | 1 | 5 | B | D | N | N | 85389099 | 1 | 4011209971745 | 0.02 | KG | 29.07 | 29.07 | CP20 | CP20 | RONIS key-operated switch, 22 mm, round, metal, shiny, lock number 455, with 2 keys, 2 switch positions O-I, latching, actuating angle 90Â°, 10:30h/13:30h, Key removal O+I | - | 0 | 0
3SU1050-4CF11-0AA0-Z | X90 | 3SU1050-4CF11-0AA0-ZX90 | 1 | UN | 1 | 5 | B | D | N | N | 85389099 | 50 | 4047621066271 | 0.08 | KG | 29.07 | 29.07 | CP20 | CP20 | RONIS key-operated switch, 22 mm, round, metal, shiny, lock number 455, with 2 keys, 2 switch positions O-I, latching, actuating angle 90Â°, 10:30h/13:30h, key removal O+I, Z=50-unit packaging | - | 0 | 0
3SU1050-4CF11-0AA0-Z | Y10 | 3SU1050-4CF11-0AA0-ZY10 | 1 | UN | 1 | 10 | C | D | EAR99 | N | 85389099 | 1 |  | 0.081 | KG | 33.82 | 33.82 | CP20 | CP20 | RONIS key-operated switch, 22 mm, round, metal, shiny, lock number 455, with 2 keys, 2 switch positions O-I, latching, actuating angle 90Â°, 10:30h/13:30h, key removal O+I, with laser labeling, upper case and lower case, always upper case at beginning of line | - | 0 | 0
3SU1050-4CF11-0AA0-Z | Y11 | 3SU1050-4CF11-0AA0-ZY11 | 1 | UN | 1 | 10 | C | D | EAR99 | N | 85389099 | 1 |  | 0.081 | KG | 33.82 | 33.82 | CP20 | CP20 | RONIS key-operated switch, 22 mm, round, metal, shiny, lock number 455, with 2 keys, 2 switch positions O-I, latching, actuating angle 90Â°, 10:30h/13:30h, key removal O+I, with laser labeling, upper case | - | 0 | 0
3SU1050-4CF11-0AA0-Z | Y12 | 3SU1050-4CF11-0AA0-ZY12 | 1 | UN | 1 | 10 | C | D | EAR99 | N | 85389099 | 1 |  | 0.081 | KG | 33.82 | 33.82 | CP20 | CP20 | RONIS key-operated switch, 22 mm, round, metal, shiny, lock number 455, with 2 keys, 2 switch positions O-I, latching, actuating angle 90Â°, 10:30h/13:30h, key removal O+I, with laser labeling, lower case | - | 0 | 0
3SU1050-4CF11-0AA0-Z | Y15 | 3SU1050-4CF11-0AA0-ZY15 | 1 | UN | 1 | 10 | C | D | EAR99 | N | 85389099 | 1 |  | 0.081 | KG | 33.82 | 33.82 | CP20 | CP20 | RONIS key-operated switch, 22 mm, round, metal, shiny, lock number 455, with 2 keys, 2 switch positions O-I, latching, actuating angle 90Â°, 10:30h/13:30h, key removal O+I, with laser labeling, upper case and lower case, always upper case at the beginning of the word | - | 0 | 0
3SU1050-4CF11-0AA0-Z | Y19 | 3SU1050-4CF11-0AA0-ZY19 | 1 | UN | 1 | 10 | C | D | EAR99 | N | 85389099 | 1 |  | 0.081 | KG | 30.02 | 30.02 | CP20 | CP20 | RONIS key-operated switch, 22 mm, round, metal, shiny, lock number 455, with 2 keys, 2 switch positions O-I, latching, actuating angle 90Â°, 10:30h/13:30h, key removal O+I, with laser labeling, inscription or symbol Customer-specific selection with SIRIUS ACT configurator (CIN) | - | 0 | 0
3SU1050-4CF21-0AA0 |  | 3SU1050-4CF21-0AA0 | 1 | UN | 1 | 5 | B | D | N | N | 85389099 | 1 | 4011209971769 | 0.02 | KG | 29.07 | 29.07 | CP20 | CP20 | RONIS key-operated switch, 22 mm, round, metal, shiny, lock number 455, with 2 keys, 2 switch positions O-I, latching, actuating angle 90Â°, 10:30h/13:30h, Key removal I | - | 0 | 0
3SU1050-4CF21-0AA0-Z | X90 | 3SU1050-4CF21-0AA0-ZX90 | 1 | UN | 1 | 5 | B | D | EAR99 | N | 85389099 | 50 |  | 0.081 | KG | 29.07 | 29.07 | CP20 | CP20 | RONIS key-operated switch, 22 mm, round, metal, shiny, lock number 455, with 2 keys, 2 switch positions O-I, latching, actuating angle 90Â°, 10:30h/13:30h, key removal I, Z=50-unit packaging | - | 0 | 0
3SU1050-4CF21-0AA0-Z | Y10 | 3SU1050-4CF21-0AA0-ZY10 | 1 | UN | 1 | 10 | C | D | EAR99 | N | 85389099 | 1 |  | 0.081 | KG | 33.82 | 33.82 | CP20 | CP20 | RONIS key-operated switch, 22 mm, round, metal, shiny, lock number 455, with 2 keys, 2 switch positions O-I, latching, actuating angle 90Â°, 10:30h/13:30h, key removal I, with laser labeling, upper case and lower case, always upper case at beginning of line | - | 0 | 0
3SU1050-4CF21-0AA0-Z | Y11 | 3SU1050-4CF21-0AA0-ZY11 | 1 | UN | 1 | 10 | C | D | EAR99 | N | 85389099 | 1 |  | 0.081 | KG | 33.82 | 33.82 | CP20 | CP20 | RONIS key-operated switch, 22 mm, round, metal, shiny, lock number 455, with 2 keys, 2 switch positions O-I, latching, actuating angle 90Â°, 10:30h/13:30h, key removal I, with laser labeling, upper case | - | 0 | 0
3SU1050-4CF21-0AA0-Z | Y12 | 3SU1050-4CF21-0AA0-ZY12 | 1 | UN | 1 | 10 | C | D | EAR99 | N | 85389099 | 1 |  | 0.081 | KG | 33.82 | 33.82 | CP20 | CP20 | RONIS key-operated switch, 22 mm, round, metal, shiny, lock number 455, with 2 keys, 2 switch positions O-I, latching, actuating angle 90Â°, 10:30h/13:30h, key removal I, with laser labeling, lower case | - | 0 | 0
3SU1050-4CF21-0AA0-Z | Y15 | 3SU1050-4CF21-0AA0-ZY15 | 1 | UN | 1 | 10 | C | D | EAR99 | N | 85389099 | 1 |  | 0.081 | KG | 33.82 | 33.82 | CP20 | CP20 | RONIS key-operated switch, 22 mm, round, metal, shiny, lock number 455, with 2 keys, 2 switch positions O-I, latching, actuating angle 90Â°, 10:30h/13:30h, key removal I, with laser labeling, upper case and lower case, always upper case at the beginning of the word | - | 0 | 0
3SU1050-4CF21-0AA0-Z | Y19 | 3SU1050-4CF21-0AA0-ZY19 | 1 | UN | 1 | 10 | C | D | EAR99 | N | 85389099 | 1 |  | 0.081 | KG | 30.02 | 30.02 | CP20 | CP20 | RONIS key-operated switch, 22 mm, round, metal, shiny, lock number 455, with 2 keys, 2 switch positions O-I, latching, actuating angle 90Â°, 10:30h/13:30h, key removal I, with laser labeling, inscription or symbol Customer-specific selection with SIRIUS ACT configurator (CIN) | - | 0 | 0
3SU1050-4CL01-0AA0 |  | 3SU1050-4CL01-0AA0 | 1 | UN | 1 | 5 | B | D | N | N | 85389099 | 1 | 4011209971790 | 0.02 | KG | 30.59 | 30.59 | CP20 | CP20 | RONIS key-operated switch, 22 mm, round, metal, shiny, lock number 455, with 2 keys, 3 switch positions I-O-II, latching, actuating angle 2x45Â°, 10:30h/12h/13:30h, Key removal O | - | 0 | 0
3SU1050-4CL01-0AA0-Z | X90 | 3SU1050-4CL01-0AA0-ZX90 | 1 | UN | 1 | 5 | B | D | EAR99 | N | 85389099 | 50 |  | 0.081 | KG | 30.59 | 30.59 | CP20 | CP20 | RONIS key-operated switch, 22 mm, round, metal, shiny, lock number 455, with 2 keys, 3 switch positions I-O-II, latching, actuating angle 2x45Â°, 10:30h/12h/13:30h, key removal O, Z=50-unit packaging | - | 0 | 0
3SU1050-4CL01-0AA0-Z | Y10 | 3SU1050-4CL01-0AA0-ZY10 | 1 | UN | 1 | 10 | C | D | EAR99 | N | 85389099 | 1 |  | 0.081 | KG | 35.34 | 35.34 | CP20 | CP20 | RONIS key-operated switch, 22 mm, round, metal, shiny, lock number 455, with 2 keys, 3 switch positions I-O-II, latching, actuating angle 2x45Â°, 10:30h/12h/13:30h, key removal O, with laser labeling, upper case and lower case, always upper case at beginning of line | - | 0 | 0
3SU1050-4CL01-0AA0-Z | Y11 | 3SU1050-4CL01-0AA0-ZY11 | 1 | UN | 1 | 10 | C | D | EAR99 | N | 85389099 | 1 |  | 0.081 | KG | 35.34 | 35.34 | CP20 | CP20 | RONIS key-operated switch, 22 mm, round, metal, shiny, lock number 455, with 2 keys, 3 switch positions I-O-II, latching, actuating angle 2x45Â°, 10:30h/12h/13:30h, key removal O, with laser labeling, upper case | - | 0 | 0
3SU1050-4CL01-0AA0-Z | Y12 | 3SU1050-4CL01-0AA0-ZY12 | 1 | UN | 1 | 10 | C | D | EAR99 | N | 85389099 | 1 |  | 0.081 | KG | 35.34 | 35.34 | CP20 | CP20 | RONIS key-operated switch, 22 mm, round, metal, shiny, lock number 455, with 2 keys, 3 switch positions I-O-II, latching, actuating angle 2x45Â°, 10:30h/12h/13:30h, key removal O, with laser labeling, lower case | - | 0 | 0
3SU1050-4CL01-0AA0-Z | Y15 | 3SU1050-4CL01-0AA0-ZY15 | 1 | UN | 1 | 10 | C | D | EAR99 | N | 85389099 | 1 |  | 0.081 | KG | 35.34 | 35.34 | CP20 | CP20 | RONIS key-operated switch, 22 mm, round, metal, shiny, lock number 455, with 2 keys, 3 switch positions I-O-II, latching, actuating angle 2x45Â°, 10:30h/12h/13:30h, key removal O, with laser labeling, upper case and lower case, always upper case at the beginning of the word | - | 0 | 0
3SU1050-4CL01-0AA0-Z | Y19 | 3SU1050-4CL01-0AA0-ZY19 | 1 | UN | 1 | 10 | C | D | EAR99 | N | 85389099 | 1 |  | 0.081 | KG | 31.54 | 31.54 | CP20 | CP20 | RONIS key-operated switch, 22 mm, round, metal, shiny, lock number 455, with 2 keys, 3 switch positions I-O-II, latching, actuating angle 2x45Â°, 10:30h/12h/13:30h, key removal O, with laser labeling, inscription or symbol Customer-specific selection with SIRIUS ACT configurator (CIN) | - | 0 | 0
3SU1050-4CL11-0AA0 |  | 3SU1050-4CL11-0AA0 | 1 | UN | 1 | 5 | B | D | N | N | 85389099 | 1 | 4011209971783 | 0.02 | KG | 30.59 | 30.59 | CP20 | CP20 | RONIS key-operated switch, 22 mm, round, metal, shiny, lock number 455, with 2 keys, 3 switch positions I-O-II, latching, actuating angle 2x45Â°, 10:30h/12h/13:30h, Key removal I+O+II | - | 0 | 0
3SU1050-4CL11-0AA0-Z | X90 | 3SU1050-4CL11-0AA0-ZX90 | 1 | UN | 1 | 5 | B | D | EAR99 | N | 85389099 | 50 |  | 0.081 | KG | 30.59 | 30.59 | CP20 | CP20 | RONIS key-operated switch, 22 mm, round, metal, shiny, lock number 455, with 2 keys, 3 switch positions I-O-II, latching, actuating angle 2x45Â°, 10:30h/12h/13:30h, Key removal I+O+II, Z=50-unit packaging | - | 0 | 0
3SU1050-4CL11-0AA0-Z | Y10 | 3SU1050-4CL11-0AA0-ZY10 | 1 | UN | 1 | 10 | C | D | EAR99 | N | 85389099 | 1 |  | 0.081 | KG | 35.34 | 35.34 | CP20 | CP20 | RONIS key-operated switch, 22 mm, round, metal, shiny, lock number 455, with 2 keys, 3 switch positions I-O-II, latching, actuating angle 2x45Â°, 10:30h/12h/13:30h, Key removal I+O+II, with laser labeling, upper case and lower case, always upper case at beginning of line | - | 0 | 0
3SU1050-4CL11-0AA0-Z | Y11 | 3SU1050-4CL11-0AA0-ZY11 | 1 | UN | 1 | 10 | C | D | EAR99 | N | 85389099 | 1 |  | 0.081 | KG | 35.34 | 35.34 | CP20 | CP20 | RONIS key-operated switch, 22 mm, round, metal, shiny, lock number 455, with 2 keys, 3 switch positions I-O-II, latching, actuating angle 2x45Â°, 10:30h/12h/13:30h, Key removal I+O+II, with laser labeling, upper case | - | 0 | 0
3SU1050-4CL11-0AA0-Z | Y12 | 3SU1050-4CL11-0AA0-ZY12 | 1 | UN | 1 | 10 | C | D | EAR99 | N | 85389099 | 1 |  | 0.081 | KG | 35.34 | 35.34 | CP20 | CP20 | RONIS key-operated switch, 22 mm, round, metal, shiny, lock number 455, with 2 keys, 3 switch positions I-O-II, latching, actuating angle 2x45Â°, 10:30h/12h/13:30h, Key removal I+O+II, with laser labeling, lower case | - | 0 | 0
3SU1050-4CL11-0AA0-Z | Y15 | 3SU1050-4CL11-0AA0-ZY15 | 1 | UN | 1 | 10 | C | D | EAR99 | N | 85389099 | 1 |  | 0.081 | KG | 35.34 | 35.34 | CP20 | CP20 | RONIS key-operated switch, 22 mm, round, metal, shiny, lock number 455, with 2 keys, 3 switch positions I-O-II, latching, actuating angle 2x45Â°, 10:30h/12h/13:30h, Key removal I+O+II, with laser labeling, upper case and lower case, always upper case at the beginning of the word | - | 0 | 0
3SU1050-4CL11-0AA0-Z | Y19 | 3SU1050-4CL11-0AA0-ZY19 | 1 | UN | 1 | 10 | C | D | EAR99 | N | 85389099 | 1 |  | 0.081 | KG | 31.54 | 31.54 | CP20 | CP20 | RONIS key-operated switch, 22 mm, round, metal, shiny, lock number 455, with 2 keys, 3 switch positions I-O-II, latching, actuating angle 2x45Â°, 10:30h/12h/13:30h, Key removal I+O+II, with laser labeling, inscription or symbol Customer-specific selection with SIRIUS ACT configurator (CIN) | - | 0 | 0
3SU1050-4CM01-0AA0 |  | 3SU1050-4CM01-0AA0 | 1 | UN | 1 | 5 | B | D | N | N | 85389099 | 1 | 4011209971806 | 0.02 | KG | 29.07 | 29.07 | CP20 | CP20 | RONIS key-operated switch, 22 mm, round, metal, shiny, lock number 455, with 2 keys, 3 switch positions I>O<II, momentary contact type, actuating angle 2x45Â°, 10:30h/12h/13:30h, Key removal O | - | 0 | 0
3SU1050-4CM01-0AA0-Z | X90 | 3SU1050-4CM01-0AA0-ZX90 | 1 | UN | 1 | 5 | B | D | EAR99 | N | 85389099 | 50 |  | 0.081 | KG | 29.07 | 29.07 | CP20 | CP20 | RONIS key-operated switch, 22 mm, round, metal, shiny, lock number 455, with 2 keys, 3 switch positions I>O<II, momentary contact type, actuating angle 2x45Â°, 10:30h/12h/13:30h, key removal O, Z=50-unit packaging | - | 0 | 0
3SU1050-4CM01-0AA0-Z | Y10 | 3SU1050-4CM01-0AA0-ZY10 | 1 | UN | 1 | 10 | C | D | EAR99 | N | 85389099 | 1 |  | 0.081 | KG | 33.82 | 33.82 | CP20 | CP20 | RONIS key-operated switch, 22 mm, round, metal, shiny, lock number 455, with 2 keys, 3 switch positions I>O<II, momentary contact type, actuating angle 2x45Â°, 10:30h/12h/13:30h, key removal O, with laser labeling, upper case and lower case, always upper case at beginning of line | - | 0 | 0
3SU1050-4CM01-0AA0-Z | Y11 | 3SU1050-4CM01-0AA0-ZY11 | 1 | UN | 1 | 10 | C | D | EAR99 | N | 85389099 | 1 |  | 0.081 | KG | 33.82 | 33.82 | CP20 | CP20 | RONIS key-operated switch, 22 mm, round, metal, shiny, lock number 455, with 2 keys, 3 switch positions I>O<II, momentary contact type, actuating angle 2x45Â°, 10:30h/12h/13:30h, key removal O, with laser labeling, upper case | - | 0 | 0
3SU1050-4CM01-0AA0-Z | Y12 | 3SU1050-4CM01-0AA0-ZY12 | 1 | UN | 1 | 10 | C | D | EAR99 | N | 85389099 | 1 |  | 0.081 | KG | 33.82 | 33.82 | CP20 | CP20 | RONIS key-operated switch, 22 mm, round, metal, shiny, lock number 455, with 2 keys, 3 switch positions I>O<II, momentary contact type, actuating angle 2x45Â°, 10:30h/12h/13:30h, key removal O, with laser labeling, lower case | - | 0 | 0
3SU1050-4CM01-0AA0-Z | Y15 | 3SU1050-4CM01-0AA0-ZY15 | 1 | UN | 1 | 10 | C | D | EAR99 | N | 85389099 | 1 |  | 0.081 | KG | 33.82 | 33.82 | CP20 | CP20 | RONIS key-operated switch, 22 mm, round, metal, shiny, lock number 455, with 2 keys, 3 switch positions I>O<II, momentary contact type, actuating angle 2x45Â°, 10:30h/12h/13:30h, key removal O, with laser labeling, upper case and lower case, always upper case at the beginning of the word | - | 0 | 0
3SU1050-4CM01-0AA0-Z | Y19 | 3SU1050-4CM01-0AA0-ZY19 | 1 | UN | 1 | 10 | C | D | EAR99 | N | 85389099 | 1 |  | 0.081 | KG | 30.02 | 30.02 | CP20 | CP20 | RONIS key-operated switch, 22 mm, round, metal, shiny, lock number 455, with 2 keys, 3 switch positions I>O<II, momentary contact type, actuating angle 2x45Â°, 10:30h/12h/13:30h, key removal O, with laser labeling, inscription or symbol Customer-specific selection with SIRIUS ACT configurator (CIN) | - | 0 | 0
3SU1050-4DF11-0AA0 |  | 3SU1050-4DF11-0AA0 | 1 | UN | 1 | 5 | B | D | N | N | 85389099 | 1 | 4011209971813 | 0.02 | KG | 29.07 | 29.07 | CP20 | CP20 | RONIS key-operated switch, 22 mm, round, metal, shiny, Lock No. 421, with 2 keys, 2 switch positions O-I, latching, actuating angle 90Â°, 10:30h/13:30h, Key removal O+I | - | 0 | 0
3SU1050-4DF11-0AA0-Z | X90 | 3SU1050-4DF11-0AA0-ZX90 | 1 | UN | 1 | 5 | B | D | EAR99 | N | 85389099 | 50 |  | 0.081 | KG | 29.07 | 29.07 | CP20 | CP20 | RONIS key-operated switch, 22 mm, round, metal, shiny, Lock No. 421, with 2 keys, 2 switch positions O-I, latching, actuating angle 90Â°, 10:30h/13:30h, key removal O+I, Z=50-unit packaging | - | 0 | 0
3SU1050-4DF11-0AA0-Z | Y10 | 3SU1050-4DF11-0AA0-ZY10 | 1 | UN | 1 | 10 | C | D | EAR99 | N | 85389099 | 1 |  | 0.081 | KG | 33.82 | 33.82 | CP20 | CP20 | RONIS key-operated switch, 22 mm, round, metal, shiny, Lock No. 421, with 2 keys, 2 switch positions O-I, latching, actuating angle 90Â°, 10:30h/13:30h, key removal O+I, with laser labeling, upper case and lower case, always upper case at beginning of line | - | 0 | 0
3SU1050-4DF11-0AA0-Z | Y11 | 3SU1050-4DF11-0AA0-ZY11 | 1 | UN | 1 | 10 | C | D | EAR99 | N | 85389099 | 1 |  | 0.081 | KG | 33.82 | 33.82 | CP20 | CP20 | RONIS key-operated switch, 22 mm, round, metal, shiny, Lock No. 421, with 2 keys, 2 switch positions O-I, latching, actuating angle 90Â°, 10:30h/13:30h, key removal O+I, with laser labeling, upper case | - | 0 | 0
3SU1050-4DF11-0AA0-Z | Y12 | 3SU1050-4DF11-0AA0-ZY12 | 1 | UN | 1 | 10 | C | D | EAR99 | N | 85389099 | 1 |  | 0.081 | KG | 33.82 | 33.82 | CP20 | CP20 | RONIS key-operated switch, 22 mm, round, metal, shiny, Lock No. 421, with 2 keys, 2 switch positions O-I, latching, actuating angle 90Â°, 10:30h/13:30h, key removal O+I, with laser labeling, lower case | - | 0 | 0
3SU1050-4DF11-0AA0-Z | Y15 | 3SU1050-4DF11-0AA0-ZY15 | 1 | UN | 1 | 10 | C | D | EAR99 | N | 85389099 | 1 |  | 0.081 | KG | 33.82 | 33.82 | CP20 | CP20 | RONIS key-operated switch, 22 mm, round, metal, shiny, Lock No. 421, with 2 keys, 2 switch positions O-I, latching, actuating angle 90Â°, 10:30h/13:30h, key removal O+I, with laser labeling, upper case and lower case, always upper case at the beginning of the word | - | 0 | 0
3SU1050-4DF11-0AA0-Z | Y19 | 3SU1050-4DF11-0AA0-ZY19 | 1 | UN | 1 | 10 | C | D | EAR99 | N | 85389099 | 1 |  | 0.081 | KG | 30.02 | 30.02 | CP20 | CP20 | RONIS key-operated switch, 22 mm, round, metal, shiny, Lock No. 421, with 2 keys, 2 switch positions O-I, latching, actuating angle 90Â°, 10:30h/13:30h, key removal O+I, with laser labeling, inscription or symbol Customer-specific selection with SIRIUS ACT configurator (CIN) | - | 0 | 0
3SU1050-4DL11-0AA0 |  | 3SU1050-4DL11-0AA0 | 1 | UN | 1 | 5 | B | D | N | N | 85389099 | 1 | 4011209971820 | 0.08 | KG | 30.59 | 30.59 | CP20 | CP20 | RONIS key-operated switch, 22 mm, round, metal, shiny, Lock No. 421, with 2 keys, 3 switch positions I-O-II, latching, actuating angle 2x45Â°, 10:30h/12h/13:30h, Key removal I+O+II | - | 0 | 0
3SU1050-4DL11-0AA0-Z | X90 | 3SU1050-4DL11-0AA0-ZX90 | 1 | UN | 1 | 5 | B | D | EAR99 | N | 85389099 | 50 |  | 0.081 | KG | 30.59 | 30.59 | CP20 | CP20 | RONIS key-operated switch, 22 mm, round, metal, shiny, Lock No. 421, with 2 keys, 3 switch positions I-O-II, latching, actuating angle 2x45Â°, 10:30h/12h/13:30h, Key removal I+O+II, Z=50-unit packaging | - | 0 | 0
3SU1050-4DL11-0AA0-Z | Y10 | 3SU1050-4DL11-0AA0-ZY10 | 1 | UN | 1 | 10 | C | D | EAR99 | N | 85389099 | 1 |  | 0.081 | KG | 35.34 | 35.34 | CP20 | CP20 | RONIS key-operated switch, 22 mm, round, metal, shiny, Lock No. 421, with 2 keys, 3 switch positions I-O-II, latching, actuating angle 2x45Â°, 10:30h/12h/13:30h, Key removal I+O+II, with laser labeling, upper case and lower case, always upper case at beginning of line | - | 0 | 0
3SU1050-4DL11-0AA0-Z | Y11 | 3SU1050-4DL11-0AA0-ZY11 | 1 | UN | 1 | 10 | C | D | EAR99 | N | 85389099 | 1 |  | 0.081 | KG | 35.34 | 35.34 | CP20 | CP20 | RONIS key-operated switch, 22 mm, round, metal, shiny, Lock No. 421, with 2 keys, 3 switch positions I-O-II, latching, actuating angle 2x45Â°, 10:30h/12h/13:30h, Key removal I+O+II, with laser labeling, upper case | - | 0 | 0
3SU1050-4DL11-0AA0-Z | Y12 | 3SU1050-4DL11-0AA0-ZY12 | 1 | UN | 1 | 10 | C | D | EAR99 | N | 85389099 | 1 |  | 0.081 | KG | 35.34 | 35.34 | CP20 | CP20 | RONIS key-operated switch, 22 mm, round, metal, shiny, Lock No. 421, with 2 keys, 3 switch positions I-O-II, latching, actuating angle 2x45Â°, 10:30h/12h/13:30h, Key removal I+O+II, with laser labeling, lower case | - | 0 | 0
3SU1050-4DL11-0AA0-Z | Y15 | 3SU1050-4DL11-0AA0-ZY15 | 1 | UN | 1 | 10 | C | D | EAR99 | N | 85389099 | 1 |  | 0.081 | KG | 35.34 | 35.34 | CP20 | CP20 | RONIS key-operated switch, 22 mm, round, metal, shiny, Lock No. 421, with 2 keys, 3 switch positions I-O-II, latching, actuating angle 2x45Â°, 10:30h/12h/13:30h, Key removal I+O+II, with laser labeling, upper case and lower case, always upper case at the beginning of the word | - | 0 | 0
3SU1050-4DL11-0AA0-Z | Y19 | 3SU1050-4DL11-0AA0-ZY19 | 1 | UN | 1 | 10 | C | D | EAR99 | N | 85389099 | 1 |  | 0.081 | KG | 31.54 | 31.54 | CP20 | CP20 | RONIS key-operated switch, 22 mm, round, metal, shiny, Lock No. 421, with 2 keys, 3 switch positions I-O-II, latching, actuating angle 2x45Â°, 10:30h/12h/13:30h, Key removal I+O+II, with laser labeling, inscription or symbol Customer-specific selection with SIRIUS ACT configurator (CIN) | - | 0 | 0
3SU1050-4FC01-0AA0 |  | 3SU1050-4FC01-0AA0 | 1 | UN | 1 | 5 | B | D | N | N | 85389099 | 1 | 4011209971929 | 0.02 | KG | 44.18 | 44.18 | CP20 | CP20 | Key-operated switch O.M.R, 22 mm, round, metal, shiny, lock number 73037, red, with 2 keys, 2 switch positions O<I, momentary contact type, Actuating angle 45Â°, 10:30h/12h, Key removal O | - | 0 | 0
3SU1050-4FC01-0AA0-Z | X90 | 3SU1050-4FC01-0AA0-ZX90 | 1 | UN | 1 | 5 | B | D | EAR99 | N | 85389099 | 50 |  | 0.086 | KG | 44.18 | 44.18 | CP20 | CP20 | Key-operated switch O.M.R, 22 mm, round, metal, shiny, lock number 73037, red, with 2 keys, 2 switch positions O<I, momentary contact type, Actuating angle 45Â°, 10:30h/12h, key removal O, Z=50-unit packaging | - | 0 | 0
3SU1050-4FC01-0AA0-Z | Y10 | 3SU1050-4FC01-0AA0-ZY10 | 1 | UN | 1 | 10 | C | D | EAR99 | N | 85389099 | 1 |  | 0.086 | KG | 48.93 | 48.93 | CP20 | CP20 | Key-operated switch O.M.R, 22 mm, round, metal, shiny, lock number 73037, red, with 2 keys, 2 switch positions O<I, momentary contact type, Actuating angle 45Â°, 10:30h/12h, key removal O, with laser labeling, upper case and lower case, always upper case at beginning of line | - | 0 | 0
3SU1050-4FC01-0AA0-Z | Y11 | 3SU1050-4FC01-0AA0-ZY11 | 1 | UN | 1 | 10 | C | D | EAR99 | N | 85389099 | 1 |  | 0.086 | KG | 48.93 | 48.93 | CP20 | CP20 | Key-operated switch O.M.R, 22 mm, round, metal, shiny, lock number 73037, red, with 2 keys, 2 switch positions O<I, momentary contact type, Actuating angle 45Â°, 10:30h/12h, key removal O, with laser labeling, upper case | - | 0 | 0
3SU1050-4FC01-0AA0-Z | Y12 | 3SU1050-4FC01-0AA0-ZY12 | 1 | UN | 1 | 10 | C | D | EAR99 | N | 85389099 | 1 |  | 0.086 | KG | 48.93 | 48.93 | CP20 | CP20 | Key-operated switch O.M.R, 22 mm, round, metal, shiny, lock number 73037, red, with 2 keys, 2 switch positions O<I, momentary contact type, Actuating angle 45Â°, 10:30h/12h, key removal O, with laser labeling, lower case | - | 0 | 0
3SU1050-4FC01-0AA0-Z | Y15 | 3SU1050-4FC01-0AA0-ZY15 | 1 | UN | 1 | 10 | C | D | EAR99 | N | 85389099 | 1 |  | 0.086 | KG | 48.93 | 48.93 | CP20 | CP20 | Key-operated switch O.M.R, 22 mm, round, metal, shiny, lock number 73037, red, with 2 keys, 2 switch positions O<I, momentary contact type, Actuating angle 45Â°, 10:30h/12h, key removal O, with laser labeling, upper case and lower case, always upper case at the beginning of the word | - | 0 | 0
3SU1050-4FC01-0AA0-Z | Y19 | 3SU1050-4FC01-0AA0-ZY19 | 1 | UN | 1 | 10 | C | D | EAR99 | N | 85389099 | 1 |  | 0.086 | KG | 45.13 | 45.13 | CP20 | CP20 | Key-operated switch O.M.R, 22 mm, round, metal, shiny, lock number 73037, red, with 2 keys, 2 switch positions O<I, momentary contact type, Actuating angle 45Â°, 10:30h/12h, key removal O, with laser labeling, inscription or symbol Customer-specific selection with SIRIUS ACT configurator (CIN) | - | 0 | 0
3SU1050-4FF01-0AA0 |  | 3SU1050-4FF01-0AA0 | 1 | UN | 1 | 5 | B | D | N | N | 85389099 | 1 | 4011209971905 | 0.02 | KG | 44.18 | 44.18 | CP20 | CP20 | Key-operated switch O.M.R, 22 mm, round, metal, shiny, lock number 73037, red, with 2 keys, 2 switch positions O-I, latching, actuating angle 90Â°, 10:30h/13:30h, Key removal O | - | 0 | 0
3SU1050-4FF01-0AA0-Z | X90 | 3SU1050-4FF01-0AA0-ZX90 | 1 | UN | 1 | 5 | B | D | EAR99 | N | 85389099 | 50 |  | 0.086 | KG | 44.18 | 44.18 | CP20 | CP20 | Key-operated switch O.M.R, 22 mm, round, metal, shiny, lock number 73037, red, with 2 keys, 2 switch positions O-I, latching, actuating angle 90Â°, 10:30h/13:30h, key removal O, Z=50-unit packaging | - | 0 | 0
3SU1050-4FF01-0AA0-Z | Y10 | 3SU1050-4FF01-0AA0-ZY10 | 1 | UN | 1 | 10 | C | D | EAR99 | N | 85389099 | 1 |  | 0.086 | KG | 48.93 | 48.93 | CP20 | CP20 | Key-operated switch O.M.R, 22 mm, round, metal, shiny, lock number 73037, red, with 2 keys, 2 switch positions O-I, latching, actuating angle 90Â°, 10:30h/13:30h, key removal O, with laser labeling, upper case and lower case, always upper case at beginning of line | - | 0 | 0
3SU1050-4FF01-0AA0-Z | Y11 | 3SU1050-4FF01-0AA0-ZY11 | 1 | UN | 1 | 10 | C | D | EAR99 | N | 85389099 | 1 |  | 0.086 | KG | 48.93 | 48.93 | CP20 | CP20 | Key-operated switch O.M.R, 22 mm, round, metal, shiny, lock number 73037, red, with 2 keys, 2 switch positions O-I, latching, actuating angle 90Â°, 10:30h/13:30h, key removal O, with laser labeling, upper case | - | 0 | 0
3SU1050-4FF01-0AA0-Z | Y12 | 3SU1050-4FF01-0AA0-ZY12 | 1 | UN | 1 | 10 | C | D | EAR99 | N | 85389099 | 1 |  | 0.086 | KG | 48.93 | 48.93 | CP20 | CP20 | Key-operated switch O.M.R, 22 mm, round, metal, shiny, lock number 73037, red, with 2 keys, 2 switch positions O-I, latching, actuating angle 90Â°, 10:30h/13:30h, key removal O, with laser labeling, lower case | - | 0 | 0
3SU1050-4FF01-0AA0-Z | Y15 | 3SU1050-4FF01-0AA0-ZY15 | 1 | UN | 1 | 10 | C | D | EAR99 | N | 85389099 | 1 |  | 0.086 | KG | 48.93 | 48.93 | CP20 | CP20 | Key-operated switch O.M.R, 22 mm, round, metal, shiny, lock number 73037, red, with 2 keys, 2 switch positions O-I, latching, actuating angle 90Â°, 10:30h/13:30h, key removal O, with laser labeling, upper case and lower case, always upper case at the beginning of the word | - | 0 | 0
3SU1050-4FF01-0AA0-Z | Y19 | 3SU1050-4FF01-0AA0-ZY19 | 1 | UN | 1 | 10 | C | D | EAR99 | N | 85389099 | 1 |  | 0.086 | KG | 45.13 | 45.13 | CP20 | CP20 | Key-operated switch O.M.R, 22 mm, round, metal, shiny, lock number 73037, red, with 2 keys, 2 switch positions O-I, latching, actuating angle 90Â°, 10:30h/13:30h, key removal O, with laser labeling, inscription or symbol Customer-specific selection with SIRIUS ACT configurator (CIN) | - | 0 | 0
3SU1050-4FF11-0AA0 |  | 3SU1050-4FF11-0AA0 | 1 | UN | 1 | 5 | B | D | N | N | 85389099 | 1 | 4011209971899 | 0.02 | KG | 44.18 | 44.18 | CP20 | CP20 | Key-operated switch O.M.R, 22 mm, round, metal, shiny, lock number 73037, red, with 2 keys, 2 switch positions O-I, latching, actuating angle 90Â°, 10:30h/13:30h, Key removal O+I | - | 0 | 0
3SU1050-4FF11-0AA0-Z | X90 | 3SU1050-4FF11-0AA0-ZX90 | 1 | UN | 1 | 5 | B | D | EAR99 | N | 85389099 | 50 |  | 0.086 | KG | 44.18 | 44.18 | CP20 | CP20 | Key-operated switch O.M.R, 22 mm, round, metal, shiny, lock number 73037, red, with 2 keys, 2 switch positions O-I, latching, actuating angle 90Â°, 10:30h/13:30h, key removal O+I, Z=50-unit packaging | - | 0 | 0
3SU1050-4FF11-0AA0-Z | Y10 | 3SU1050-4FF11-0AA0-ZY10 | 1 | UN | 1 | 10 | C | D | EAR99 | N | 85389099 | 1 |  | 0.086 | KG | 48.93 | 48.93 | CP20 | CP20 | Key-operated switch O.M.R, 22 mm, round, metal, shiny, lock number 73037, red, with 2 keys, 2 switch positions O-I, latching, actuating angle 90Â°, 10:30h/13:30h, key removal O+I, with laser labeling, upper case and lower case, always upper case at beginning of line | - | 0 | 0
3SU1050-4FF11-0AA0-Z | Y11 | 3SU1050-4FF11-0AA0-ZY11 | 1 | UN | 1 | 10 | C | D | EAR99 | N | 85389099 | 1 |  | 0.086 | KG | 48.93 | 48.93 | CP20 | CP20 | Key-operated switch O.M.R, 22 mm, round, metal, shiny, lock number 73037, red, with 2 keys, 2 switch positions O-I, latching, actuating angle 90Â°, 10:30h/13:30h, key removal O+I, with laser labeling, upper case | - | 0 | 0
3SU1050-4FF11-0AA0-Z | Y12 | 3SU1050-4FF11-0AA0-ZY12 | 1 | UN | 1 | 10 | C | D | EAR99 | N | 85389099 | 1 |  | 0.086 | KG | 48.93 | 48.93 | CP20 | CP20 | Key-operated switch O.M.R, 22 mm, round, metal, shiny, lock number 73037, red, with 2 keys, 2 switch positions O-I, latching, actuating angle 90Â°, 10:30h/13:30h, key removal O+I, with laser labeling, lower case | - | 0 | 0
3SU1050-4FF11-0AA0-Z | Y15 | 3SU1050-4FF11-0AA0-ZY15 | 1 | UN | 1 | 10 | C | D | EAR99 | N | 85389099 | 1 |  | 0.086 | KG | 48.93 | 48.93 | CP20 | CP20 | Key-operated switch O.M.R, 22 mm, round, metal, shiny, lock number 73037, red, with 2 keys, 2 switch positions O-I, latching, actuating angle 90Â°, 10:30h/13:30h, key removal O+I, with laser labeling, upper case and lower case, always upper case at the beginning of the word | - | 0 | 0
3SU1050-4FF11-0AA0-Z | Y19 | 3SU1050-4FF11-0AA0-ZY19 | 1 | UN | 1 | 10 | C | D | EAR99 | N | 85389099 | 1 |  | 0.086 | KG | 45.13 | 45.13 | CP20 | CP20 | Key-operated switch O.M.R, 22 mm, round, metal, shiny, lock number 73037, red, with 2 keys, 2 switch positions O-I, latching, actuating angle 90Â°, 10:30h/13:30h, key removal O+I, with laser labeling, inscription or symbol Customer-specific selection with SIRIUS ACT configurator (CIN) | - | 0 | 0
3SU1050-4FF21-0AA0 |  | 3SU1050-4FF21-0AA0 | 1 | UN | 1 | 5 | B | D | N | N | 85389099 | 1 | 4011209971912 | 0.02 | KG | 44.18 | 44.18 | CP20 | CP20 | Key-operated switch O.M.R, 22 mm, round, metal, shiny, lock number 73037, red, with 2 keys, 2 switch positions O-I, latching, actuating angle 90Â°, 10:30h/13:30h, Key removal I | - | 0 | 0
3SU1050-4FF21-0AA0-Z | X90 | 3SU1050-4FF21-0AA0-ZX90 | 1 | UN | 1 | 5 | B | D | EAR99 | N | 85389099 | 50 |  | 0.086 | KG | 44.18 | 44.18 | CP20 | CP20 | Key-operated switch O.M.R, 22 mm, round, metal, shiny, lock number 73037, red, with 2 keys, 2 switch positions O-I, latching, actuating angle 90Â°, 10:30h/13:30h, key removal I, Z=50-unit packaging | - | 0 | 0
3SU1050-4FF21-0AA0-Z | Y10 | 3SU1050-4FF21-0AA0-ZY10 | 1 | UN | 1 | 10 | C | D | EAR99 | N | 85389099 | 1 |  | 0.086 | KG | 48.93 | 48.93 | CP20 | CP20 | Key-operated switch O.M.R, 22 mm, round, metal, shiny, lock number 73037, red, with 2 keys, 2 switch positions O-I, latching, actuating angle 90Â°, 10:30h/13:30h, key removal I, with laser labeling, upper case and lower case, always upper case at beginning of line | - | 0 | 0
3SU1050-4FF21-0AA0-Z | Y11 | 3SU1050-4FF21-0AA0-ZY11 | 1 | UN | 1 | 10 | C | D | EAR99 | N | 85389099 | 1 |  | 0.086 | KG | 48.93 | 48.93 | CP20 | CP20 | Key-operated switch O.M.R, 22 mm, round, metal, shiny, lock number 73037, red, with 2 keys, 2 switch positions O-I, latching, actuating angle 90Â°, 10:30h/13:30h, key removal I, with laser labeling, upper case | - | 0 | 0
3SU1050-4FF21-0AA0-Z | Y12 | 3SU1050-4FF21-0AA0-ZY12 | 1 | UN | 1 | 10 | C | D | EAR99 | N | 85389099 | 1 |  | 0.086 | KG | 48.93 | 48.93 | CP20 | CP20 | Key-operated switch O.M.R, 22 mm, round, metal, shiny, lock number 73037, red, with 2 keys, 2 switch positions O-I, latching, actuating angle 90Â°, 10:30h/13:30h, key removal I, with laser labeling, lower case | - | 0 | 0
3SU1050-4FF21-0AA0-Z | Y15 | 3SU1050-4FF21-0AA0-ZY15 | 1 | UN | 1 | 10 | C | D | EAR99 | N | 85389099 | 1 |  | 0.086 | KG | 48.93 | 48.93 | CP20 | CP20 | Key-operated switch O.M.R, 22 mm, round, metal, shiny, lock number 73037, red, with 2 keys, 2 switch positions O-I, latching, actuating angle 90Â°, 10:30h/13:30h, key removal I, with laser labeling, upper case and lower case, always upper case at the beginning of the word | - | 0 | 0
3SU1050-4FF21-0AA0-Z | Y19 | 3SU1050-4FF21-0AA0-ZY19 | 1 | UN | 1 | 10 | C | D | EAR99 | N | 85389099 | 1 |  | 0.086 | KG | 45.13 | 45.13 | CP20 | CP20 | Key-operated switch O.M.R, 22 mm, round, metal, shiny, lock number 73037, red, with 2 keys, 2 switch positions O-I, latching, actuating angle 90Â°, 10:30h/13:30h, key removal I, with laser labeling, inscription or symbol Customer-specific selection with SIRIUS ACT configurator (CIN) | - | 0 | 0
3SU1050-4FL11-0AA0 |  | 3SU1050-4FL11-0AA0 | 1 | UN | 1 | 5 | B | D | N | N | 85389099 | 1 | 4011209971936 | 0.02 | KG | 44.18 | 44.18 | CP20 | CP20 | Key-operated switch O.M.R, 22 mm, round, metal, shiny, lock number 73037, red, with 2 keys, 3 switch positions I-O-II, latching, actuating angle 2x45Â°, 10:30h/12h/13:30h, Key removal I+O+II | - | 0 | 0
3SU1050-4FL11-0AA0-Z | X90 | 3SU1050-4FL11-0AA0-ZX90 | 1 | UN | 1 | 5 | B | D | EAR99 | N | 85389099 | 50 |  | 0.086 | KG | 44.18 | 44.18 | CP20 | CP20 | Key-operated switch O.M.R, 22 mm, round, metal, shiny, lock number 73037, red, with 2 keys, 3 switch positions I-O-II, latching, actuating angle 2x45Â°, 10:30h/12h/13:30h, Key removal I+O+II, Z=50-unit packaging | - | 0 | 0
3SU1050-4FL11-0AA0-Z | Y10 | 3SU1050-4FL11-0AA0-ZY10 | 1 | UN | 1 | 10 | C | D | EAR99 | N | 85389099 | 1 |  | 0.086 | KG | 48.93 | 48.93 | CP20 | CP20 | Key-operated switch O.M.R, 22 mm, round, metal, shiny, lock number 73037, red, with 2 keys, 3 switch positions I-O-II, latching, actuating angle 2x45Â°, 10:30h/12h/13:30h, Key removal I+O+II, with laser labeling, upper case and lower case, always upper case at beginning of line | - | 0 | 0
3SU1050-4FL11-0AA0-Z | Y11 | 3SU1050-4FL11-0AA0-ZY11 | 1 | UN | 1 | 10 | C | D | EAR99 | N | 85389099 | 1 |  | 0.086 | KG | 48.93 | 48.93 | CP20 | CP20 | Key-operated switch O.M.R, 22 mm, round, metal, shiny, lock number 73037, red, with 2 keys, 3 switch positions I-O-II, latching, actuating angle 2x45Â°, 10:30h/12h/13:30h, Key removal I+O+II, with laser labeling, upper case | - | 0 | 0
3SU1050-4FL11-0AA0-Z | Y12 | 3SU1050-4FL11-0AA0-ZY12 | 1 | UN | 1 | 10 | C | D | EAR99 | N | 85389099 | 1 |  | 0.086 | KG | 48.93 | 48.93 | CP20 | CP20 | Key-operated switch O.M.R, 22 mm, round, metal, shiny, lock number 73037, red, with 2 keys, 3 switch positions I-O-II, latching, actuating angle 2x45Â°, 10:30h/12h/13:30h, Key removal I+O+II, with laser labeling, lower case | - | 0 | 0
3SU1050-4FL11-0AA0-Z | Y15 | 3SU1050-4FL11-0AA0-ZY15 | 1 | UN | 1 | 10 | C | D | EAR99 | N | 85389099 | 1 |  | 0.086 | KG | 48.93 | 48.93 | CP20 | CP20 | Key-operated switch O.M.R, 22 mm, round, metal, shiny, lock number 73037, red, with 2 keys, 3 switch positions I-O-II, latching, actuating angle 2x45Â°, 10:30h/12h/13:30h, Key removal I+O+II, with laser labeling, upper case and lower case, always upper case at the beginning of the word | - | 0 | 0
3SU1050-4FL11-0AA0-Z | Y19 | 3SU1050-4FL11-0AA0-ZY19 | 1 | UN | 1 | 10 | C | D | EAR99 | N | 85389099 | 1 |  | 0.086 | KG | 45.13 | 45.13 | CP20 | CP20 | Key-operated switch O.M.R, 22 mm, round, metal, shiny, lock number 73037, red, with 2 keys, 3 switch positions I-O-II, latching, actuating angle 2x45Â°, 10:30h/12h/13:30h, Key removal I+O+II, with laser labeling, inscription or symbol Customer-specific selection with SIRIUS ACT configurator (CIN) | - | 0 | 0
3SU1050-4GC01-0AA0 |  | 3SU1050-4GC01-0AA0 | 1 | UN | 1 | 5 | B | D | N | N | 85389099 | 1 | 4011209971868 | 0.02 | KG | 44.18 | 44.18 | CP20 | CP20 | Key-operated switch O.M.R, 22 mm, round, metal, shiny, lock number 73038, blue, with 2 keys, 2 switch positions O<I, momentary contact type, Actuating angle 45Â°, 10:30h/12h, Key removal O | - | 0 | 0
3SU1050-4GC01-0AA0-Z | X90 | 3SU1050-4GC01-0AA0-ZX90 | 1 | UN | 1 | 5 | B | D | EAR99 | N | 85389099 | 50 |  | 0.086 | KG | 44.18 | 44.18 | CP20 | CP20 | Key-operated switch O.M.R, 22 mm, round, metal, shiny, lock number 73038, blue, with 2 keys, 2 switch positions O<I, momentary contact type, Actuating angle 45Â°, 10:30h/12h, key removal O, Z=50-unit packaging | - | 0 | 0
3SU1050-4GC01-0AA0-Z | Y10 | 3SU1050-4GC01-0AA0-ZY10 | 1 | UN | 1 | 10 | C | D | EAR99 | N | 85389099 | 1 |  | 0.086 | KG | 48.93 | 48.93 | CP20 | CP20 | Key-operated switch O.M.R, 22 mm, round, metal, shiny, lock number 73038, blue, with 2 keys, 2 switch positions O<I, momentary contact type, Actuating angle 45Â°, 10:30h/12h, key removal O, with laser labeling, upper case and lower case, always upper case at beginning of line | - | 0 | 0
3SU1050-4GC01-0AA0-Z | Y11 | 3SU1050-4GC01-0AA0-ZY11 | 1 | UN | 1 | 10 | C | D | EAR99 | N | 85389099 | 1 |  | 0.086 | KG | 48.93 | 48.93 | CP20 | CP20 | Key-operated switch O.M.R, 22 mm, round, metal, shiny, lock number 73038, blue, with 2 keys, 2 switch positions O<I, momentary contact type, Actuating angle 45Â°, 10:30h/12h, key removal O, with laser labeling, upper case | - | 0 | 0
3SU1050-4GC01-0AA0-Z | Y12 | 3SU1050-4GC01-0AA0-ZY12 | 1 | UN | 1 | 10 | C | D | EAR99 | N | 85389099 | 1 |  | 0.086 | KG | 48.93 | 48.93 | CP20 | CP20 | Key-operated switch O.M.R, 22 mm, round, metal, shiny, lock number 73038, blue, with 2 keys, 2 switch positions O<I, momentary contact type, Actuating angle 45Â°, 10:30h/12h, key removal O, with laser labeling, lower case | - | 0 | 0
3SU1050-4GC01-0AA0-Z | Y15 | 3SU1050-4GC01-0AA0-ZY15 | 1 | UN | 1 | 10 | C | D | EAR99 | N | 85389099 | 1 |  | 0.086 | KG | 48.93 | 48.93 | CP20 | CP20 | Key-operated switch O.M.R, 22 mm, round, metal, shiny, lock number 73038, blue, with 2 keys, 2 switch positions O<I, momentary contact type, Actuating angle 45Â°, 10:30h/12h, key removal O, with laser labeling, upper case and lower case, always upper case at the beginning of the word | - | 0 | 0
3SU1050-4GC01-0AA0-Z | Y19 | 3SU1050-4GC01-0AA0-ZY19 | 1 | UN | 1 | 10 | C | D | EAR99 | N | 85389099 | 1 |  | 0.086 | KG | 45.13 | 45.13 | CP20 | CP20 | Key-operated switch O.M.R, 22 mm, round, metal, shiny, lock number 73038, blue, with 2 keys, 2 switch positions O<I, momentary contact type, Actuating angle 45Â°, 10:30h/12h, key removal O, with laser labeling, inscription or symbol Customer-specific selection with SIRIUS ACT configurator (CIN) | - | 0 | 0
3SU1050-4GF01-0AA0 |  | 3SU1050-4GF01-0AA0 | 1 | UN | 1 | 5 | B | D | N | N | 85389099 | 1 | 4011209971844 | 0.02 | KG | 44.18 | 44.18 | CP20 | CP20 | Key-operated switch O.M.R, 22 mm, round, metal, shiny, lock number 73038, blue, with 2 keys, 2 switch positions O-I, latching, actuating angle 90Â°, 10:30h/13:30h, Key removal O | - | 0 | 0
3SU1050-4GF01-0AA0-Z | X90 | 3SU1050-4GF01-0AA0-ZX90 | 1 | UN | 1 | 5 | B | D | EAR99 | N | 85389099 | 50 |  | 0.086 | KG | 44.18 | 44.18 | CP20 | CP20 | Key-operated switch O.M.R, 22 mm, round, metal, shiny, lock number 73038, blue, with 2 keys, 2 switch positions O-I, latching, actuating angle 90Â°, 10:30h/13:30h, key removal O, Z=50-unit packaging | - | 0 | 0
3SU1050-4GF01-0AA0-Z | Y10 | 3SU1050-4GF01-0AA0-ZY10 | 1 | UN | 1 | 10 | C | D | EAR99 | N | 85389099 | 1 |  | 0.086 | KG | 48.93 | 48.93 | CP20 | CP20 | Key-operated switch O.M.R, 22 mm, round, metal, shiny, lock number 73038, blue, with 2 keys, 2 switch positions O-I, latching, actuating angle 90Â°, 10:30h/13:30h, key removal O, with laser labeling, upper case and lower case, always upper case at beginning of line | - | 0 | 0
3SU1050-4GF01-0AA0-Z | Y11 | 3SU1050-4GF01-0AA0-ZY11 | 1 | UN | 1 | 10 | C | D | EAR99 | N | 85389099 | 1 |  | 0.086 | KG | 48.93 | 48.93 | CP20 | CP20 | Key-operated switch O.M.R, 22 mm, round, metal, shiny, lock number 73038, blue, with 2 keys, 2 switch positions O-I, latching, actuating angle 90Â°, 10:30h/13:30h, key removal O, with laser labeling, upper case | - | 0 | 0
3SU1050-4GF01-0AA0-Z | Y12 | 3SU1050-4GF01-0AA0-ZY12 | 1 | UN | 1 | 10 | C | D | EAR99 | N | 85389099 | 1 |  | 0.086 | KG | 48.93 | 48.93 | CP20 | CP20 | Key-operated switch O.M.R, 22 mm, round, metal, shiny, lock number 73038, blue, with 2 keys, 2 switch positions O-I, latching, actuating angle 90Â°, 10:30h/13:30h, key removal O, with laser labeling, lower case | - | 0 | 0
3SU1050-4GF01-0AA0-Z | Y15 | 3SU1050-4GF01-0AA0-ZY15 | 1 | UN | 1 | 10 | C | D | EAR99 | N | 85389099 | 1 |  | 0.086 | KG | 48.93 | 48.93 | CP20 | CP20 | Key-operated switch O.M.R, 22 mm, round, metal, shiny, lock number 73038, blue, with 2 keys, 2 switch positions O-I, latching, actuating angle 90Â°, 10:30h/13:30h, key removal O, with laser labeling, upper case and lower case, always upper case at the beginning of the word | - | 0 | 0
3SU1050-4GF01-0AA0-Z | Y19 | 3SU1050-4GF01-0AA0-ZY19 | 1 | UN | 1 | 10 | C | D | EAR99 | N | 85389099 | 1 |  | 0.086 | KG | 45.13 | 45.13 | CP20 | CP20 | Key-operated switch O.M.R, 22 mm, round, metal, shiny, lock number 73038, blue, with 2 keys, 2 switch positions O-I, latching, actuating angle 90Â°, 10:30h/13:30h, key removal O, with laser labeling, inscription or symbol Customer-specific selection with SIRIUS ACT configurator (CIN) | - | 0 | 0
3SU1050-4GF11-0AA0 |  | 3SU1050-4GF11-0AA0 | 1 | UN | 1 | 5 | B | D | N | N | 85389099 | 1 | 4011209971837 | 0.02 | KG | 44.18 | 44.18 | CP20 | CP20 | Key-operated switch O.M.R, 22 mm, round, metal, shiny, lock number 73038, blue, with 2 keys, 2 switch positions O-I, latching, actuating angle 90Â°, 10:30h/13:30h, Key removal O+I | - | 0 | 0
3SU1050-4GF11-0AA0-Z | X90 | 3SU1050-4GF11-0AA0-ZX90 | 1 | UN | 1 | 5 | B | D | EAR99 | N | 85389099 | 50 |  | 0.086 | KG | 44.18 | 44.18 | CP20 | CP20 | Key-operated switch O.M.R, 22 mm, round, metal, shiny, lock number 73038, blue, with 2 keys, 2 switch positions O-I, latching, actuating angle 90Â°, 10:30h/13:30h, key removal O+I, Z=50-unit packaging | - | 0 | 0
3SU1050-4GF11-0AA0-Z | Y10 | 3SU1050-4GF11-0AA0-ZY10 | 1 | UN | 1 | 10 | C | D | EAR99 | N | 85389099 | 1 |  | 0.086 | KG | 48.93 | 48.93 | CP20 | CP20 | Key-operated switch O.M.R, 22 mm, round, metal, shiny, lock number 73038, blue, with 2 keys, 2 switch positions O-I, latching, actuating angle 90Â°, 10:30h/13:30h, key removal O+I, with laser labeling, upper case and lower case, always upper case at beginning of line | - | 0 | 0
3SU1050-4GF11-0AA0-Z | Y11 | 3SU1050-4GF11-0AA0-ZY11 | 1 | UN | 1 | 10 | C | D | EAR99 | N | 85389099 | 1 |  | 0.086 | KG | 48.93 | 48.93 | CP20 | CP20 | Key-operated switch O.M.R, 22 mm, round, metal, shiny, lock number 73038, blue, with 2 keys, 2 switch positions O-I, latching, actuating angle 90Â°, 10:30h/13:30h, key removal O+I, with laser labeling, upper case | - | 0 | 0
3SU1050-4GF11-0AA0-Z | Y12 | 3SU1050-4GF11-0AA0-ZY12 | 1 | UN | 1 | 10 | C | D | EAR99 | N | 85389099 | 1 |  | 0.086 | KG | 48.93 | 48.93 | CP20 | CP20 | Key-operated switch O.M.R, 22 mm, round, metal, shiny, lock number 73038, blue, with 2 keys, 2 switch positions O-I, latching, actuating angle 90Â°, 10:30h/13:30h, key removal O+I, with laser labeling, lower case | - | 0 | 0
3SU1050-4GF11-0AA0-Z | Y15 | 3SU1050-4GF11-0AA0-ZY15 | 1 | UN | 1 | 10 | C | D | EAR99 | N | 85389099 | 1 |  | 0.086 | KG | 48.93 | 48.93 | CP20 | CP20 | Key-operated switch O.M.R, 22 mm, round, metal, shiny, lock number 73038, blue, with 2 keys, 2 switch positions O-I, latching, actuating angle 90Â°, 10:30h/13:30h, key removal O+I, with laser labeling, upper case and lower case, always upper case at the beginning of the word | - | 0 | 0
3SU1050-4GF11-0AA0-Z | Y19 | 3SU1050-4GF11-0AA0-ZY19 | 1 | UN | 1 | 10 | C | D | EAR99 | N | 85389099 | 1 |  | 0.086 | KG | 45.13 | 45.13 | CP20 | CP20 | Key-operated switch O.M.R, 22 mm, round, metal, shiny, lock number 73038, blue, with 2 keys, 2 switch positions O-I, latching, actuating angle 90Â°, 10:30h/13:30h, key removal O+I, with laser labeling, inscription or symbol Customer-specific selection with SIRIUS ACT configurator (CIN) | - | 0 | 0
3SU1050-4GF21-0AA0 |  | 3SU1050-4GF21-0AA0 | 1 | UN | 1 | 5 | B | D | N | N | 85389099 | 1 | 4011209971851 | 0.02 | KG | 44.18 | 44.18 | CP20 | CP20 | Key-operated switch O.M.R, 22 mm, round, metal, shiny, lock number 73038, blue, with 2 keys, 2 switch positions O-I, latching, actuating angle 90Â°, 10:30h/13:30h, Key removal I | - | 0 | 0
3SU1050-4GF21-0AA0-Z | X90 | 3SU1050-4GF21-0AA0-ZX90 | 1 | UN | 1 | 5 | B | D | EAR99 | N | 85389099 | 50 |  | 0.086 | KG | 44.18 | 44.18 | CP20 | CP20 | Key-operated switch O.M.R, 22 mm, round, metal, shiny, lock number 73038, blue, with 2 keys, 2 switch positions O-I, latching, actuating angle 90Â°, 10:30h/13:30h, key removal I, Z=50-unit packaging | - | 0 | 0
3SU1050-4GF21-0AA0-Z | Y10 | 3SU1050-4GF21-0AA0-ZY10 | 1 | UN | 1 | 10 | C | D | EAR99 | N | 85389099 | 1 |  | 0.086 | KG | 48.93 | 48.93 | CP20 | CP20 | Key-operated switch O.M.R, 22 mm, round, metal, shiny, lock number 73038, blue, with 2 keys, 2 switch positions O-I, latching, actuating angle 90Â°, 10:30h/13:30h, key removal I, with laser labeling, upper case and lower case, always upper case at beginning of line | - | 0 | 0
3SU1050-4GF21-0AA0-Z | Y11 | 3SU1050-4GF21-0AA0-ZY11 | 1 | UN | 1 | 10 | C | D | EAR99 | N | 85389099 | 1 |  | 0.086 | KG | 48.93 | 48.93 | CP20 | CP20 | Key-operated switch O.M.R, 22 mm, round, metal, shiny, lock number 73038, blue, with 2 keys, 2 switch positions O-I, latching, actuating angle 90Â°, 10:30h/13:30h, key removal I, with laser labeling, upper case | - | 0 | 0
3SU1050-4GF21-0AA0-Z | Y12 | 3SU1050-4GF21-0AA0-ZY12 | 1 | UN | 1 | 10 | C | D | EAR99 | N | 85389099 | 1 |  | 0.086 | KG | 48.93 | 48.93 | CP20 | CP20 | Key-operated switch O.M.R, 22 mm, round, metal, shiny, lock number 73038, blue, with 2 keys, 2 switch positions O-I, latching, actuating angle 90Â°, 10:30h/13:30h, key removal I, with laser labeling, lower case | - | 0 | 0
3SU1050-4GF21-0AA0-Z | Y15 | 3SU1050-4GF21-0AA0-ZY15 | 1 | UN | 1 | 10 | C | D | EAR99 | N | 85389099 | 1 |  | 0.086 | KG | 48.93 | 48.93 | CP20 | CP20 | Key-operated switch O.M.R, 22 mm, round, metal, shiny, lock number 73038, blue, with 2 keys, 2 switch positions O-I, latching, actuating angle 90Â°, 10:30h/13:30h, key removal I, with laser labeling, upper case and lower case, always upper case at the beginning of the word | - | 0 | 0
3SU1050-4GF21-0AA0-Z | Y19 | 3SU1050-4GF21-0AA0-ZY19 | 1 | UN | 1 | 10 | C | D | EAR99 | N | 85389099 | 1 |  | 0.086 | KG | 45.13 | 45.13 | CP20 | CP20 | Key-operated switch O.M.R, 22 mm, round, metal, shiny, lock number 73038, blue, with 2 keys, 2 switch positions O-I, latching, actuating angle 90Â°, 10:30h/13:30h, key removal I, with laser labeling, inscription or symbol Customer-specific selection with SIRIUS ACT configurator (CIN) | - | 0 | 0
3SU1050-4GL01-0AA0 |  | 3SU1050-4GL01-0AA0 | 1 | UN | 1 | 5 | B | D | N | N | 85389099 | 1 | 4011209971882 | 0.02 | KG | 44.18 | 44.18 | CP20 | CP20 | Key-operated switch O.M.R, 22 mm, round, metal, shiny, lock number 73038, blue, with 2 keys, 3 switch positions I-O-II, latching, actuating angle 2x45Â°, 10:30h/12h/13:30h, Key removal O | - | 0 | 0
3SU1050-4GL01-0AA0-Z | X90 | 3SU1050-4GL01-0AA0-ZX90 | 1 | UN | 1 | 5 | B | D | EAR99 | N | 85389099 | 50 |  | 0.086 | KG | 44.18 | 44.18 | CP20 | CP20 | Key-operated switch O.M.R, 22 mm, round, metal, shiny, lock number 73038, blue, with 2 keys, 3 switch positions I-O-II, latching, actuating angle 2x45Â°, 10:30h/12h/13:30h, key removal O, Z=50-unit packaging | - | 0 | 0
3SU1050-4GL01-0AA0-Z | Y10 | 3SU1050-4GL01-0AA0-ZY10 | 1 | UN | 1 | 10 | C | D | EAR99 | N | 85389099 | 1 |  | 0.086 | KG | 48.93 | 48.93 | CP20 | CP20 | Key-operated switch O.M.R, 22 mm, round, metal, shiny, lock number 73038, blue, with 2 keys, 3 switch positions I-O-II, latching, actuating angle 2x45Â°, 10:30h/12h/13:30h, key removal O, with laser labeling, upper case and lower case, always upper case at beginning of line | - | 0 | 0
3SU1050-4GL01-0AA0-Z | Y11 | 3SU1050-4GL01-0AA0-ZY11 | 1 | UN | 1 | 10 | C | D | EAR99 | N | 85389099 | 1 |  | 0.086 | KG | 48.93 | 48.93 | CP20 | CP20 | Key-operated switch O.M.R, 22 mm, round, metal, shiny, lock number 73038, blue, with 2 keys, 3 switch positions I-O-II, latching, actuating angle 2x45Â°, 10:30h/12h/13:30h, key removal O, with laser labeling, upper case | - | 0 | 0
3SU1050-4GL01-0AA0-Z | Y12 | 3SU1050-4GL01-0AA0-ZY12 | 1 | UN | 1 | 10 | C | D | EAR99 | N | 85389099 | 1 |  | 0.086 | KG | 48.93 | 48.93 | CP20 | CP20 | Key-operated switch O.M.R, 22 mm, round, metal, shiny, lock number 73038, blue, with 2 keys, 3 switch positions I-O-II, latching, actuating angle 2x45Â°, 10:30h/12h/13:30h, key removal O, with laser labeling, lower case | - | 0 | 0
3SU1050-4GL01-0AA0-Z | Y15 | 3SU1050-4GL01-0AA0-ZY15 | 1 | UN | 1 | 10 | C | D | EAR99 | N | 85389099 | 1 |  | 0.086 | KG | 48.93 | 48.93 | CP20 | CP20 | Key-operated switch O.M.R, 22 mm, round, metal, shiny, lock number 73038, blue, with 2 keys, 3 switch positions I-O-II, latching, actuating angle 2x45Â°, 10:30h/12h/13:30h, key removal O, with laser labeling, upper case and lower case, always upper case at the beginning of the word | - | 0 | 0
3SU1050-4GL01-0AA0-Z | Y19 | 3SU1050-4GL01-0AA0-ZY19 | 1 | UN | 1 | 10 | C | D | EAR99 | N | 85389099 | 1 |  | 0.086 | KG | 45.13 | 45.13 | CP20 | CP20 | Key-operated switch O.M.R, 22 mm, round, metal, shiny, lock number 73038, blue, with 2 keys, 3 switch positions I-O-II, latching, actuating angle 2x45Â°, 10:30h/12h/13:30h, key removal O, with laser labeling, inscription or symbol Customer-specific selection with SIRIUS ACT configurator (CIN) | - | 0 | 0
3SU1050-4GL11-0AA0 |  | 3SU1050-4GL11-0AA0 | 1 | UN | 1 | 5 | B | D | N | N | 85389099 | 1 | 4011209971875 | 0.02 | KG | 44.18 | 44.18 | CP20 | CP20 | Key-operated switch O.M.R, 22 mm, round, metal, shiny, lock number 73038, blue, with 2 keys, 3 switch positions I-O-II, latching, actuating angle 2x45Â°, 10:30h/12h/13:30h, Key removal I+O+II | - | 0 | 0
3SU1050-4GL11-0AA0-Z | X90 | 3SU1050-4GL11-0AA0-ZX90 | 1 | UN | 1 | 5 | B | D | EAR99 | N | 85389099 | 50 |  | 0.086 | KG | 44.18 | 44.18 | CP20 | CP20 | Key-operated switch O.M.R, 22 mm, round, metal, shiny, lock number 73038, blue, with 2 keys, 3 switch positions I-O-II, latching, actuating angle 2x45Â°, 10:30h/12h/13:30h, Key removal I+O+II, Z=50-unit packaging | - | 0 | 0
3SU1050-4GL11-0AA0-Z | Y10 | 3SU1050-4GL11-0AA0-ZY10 | 1 | UN | 1 | 10 | C | D | EAR99 | N | 85389099 | 1 |  | 0.086 | KG | 48.93 | 48.93 | CP20 | CP20 | Key-operated switch O.M.R, 22 mm, round, metal, shiny, lock number 73038, blue, with 2 keys, 3 switch positions I-O-II, latching, actuating angle 2x45Â°, 10:30h/12h/13:30h, Key removal I+O+II, with laser labeling, upper case and lower case, always upper case at beginning of line | - | 0 | 0
3SU1050-4GL11-0AA0-Z | Y11 | 3SU1050-4GL11-0AA0-ZY11 | 1 | UN | 1 | 10 | C | D | EAR99 | N | 85389099 | 1 |  | 0.086 | KG | 48.93 | 48.93 | CP20 | CP20 | Key-operated switch O.M.R, 22 mm, round, metal, shiny, lock number 73038, blue, with 2 keys, 3 switch positions I-O-II, latching, actuating angle 2x45Â°, 10:30h/12h/13:30h, Key removal I+O+II, with laser labeling, upper case | - | 0 | 0
3SU1050-4GL11-0AA0-Z | Y12 | 3SU1050-4GL11-0AA0-ZY12 | 1 | UN | 1 | 10 | C | D | EAR99 | N | 85389099 | 1 |  | 0.086 | KG | 48.93 | 48.93 | CP20 | CP20 | Key-operated switch O.M.R, 22 mm, round, metal, shiny, lock number 73038, blue, with 2 keys, 3 switch positions I-O-II, latching, actuating angle 2x45Â°, 10:30h/12h/13:30h, Key removal I+O+II, with laser labeling, lower case | - | 0 | 0
3SU1050-4GL11-0AA0-Z | Y15 | 3SU1050-4GL11-0AA0-ZY15 | 1 | UN | 1 | 10 | C | D | EAR99 | N | 85389099 | 1 |  | 0.086 | KG | 48.93 | 48.93 | CP20 | CP20 | Key-operated switch O.M.R, 22 mm, round, metal, shiny, lock number 73038, blue, with 2 keys, 3 switch positions I-O-II, latching, actuating angle 2x45Â°, 10:30h/12h/13:30h, Key removal I+O+II, with laser labeling, upper case and lower case, always upper case at the beginning of the word | - | 0 | 0
3SU1050-4GL11-0AA0-Z | Y19 | 3SU1050-4GL11-0AA0-ZY19 | 1 | UN | 1 | 10 | C | D | EAR99 | N | 85389099 | 1 |  | 0.086 | KG | 45.13 | 45.13 | CP20 | CP20 | Key-operated switch O.M.R, 22 mm, round, metal, shiny, lock number 73038, blue, with 2 keys, 3 switch positions I-O-II, latching, actuating angle 2x45Â°, 10:30h/12h/13:30h, Key removal I+O+II, with laser labeling, inscription or symbol Customer-specific selection with SIRIUS ACT configurator (CIN) | - | 0 | 0
3SU1050-4HC01-0AA0 |  | 3SU1050-4HC01-0AA0 | 1 | UN | 1 | 5 | B | D | N | N | 85389099 | 1 | 4011209971974 | 0.02 | KG | 44.18 | 44.18 | CP20 | CP20 | Key-operated switch O.M.R, 22 mm, round, metal, shiny, lock number 73034, black, with 2 keys, 2 switch positions O<I, momentary contact type, Actuating angle 45Â°, 10:30h/12h, Key removal O | - | 0 | 0
3SU1050-4HC01-0AA0-Z | X90 | 3SU1050-4HC01-0AA0-ZX90 | 1 | UN | 1 | 5 | B | D | EAR99 | N | 85389099 | 50 |  | 0.086 | KG | 44.18 | 44.18 | CP20 | CP20 | Key-operated switch O.M.R, 22 mm, round, metal, shiny, lock number 73034, black, with 2 keys, 2 switch positions O<I, momentary contact type, Actuating angle 45Â°, 10:30h/12h, key removal O, Z=50-unit packaging | - | 0 | 0
3SU1050-4HC01-0AA0-Z | Y10 | 3SU1050-4HC01-0AA0-ZY10 | 1 | UN | 1 | 10 | C | D | EAR99 | N | 85389099 | 1 |  | 0.086 | KG | 48.93 | 48.93 | CP20 | CP20 | Key-operated switch O.M.R, 22 mm, round, metal, shiny, lock number 73034, black, with 2 keys, 2 switch positions O<I, momentary contact type, Actuating angle 45Â°, 10:30h/12h, key removal O, with laser labeling, upper case and lower case, always upper case at beginning of line | - | 0 | 0
3SU1050-4HC01-0AA0-Z | Y11 | 3SU1050-4HC01-0AA0-ZY11 | 1 | UN | 1 | 10 | C | D | EAR99 | N | 85389099 | 1 |  | 0.086 | KG | 48.93 | 48.93 | CP20 | CP20 | Key-operated switch O.M.R, 22 mm, round, metal, shiny, lock number 73034, black, with 2 keys, 2 switch positions O<I, momentary contact type, Actuating angle 45Â°, 10:30h/12h, key removal O, with laser labeling, upper case | - | 0 | 0
3SU1050-4HC01-0AA0-Z | Y12 | 3SU1050-4HC01-0AA0-ZY12 | 1 | UN | 1 | 10 | C | D | EAR99 | N | 85389099 | 1 |  | 0.086 | KG | 48.93 | 48.93 | CP20 | CP20 | Key-operated switch O.M.R, 22 mm, round, metal, shiny, lock number 73034, black, with 2 keys, 2 switch positions O<I, momentary contact type, Actuating angle 45Â°, 10:30h/12h, key removal O, with laser labeling, lower case | - | 0 | 0
3SU1050-4HC01-0AA0-Z | Y15 | 3SU1050-4HC01-0AA0-ZY15 | 1 | UN | 1 | 10 | C | D | EAR99 | N | 85389099 | 1 |  | 0.086 | KG | 48.93 | 48.93 | CP20 | CP20 | Key-operated switch O.M.R, 22 mm, round, metal, shiny, lock number 73034, black, with 2 keys, 2 switch positions O<I, momentary contact type, Actuating angle 45Â°, 10:30h/12h, key removal O, with laser labeling, upper case and lower case, always upper case at the beginning of the word | - | 0 | 0
3SU1050-4HC01-0AA0-Z | Y19 | 3SU1050-4HC01-0AA0-ZY19 | 1 | UN | 1 | 10 | C | D | EAR99 | N | 85389099 | 1 |  | 0.086 | KG | 45.13 | 45.13 | CP20 | CP20 | Key-operated switch O.M.R, 22 mm, round, metal, shiny, lock number 73034, black, with 2 keys, 2 switch positions O<I, momentary contact type, Actuating angle 45Â°, 10:30h/12h, key removal O, with laser labeling, inscription or symbol Customer-specific selection with SIRIUS ACT configurator (CIN) | - | 0 | 0
3SU1050-4HF01-0AA0 |  | 3SU1050-4HF01-0AA0 | 1 | UN | 1 | 5 | B | D | N | N | 85389099 | 1 | 4011209971950 | 0.02 | KG | 44.18 | 44.18 | CP20 | CP20 | Key-operated switch O.M.R, 22 mm, round, metal, shiny, lock number 73034, black, with 2 keys, 2 switch positions O-I, latching, actuating angle 90Â°, 10:30h/13:30h, Key removal O | - | 0 | 0
3SU1050-4HF01-0AA0-Z | X90 | 3SU1050-4HF01-0AA0-ZX90 | 1 | UN | 1 | 5 | B | D | EAR99 | N | 85389099 | 50 |  | 0.086 | KG | 44.18 | 44.18 | CP20 | CP20 | Key-operated switch O.M.R, 22 mm, round, metal, shiny, lock number 73034, black, with 2 keys, 2 switch positions O-I, latching, actuating angle 90Â°, 10:30h/13:30h, key removal O, Z=50-unit packaging | - | 0 | 0
3SU1050-4HF01-0AA0-Z | Y10 | 3SU1050-4HF01-0AA0-ZY10 | 1 | UN | 1 | 10 | C | D | EAR99 | N | 85389099 | 1 |  | 0.086 | KG | 48.93 | 48.93 | CP20 | CP20 | Key-operated switch O.M.R, 22 mm, round, metal, shiny, lock number 73034, black, with 2 keys, 2 switch positions O-I, latching, actuating angle 90Â°, 10:30h/13:30h, key removal O, with laser labeling, upper case and lower case, always upper case at beginning of line | - | 0 | 0
3SU1050-4HF01-0AA0-Z | Y11 | 3SU1050-4HF01-0AA0-ZY11 | 1 | UN | 1 | 10 | C | D | EAR99 | N | 85389099 | 1 |  | 0.086 | KG | 48.93 | 48.93 | CP20 | CP20 | Key-operated switch O.M.R, 22 mm, round, metal, shiny, lock number 73034, black, with 2 keys, 2 switch positions O-I, latching, actuating angle 90Â°, 10:30h/13:30h, key removal O, with laser labeling, upper case | - | 0 | 0
3SU1050-4HF01-0AA0-Z | Y12 | 3SU1050-4HF01-0AA0-ZY12 | 1 | UN | 1 | 10 | C | D | EAR99 | N | 85389099 | 1 |  | 0.086 | KG | 48.93 | 48.93 | CP20 | CP20 | Key-operated switch O.M.R, 22 mm, round, metal, shiny, lock number 73034, black, with 2 keys, 2 switch positions O-I, latching, actuating angle 90Â°, 10:30h/13:30h, key removal O, with laser labeling, lower case | - | 0 | 0
3SU1050-4HF01-0AA0-Z | Y15 | 3SU1050-4HF01-0AA0-ZY15 | 1 | UN | 1 | 10 | C | D | EAR99 | N | 85389099 | 1 |  | 0.086 | KG | 48.93 | 48.93 | CP20 | CP20 | Key-operated switch O.M.R, 22 mm, round, metal, shiny, lock number 73034, black, with 2 keys, 2 switch positions O-I, latching, actuating angle 90Â°, 10:30h/13:30h, key removal O, with laser labeling, upper case and lower case, always upper case at the beginning of the word | - | 0 | 0
3SU1050-4HF01-0AA0-Z | Y19 | 3SU1050-4HF01-0AA0-ZY19 | 1 | UN | 1 | 10 | C | D | EAR99 | N | 85389099 | 1 |  | 0.086 | KG | 45.13 | 45.13 | CP20 | CP20 | Key-operated switch O.M.R, 22 mm, round, metal, shiny, lock number 73034, black, with 2 keys, 2 switch positions O-I, latching, actuating angle 90Â°, 10:30h/13:30h, key removal O, with laser labeling, inscription or symbol Customer-specific selection with SIRIUS ACT configurator (CIN) | - | 0 | 0
3SU1050-4HF11-0AA0 |  | 3SU1050-4HF11-0AA0 | 1 | UN | 1 | 5 | B | D | N | N | 85389099 | 1 | 4011209971943 | 0.02 | KG | 44.18 | 44.18 | CP20 | CP20 | Key-operated switch O.M.R, 22 mm, round, metal, shiny, lock number 73034, black, with 2 keys, 2 switch positions O-I, latching, actuating angle 90Â°, 10:30h/13:30h, Key removal O+I | - | 0 | 0
3SU1050-4HF11-0AA0-Z | X90 | 3SU1050-4HF11-0AA0-ZX90 | 1 | UN | 1 | 5 | B | D | EAR99 | N | 85389099 | 50 |  | 0.086 | KG | 44.18 | 44.18 | CP20 | CP20 | Key-operated switch O.M.R, 22 mm, round, metal, shiny, lock number 73034, black, with 2 keys, 2 switch positions O-I, latching, actuating angle 90Â°, 10:30h/13:30h, key removal O+I, Z=50-unit packaging | - | 0 | 0
3SU1050-4HF11-0AA0-Z | Y10 | 3SU1050-4HF11-0AA0-ZY10 | 1 | UN | 1 | 10 | C | D | EAR99 | N | 85389099 | 1 |  | 0.086 | KG | 48.93 | 48.93 | CP20 | CP20 | Key-operated switch O.M.R, 22 mm, round, metal, shiny, lock number 73034, black, with 2 keys, 2 switch positions O-I, latching, actuating angle 90Â°, 10:30h/13:30h, key removal O+I, with laser labeling, upper case and lower case, always upper case at beginning of line | - | 0 | 0
3SU1050-4HF11-0AA0-Z | Y11 | 3SU1050-4HF11-0AA0-ZY11 | 1 | UN | 1 | 10 | C | D | EAR99 | N | 85389099 | 1 |  | 0.086 | KG | 48.93 | 48.93 | CP20 | CP20 | Key-operated switch O.M.R, 22 mm, round, metal, shiny, lock number 73034, black, with 2 keys, 2 switch positions O-I, latching, actuating angle 90Â°, 10:30h/13:30h, key removal O+I, with laser labeling, upper case | - | 0 | 0
3SU1050-4HF11-0AA0-Z | Y12 | 3SU1050-4HF11-0AA0-ZY12 | 1 | UN | 1 | 10 | C | D | EAR99 | N | 85389099 | 1 |  | 0.086 | KG | 48.93 | 48.93 | CP20 | CP20 | Key-operated switch O.M.R, 22 mm, round, metal, shiny, lock number 73034, black, with 2 keys, 2 switch positions O-I, latching, actuating angle 90Â°, 10:30h/13:30h, key removal O+I, with laser labeling, lower case | - | 0 | 0
3SU1050-4HF11-0AA0-Z | Y15 | 3SU1050-4HF11-0AA0-ZY15 | 1 | UN | 1 | 10 | C | D | EAR99 | N | 85389099 | 1 |  | 0.086 | KG | 48.93 | 48.93 | CP20 | CP20 | Key-operated switch O.M.R, 22 mm, round, metal, shiny, lock number 73034, black, with 2 keys, 2 switch positions O-I, latching, actuating angle 90Â°, 10:30h/13:30h, key removal O+I, with laser labeling, upper case and lower case, always upper case at the beginning of the word | - | 0 | 0
3SU1050-4HF11-0AA0-Z | Y19 | 3SU1050-4HF11-0AA0-ZY19 | 1 | UN | 1 | 10 | C | D | EAR99 | N | 85389099 | 1 |  | 0.086 | KG | 45.13 | 45.13 | CP20 | CP20 | Key-operated switch O.M.R, 22 mm, round, metal, shiny, lock number 73034, black, with 2 keys, 2 switch positions O-I, latching, actuating angle 90Â°, 10:30h/13:30h, key removal O+I, with laser labeling, inscription or symbol Customer-specific selection with SIRIUS ACT configurator (CIN) | - | 0 | 0
3SU1050-4HF21-0AA0 |  | 3SU1050-4HF21-0AA0 | 1 | UN | 1 | 5 | B | D | N | N | 85389099 | 1 | 4011209971967 | 0.02 | KG | 44.18 | 44.18 | CP20 | CP20 | Key-operated switch O.M.R, 22 mm, round, metal, shiny, lock number 73034, black, with 2 keys, 2 switch positions O-I, latching, actuating angle 90Â°, 10:30h/13:30h, Key removal I | - | 0 | 0
3SU1050-4HF21-0AA0-Z | X90 | 3SU1050-4HF21-0AA0-ZX90 | 1 | UN | 1 | 5 | B | D | EAR99 | N | 85389099 | 50 |  | 0.086 | KG | 44.18 | 44.18 | CP20 | CP20 | Key-operated switch O.M.R, 22 mm, round, metal, shiny, lock number 73034, black, with 2 keys, 2 switch positions O-I, latching, actuating angle 90Â°, 10:30h/13:30h, key removal I, Z=50-unit packaging | - | 0 | 0
3SU1050-4HF21-0AA0-Z | Y10 | 3SU1050-4HF21-0AA0-ZY10 | 1 | UN | 1 | 10 | C | D | EAR99 | N | 85389099 | 1 |  | 0.086 | KG | 48.93 | 48.93 | CP20 | CP20 | Key-operated switch O.M.R, 22 mm, round, metal, shiny, lock number 73034, black, with 2 keys, 2 switch positions O-I, latching, actuating angle 90Â°, 10:30h/13:30h, key removal I, with laser labeling, upper case and lower case, always upper case at beginning of line | - | 0 | 0
3SU1050-4HF21-0AA0-Z | Y11 | 3SU1050-4HF21-0AA0-ZY11 | 1 | UN | 1 | 10 | C | D | EAR99 | N | 85389099 | 1 |  | 0.086 | KG | 48.93 | 48.93 | CP20 | CP20 | Key-operated switch O.M.R, 22 mm, round, metal, shiny, lock number 73034, black, with 2 keys, 2 switch positions O-I, latching, actuating angle 90Â°, 10:30h/13:30h, key removal I, with laser labeling, upper case | - | 0 | 0
3SU1050-4HF21-0AA0-Z | Y12 | 3SU1050-4HF21-0AA0-ZY12 | 1 | UN | 1 | 10 | C | D | EAR99 | N | 85389099 | 1 |  | 0.086 | KG | 48.93 | 48.93 | CP20 | CP20 | Key-operated switch O.M.R, 22 mm, round, metal, shiny, lock number 73034, black, with 2 keys, 2 switch positions O-I, latching, actuating angle 90Â°, 10:30h/13:30h, key removal I, with laser labeling, lower case | - | 0 | 0
3SU1050-4HF21-0AA0-Z | Y15 | 3SU1050-4HF21-0AA0-ZY15 | 1 | UN | 1 | 10 | C | D | EAR99 | N | 85389099 | 1 |  | 0.086 | KG | 48.93 | 48.93 | CP20 | CP20 | Key-operated switch O.M.R, 22 mm, round, metal, shiny, lock number 73034, black, with 2 keys, 2 switch positions O-I, latching, actuating angle 90Â°, 10:30h/13:30h, key removal I, with laser labeling, upper case and lower case, always upper case at the beginning of the word | - | 0 | 0
3SU1050-4HF21-0AA0-Z | Y19 | 3SU1050-4HF21-0AA0-ZY19 | 1 | UN | 1 | 10 | C | D | EAR99 | N | 85389099 | 1 |  | 0.086 | KG | 45.13 | 45.13 | CP20 | CP20 | Key-operated switch O.M.R, 22 mm, round, metal, shiny, lock number 73034, black, with 2 keys, 2 switch positions O-I, latching, actuating angle 90Â°, 10:30h/13:30h, key removal I, with laser labeling, inscription or symbol Customer-specific selection with SIRIUS ACT configurator (CIN) | - | 0 | 0
3SU1050-4HL01-0AA0 |  | 3SU1050-4HL01-0AA0 | 1 | UN | 1 | 5 | B | D | N | N | 85389099 | 1 | 4011209972773 | 0.02 | KG | 44.18 | 44.18 | CP20 | CP20 | Key-operated switch O.M.R, 22 mm, round, metal, shiny, lock number 73034, black, with 2 keys, 3 switch positions I-O-II, latching, actuating angle 2x45Â°, 10:30h/12h/13:30h, Key removal O | - | 0 | 0
3SU1050-4HL01-0AA0-Z | X90 | 3SU1050-4HL01-0AA0-ZX90 | 1 | UN | 1 | 5 | B | D | EAR99 | N | 85389099 | 50 |  | 0.086 | KG | 44.18 | 44.18 | CP20 | CP20 | Key-operated switch O.M.R, 22 mm, round, metal, shiny, lock number 73034, black, with 2 keys, 3 switch positions I-O-II, latching, actuating angle 2x45Â°, 10:30h/12h/13:30h, key removal O, Z=50-unit packaging | - | 0 | 0
3SU1050-4HL01-0AA0-Z | Y10 | 3SU1050-4HL01-0AA0-ZY10 | 1 | UN | 1 | 10 | C | D | EAR99 | N | 85389099 | 1 |  | 0.086 | KG | 48.93 | 48.93 | CP20 | CP20 | Key-operated switch O.M.R, 22 mm, round, metal, shiny, lock number 73034, black, with 2 keys, 3 switch positions I-O-II, latching, actuating angle 2x45Â°, 10:30h/12h/13:30h, key removal O, with laser labeling, upper case and lower case, always upper case at beginning of line | - | 0 | 0
3SU1050-4HL01-0AA0-Z | Y11 | 3SU1050-4HL01-0AA0-ZY11 | 1 | UN | 1 | 10 | C | D | EAR99 | N | 85389099 | 1 |  | 0.086 | KG | 48.93 | 48.93 | CP20 | CP20 | Key-operated switch O.M.R, 22 mm, round, metal, shiny, lock number 73034, black, with 2 keys, 3 switch positions I-O-II, latching, actuating angle 2x45Â°, 10:30h/12h/13:30h, key removal O, with laser labeling, upper case | - | 0 | 0
3SU1050-4HL01-0AA0-Z | Y12 | 3SU1050-4HL01-0AA0-ZY12 | 1 | UN | 1 | 10 | C | D | EAR99 | N | 85389099 | 1 |  | 0.086 | KG | 48.93 | 48.93 | CP20 | CP20 | Key-operated switch O.M.R, 22 mm, round, metal, shiny, lock number 73034, black, with 2 keys, 3 switch positions I-O-II, latching, actuating angle 2x45Â°, 10:30h/12h/13:30h, key removal O, with laser labeling, lower case | - | 0 | 0
3SU1050-4HL01-0AA0-Z | Y15 | 3SU1050-4HL01-0AA0-ZY15 | 1 | UN | 1 | 10 | C | D | EAR99 | N | 85389099 | 1 |  | 0.086 | KG | 48.93 | 48.93 | CP20 | CP20 | Key-operated switch O.M.R, 22 mm, round, metal, shiny, lock number 73034, black, with 2 keys, 3 switch positions I-O-II, latching, actuating angle 2x45Â°, 10:30h/12h/13:30h, key removal O, with laser labeling, upper case and lower case, always upper case at the beginning of the word | - | 0 | 0
3SU1050-4HL01-0AA0-Z | Y19 | 3SU1050-4HL01-0AA0-ZY19 | 1 | UN | 1 | 10 | C | D | EAR99 | N | 85389099 | 1 |  | 0.086 | KG | 45.13 | 45.13 | CP20 | CP20 | Key-operated switch O.M.R, 22 mm, round, metal, shiny, lock number 73034, black, with 2 keys, 3 switch positions I-O-II, latching, actuating angle 2x45Â°, 10:30h/12h/13:30h, key removal O, with laser labeling, inscription or symbol Customer-specific selection with SIRIUS ACT configurator (CIN) | - | 0 | 0
3SU1050-4HL11-0AA0 |  | 3SU1050-4HL11-0AA0 | 1 | UN | 1 | 5 | B | D | N | N | 85389099 | 1 | 4011209971981 | 0.02 | KG | 44.18 | 44.18 | CP20 | CP20 | Key-operated switch O.M.R, 22 mm, round, metal, shiny, lock number 73034, black, with 2 keys, 3 switch positions I-O-II, latching, actuating angle 2x45Â°, 10:30h/12h/13:30h, Key removal I+O+II | - | 0 | 0
3SU1050-4HL11-0AA0-Z | X90 | 3SU1050-4HL11-0AA0-ZX90 | 1 | UN | 1 | 5 | B | D | EAR99 | N | 85389099 | 50 |  | 0.086 | KG | 44.18 | 44.18 | CP20 | CP20 | Key-operated switch O.M.R, 22 mm, round, metal, shiny, lock number 73034, black, with 2 keys, 3 switch positions I-O-II, latching, actuating angle 2x45Â°, 10:30h/12h/13:30h, Key removal I+O+II, Z=50-unit packaging | - | 0 | 0
3SU1050-4HL11-0AA0-Z | Y10 | 3SU1050-4HL11-0AA0-ZY10 | 1 | UN | 1 | 10 | C | D | EAR99 | N | 85389099 | 1 |  | 0.086 | KG | 48.93 | 48.93 | CP20 | CP20 | Key-operated switch O.M.R, 22 mm, round, metal, shiny, lock number 73034, black, with 2 keys, 3 switch positions I-O-II, latching, actuating angle 2x45Â°, 10:30h/12h/13:30h, Key removal I+O+II, with laser labeling, upper case and lower case, always upper case at beginning of line | - | 0 | 0
3SU1050-4HL11-0AA0-Z | Y11 | 3SU1050-4HL11-0AA0-ZY11 | 1 | UN | 1 | 10 | C | D | EAR99 | N | 85389099 | 1 |  | 0.086 | KG | 48.93 | 48.93 | CP20 | CP20 | Key-operated switch O.M.R, 22 mm, round, metal, shiny, lock number 73034, black, with 2 keys, 3 switch positions I-O-II, latching, actuating angle 2x45Â°, 10:30h/12h/13:30h, Key removal I+O+II, with laser labeling, upper case | - | 0 | 0
3SU1050-4HL11-0AA0-Z | Y12 | 3SU1050-4HL11-0AA0-ZY12 | 1 | UN | 1 | 10 | C | D | EAR99 | N | 85389099 | 1 |  | 0.086 | KG | 48.93 | 48.93 | CP20 | CP20 | Key-operated switch O.M.R, 22 mm, round, metal, shiny, lock number 73034, black, with 2 keys, 3 switch positions I-O-II, latching, actuating angle 2x45Â°, 10:30h/12h/13:30h, Key removal I+O+II, with laser labeling, lower case | - | 0 | 0
3SU1050-4HL11-0AA0-Z | Y15 | 3SU1050-4HL11-0AA0-ZY15 | 1 | UN | 1 | 10 | C | D | EAR99 | N | 85389099 | 1 |  | 0.086 | KG | 48.93 | 48.93 | CP20 | CP20 | Key-operated switch O.M.R, 22 mm, round, metal, shiny, lock number 73034, black, with 2 keys, 3 switch positions I-O-II, latching, actuating angle 2x45Â°, 10:30h/12h/13:30h, Key removal I+O+II, with laser labeling, upper case and lower case, always upper case at the beginning of the word | - | 0 | 0
3SU1050-4HL11-0AA0-Z | Y19 | 3SU1050-4HL11-0AA0-ZY19 | 1 | UN | 1 | 10 | C | D | EAR99 | N | 85389099 | 1 |  | 0.086 | KG | 45.13 | 45.13 | CP20 | CP20 | Key-operated switch O.M.R, 22 mm, round, metal, shiny, lock number 73034, black, with 2 keys, 3 switch positions I-O-II, latching, actuating angle 2x45Â°, 10:30h/12h/13:30h, Key removal I+O+II, with laser labeling, inscription or symbol Customer-specific selection with SIRIUS ACT configurator (CIN) | - | 0 | 0
3SU1050-4HM01-0AA0 |  | 3SU1050-4HM01-0AA0 | 1 | UN | 1 | 5 | B | D | N | N | 85389099 | 1 | 4011209972780 | 0.02 | KG | 44.18 | 44.18 | CP20 | CP20 | Key-operated switch O.M.R, 22 mm, round, metal, shiny, lock number 73034, black, with 2 keys, 3 switch positions I>O<II, momentary contact type, actuating angle 2x45Â°, 10:30h/12h/13:30h, Key removal O | - | 0 | 0
3SU1050-4HM01-0AA0-Z | X90 | 3SU1050-4HM01-0AA0-ZX90 | 1 | UN | 1 | 5 | B | D | EAR99 | N | 85389099 | 50 |  | 0.086 | KG | 44.18 | 44.18 | CP20 | CP20 | Key-operated switch O.M.R, 22 mm, round, metal, shiny, lock number 73034, black, with 2 keys, 3 switch positions I>O<II, momentary contact type, actuating angle 2x45Â°, 10:30h/12h/13:30h, key removal O, Z=50-unit packaging | - | 0 | 0
3SU1050-4HM01-0AA0-Z | Y10 | 3SU1050-4HM01-0AA0-ZY10 | 1 | UN | 1 | 10 | C | D | EAR99 | N | 85389099 | 1 |  | 0.086 | KG | 48.93 | 48.93 | CP20 | CP20 | Key-operated switch O.M.R, 22 mm, round, metal, shiny, lock number 73034, black, with 2 keys, 3 switch positions I>O<II, momentary contact type, actuating angle 2x45Â°, 10:30h/12h/13:30h, key removal O, with laser labeling, upper case and lower case, always upper case at beginning of line | - | 0 | 0
3SU1050-4HM01-0AA0-Z | Y11 | 3SU1050-4HM01-0AA0-ZY11 | 1 | UN | 1 | 10 | C | D | EAR99 | N | 85389099 | 1 |  | 0.086 | KG | 48.93 | 48.93 | CP20 | CP20 | Key-operated switch O.M.R, 22 mm, round, metal, shiny, lock number 73034, black, with 2 keys, 3 switch positions I>O<II, momentary contact type, actuating angle 2x45Â°, 10:30h/12h/13:30h, key removal O, with laser labeling, upper case | - | 0 | 0
3SU1050-4HM01-0AA0-Z | Y12 | 3SU1050-4HM01-0AA0-ZY12 | 1 | UN | 1 | 10 | C | D | EAR99 | N | 85389099 | 1 |  | 0.086 | KG | 48.93 | 48.93 | CP20 | CP20 | Key-operated switch O.M.R, 22 mm, round, metal, shiny, lock number 73034, black, with 2 keys, 3 switch positions I>O<II, momentary contact type, actuating angle 2x45Â°, 10:30h/12h/13:30h, key removal O, with laser labeling, lower case | - | 0 | 0
3SU1050-4HM01-0AA0-Z | Y15 | 3SU1050-4HM01-0AA0-ZY15 | 1 | UN | 1 | 10 | C | D | EAR99 | N | 85389099 | 1 |  | 0.086 | KG | 48.93 | 48.93 | CP20 | CP20 | Key-operated switch O.M.R, 22 mm, round, metal, shiny, lock number 73034, black, with 2 keys, 3 switch positions I>O<II, momentary contact type, actuating angle 2x45Â°, 10:30h/12h/13:30h, key removal O, with laser labeling, upper case and lower case, always upper case at the beginning of the word | - | 0 | 0
3SU1050-4HM01-0AA0-Z | Y19 | 3SU1050-4HM01-0AA0-ZY19 | 1 | UN | 1 | 10 | C | D | EAR99 | N | 85389099 | 1 |  | 0.086 | KG | 45.13 | 45.13 | CP20 | CP20 | Key-operated switch O.M.R, 22 mm, round, metal, shiny, lock number 73034, black, with 2 keys, 3 switch positions I>O<II, momentary contact type, actuating angle 2x45Â°, 10:30h/12h/13:30h, key removal O, with laser labeling, inscription or symbol Customer-specific selection with SIRIUS ACT configurator (CIN) | - | 0 | 0
3SU1050-4HP31-0AA0 |  | 3SU1050-4HP31-0AA0 | 1 | UN | 1 | 5 | B | D | N | N | 85389099 | 1 | 4011209972797 | 0.02 | KG | 44.18 | 44.18 | CP20 | CP20 | Key-operated switch O.M.R, 22 mm, round, metal, shiny, lock number 73034, black, with 2 keys, 3 switch positions I>O<II, momentary contact on the left, latching on the right, actuating angle 2x45Â°, 10:30h/12h/13:30h, key removal II | - | 0 | 0
3SU1050-4HP31-0AA0-Z | X90 | 3SU1050-4HP31-0AA0-ZX90 | 1 | UN | 1 | 5 | B | D | EAR99 | N | 85389099 | 50 |  | 0.086 | KG | 44.18 | 44.18 | CP20 | CP20 | Key-operated switch O.M.R, 22 mm, round, metal, shiny, lock number 73034, black, with 2 keys, 3 switch positions I>O<II, momentary contact on the left, latching on the right, actuating angle 2x45Â°, 10:30h/12h/13:30h, Key removal II, Z=50-unit packaging | - | 0 | 0
3SU1050-4HP31-0AA0-Z | Y10 | 3SU1050-4HP31-0AA0-ZY10 | 1 | UN | 1 | 10 | C | D | EAR99 | N | 85389099 | 1 |  | 0.086 | KG | 48.93 | 48.93 | CP20 | CP20 | Key-operated switch O.M.R, 22 mm, round, metal, shiny, lock number 73034, black, with 2 keys, 3 switch positions I>O<II, momentary contact on the left, latching on the right, actuating angle 2x45Â°, 10:30h/12h/13:30h, Key removal II, with laser labeling, upper case and lower case, always upper case at beginning of line | - | 0 | 0
3SU1050-4HP31-0AA0-Z | Y11 | 3SU1050-4HP31-0AA0-ZY11 | 1 | UN | 1 | 10 | C | D | EAR99 | N | 85389099 | 1 |  | 0.086 | KG | 48.93 | 48.93 | CP20 | CP20 | Key-operated switch O.M.R, 22 mm, round, metal, shiny, lock number 73034, black, with 2 keys, 3 switch positions I>O<II, momentary contact on the left, latching on the right, actuating angle 2x45Â°, 10:30h/12h/13:30h, Key removal II, with laser labeling, upper case | - | 0 | 0
3SU1050-4HP31-0AA0-Z | Y12 | 3SU1050-4HP31-0AA0-ZY12 | 1 | UN | 1 | 10 | C | D | EAR99 | N | 85389099 | 1 |  | 0.086 | KG | 48.93 | 48.93 | CP20 | CP20 | Key-operated switch O.M.R, 22 mm, round, metal, shiny, lock number 73034, black, with 2 keys, 3 switch positions I>O<II, momentary contact on the left, latching on the right, actuating angle 2x45Â°, 10:30h/12h/13:30h, Key removal II, with laser labeling, lower case | - | 0 | 0
3SU1050-4HP31-0AA0-Z | Y15 | 3SU1050-4HP31-0AA0-ZY15 | 1 | UN | 1 | 10 | C | D | EAR99 | N | 85389099 | 1 |  | 0.086 | KG | 48.93 | 48.93 | CP20 | CP20 | Key-operated switch O.M.R, 22 mm, round, metal, shiny, lock number 73034, black, with 2 keys, 3 switch positions I>O<II, momentary contact on the left, latching on the right, actuating angle 2x45Â°, 10:30h/12h/13:30h, Key removal II, with laser labeling, upper case and lower case, always upper case at the beginning of the word | - | 0 | 0
3SU1050-4HP31-0AA0-Z | Y19 | 3SU1050-4HP31-0AA0-ZY19 | 1 | UN | 1 | 10 | C | D | EAR99 | N | 85389099 | 1 |  | 0.086 | KG | 45.13 | 45.13 | CP20 | CP20 | Key-operated switch O.M.R, 22 mm, round, metal, shiny, lock number 73034, black, with 2 keys, 3 switch positions I>O<II, momentary contact on the left, latching on the right, actuating angle 2x45Â°, 10:30h/12h/13:30h, Key removal II, with laser labeling, inscription or symbol Customer-specific selection with SIRIUS ACT configurator (CIN) | - | 0 | 0
3SU1050-4JC01-0AA0 |  | 3SU1050-4JC01-0AA0 | 1 | UN | 1 | 5 | B | D | N | N | 85389099 | 1 | 4011209972834 | 0.02 | KG | 44.18 | 44.18 | CP20 | CP20 | Key-operated switch O.M.R, 22 mm, round, metal, shiny, lock number 73033, yellow, with 2 keys, 2 switch positions O<I, momentary contact type, Actuating angle 45Â°, 10:30h/12h, Key removal O | - | 0 | 0
3SU1050-4JC01-0AA0-Z | X90 | 3SU1050-4JC01-0AA0-ZX90 | 1 | UN | 1 | 5 | B | D | EAR99 | N | 85389099 | 50 |  | 0.086 | KG | 44.18 | 44.18 | CP20 | CP20 | Key-operated switch O.M.R, 22 mm, round, metal, shiny, lock number 73033, yellow, with 2 keys, 2 switch positions O<I, momentary contact type, Actuating angle 45Â°, 10:30h/12h, key removal O, Z=50-unit packaging | - | 0 | 0
3SU1050-4JC01-0AA0-Z | Y10 | 3SU1050-4JC01-0AA0-ZY10 | 1 | UN | 1 | 10 | C | D | EAR99 | N | 85389099 | 1 |  | 0.086 | KG | 48.93 | 48.93 | CP20 | CP20 | Key-operated switch O.M.R, 22 mm, round, metal, shiny, lock number 73033, yellow, with 2 keys, 2 switch positions O<I, momentary contact type, Actuating angle 45Â°, 10:30h/12h, key removal O, with laser labeling, upper case and lower case, always upper case at beginning of line | - | 0 | 0
3SU1050-4JC01-0AA0-Z | Y11 | 3SU1050-4JC01-0AA0-ZY11 | 1 | UN | 1 | 10 | C | D | EAR99 | N | 85389099 | 1 |  | 0.086 | KG | 48.93 | 48.93 | CP20 | CP20 | Key-operated switch O.M.R, 22 mm, round, metal, shiny, lock number 73033, yellow, with 2 keys, 2 switch positions O<I, momentary contact type, Actuating angle 45Â°, 10:30h/12h, key removal O, with laser labeling, upper case | - | 0 | 0
3SU1050-4JC01-0AA0-Z | Y12 | 3SU1050-4JC01-0AA0-ZY12 | 1 | UN | 1 | 10 | C | D | EAR99 | N | 85389099 | 1 |  | 0.086 | KG | 48.93 | 48.93 | CP20 | CP20 | Key-operated switch O.M.R, 22 mm, round, metal, shiny, lock number 73033, yellow, with 2 keys, 2 switch positions O<I, momentary contact type, Actuating angle 45Â°, 10:30h/12h, key removal O, with laser labeling, lower case | - | 0 | 0
3SU1050-4JC01-0AA0-Z | Y15 | 3SU1050-4JC01-0AA0-ZY15 | 1 | UN | 1 | 10 | C | D | EAR99 | N | 85389099 | 1 |  | 0.086 | KG | 48.93 | 48.93 | CP20 | CP20 | Key-operated switch O.M.R, 22 mm, round, metal, shiny, lock number 73033, yellow, with 2 keys, 2 switch positions O<I, momentary contact type, Actuating angle 45Â°, 10:30h/12h, key removal O, with laser labeling, upper case and lower case, always upper case at the beginning of the word | - | 0 | 0
3SU1050-4JC01-0AA0-Z | Y19 | 3SU1050-4JC01-0AA0-ZY19 | 1 | UN | 1 | 10 | C | D | EAR99 | N | 85389099 | 1 |  | 0.086 | KG | 45.13 | 45.13 | CP20 | CP20 | Key-operated switch O.M.R, 22 mm, round, metal shiny, Lock number 73033, yellow, with 2 keys, 2 switch positions O<I, momentary contact type, Actuating angle 45Â°, 10:30h/12h, key removal O, with laser labeling, inscription or symbol, Customer-specific selection with SIRIUS ACT configurator (CIN) | - | 0 | 0
3SU1050-4JF01-0AA0 |  | 3SU1050-4JF01-0AA0 | 1 | UN | 1 | 5 | B | D | N | N | 85389099 | 1 | 4011209972810 | 0.02 | KG | 44.18 | 44.18 | CP20 | CP20 | Key-operated switch O.M.R, 22 mm, round, metal, shiny, lock number 73033, yellow, with 2 keys, 2 switch positions O-I, latching, actuating angle 90Â°, 10:30h/13:30h, Key removal O | - | 0 | 0
3SU1050-4JF01-0AA0-Z | X90 | 3SU1050-4JF01-0AA0-ZX90 | 1 | UN | 1 | 5 | B | D | EAR99 | N | 85389099 | 50 |  | 0.086 | KG | 44.18 | 44.18 | CP20 | CP20 | Key-operated switch O.M.R, 22 mm, round, metal, shiny, lock number 73033, yellow, with 2 keys, 2 switch positions O-I, latching, actuating angle 90Â°, 10:30h/13:30h, key removal O, Z=50-unit packaging | - | 0 | 0
3SU1050-4JF01-0AA0-Z | Y10 | 3SU1050-4JF01-0AA0-ZY10 | 1 | UN | 1 | 10 | C | D | EAR99 | N | 85389099 | 1 |  | 0.086 | KG | 48.93 | 48.93 | CP20 | CP20 | Key-operated switch O.M.R, 22 mm, round, metal, shiny, lock number 73033, yellow, with 2 keys, 2 switch positions O-I, latching, actuating angle 90Â°, 10:30h/13:30h, key removal O, with laser labeling, upper case and lower case, always upper case at beginning of line | - | 0 | 0
3SU1050-4JF01-0AA0-Z | Y11 | 3SU1050-4JF01-0AA0-ZY11 | 1 | UN | 1 | 10 | C | D | EAR99 | N | 85389099 | 1 |  | 0.086 | KG | 48.93 | 48.93 | CP20 | CP20 | Key-operated switch O.M.R, 22 mm, round, metal, shiny, lock number 73033, yellow, with 2 keys, 2 switch positions O-I, latching, actuating angle 90Â°, 10:30h/13:30h, key removal O, with laser labeling, upper case | - | 0 | 0
3SU1050-4JF01-0AA0-Z | Y12 | 3SU1050-4JF01-0AA0-ZY12 | 1 | UN | 1 | 10 | C | D | EAR99 | N | 85389099 | 1 |  | 0.086 | KG | 48.93 | 48.93 | CP20 | CP20 | Key-operated switch O.M.R, 22 mm, round, metal, shiny, lock number 73033, yellow, with 2 keys, 2 switch positions O-I, latching, actuating angle 90Â°, 10:30h/13:30h, key removal O, with laser labeling, lower case | - | 0 | 0
3SU1050-4JF01-0AA0-Z | Y15 | 3SU1050-4JF01-0AA0-ZY15 | 1 | UN | 1 | 10 | C | D | EAR99 | N | 85389099 | 1 |  | 0.086 | KG | 48.93 | 48.93 | CP20 | CP20 | Key-operated switch O.M.R, 22 mm, round, metal, shiny, lock number 73033, yellow, with 2 keys, 2 switch positions O-I, latching, actuating angle 90Â°, 10:30h/13:30h, key removal O, with laser labeling, upper case and lower case, always upper case at the beginning of the word | - | 0 | 0
3SU1050-4JF01-0AA0-Z | Y19 | 3SU1050-4JF01-0AA0-ZY19 | 1 | UN | 1 | 10 | C | D | EAR99 | N | 85389099 | 1 |  | 0.086 | KG | 45.13 | 45.13 | CP20 | CP20 | Key-operated switch O.M.R, 22 mm, round, metal, shiny, lock number 73033, yellow, with 2 keys, 2 switch positions O-I, latching, actuating angle 90Â°, 10:30h/13:30h, key removal O, with laser labeling, inscription or symbol Customer-specific selection with SIRIUS ACT configurator (CIN) | - | 0 | 0
3SU1050-4JF11-0AA0 |  | 3SU1050-4JF11-0AA0 | 1 | UN | 1 | 5 | B | D | N | N | 85389099 | 1 | 4011209972803 | 0.02 | KG | 44.18 | 44.18 | CP20 | CP20 | Key-operated switch O.M.R, 22 mm, round, metal, shiny, lock number 73033, yellow, with 2 keys, 2 switch positions O-I, latching, actuating angle 90Â°, 10:30h/13:30h, Key removal O+I | - | 0 | 0
3SU1050-4JF11-0AA0-Z | X90 | 3SU1050-4JF11-0AA0-ZX90 | 1 | UN | 1 | 5 | B | D | EAR99 | N | 85389099 | 50 |  | 0.086 | KG | 44.18 | 44.18 | CP20 | CP20 | Key-operated switch O.M.R, 22 mm, round, metal, shiny, lock number 73033, yellow, with 2 keys, 2 switch positions O-I, latching, actuating angle 90Â°, 10:30h/13:30h, key removal O+I, Z=50-unit packaging | - | 0 | 0
3SU1050-4JF11-0AA0-Z | Y10 | 3SU1050-4JF11-0AA0-ZY10 | 1 | UN | 1 | 10 | C | D | EAR99 | N | 85389099 | 1 |  | 0.086 | KG | 48.93 | 48.93 | CP20 | CP20 | Key-operated switch O.M.R, 22 mm, round, metal, shiny, lock number 73033, yellow, with 2 keys, 2 switch positions O-I, latching, actuating angle 90Â°, 10:30h/13:30h, key removal O+I, with laser labeling, upper case and lower case, always upper case at beginning of line | - | 0 | 0
3SU1050-4JF11-0AA0-Z | Y11 | 3SU1050-4JF11-0AA0-ZY11 | 1 | UN | 1 | 10 | C | D | EAR99 | N | 85389099 | 1 |  | 0.086 | KG | 48.93 | 48.93 | CP20 | CP20 | Key-operated switch O.M.R, 22 mm, round, metal, shiny, lock number 73033, yellow, with 2 keys, 2 switch positions O-I, latching, actuating angle 90Â°, 10:30h/13:30h, key removal O+I, with laser labeling, upper case | - | 0 | 0
3SU1050-4JF11-0AA0-Z | Y12 | 3SU1050-4JF11-0AA0-ZY12 | 1 | UN | 1 | 10 | C | D | EAR99 | N | 85389099 | 1 |  | 0.086 | KG | 48.93 | 48.93 | CP20 | CP20 | Key-operated switch O.M.R, 22 mm, round, metal, shiny, lock number 73033, yellow, with 2 keys, 2 switch positions O-I, latching, actuating angle 90Â°, 10:30h/13:30h, key removal O+I, with laser labeling, lower case | - | 0 | 0
3SU1050-4JF11-0AA0-Z | Y15 | 3SU1050-4JF11-0AA0-ZY15 | 1 | UN | 1 | 10 | C | D | EAR99 | N | 85389099 | 1 |  | 0.086 | KG | 48.93 | 48.93 | CP20 | CP20 | Key-operated switch O.M.R, 22 mm, round, metal, shiny, lock number 73033, yellow, with 2 keys, 2 switch positions O-I, latching, actuating angle 90Â°, 10:30h/13:30h, key removal O+I, with laser labeling, upper case and lower case, always upper case at the beginning of the word | - | 0 | 0
3SU1050-4JF11-0AA0-Z | Y19 | 3SU1050-4JF11-0AA0-ZY19 | 1 | UN | 1 | 10 | C | D | EAR99 | N | 85389099 | 1 |  | 0.086 | KG | 45.13 | 45.13 | CP20 | CP20 | Key-operated switch O.M.R, 22 mm, round, metal, shiny, lock number 73033, yellow, with 2 keys, 2 switch positions O-I, latching, actuating angle 90Â°, 10:30h/13:30h, key removal O+I, with laser labeling, inscription or symbol Customer-specific selection with SIRIUS ACT configurator (CIN) | - | 0 | 0
3SU1050-4JF21-0AA0 |  | 3SU1050-4JF21-0AA0 | 1 | UN | 1 | 5 | B | D | N | N | 85389099 | 1 | 4011209972827 | 0.02 | KG | 44.18 | 44.18 | CP20 | CP20 | Key-operated switch O.M.R, 22 mm, round, metal, shiny, lock number 73033, yellow, with 2 keys, 2 switch positions O-I, latching, actuating angle 90Â°, 10:30h/13:30h, Key removal I | - | 0 | 0
3SU1050-4JF21-0AA0-Z | X90 | 3SU1050-4JF21-0AA0-ZX90 | 1 | UN | 1 | 5 | B | D | EAR99 | N | 85389099 | 50 |  | 0.086 | KG | 44.18 | 44.18 | CP20 | CP20 | Key-operated switch O.M.R, 22 mm, round, metal, shiny, lock number 73033, yellow, with 2 keys, 2 switch positions O-I, latching, actuating angle 90Â°, 10:30h/13:30h, key removal I, Z=50-unit packaging | - | 0 | 0
3SU1050-4JF21-0AA0-Z | Y10 | 3SU1050-4JF21-0AA0-ZY10 | 1 | UN | 1 | 10 | C | D | EAR99 | N | 85389099 | 1 |  | 0.086 | KG | 48.93 | 48.93 | CP20 | CP20 | Key-operated switch O.M.R, 22 mm, round, metal, shiny, lock number 73033, yellow, with 2 keys, 2 switch positions O-I, latching, actuating angle 90Â°, 10:30h/13:30h, key removal I, with laser labeling, upper case and lower case, always upper case at beginning of line | - | 0 | 0
3SU1050-4JF21-0AA0-Z | Y11 | 3SU1050-4JF21-0AA0-ZY11 | 1 | UN | 1 | 10 | C | D | EAR99 | N | 85389099 | 1 |  | 0.086 | KG | 48.93 | 48.93 | CP20 | CP20 | Key-operated switch O.M.R, 22 mm, round, metal, shiny, lock number 73033, yellow, with 2 keys, 2 switch positions O-I, latching, actuating angle 90Â°, 10:30h/13:30h, key removal I, with laser labeling, upper case | - | 0 | 0
3SU1050-4JF21-0AA0-Z | Y12 | 3SU1050-4JF21-0AA0-ZY12 | 1 | UN | 1 | 10 | C | D | EAR99 | N | 85389099 | 1 |  | 0.086 | KG | 48.93 | 48.93 | CP20 | CP20 | Key-operated switch O.M.R, 22 mm, round, metal, shiny, lock number 73033, yellow, with 2 keys, 2 switch positions O-I, latching, actuating angle 90Â°, 10:30h/13:30h, key removal I, with laser labeling, lower case | - | 0 | 0
3SU1050-4JF21-0AA0-Z | Y15 | 3SU1050-4JF21-0AA0-ZY15 | 1 | UN | 1 | 10 | C | D | EAR99 | N | 85389099 | 1 |  | 0.086 | KG | 48.93 | 48.93 | CP20 | CP20 | Key-operated switch O.M.R, 22 mm, round, metal, shiny, lock number 73033, yellow, with 2 keys, 2 switch positions O-I, latching, actuating angle 90Â°, 10:30h/13:30h, key removal I, with laser labeling, upper case and lower case, always upper case at the beginning of the word | - | 0 | 0
3SU1050-4JF21-0AA0-Z | Y19 | 3SU1050-4JF21-0AA0-ZY19 | 1 | UN | 1 | 10 | C | D | EAR99 | N | 85389099 | 1 |  | 0.086 | KG | 45.13 | 45.13 | CP20 | CP20 | Key-operated switch O.M.R, 22 mm, round, metal, shiny, lock number 73033, yellow, with 2 keys, 2 switch positions O-I, latching, actuating angle 90Â°, 10:30h/13:30h, key removal I, with laser labeling, inscription or symbol Customer-specific selection with SIRIUS ACT configurator (CIN) | - | 0 | 0
3SU1050-4JP31-0AA0 |  | 3SU1050-4JP31-0AA0 | 1 | UN | 1 | 5 | B | D | N | N | 85389099 | 1 | 4011209972841 | 0.02 | KG | 44.18 | 44.18 | CP20 | CP20 | Key-operated switch O.M.R, 22 mm, round, metal, shiny, lock number 73033, yellow, with 2 keys, 3 switch positions I>O<II, momentary contact on the left, latching on the right, actuating angle 2x45Â°, 10:30h/12h/13:30h, key removal II | - | 0 | 0
3SU1050-4JP31-0AA0-Z | X90 | 3SU1050-4JP31-0AA0-ZX90 | 1 | UN | 1 | 5 | B | D | EAR99 | N | 85389099 | 50 |  | 0.086 | KG | 44.18 | 44.18 | CP20 | CP20 | Key-operated switch O.M.R, 22 mm, round, metal, shiny, lock number 73033, yellow, with 2 keys, 3 switch positions I>O<II, momentary contact on the left, latching on the right, actuating angle 2x45Â°, 10:30h/12h/13:30h, Key removal II, Z=50-unit packaging | - | 0 | 0
3SU1050-4JP31-0AA0-Z | Y10 | 3SU1050-4JP31-0AA0-ZY10 | 1 | UN | 1 | 10 | C | D | EAR99 | N | 85389099 | 1 |  | 0.086 | KG | 48.93 | 48.93 | CP20 | CP20 | Key-operated switch O.M.R, 22 mm, round, metal, shiny, lock number 73033, yellow, with 2 keys, 3 switch positions I>O<II, momentary contact on the left, latching on the right, actuating angle 2x45Â°, 10:30h/12h/13:30h, Key removal II, with laser labeling, upper case and lower case, always upper case at beginning of line | - | 0 | 0
3SU1050-4JP31-0AA0-Z | Y11 | 3SU1050-4JP31-0AA0-ZY11 | 1 | UN | 1 | 10 | C | D | EAR99 | N | 85389099 | 1 |  | 0.086 | KG | 48.93 | 48.93 | CP20 | CP20 | Key-operated switch O.M.R, 22 mm, round, metal, shiny, lock number 73033, yellow, with 2 keys, 3 switch positions I>O<II, momentary contact on the left, latching on the right, actuating angle 2x45Â°, 10:30h/12h/13:30h, Key removal II, with laser labeling, upper case | - | 0 | 0
3SU1050-4JP31-0AA0-Z | Y12 | 3SU1050-4JP31-0AA0-ZY12 | 1 | UN | 1 | 10 | C | D | EAR99 | N | 85389099 | 1 |  | 0.086 | KG | 48.93 | 48.93 | CP20 | CP20 | Key-operated switch O.M.R, 22 mm, round, metal, shiny, lock number 73033, yellow, with 2 keys, 3 switch positions I>O<II, momentary contact on the left, latching on the right, actuating angle 2x45Â°, 10:30h/12h/13:30h, Key removal II, with laser labeling, lower case | - | 0 | 0
3SU1050-4JP31-0AA0-Z | Y15 | 3SU1050-4JP31-0AA0-ZY15 | 1 | UN | 1 | 10 | C | D | EAR99 | N | 85389099 | 1 |  | 0.086 | KG | 48.93 | 48.93 | CP20 | CP20 | Key-operated switch O.M.R, 22 mm, round, metal, shiny, lock number 73033, yellow, with 2 keys, 3 switch positions I>O<II, momentary contact on the left, latching on the right, actuating angle 2x45Â°, 10:30h/12h/13:30h, Key removal II, with laser labeling, upper case and lower case, always upper case at the beginning of the word | - | 0 | 0
3SU1050-4JP31-0AA0-Z | Y19 | 3SU1050-4JP31-0AA0-ZY19 | 1 | UN | 1 | 10 | C | D | EAR99 | N | 85389099 | 1 |  | 0.086 | KG | 45.13 | 45.13 | CP20 | CP20 | Key-operated switch O.M.R, 22 mm, round, metal, shiny, lock number 73033, yellow, with 2 keys, 3 switch positions I>O<II, momentary contact on the left, latching on the right, actuating angle 2x45Â°, 10:30h/12h/13:30h, Key removal II, with laser labeling, inscription or symbol Customer-specific selection with SIRIUS ACT configurator (CIN) | - | 0 | 0
3SU1050-5BC01-0AA0 |  | 3SU1050-5BC01-0AA0 | 1 | UN | 1 | 3 | B | D | N | N | 85389099 | 1 | 4011209948662 | 0.02 | KG | 70.59 | 61.18 | CP20 | CP20 | key-operated switch CES, 22 mm, round, metal, shiny, lock number SSG10, with 2 keys, 2 switch positions O<I, momentary contact type, Actuating angle 45Â°, 10:30h/12h, Key removal O | Lista Papel 2020 SI | 0 | 0
3SU1050-5BC01-0AA0-Z | X90 | 3SU1050-5BC01-0AA0-ZX90 | 1 | UN | 1 | 5 | B | D | N | N | 85389099 | 50 | 4047621021539 | 0.147 | KG | 70.59 | 70.59 | CP20 | CP20 | Key-operated switch CES, 22 mm, round, metal, shiny, lock number SSG10, with 2 keys, 2 switch positions O<I, momentary contact type, Actuating angle 45Â°, 10:30h/12h, key removal O, Z=50-unit packaging | - | 0 | 0
3SU1050-5BC01-0AA0-Z | Y01 | 3SU1050-5BC01-0AA0-ZY01 | 1 | UN | 1 | 25 | D | D | EAR99 | N | 85389099 | 1 |  | 0.147 | KG | 117.8 | 117.8 | CP20 | CP20 | Key-operated switch CES, 22 mm, round, metal, shiny, special lock, with 2 keys, 2 switch positions O<I, momentary contact type, Actuating angle 45Â°, 10:30h/12h, Key removal O | - | 0 | 0
3SU1050-5BC01-0AA0-Z | Y01Y19 | 3SU1050-5BC01-0AA0-ZY01Y19 | 1 | UN | 1 | 30 | D | D | N | N | 85389099 | 1 |  | 0.147 | KG | 118.75 | 118.75 | CP20 | CP20 | Key-operated switch CES, 22 mm, round, metal, shiny, special lock, with 2 keys, 2 switch positions O<I, momentary contact type, actuating angle 45Â°, 10:30h/12h, key removal O, customer-specific selection with SIRIUS ACT configurator (CIN) |  | 0 | 0
3SU1050-5BC01-0AA0-Z | Y10 | 3SU1050-5BC01-0AA0-ZY10 | 1 | UN | 1 | 10 | C | D | EAR99 | N | 85389099 | 1 |  | 0.147 | KG | 75.34 | 75.34 | CP20 | CP20 | key-operated switch CES, 22 mm, round, metal, shiny, lock number SSG10, with 2 keys, 2 switch positions O<I, momentary contact type, Actuating angle 45Â°, 10:30h/12h, key removal O, with laser labeling, upper case and lower case, always upper case at beginning of line | - | 0 | 0
3SU1050-5BC01-0AA0-Z | Y11 | 3SU1050-5BC01-0AA0-ZY11 | 1 | UN | 1 | 10 | C | D | EAR99 | N | 85389099 | 1 |  | 0.147 | KG | 75.34 | 75.34 | CP20 | CP20 | key-operated switch CES, 22 mm, round, metal, shiny, lock number SSG10, with 2 keys, 2 switch positions O<I, momentary contact type, Actuating angle 45Â°, 10:30h/12h, key removal O, with laser labeling, upper case | - | 0 | 0
3SU1050-5BC01-0AA0-Z | Y12 | 3SU1050-5BC01-0AA0-ZY12 | 1 | UN | 1 | 10 | C | D | EAR99 | N | 85389099 | 1 |  | 0.147 | KG | 75.34 | 75.34 | CP20 | CP20 | key-operated switch CES, 22 mm, round, metal, shiny, lock number SSG10, with 2 keys, 2 switch positions O<I, momentary contact type, Actuating angle 45Â°, 10:30h/12h, key removal O, with laser labeling, lower case | - | 0 | 0
3SU1050-5BC01-0AA0-Z | Y15 | 3SU1050-5BC01-0AA0-ZY15 | 1 | UN | 1 | 10 | C | D | EAR99 | N | 85389099 | 1 |  | 0.147 | KG | 75.34 | 75.34 | CP20 | CP20 | key-operated switch CES, 22 mm, round, metal, shiny, lock number SSG10, with 2 keys, 2 switch positions O<I, momentary contact type, Actuating angle 45Â°, 10:30h/12h, key removal O, with laser labeling, upper case and lower case, always upper case at the beginning of the word | - | 0 | 0
3SU1050-5BC01-0AA0-Z | Y19 | 3SU1050-5BC01-0AA0-ZY19 | 1 | UN | 1 | 10 | C | D | EAR99 | N | 85389099 | 1 |  | 0.147 | KG | 71.54 | 71.54 | CP20 | CP20 | Key-operated switch CES, 22 mm, round, metal, shiny, lock number SSG10, with 2 keys, 2 switch positions O<I, momentary contact type, Actuating angle 45Â°, 10:30h/12h, key removal O, with laser labeling, inscription or symbol Customer-specific selection with SIRIUS ACT configurator (CIN) | - | 0 | 0
3SU1050-5BF01-0AA0 |  | 3SU1050-5BF01-0AA0 | 1 | UN | 1 | 3 | B | D | N | N | 85389099 | 1 | 4011209948730 | 0.02 | KG | 70.59 | 61.18 | CP20 | CP20 | key-operated switch CES, 22 mm, round, metal, shiny, lock number SSG10, with 2 keys, 2 switch positions O-I, latching, actuating angle 90Â°, 10:30h/13:30h, Key removal O | Lista Papel 2020 SI | 0 | 0
3SU1050-5BF01-0AA0-Z | X90 | 3SU1050-5BF01-0AA0-ZX90 | 1 | UN | 1 | 5 | B | D | N | N | 85389099 | 50 | 4047621021546 | 0.147 | KG | 70.59 | 70.59 | CP20 | CP20 | Key-operated switch CES, 22 mm, round, metal, shiny, lock number SSG10, with 2 keys, 2 switch positions O-I, latching, actuating angle 90Â°, 10:30h/13:30h, key removal O, Z=50-unit packaging | - | 0 | 0
3SU1050-5BF01-0AA0-Z | Y01 | 3SU1050-5BF01-0AA0-ZY01 | 1 | UN | 1 | 25 | D | D | EAR99 | N | 85389099 | 1 |  | 0.147 | KG | 117.8 | 117.8 | CP20 | CP20 | Key-operated switch CES, 22 mm, round, metal, shiny, special lock, with 2 keys, 2 switch positions O-I, latching, actuating angle 90Â°, 10:30h/13:30h, Key removal O | - | 0 | 0
3SU1050-5BF01-0AA0-Z | Y01Y19 | 3SU1050-5BF01-0AA0-ZY01Y19 | 1 | UN | 1 | 30 | D | D | N | N | 85389099 | 1 |  | 0.147 | KG | 118.75 | 118.75 | CP20 | CP20 | Key-operated switch CES, 22 mm, round, metal, shiny, special lock, with 2 keys, 2 switch positions O-I, latching, actuating angle 90Â°, 10:30h/13:30h, key removal O, customer-specific selection with SIRIUS ACT configurator (CIN) |  | 0 | 0
3SU1050-5BF01-0AA0-Z | Y10 | 3SU1050-5BF01-0AA0-ZY10 | 1 | UN | 1 | 10 | C | D | EAR99 | N | 85389099 | 1 |  | 0.147 | KG | 75.34 | 75.34 | CP20 | CP20 | key-operated switch CES, 22 mm, round, metal, shiny, lock number SSG10, with 2 keys, 2 switch positions O-I, latching, actuating angle 90Â°, 10:30h/13:30h, key removal O, with laser labeling, upper case and lower case, always upper case at beginning of line | - | 0 | 0
3SU1050-5BF01-0AA0-Z | Y11 | 3SU1050-5BF01-0AA0-ZY11 | 1 | UN | 1 | 10 | C | D | EAR99 | N | 85389099 | 1 |  | 0.147 | KG | 75.34 | 75.34 | CP20 | CP20 | key-operated switch CES, 22 mm, round, metal, shiny, lock number SSG10, with 2 keys, 2 switch positions O-I, latching, actuating angle 90Â°, 10:30h/13:30h, key removal O, with laser labeling, upper case | - | 0 | 0
3SU1050-5BF01-0AA0-Z | Y12 | 3SU1050-5BF01-0AA0-ZY12 | 1 | UN | 1 | 10 | C | D | EAR99 | N | 85389099 | 1 |  | 0.147 | KG | 75.34 | 75.34 | CP20 | CP20 | key-operated switch CES, 22 mm, round, metal, shiny, lock number SSG10, with 2 keys, 2 switch positions O-I, latching, actuating angle 90Â°, 10:30h/13:30h, key removal O, with laser labeling, lower case | - | 0 | 0
3SU1050-5BF01-0AA0-Z | Y15 | 3SU1050-5BF01-0AA0-ZY15 | 1 | UN | 1 | 10 | C | D | EAR99 | N | 85389099 | 1 |  | 0.147 | KG | 75.34 | 75.34 | CP20 | CP20 | key-operated switch CES, 22 mm, round, metal, shiny, lock number SSG10, with 2 keys, 2 switch positions O-I, latching, actuating angle 90Â°, 10:30h/13:30h, key removal O, with laser labeling, upper case and lower case, always upper case at the beginning of the word | - | 0 | 0
3SU1050-5BF01-0AA0-Z | Y19 | 3SU1050-5BF01-0AA0-ZY19 | 1 | UN | 1 | 10 | C | D | EAR99 | N | 85389099 | 1 |  | 0.147 | KG | 71.54 | 71.54 | CP20 | CP20 | Key-operated switch CES, 22 mm, round, metal, shiny, lock number SSG10, with 2 keys, 2 switch positions O-I, latching, actuating angle 90Â°, 10:30h/13:30h, key removal O, with laser labeling, inscription or symbol Customer-specific selection with SIRIUS ACT configurator (CIN) | - | 0 | 0
3SU1050-5BF11-0AA0 |  | 3SU1050-5BF11-0AA0 | 1 | UN | 1 | 3 | B | D | N | N | 85389099 | 1 | 4011209948747 | 0.02 | KG | 70.59 | 61.18 | CP20 | CP20 | key-operated switch CES, 22 mm, round, metal, shiny, lock number SSG10, with 2 keys, 2 switch positions O-I, latching, actuating angle 90Â°, 10:30h/13:30h, Key removal O+I | Lista Papel 2020 SI | 0 | 0
3SU1050-5BF11-0AA0-Z | X90 | 3SU1050-5BF11-0AA0-ZX90 | 1 | UN | 1 | 5 | B | D | N | N | 85389099 | 50 | 4047621021553 | 0.147 | KG | 70.59 | 70.59 | CP20 | CP20 | Key-operated switch CES, 22 mm, round, metal, shiny, lock number SSG10, with 2 keys, 2 switch positions O-I, latching, actuating angle 90Â°, 10:30h/13:30h, key removal O+I, Z=50-unit packaging | - | 0 | 0
3SU1050-5BF11-0AA0-Z | Y01 | 3SU1050-5BF11-0AA0-ZY01 | 1 | UN | 1 | 25 | D | D | EAR99 | N | 85389099 | 1 |  | 0.147 | KG | 117.8 | 117.8 | CP20 | CP20 | Key-operated switch CES, 22 mm, round, metal, shiny, special lock, with 2 keys, 2 switch positions O-I, latching, actuating angle 90Â°, 10:30h/13:30h, Key removal O+I | - | 0 | 0
3SU1050-5BF11-0AA0-Z | Y01Y19 | 3SU1050-5BF11-0AA0-ZY01Y19 | 1 | UN | 1 | 30 | D | D | N | N | 85389099 | 1 |  | 0.147 | KG | 118.75 | 118.75 | CP20 | CP20 | Key-operated switch CES, 22 mm, round, metal, shiny, special lock, with 2 keys, 2 switch positions O-I, latching, actuating angle 90Â°, 10:30h/13:30h, key removal O+I, customer-specific selection with SIRIUS ACT configurator (CIN) |  | 0 | 0
3SU1050-5BF11-0AA0-Z | Y10 | 3SU1050-5BF11-0AA0-ZY10 | 1 | UN | 1 | 10 | C | D | EAR99 | N | 85389099 | 1 |  | 0.147 | KG | 75.34 | 75.34 | CP20 | CP20 | key-operated switch CES, 22 mm, round, metal, shiny, lock number SSG10, with 2 keys, 2 switch positions O-I, latching, actuating angle 90Â°, 10:30h/13:30h, key removal O+I, with laser labeling, upper case and lower case, always upper case at beginning of line | - | 0 | 0
3SU1050-5BF11-0AA0-Z | Y11 | 3SU1050-5BF11-0AA0-ZY11 | 1 | UN | 1 | 10 | C | D | EAR99 | N | 85389099 | 1 |  | 0.147 | KG | 75.34 | 75.34 | CP20 | CP20 | key-operated switch CES, 22 mm, round, metal, shiny, lock number SSG10, with 2 keys, 2 switch positions O-I, latching, actuating angle 90Â°, 10:30h/13:30h, key removal O+I, with laser labeling, upper case | - | 0 | 0
3SU1050-5BF11-0AA0-Z | Y12 | 3SU1050-5BF11-0AA0-ZY12 | 1 | UN | 1 | 10 | C | D | EAR99 | N | 85389099 | 1 |  | 0.147 | KG | 75.34 | 75.34 | CP20 | CP20 | key-operated switch CES, 22 mm, round, metal, shiny, lock number SSG10, with 2 keys, 2 switch positions O-I, latching, actuating angle 90Â°, 10:30h/13:30h, key removal O+I, with laser labeling, lower case | - | 0 | 0
3SU1050-5BF11-0AA0-Z | Y15 | 3SU1050-5BF11-0AA0-ZY15 | 1 | UN | 1 | 10 | C | D | EAR99 | N | 85389099 | 1 |  | 0.147 | KG | 75.34 | 75.34 | CP20 | CP20 | key-operated switch CES, 22 mm, round, metal, shiny, lock number SSG10, with 2 keys, 2 switch positions O-I, latching, actuating angle 90Â°, 10:30h/13:30h, key removal O+I, with laser labeling, upper case and lower case, always upper case at the beginning of the word | - | 0 | 0
3SU1050-5BF11-0AA0-Z | Y19 | 3SU1050-5BF11-0AA0-ZY19 | 1 | UN | 1 | 10 | C | D | EAR99 | N | 85389099 | 1 |  | 0.147 | KG | 71.54 | 71.54 | CP20 | CP20 | Key-operated switch CES, 22 mm, round, metal, shiny, lock number SSG10, with 2 keys, 2 switch positions O-I, latching, actuating angle 90Â°, 10:30h/13:30h, key removal O+I, with laser labeling, inscription or symbol Customer-specific selection with SIRIUS ACT configurator (CIN) | - | 0 | 0
3SU1050-5BF21-0AA0 |  | 3SU1050-5BF21-0AA0 | 1 | UN | 1 | 5 | B | D | N | N | 85389099 | 1 | 4011209948754 | 0.02 | KG | 70.59 | 61.18 | CP20 | CP20 | key-operated switch CES, 22 mm, round, metal, shiny, lock number SSG10, with 2 keys, 2 switch positions O-I, latching, actuating angle 90Â°, 10:30h/13:30h, Key removal I | Lista Papel 2020 SI | 0 | 0
3SU1050-5BF21-0AA0-Z | X90 | 3SU1050-5BF21-0AA0-ZX90 | 1 | UN | 1 | 5 | B | D | EAR99 | N | 85389099 | 50 |  | 0.147 | KG | 70.59 | 70.59 | CP20 | CP20 | Key-operated switch CES, 22 mm, round, metal, shiny, lock number SSG10, with 2 keys, 2 switch positions O-I, latching, actuating angle 90Â°, 10:30h/13:30h, key removal I, Z=50-unit packaging | - | 0 | 0
3SU1050-5BF21-0AA0-Z | Y01 | 3SU1050-5BF21-0AA0-ZY01 | 1 | UN | 1 | 25 | D | D | EAR99 | N | 85389099 | 1 |  | 0.147 | KG | 117.8 | 117.8 | CP20 | CP20 | Key-operated switch CES, 22 mm, round, metal, shiny, special lock, with 2 keys, 2 switch positions O-I, latching, actuating angle 90Â°, 10:30h/13:30h, Key removal I | - | 0 | 0
3SU1050-5BF21-0AA0-Z | Y01Y19 | 3SU1050-5BF21-0AA0-ZY01Y19 | 1 | UN | 1 | 30 | D | D | N | N | 85389099 | 1 |  | 0.147 | KG | 118.75 | 118.75 | CP20 | CP20 | Key-operated switch CES, 22 mm, round, metal, shiny, special lock, with 2 keys, 2 switch positions O-I, latching, actuating angle 90Â°, 10:30h/13:30h, key removal I, customer-specific selection with SIRIUS ACT configurator (CIN) |  | 0 | 0
3SU1050-5BF21-0AA0-Z | Y10 | 3SU1050-5BF21-0AA0-ZY10 | 1 | UN | 1 | 10 | C | D | EAR99 | N | 85389099 | 1 |  | 0.147 | KG | 75.34 | 75.34 | CP20 | CP20 | key-operated switch CES, 22 mm, round, metal, shiny, lock number SSG10, with 2 keys, 2 switch positions O-I, latching, actuating angle 90Â°, 10:30h/13:30h, key removal I, with laser labeling, upper case and lower case, always upper case at beginning of line | - | 0 | 0
3SU1050-5BF21-0AA0-Z | Y11 | 3SU1050-5BF21-0AA0-ZY11 | 1 | UN | 1 | 10 | C | D | EAR99 | N | 85389099 | 1 |  | 0.147 | KG | 75.34 | 75.34 | CP20 | CP20 | key-operated switch CES, 22 mm, round, metal, shiny, lock number SSG10, with 2 keys, 2 switch positions O-I, latching, actuating angle 90Â°, 10:30h/13:30h, key removal I, with laser labeling, upper case | - | 0 | 0
3SU1050-5BF21-0AA0-Z | Y12 | 3SU1050-5BF21-0AA0-ZY12 | 1 | UN | 1 | 10 | C | D | EAR99 | N | 85389099 | 1 |  | 0.147 | KG | 75.34 | 75.34 | CP20 | CP20 | key-operated switch CES, 22 mm, round, metal, shiny, lock number SSG10, with 2 keys, 2 switch positions O-I, latching, actuating angle 90Â°, 10:30h/13:30h, key removal I, with laser labeling, lower case | - | 0 | 0
3SU1050-5BF21-0AA0-Z | Y15 | 3SU1050-5BF21-0AA0-ZY15 | 1 | UN | 1 | 10 | C | D | EAR99 | N | 85389099 | 1 |  | 0.147 | KG | 75.34 | 75.34 | CP20 | CP20 | key-operated switch CES, 22 mm, round, metal, shiny, lock number SSG10, with 2 keys, 2 switch positions O-I, latching, actuating angle 90Â°, 10:30h/13:30h, key removal I, with laser labeling, upper case and lower case, always upper case at the beginning of the word | - | 0 | 0
3SU1050-5BF21-0AA0-Z | Y19 | 3SU1050-5BF21-0AA0-ZY19 | 1 | UN | 1 | 10 | C | D | EAR99 | N | 85389099 | 1 |  | 0.147 | KG | 71.54 | 71.54 | CP20 | CP20 | Key-operated switch CES, 22 mm, round, metal, shiny, lock number SSG10, with 2 keys, 2 switch positions O-I, latching, actuating angle 90Â°, 10:30h/13:30h, key removal I, with laser labeling, inscription or symbol Customer-specific selection with SIRIUS ACT configurator (CIN) | - | 0 | 0
3SU1050-5BL01-0AA0 |  | 3SU1050-5BL01-0AA0 | 1 | UN | 1 | 5 | B | D | N | N | 85389099 | 1 | 4011209948761 | 0.02 | KG | 70.59 | 61.18 | CP20 | CP20 | key-operated switch CES, 22 mm, round, metal, shiny, lock number SSG10, with 2 keys, 3 switch positions I-O-II, latching, actuating angle 2x45Â°, 10:30h/12h/13:30h, Key removal O | Lista Papel 2020 SI | 0 | 0
3SU1050-5BL01-0AA0-Z | X90 | 3SU1050-5BL01-0AA0-ZX90 | 1 | UN | 1 | 5 | B | D | EAR99 | N | 85389099 | 50 |  | 0.147 | KG | 70.59 | 70.59 | CP20 | CP20 | Key-operated switch CES, 22 mm, round, metal, shiny, lock number SSG10, with 2 keys, 3 switch positions I-O-II, latching, actuating angle 2x45Â°, 10:30h/12h/13:30h, key removal O, Z=50-unit packaging | - | 0 | 0
3SU1050-5BL01-0AA0-Z | Y01 | 3SU1050-5BL01-0AA0-ZY01 | 1 | UN | 1 | 25 | D | D | EAR99 | N | 85389099 | 1 |  | 0.147 | KG | 117.8 | 117.8 | CP20 | CP20 | Key-operated switch CES, 22 mm, round, metal, shiny, special lock, with 2 keys, 3 switch positions I-O-II, latching, actuating angle 2x45Â°, 10:30h/12h/13:30h, Key removal O | - | 0 | 0
3SU1050-5BL01-0AA0-Z | Y01Y19 | 3SU1050-5BL01-0AA0-ZY01Y19 | 1 | UN | 1 | 30 | D | D | N | N | 85389099 | 1 |  | 0.147 | KG | 118.75 | 118.75 | CP20 | CP20 | Key-operated switch CES, 22 mm, round, metal, shiny, special lock, with 2 keys, 3 switch positions I-O-II, latching, actuating angle 2x45Â°, 10:30h/12h/13:30h, key removal O, customer-specific selection with SIRIUS ACT configurator (CIN) |  | 0 | 0
3SU1050-5BL01-0AA0-Z | Y10 | 3SU1050-5BL01-0AA0-ZY10 | 1 | UN | 1 | 10 | C | D | EAR99 | N | 85389099 | 1 |  | 0.147 | KG | 75.34 | 75.34 | CP20 | CP20 | key-operated switch CES, 22 mm, round, metal, shiny, lock number SSG10, with 2 keys, 3 switch positions I-O-II, latching, actuating angle 2x45Â°, 10:30h/12h/13:30h, key removal O, with laser labeling, upper case and lower case, always upper case at beginning of line | - | 0 | 0
3SU1050-5BL01-0AA0-Z | Y11 | 3SU1050-5BL01-0AA0-ZY11 | 1 | UN | 1 | 10 | C | D | EAR99 | N | 85389099 | 1 |  | 0.147 | KG | 75.34 | 75.34 | CP20 | CP20 | key-operated switch CES, 22 mm, round, metal, shiny, lock number SSG10, with 2 keys, 3 switch positions I-O-II, latching, actuating angle 2x45Â°, 10:30h/12h/13:30h, key removal O, with laser labeling, upper case | - | 0 | 0
3SU1050-5BL01-0AA0-Z | Y12 | 3SU1050-5BL01-0AA0-ZY12 | 1 | UN | 1 | 10 | C | D | EAR99 | N | 85389099 | 1 |  | 0.147 | KG | 75.34 | 75.34 | CP20 | CP20 | key-operated switch CES, 22 mm, round, metal, shiny, lock number SSG10, with 2 keys, 3 switch positions I-O-II, latching, actuating angle 2x45Â°, 10:30h/12h/13:30h, key removal O, with laser labeling, lower case | - | 0 | 0
3SU1050-5BL01-0AA0-Z | Y15 | 3SU1050-5BL01-0AA0-ZY15 | 1 | UN | 1 | 10 | C | D | EAR99 | N | 85389099 | 1 |  | 0.147 | KG | 75.34 | 75.34 | CP20 | CP20 | key-operated switch CES, 22 mm, round, metal, shiny, lock number SSG10, with 2 keys, 3 switch positions I-O-II, latching, actuating angle 2x45Â°, 10:30h/12h/13:30h, key removal O, with laser labeling, upper case and lower case, always upper case at the beginning of the word | - | 0 | 0
3SU1050-5BL01-0AA0-Z | Y19 | 3SU1050-5BL01-0AA0-ZY19 | 1 | UN | 1 | 10 | C | D | EAR99 | N | 85389099 | 1 |  | 0.147 | KG | 71.54 | 71.54 | CP20 | CP20 | Key-operated switch CES, 22 mm, round, metal, shiny, lock number SSG10, with 2 keys, 3 switch positions I-O-II, latching, actuating angle 2x45Â°, 10:30h/12h/13:30h, key removal O, with laser labeling, inscription or symbol Customer-specific selection with SIRIUS ACT configurator (CIN) | - | 0 | 0
3SU1050-5BL11-0AA0 |  | 3SU1050-5BL11-0AA0 | 1 | UN | 1 | 3 | B | D | N | N | 85389099 | 1 | 4011209948778 | 0.02 | KG | 70.59 | 61.18 | CP20 | CP20 | key-operated switch CES, 22 mm, round, metal, shiny, lock number SSG10, with 2 keys, 3 switch positions I-O-II, latching, actuating angle 2x45Â°, 10:30h/12h/13:30h, Key removal I+O+II | Lista Papel 2020 SI | 0 | 0
3SU1050-5BL11-0AA0-Z | X90 | 3SU1050-5BL11-0AA0-ZX90 | 1 | UN | 1 | 5 | B | D | N | N | 85389099 | 50 | 4047621021560 | 0.153 | KG | 70.59 | 70.59 | CP20 | CP20 | Key-operated switch CES, 22 mm, round, metal, shiny, lock number SSG10, with 2 keys, 3 switch positions I-O-II, latching, actuating angle 2x45Â°, 10:30h/12h/13:30h, Key removal I+O+II, Z=50-unit packaging | - | 0 | 0
3SU1050-5BL11-0AA0-Z | Y01 | 3SU1050-5BL11-0AA0-ZY01 | 1 | UN | 1 | 25 | D | D | EAR99 | N | 85389099 | 1 |  | 0.147 | KG | 117.8 | 117.8 | CP20 | CP20 | Key-operated switch CES, 22 mm, round, metal, shiny, special lock, with 2 keys, 3 switch positions I-O-II, latching, actuating angle 2x45Â°, 10:30h/12h/13:30h, Key removal I+O+II | - | 0 | 0
3SU1050-5BL11-0AA0-Z | Y01Y19 | 3SU1050-5BL11-0AA0-ZY01Y19 | 1 | UN | 1 | 30 | D | D | N | N | 85389099 | 1 |  | 0.147 | KG | 118.75 | 118.75 | CP20 | CP20 | Key-operated switch CES, 22 mm, round, metal, shiny, special lock, with 2 keys, 3 switch positions I-O-II, latching, actuating angle 2x45Â°, 10:30h/12h/13:30h, key removal I+O+II, customer-specific selection with SIRIUS ACT configurator (CIN) |  | 0 | 0
3SU1050-5BL11-0AA0-Z | Y10 | 3SU1050-5BL11-0AA0-ZY10 | 1 | UN | 1 | 10 | C | D | EAR99 | N | 85389099 | 1 |  | 0.147 | KG | 75.34 | 75.34 | CP20 | CP20 | key-operated switch CES, 22 mm, round, metal, shiny, lock number SSG10, with 2 keys, 3 switch positions I-O-II, latching, actuating angle 2x45Â°, 10:30h/12h/13:30h, Key removal I+O+II, with laser labeling, upper case and lower case, always upper case at beginning of line | - | 0 | 0
3SU1050-5BL11-0AA0-Z | Y11 | 3SU1050-5BL11-0AA0-ZY11 | 1 | UN | 1 | 10 | C | D | EAR99 | N | 85389099 | 1 |  | 0.147 | KG | 75.34 | 75.34 | CP20 | CP20 | key-operated switch CES, 22 mm, round, metal, shiny, lock number SSG10, with 2 keys, 3 switch positions I-O-II, latching, actuating angle 2x45Â°, 10:30h/12h/13:30h, Key removal I+O+II, with laser labeling, upper case | - | 0 | 0
3SU1050-5BL11-0AA0-Z | Y12 | 3SU1050-5BL11-0AA0-ZY12 | 1 | UN | 1 | 10 | C | D | EAR99 | N | 85389099 | 1 |  | 0.147 | KG | 75.34 | 75.34 | CP20 | CP20 | key-operated switch CES, 22 mm, round, metal, shiny, lock number SSG10, with 2 keys, 3 switch positions I-O-II, latching, actuating angle 2x45Â°, 10:30h/12h/13:30h, Key removal I+O+II, with laser labeling, lower case | - | 0 | 0
3SU1050-5BL11-0AA0-Z | Y15 | 3SU1050-5BL11-0AA0-ZY15 | 1 | UN | 1 | 10 | C | D | EAR99 | N | 85389099 | 1 |  | 0.147 | KG | 75.34 | 75.34 | CP20 | CP20 | key-operated switch CES, 22 mm, round, metal, shiny, lock number SSG10, with 2 keys, 3 switch positions I-O-II, latching, actuating angle 2x45Â°, 10:30h/12h/13:30h, Key removal I+O+II, with laser labeling, upper case and lower case, always upper case at the beginning of the word | - | 0 | 0
3SU1050-5BL11-0AA0-Z | Y19 | 3SU1050-5BL11-0AA0-ZY19 | 1 | UN | 1 | 10 | C | D | EAR99 | N | 85389099 | 1 |  | 0.147 | KG | 71.54 | 71.54 | CP20 | CP20 | Key-operated switch CES, 22 mm, round, metal, shiny, lock number SSG10, with 2 keys, 3 switch positions I-O-II, latching, actuating angle 2x45Â°, 10:30h/12h/13:30h, Key removal I+O+II, with laser labeling, inscription or symbol Customer-specific selection with SIRIUS ACT configurator (CIN) | - | 0 | 0
3SU1050-5BL21-0AA0 |  | 3SU1050-5BL21-0AA0 | 1 | UN | 1 | 5 | B | D | N | N | 85389099 | 1 | 4011209948785 | 0.02 | KG | 70.59 | 61.18 | CP20 | CP20 | key-operated switch CES, 22 mm, round, metal, shiny, lock number SSG10, with 2 keys, 3 switch positions I-O-II, latching, actuating angle 2x45Â°, 10:30h/12h/13:30h, Key removal I | Lista Papel 2020 SI | 0 | 0
3SU1050-5BL21-0AA0-Z | X90 | 3SU1050-5BL21-0AA0-ZX90 | 1 | UN | 1 | 5 | B | D | EAR99 | N | 85389099 | 50 |  | 0.147 | KG | 70.59 | 70.59 | CP20 | CP20 | Key-operated switch CES, 22 mm, round, metal, shiny, lock number SSG10, with 2 keys, 3 switch positions I-O-II, latching, actuating angle 2x45Â°, 10:30h/12h/13:30h, key removal I, Z=50-unit packaging | - | 0 | 0
3SU1050-5BL21-0AA0-Z | Y01 | 3SU1050-5BL21-0AA0-ZY01 | 1 | UN | 1 | 25 | D | D | EAR99 | N | 85389099 | 1 |  | 0.147 | KG | 117.8 | 117.8 | CP20 | CP20 | Key-operated switch CES, 22 mm, round, metal, shiny, special lock, with 2 keys, 3 switch positions I-O-II, latching, actuating angle 2x45Â°, 10:30h/12h/13:30h, Key removal I | - | 0 | 0
3SU1050-5BL21-0AA0-Z | Y01Y19 | 3SU1050-5BL21-0AA0-ZY01Y19 | 1 | UN | 1 | 30 | D | D | N | N | 85389099 | 1 |  | 0.147 | KG | 118.75 | 118.75 | CP20 | CP20 | Key-operated switch CES, 22 mm, round, metal, shiny, special lock, with 2 keys, 3 switch positions I-O-II, latching, actuating angle 2x45Â°, 10:30h/12h/13:30h, key removal I, customer-specific selection with SIRIUS ACT configurator (CIN) |  | 0 | 0
3SU1050-5BL21-0AA0-Z | Y10 | 3SU1050-5BL21-0AA0-ZY10 | 1 | UN | 1 | 10 | C | D | EAR99 | N | 85389099 | 1 |  | 0.147 | KG | 75.34 | 75.34 | CP20 | CP20 | key-operated switch CES, 22 mm, round, metal, shiny, lock number SSG10, with 2 keys, 3 switch positions I-O-II, latching, actuating angle 2x45Â°, 10:30h/12h/13:30h, key removal I, with laser labeling, upper case and lower case, always upper case at beginning of line | - | 0 | 0
3SU1050-5BL21-0AA0-Z | Y11 | 3SU1050-5BL21-0AA0-ZY11 | 1 | UN | 1 | 10 | C | D | EAR99 | N | 85389099 | 1 |  | 0.147 | KG | 75.34 | 75.34 | CP20 | CP20 | key-operated switch CES, 22 mm, round, metal, shiny, lock number SSG10, with 2 keys, 3 switch positions I-O-II, latching, actuating angle 2x45Â°, 10:30h/12h/13:30h, key removal I, with laser labeling, upper case | - | 0 | 0
3SU1050-5BL21-0AA0-Z | Y12 | 3SU1050-5BL21-0AA0-ZY12 | 1 | UN | 1 | 10 | C | D | EAR99 | N | 85389099 | 1 |  | 0.147 | KG | 75.34 | 75.34 | CP20 | CP20 | key-operated switch CES, 22 mm, round, metal, shiny, lock number SSG10, with 2 keys, 3 switch positions I-O-II, latching, actuating angle 2x45Â°, 10:30h/12h/13:30h, key removal I, with laser labeling, lower case | - | 0 | 0
3SU1050-5BL21-0AA0-Z | Y15 | 3SU1050-5BL21-0AA0-ZY15 | 1 | UN | 1 | 10 | C | D | EAR99 | N | 85389099 | 1 |  | 0.147 | KG | 75.34 | 75.34 | CP20 | CP20 | key-operated switch CES, 22 mm, round, metal, shiny, lock number SSG10, with 2 keys, 3 switch positions I-O-II, latching, actuating angle 2x45Â°, 10:30h/12h/13:30h, key removal I, with laser labeling, upper case and lower case, always upper case at the beginning of the word | - | 0 | 0
3SU1050-5BL21-0AA0-Z | Y19 | 3SU1050-5BL21-0AA0-ZY19 | 1 | UN | 1 | 10 | C | D | EAR99 | N | 85389099 | 1 |  | 0.147 | KG | 71.54 | 71.54 | CP20 | CP20 | Key-operated switch CES, 22 mm, round, metal, shiny, lock number SSG10, with 2 keys, 3 switch positions I-O-II, latching, actuating angle 2x45Â°, 10:30h/12h/13:30h, key removal I, with laser labeling, inscription or symbol Customer-specific selection with SIRIUS ACT configurator (CIN) | - | 0 | 0
3SU1050-5BL31-0AA0 |  | 3SU1050-5BL31-0AA0 | 1 | UN | 1 | 5 | B | D | N | N | 85389099 | 1 | 4011209948792 | 0.02 | KG | 70.59 | 61.18 | CP20 | CP20 | key-operated switch CES, 22 mm, round, metal, shiny, lock number SSG10, with 2 keys, 3 switch positions I-O-II, latching, actuating angle 2x45Â°, 10:30h/12h/13:30h, key removal II | Lista Papel 2020 SI | 0 | 0
3SU1050-5BL31-0AA0-Z | X90 | 3SU1050-5BL31-0AA0-ZX90 | 1 | UN | 1 | 5 | B | D | EAR99 | N | 85389099 | 50 |  | 0.147 | KG | 70.59 | 70.59 | CP20 | CP20 | Key-operated switch CES, 22 mm, round, metal, shiny, lock number SSG10, with 2 keys, 3 switch positions I-O-II, latching, actuating angle 2x45Â°, 10:30h/12h/13:30h, Key removal II, Z=50-unit packaging | - | 0 | 0
3SU1050-5BL31-0AA0-Z | Y01 | 3SU1050-5BL31-0AA0-ZY01 | 1 | UN | 1 | 25 | D | D | EAR99 | N | 85389099 | 1 |  | 0.147 | KG | 117.8 | 117.8 | CP20 | CP20 | Key-operated switch CES, 22 mm, round, metal, shiny, special lock, with 2 keys, 3 switch positions I-O-II, latching, actuating angle 2x45Â°, 10:30h/12h/13:30h, key removal II | - | 0 | 0
3SU1050-5BL31-0AA0-Z | Y01Y19 | 3SU1050-5BL31-0AA0-ZY01Y19 | 1 | UN | 1 | 30 | D | D | N | N | 85389099 | 1 |  | 0.147 | KG | 118.75 | 118.75 | CP20 | CP20 | Key-operated switch CES, 22 mm, round, metal, shiny, special lock, with 2 keys, 3 switch positions I-O-II, latching, actuating angle 2x45Â°, 10:30h/12h/13:30h, key removal II, customer-specific selection with SIRIUS ACT configurator (CIN) |  | 0 | 0
3SU1050-5BL31-0AA0-Z | Y10 | 3SU1050-5BL31-0AA0-ZY10 | 1 | UN | 1 | 10 | C | D | EAR99 | N | 85389099 | 1 |  | 0.147 | KG | 75.34 | 75.34 | CP20 | CP20 | key-operated switch CES, 22 mm, round, metal, shiny, lock number SSG10, with 2 keys, 3 switch positions I-O-II, latching, actuating angle 2x45Â°, 10:30h/12h/13:30h, Key removal II, with laser labeling, upper case and lower case, always upper case at beginning of line | - | 0 | 0
3SU1050-5BL31-0AA0-Z | Y11 | 3SU1050-5BL31-0AA0-ZY11 | 1 | UN | 1 | 10 | C | D | EAR99 | N | 85389099 | 1 |  | 0.147 | KG | 75.34 | 75.34 | CP20 | CP20 | key-operated switch CES, 22 mm, round, metal, shiny, lock number SSG10, with 2 keys, 3 switch positions I-O-II, latching, actuating angle 2x45Â°, 10:30h/12h/13:30h, Key removal II, with laser labeling, upper case | - | 0 | 0
3SU1050-5BL31-0AA0-Z | Y12 | 3SU1050-5BL31-0AA0-ZY12 | 1 | UN | 1 | 10 | C | D | EAR99 | N | 85389099 | 1 |  | 0.147 | KG | 75.34 | 75.34 | CP20 | CP20 | key-operated switch CES, 22 mm, round, metal, shiny, lock number SSG10, with 2 keys, 3 switch positions I-O-II, latching, actuating angle 2x45Â°, 10:30h/12h/13:30h, Key removal II, with laser labeling, lower case | - | 0 | 0
3SU1050-5BL31-0AA0-Z | Y15 | 3SU1050-5BL31-0AA0-ZY15 | 1 | UN | 1 | 10 | C | D | EAR99 | N | 85389099 | 1 |  | 0.147 | KG | 75.34 | 75.34 | CP20 | CP20 | key-operated switch CES, 22 mm, round, metal, shiny, lock number SSG10, with 2 keys, 3 switch positions I-O-II, latching, actuating angle 2x45Â°, 10:30h/12h/13:30h, Key removal II, with laser labeling, upper case and lower case, always upper case at the beginning of the word | - | 0 | 0
3SU1050-5BL31-0AA0-Z | Y19 | 3SU1050-5BL31-0AA0-ZY19 | 1 | UN | 1 | 10 | C | D | EAR99 | N | 85389099 | 1 |  | 0.147 | KG | 71.54 | 71.54 | CP20 | CP20 | Key-operated switch CES, 22 mm, round, metal, shiny, lock number SSG10, with 2 keys, 3 switch positions I-O-II, latching, actuating angle 2x45Â°, 10:30h/12h/13:30h, Key removal II, with laser labeling, inscription or symbol Customer-specific selection with SIRIUS ACT configurator (CIN) | - | 0 | 0
3SU1050-5BL41-0AA0 |  | 3SU1050-5BL41-0AA0 | 1 | UN | 1 | 5 | B | D | N | N | 85389099 | 1 | 4011209948808 | 0.02 | KG | 70.59 | 61.18 | CP20 | CP20 | key-operated switch CES, 22 mm, round, metal, shiny, lock number SSG10, with 2 keys, 3 switch positions I-O-II, latching, actuating angle 2x45Â°, 10:30h/12h/13:30h, Key removal I+II | Lista Papel 2020 SI | 0 | 0
3SU1050-5BL41-0AA0-Z | X90 | 3SU1050-5BL41-0AA0-ZX90 | 1 | UN | 1 | 5 | B | D | EAR99 | N | 85389099 | 50 |  | 0.147 | KG | 70.59 | 70.59 | CP20 | CP20 | Key-operated switch CES, 22 mm, round, metal, shiny, lock number SSG10, with 2 keys, 3 switch positions I-O-II, latching, actuating angle 2x45Â°, 10:30h/12h/13:30h, Key removal I+II, Z=50-unit packaging | - | 0 | 0
3SU1050-5BL41-0AA0-Z | Y01 | 3SU1050-5BL41-0AA0-ZY01 | 1 | UN | 1 | 25 | D | D | EAR99 | N | 85389099 | 1 |  | 0.147 | KG | 117.8 | 117.8 | CP20 | CP20 | Key-operated switch CES, 22 mm, round, metal, shiny, special lock, with 2 keys, 3 switch positions I-O-II, latching, actuating angle 2x45Â°, 10:30h/12h/13:30h, Key removal I+II | - | 0 | 0
3SU1050-5BL41-0AA0-Z | Y01Y19 | 3SU1050-5BL41-0AA0-ZY01Y19 | 1 | UN | 1 | 30 | D | D | N | N | 85389099 | 1 |  | 0.147 | KG | 118.75 | 118.75 | CP20 | CP20 | Key-operated switch CES, 22 mm, round, metal, shiny, special lock, with 2 keys, 3 switch positions I-O-II, latching, actuating angle 2x45Â°, 10:30h/12h/13:30h, key removal I+II, customer-specific selection with SIRIUS ACT configurator (CIN) |  | 0 | 0
3SU1050-5BL41-0AA0-Z | Y10 | 3SU1050-5BL41-0AA0-ZY10 | 1 | UN | 1 | 10 | C | D | EAR99 | N | 85389099 | 1 |  | 0.147 | KG | 75.34 | 75.34 | CP20 | CP20 | key-operated switch CES, 22 mm, round, metal, shiny, lock number SSG10, with 2 keys, 3 switch positions I-O-II, latching, actuating angle 2x45Â°, 10:30h/12h/13:30h, Key removal I+II, with laser labeling, upper case and lower case, always upper case at beginning of line | - | 0 | 0
3SU1050-5BL41-0AA0-Z | Y11 | 3SU1050-5BL41-0AA0-ZY11 | 1 | UN | 1 | 10 | C | D | EAR99 | N | 85389099 | 1 |  | 0.147 | KG | 75.34 | 75.34 | CP20 | CP20 | key-operated switch CES, 22 mm, round, metal, shiny, lock number SSG10, with 2 keys, 3 switch positions I-O-II, latching, actuating angle 2x45Â°, 10:30h/12h/13:30h, Key removal I+II, with laser labeling, upper case | - | 0 | 0
3SU1050-5BL41-0AA0-Z | Y12 | 3SU1050-5BL41-0AA0-ZY12 | 1 | UN | 1 | 10 | C | D | EAR99 | N | 85389099 | 1 |  | 0.147 | KG | 75.34 | 75.34 | CP20 | CP20 | key-operated switch CES, 22 mm, round, metal, shiny, lock number SSG10, with 2 keys, 3 switch positions I-O-II, latching, actuating angle 2x45Â°, 10:30h/12h/13:30h, Key removal I+II, with laser labeling, lower case | - | 0 | 0
3SU1050-5BL41-0AA0-Z | Y15 | 3SU1050-5BL41-0AA0-ZY15 | 1 | UN | 1 | 10 | C | D | EAR99 | N | 85389099 | 1 |  | 0.147 | KG | 75.34 | 75.34 | CP20 | CP20 | key-operated switch CES, 22 mm, round, metal, shiny, lock number SSG10, with 2 keys, 3 switch positions I-O-II, latching, actuating angle 2x45Â°, 10:30h/12h/13:30h, Key removal I+II, with laser labeling, upper case and lower case, always upper case at the beginning of the word | - | 0 | 0
3SU1050-5BL41-0AA0-Z | Y19 | 3SU1050-5BL41-0AA0-ZY19 | 1 | UN | 1 | 10 | C | D | EAR99 | N | 85389099 | 1 |  | 0.147 | KG | 71.54 | 71.54 | CP20 | CP20 | Key-operated switch CES, 22 mm, round, metal, shiny, lock number SSG10, with 2 keys, 3 switch positions I-O-II, latching, actuating angle 2x45Â°, 10:30h/12h/13:30h, Key removal I+II, with laser labeling, inscription or symbol Customer-specific selection with SIRIUS ACT configurator (CIN) | - | 0 | 0
3SU1050-5BM01-0AA0 |  | 3SU1050-5BM01-0AA0 | 1 | UN | 1 | 5 | B | D | N | N | 85389099 | 1 | 4011209948815 | 0.02 | KG | 67.64 | 58.33 | CP20 | CP20 | key-operated switch CES, 22 mm, round, metal, shiny, lock number SSG10, with 2 keys, 3 switch positions I>O<II, momentary contact type, actuating angle 2x45Â°, 10:30h/12h/13:30h, Key removal O | Lista Papel 2020 SI | 0 | 0
3SU1050-5BM01-0AA0-Z | X90 | 3SU1050-5BM01-0AA0-ZX90 | 1 | UN | 1 | 5 | B | D | EAR99 | N | 85389099 | 50 |  | 0.147 | KG | 67.64 | 67.64 | CP20 | CP20 | Key-operated switch CES, 22 mm, round, metal, shiny, lock number SSG10, with 2 keys, 3 switch positions I>O<II, momentary contact type, actuating angle 2x45Â°, 10:30h/12h/13:30h, key removal O, Z=50-unit packaging | - | 0 | 0
3SU1050-5BM01-0AA0-Z | Y01 | 3SU1050-5BM01-0AA0-ZY01 | 1 | UN | 1 | 25 | D | D | EAR99 | N | 85389099 | 1 |  | 0.147 | KG | 114.95 | 114.95 | CP20 | CP20 | Key-operated switch CES, 22 mm, round, metal, shiny, special lock, with 2 keys, 3 switch positions I>O<II, momentary contact type, actuating angle 2x45Â°, 10:30h/12h/13:30h, Key removal O | - | 0 | 0
3SU1050-5BM01-0AA0-Z | Y01Y19 | 3SU1050-5BM01-0AA0-ZY01Y19 | 1 | UN | 1 | 30 | D | D | N | N | 85389099 | 1 |  | 0.147 | KG | 115.9 | 115.9 | CP20 | CP20 | Key-operated switch CES, 22 mm, round, metal, shiny, special lock, with 2 keys, 3 switch positions I>O<II, momentary contact type, actuating angle 2x45Â°, 10:30h/12h/13:30h, key removal O, customer-specific selection with SIRIUS ACT configurator (CIN) |  | 0 | 0
3SU1050-5BM01-0AA0-Z | Y10 | 3SU1050-5BM01-0AA0-ZY10 | 1 | UN | 1 | 10 | C | D | EAR99 | N | 85389099 | 1 |  | 0.147 | KG | 72.39 | 72.39 | CP20 | CP20 | key-operated switch CES, 22 mm, round, metal, shiny, lock number SSG10, with 2 keys, 3 switch positions I>O<II, momentary contact type, actuating angle 2x45Â°, 10:30h/12h/13:30h, key removal O, with laser labeling, upper case and lower case, always upper case at beginning of line | - | 0 | 0
3SU1050-5BM01-0AA0-Z | Y11 | 3SU1050-5BM01-0AA0-ZY11 | 1 | UN | 1 | 10 | C | D | EAR99 | N | 85389099 | 1 |  | 0.147 | KG | 72.39 | 72.39 | CP20 | CP20 | key-operated switch CES, 22 mm, round, metal, shiny, lock number SSG10, with 2 keys, 3 switch positions I>O<II, momentary contact type, actuating angle 2x45Â°, 10:30h/12h/13:30h, key removal O, with laser labeling, upper case | - | 0 | 0
3SU1050-5BM01-0AA0-Z | Y12 | 3SU1050-5BM01-0AA0-ZY12 | 1 | UN | 1 | 10 | C | D | EAR99 | N | 85389099 | 1 |  | 0.147 | KG | 72.39 | 72.39 | CP20 | CP20 | key-operated switch CES, 22 mm, round, metal, shiny, lock number SSG10, with 2 keys, 3 switch positions I>O<II, momentary contact type, actuating angle 2x45Â°, 10:30h/12h/13:30h, key removal O, with laser labeling, lower case | - | 0 | 0
3SU1050-5BM01-0AA0-Z | Y15 | 3SU1050-5BM01-0AA0-ZY15 | 1 | UN | 1 | 10 | C | D | EAR99 | N | 85389099 | 1 |  | 0.147 | KG | 72.39 | 72.39 | CP20 | CP20 | key-operated switch CES, 22 mm, round, metal, shiny, lock number SSG10, with 2 keys, 3 switch positions I>O<II, momentary contact type, actuating angle 2x45Â°, 10:30h/12h/13:30h, key removal O, with laser labeling, upper case and lower case, always upper case at the beginning of the word | - | 0 | 0
3SU1050-5BM01-0AA0-Z | Y19 | 3SU1050-5BM01-0AA0-ZY19 | 1 | UN | 1 | 10 | C | D | EAR99 | N | 85389099 | 1 |  | 0.147 | KG | 68.59 | 68.59 | CP20 | CP20 | Key-operated switch CES, 22 mm, round, metal, shiny, lock number SSG10, with 2 keys, 3 switch positions I>O<II, momentary contact type, actuating angle 2x45Â°, 10:30h/12h/13:30h, key removal O, with laser labeling, inscription or symbol Customer-specific selection with SIRIUS ACT configurator (CIN) | - | 0 | 0
3SU1050-5BN01-0AA0 |  | 3SU1050-5BN01-0AA0 | 1 | UN | 1 | 5 | B | D | N | N | 85389099 | 1 | 4011209948822 | 0.02 | KG | 68.78 | 68.78 | CP20 | CP20 | key-operated switch CES, 22 mm, round, metal, shiny, lock number SSG10, with 2 keys, 3 switch positions I-O<II, left latching, right momentary contact type, actuating angle 2x45Â°, 10:30h/12h/13:30h, Key removal O | - | 0 | 0
3SU1050-5BN01-0AA0-Z | X90 | 3SU1050-5BN01-0AA0-ZX90 | 1 | UN | 1 | 5 | B | D | EAR99 | N | 85389099 | 50 |  | 0.147 | KG | 68.78 | 68.78 | CP20 | CP20 | Key-operated switch CES, 22 mm, round, metal, shiny, lock number SSG10, with 2 keys, 3 switch positions I-O<II, left latching, right momentary contact type, actuating angle 2x45Â°, 10:30h/12h/13:30h, key removal O, Z=50-unit packaging | - | 0 | 0
3SU1050-5BN01-0AA0-Z | Y01 | 3SU1050-5BN01-0AA0-ZY01 | 1 | UN | 1 | 25 | D | D | EAR99 | N | 85389099 | 1 |  | 0.147 | KG | 115.9 | 115.9 | CP20 | CP20 | Key-operated switch CES, 22 mm, round, metal, shiny, special lock, with 2 keys, 3 switch positions I-O<II, left latching, right momentary contact type, actuating angle 2x45Â°, 10:30h/12h/13:30h, Key removal O | - | 0 | 0
3SU1050-5BN01-0AA0-Z | Y01Y19 | 3SU1050-5BN01-0AA0-ZY01Y19 | 1 | UN | 1 | 30 | D | D | N | N | 85389099 | 1 |  | 0.147 | KG | 116.85 | 116.85 | CP20 | CP20 | Key-operated switch CES, 22 mm, round, metal, shiny, special lock, with 2 keys, 3 switch positions I-O<II left latching, momentary contact type on the right, actuating angle 2x45Â°, 10:30h/12h/13:30h, key removal O, customer-specific selection with SIRIUS ACT configurator (CIN) |  | 0 | 0
3SU1050-5BN01-0AA0-Z | Y10 | 3SU1050-5BN01-0AA0-ZY10 | 1 | UN | 1 | 10 | C | D | EAR99 | N | 85389099 | 1 |  | 0.147 | KG | 73.53 | 73.53 | CP20 | CP20 | key-operated switch CES, 22 mm, round, metal, shiny, lock number SSG10, with 2 keys, 3 switch positions I-O<II, left latching, right momentary contact type, actuating angle 2x45Â°, 10:30h/12h/13:30h, key removal O, with laser labeling, upper case and lower case, always upper case at beginning of line | - | 0 | 0
3SU1050-5BN01-0AA0-Z | Y11 | 3SU1050-5BN01-0AA0-ZY11 | 1 | UN | 1 | 10 | C | D | EAR99 | N | 85389099 | 1 |  | 0.147 | KG | 73.53 | 73.53 | CP20 | CP20 | key-operated switch CES, 22 mm, round, metal, shiny, lock number SSG10, with 2 keys, 3 switch positions I-O<II, left latching, right momentary contact type, actuating angle 2x45Â°, 10:30h/12h/13:30h, key removal O, with laser labeling, upper case | - | 0 | 0
3SU1050-5BN01-0AA0-Z | Y12 | 3SU1050-5BN01-0AA0-ZY12 | 1 | UN | 1 | 10 | C | D | EAR99 | N | 85389099 | 1 |  | 0.147 | KG | 73.53 | 73.53 | CP20 | CP20 | key-operated switch CES, 22 mm, round, metal, shiny, lock number SSG10, with 2 keys, 3 switch positions I-O<II, left latching, right momentary contact type, actuating angle 2x45Â°, 10:30h/12h/13:30h, key removal O, with laser labeling, lower case | - | 0 | 0
3SU1050-5BN01-0AA0-Z | Y15 | 3SU1050-5BN01-0AA0-ZY15 | 1 | UN | 1 | 10 | C | D | EAR99 | N | 85389099 | 1 |  | 0.147 | KG | 73.53 | 73.53 | CP20 | CP20 | key-operated switch CES, 22 mm, round, metal, shiny, lock number SSG10, with 2 keys, 3 switch positions I-O<II, left latching, right momentary contact type, actuating angle 2x45Â°, 10:30h/12h/13:30h, key removal O, with laser labeling, upper case and lower case, always upper case at the beginning of the word | - | 0 | 0
3SU1050-5BN01-0AA0-Z | Y19 | 3SU1050-5BN01-0AA0-ZY19 | 1 | UN | 1 | 10 | C | D | EAR99 | N | 85389099 | 1 |  | 0.147 | KG | 69.73 | 69.73 | CP20 | CP20 | Key-operated switch CES, 22 mm, round, metal, shiny, lock number SSG10, with 2 keys, 3 switch positions I-O<II, left latching, right momentary contact type, actuating angle 2x45Â°, 10:30h/12h/13:30h, key removal O, with laser labeling, inscription or symbol Customer-specific selection with SIRIUS ACT configurator (CIN) | - | 0 | 0
3SU1050-5BN21-0AA0 |  | 3SU1050-5BN21-0AA0 | 1 | UN | 1 | 5 | B | D | N | N | 85389099 | 1 | 4011209948839 | 0.02 | KG | 68.78 | 68.78 | CP20 | CP20 | key-operated switch CES, 22 mm, round, metal, shiny, lock number SSG10, with 2 keys, 3 switch positions I-O<II, left latching, right momentary contact type, actuating angle 2x45Â°, 10:30h/12h/13:30h, Key removal I | - | 0 | 0
3SU1050-5BN21-0AA0-Z | X90 | 3SU1050-5BN21-0AA0-ZX90 | 1 | UN | 1 | 5 | B | D | EAR99 | N | 85389099 | 50 |  | 0.147 | KG | 68.78 | 68.78 | CP20 | CP20 | Key-operated switch CES, 22 mm, round, metal, shiny, lock number SSG10, with 2 keys, 3 switch positions I-O<II, left latching, right momentary contact type, actuating angle 2x45Â°, 10:30h/12h/13:30h, key removal I, Z=50-unit packaging | - | 0 | 0
3SU1050-5BN21-0AA0-Z | Y01 | 3SU1050-5BN21-0AA0-ZY01 | 1 | UN | 1 | 25 | D | D | EAR99 | N | 85389099 | 1 |  | 0.147 | KG | 115.9 | 115.9 | CP20 | CP20 | Key-operated switch CES, 22 mm, round, metal, shiny, special lock, with 2 keys, 3 switch positions I-O<II, left latching, right momentary contact type, actuating angle 2x45Â°, 10:30h/12h/13:30h, Key removal I | - | 0 | 0
3SU1050-5BN21-0AA0-Z | Y01Y19 | 3SU1050-5BN21-0AA0-ZY01Y19 | 1 | UN | 1 | 30 | D | D | N | N | 85389099 | 1 |  | 0.147 | KG | 116.85 | 116.85 | CP20 | CP20 | Key-operated switch CES, 22 mm, round, metal, shiny, special lock, with 2 keys, 3 switch positions I-O<II left latching, momentary contact type on the right, actuating angle 2x45Â°, 10:30h/12h/13:30h, key removal I, customer-specific selection with SIRIUS ACT configurator (CIN) |  | 0 | 0
3SU1050-5BN21-0AA0-Z | Y10 | 3SU1050-5BN21-0AA0-ZY10 | 1 | UN | 1 | 10 | C | D | EAR99 | N | 85389099 | 1 |  | 0.147 | KG | 73.53 | 73.53 | CP20 | CP20 | key-operated switch CES, 22 mm, round, metal, shiny, lock number SSG10, with 2 keys, 3 switch positions I-O<II, left latching, right momentary contact type, actuating angle 2x45Â°, 10:30h/12h/13:30h, key removal I, with laser labeling, upper case and lower case, always upper case at beginning of line | - | 0 | 0
3SU1050-5BN21-0AA0-Z | Y11 | 3SU1050-5BN21-0AA0-ZY11 | 1 | UN | 1 | 10 | C | D | EAR99 | N | 85389099 | 1 |  | 0.147 | KG | 73.53 | 73.53 | CP20 | CP20 | key-operated switch CES, 22 mm, round, metal, shiny, lock number SSG10, with 2 keys, 3 switch positions I-O<II, left latching, right momentary contact type, actuating angle 2x45Â°, 10:30h/12h/13:30h, key removal I, with laser labeling, upper case | - | 0 | 0
3SU1050-5BN21-0AA0-Z | Y12 | 3SU1050-5BN21-0AA0-ZY12 | 1 | UN | 1 | 10 | C | D | EAR99 | N | 85389099 | 1 |  | 0.147 | KG | 73.53 | 73.53 | CP20 | CP20 | key-operated switch CES, 22 mm, round, metal, shiny, lock number SSG10, with 2 keys, 3 switch positions I-O<II, left latching, right momentary contact type, actuating angle 2x45Â°, 10:30h/12h/13:30h, key removal I, with laser labeling, lower case | - | 0 | 0
3SU1050-5BN21-0AA0-Z | Y15 | 3SU1050-5BN21-0AA0-ZY15 | 1 | UN | 1 | 10 | C | D | EAR99 | N | 85389099 | 1 |  | 0.147 | KG | 73.53 | 73.53 | CP20 | CP20 | key-operated switch CES, 22 mm, round, metal, shiny, lock number SSG10, with 2 keys, 3 switch positions I-O<II, left latching, right momentary contact type, actuating angle 2x45Â°, 10:30h/12h/13:30h, key removal I, with laser labeling, upper case and lower case, always upper case at the beginning of the word | - | 0 | 0
3SU1050-5BN21-0AA0-Z | Y19 | 3SU1050-5BN21-0AA0-ZY19 | 1 | UN | 1 | 10 | C | D | EAR99 | N | 85389099 | 1 |  | 0.147 | KG | 69.73 | 69.73 | CP20 | CP20 | Key-operated switch CES, 22 mm, round, metal, shiny, lock number SSG10, with 2 keys, 3 switch positions I-O<II, left latching, right momentary contact type, actuating angle 2x45Â°, 10:30h/12h/13:30h, key removal I, with laser labeling, inscription or symbol Customer-specific selection with SIRIUS ACT configurator (CIN) | - | 0 | 0
3SU1050-5BN51-0AA0 |  | 3SU1050-5BN51-0AA0 | 1 | UN | 1 | 5 | B | D | N | N | 85389099 | 1 | 4011209948846 | 0.02 | KG | 68.78 | 68.78 | CP20 | CP20 | key-operated switch CES, 22 mm, round, metal, shiny, lock number SSG10, with 2 keys, 3 switch positions I-O<II, left latching, right momentary contact type, actuating angle 2x45Â°, 10:30h/12h/13:30h, Key removal O+I | - | 0 | 0
3SU1050-5BN51-0AA0-Z | X90 | 3SU1050-5BN51-0AA0-ZX90 | 1 | UN | 1 | 5 | B | D | EAR99 | N | 85389099 | 50 |  | 0.147 | KG | 68.78 | 68.78 | CP20 | CP20 | Key-operated switch CES, 22 mm, round, metal, shiny, lock number SSG10, with 2 keys, 3 switch positions I-O<II, left latching, right momentary contact type, actuating angle 2x45Â°, 10:30h/12h/13:30h, key removal O+I, Z=50-unit packaging | - | 0 | 0
3SU1050-5BN51-0AA0-Z | Y01 | 3SU1050-5BN51-0AA0-ZY01 | 1 | UN | 1 | 25 | D | D | EAR99 | N | 85389099 | 1 |  | 0.147 | KG | 115.9 | 115.9 | CP20 | CP20 | Key-operated switch CES, 22 mm, round, metal, shiny, special lock, with 2 keys, 3 switch positions I-O<II, left latching, right momentary contact type, actuating angle 2x45Â°, 10:30h/12h/13:30h, Key removal O+I | - | 0 | 0
3SU1050-5BN51-0AA0-Z | Y01Y19 | 3SU1050-5BN51-0AA0-ZY01Y19 | 1 | UN | 1 | 30 | D | D | N | N | 85389099 | 1 |  | 0.147 | KG | 116.85 | 116.85 | CP20 | CP20 | Key-operated switch CES, 22 mm, round, metal, shiny, special lock, with 2 keys, 3 switch positions I-O<II left latching, momentary contact type on the right, actuating angle 2x45Â°, 10:30h/12h/13:30h, key removal O+I, customer-specific selection with SIRIUS ACT configurator (CIN) |  | 0 | 0
3SU1050-5BN51-0AA0-Z | Y10 | 3SU1050-5BN51-0AA0-ZY10 | 1 | UN | 1 | 10 | C | D | EAR99 | N | 85389099 | 1 |  | 0.147 | KG | 73.53 | 73.53 | CP20 | CP20 | key-operated switch CES, 22 mm, round, metal, shiny, lock number SSG10, with 2 keys, 3 switch positions I-O<II, left latching, right momentary contact type, actuating angle 2x45Â°, 10:30h/12h/13:30h, key removal O+I, with laser labeling, upper case and lower case, always upper case at beginning of line | - | 0 | 0
3SU1050-5BN51-0AA0-Z | Y11 | 3SU1050-5BN51-0AA0-ZY11 | 1 | UN | 1 | 10 | C | D | EAR99 | N | 85389099 | 1 |  | 0.147 | KG | 73.53 | 73.53 | CP20 | CP20 | key-operated switch CES, 22 mm, round, metal, shiny, lock number SSG10, with 2 keys, 3 switch positions I-O<II, left latching, right momentary contact type, actuating angle 2x45Â°, 10:30h/12h/13:30h, key removal O+I, with laser labeling, upper case | - | 0 | 0
3SU1050-5BN51-0AA0-Z | Y12 | 3SU1050-5BN51-0AA0-ZY12 | 1 | UN | 1 | 10 | C | D | EAR99 | N | 85389099 | 1 |  | 0.147 | KG | 73.53 | 73.53 | CP20 | CP20 | key-operated switch CES, 22 mm, round, metal, shiny, lock number SSG10, with 2 keys, 3 switch positions I-O<II, left latching, right momentary contact type, actuating angle 2x45Â°, 10:30h/12h/13:30h, key removal O+I, with laser labeling, lower case | - | 0 | 0
3SU1050-5BN51-0AA0-Z | Y15 | 3SU1050-5BN51-0AA0-ZY15 | 1 | UN | 1 | 10 | C | D | EAR99 | N | 85389099 | 1 |  | 0.147 | KG | 73.53 | 73.53 | CP20 | CP20 | key-operated switch CES, 22 mm, round, metal, shiny, lock number SSG10, with 2 keys, 3 switch positions I-O<II, left latching, right momentary contact type, actuating angle 2x45Â°, 10:30h/12h/13:30h, key removal O+I, with laser labeling, upper case and lower case, always upper case at the beginning of the word | - | 0 | 0
3SU1050-5BN51-0AA0-Z | Y19 | 3SU1050-5BN51-0AA0-ZY19 | 1 | UN | 1 | 10 | C | D | EAR99 | N | 85389099 | 1 |  | 0.147 | KG | 69.73 | 69.73 | CP20 | CP20 | Key-operated switch CES, 22 mm, round, metal, shiny, lock number SSG10, with 2 keys, 3 switch positions I-O<II, left latching, right momentary contact type, actuating angle 2x45Â°, 10:30h/12h/13:30h, key removal O+I, with laser labeling, inscription or symbol Customer-specific selection with SIRIUS ACT configurator (CIN) | - | 0 | 0
3SU1050-5BP01-0AA0 |  | 3SU1050-5BP01-0AA0 | 1 | UN | 1 | 5 | B | D | N | N | 85389099 | 1 | 4011209948853 | 0.02 | KG | 68.78 | 68.78 | CP20 | CP20 | key-operated switch CES, 22 mm, round, metal, shiny, lock number SSG10, with 2 keys, 3 switch positions I>O<II, momentary contact on the left, latching on the right, actuating angle 2x45Â°, 10:30h/12h/13:30h, Key removal O | - | 0 | 0
3SU1050-5BP01-0AA0-Z | X90 | 3SU1050-5BP01-0AA0-ZX90 | 1 | UN | 1 | 5 | B | D | EAR99 | N | 85389099 | 50 |  | 0.147 | KG | 68.78 | 68.78 | CP20 | CP20 | Key-operated switch CES, 22 mm, round, metal, shiny, lock number SSG10, with 2 keys, 3 switch positions I>O<II, momentary contact on the left, latching on the right, actuating angle 2x45Â°, 10:30h/12h/13:30h, key removal O, Z=50-unit packaging | - | 0 | 0
3SU1050-5BP01-0AA0-Z | Y01 | 3SU1050-5BP01-0AA0-ZY01 | 1 | UN | 1 | 25 | D | D | EAR99 | N | 85389099 | 1 |  | 0.147 | KG | 115.9 | 115.9 | CP20 | CP20 | Key-operated switch CES, 22 mm, round, metal, shiny, special lock, with 2 keys, 3 switch positions I>O<II, momentary contact on the left, latching on the right, actuating angle 2x45Â°, 10:30h/12h/13:30h, Key removal O | - | 0 | 0
3SU1050-5BP01-0AA0-Z | Y01Y19 | 3SU1050-5BP01-0AA0-ZY01Y19 | 1 | UN | 1 | 30 | D | D | N | N | 85389099 | 1 |  | 0.147 | KG | 116.85 | 116.85 | CP20 | CP20 | Key-operated switch CES, 22 mm, round, metal, shiny, special lock, with 2 keys, 3 switch positions I>O-II, momentary contact on the left, latching on the right, actuating angle 2x45Â°, 10:30h/12h/13:30h, key removal O, customer-specific selection with SIRIUS ACT configurator (CIN) |  | 0 | 0
3SU1050-5BP01-0AA0-Z | Y10 | 3SU1050-5BP01-0AA0-ZY10 | 1 | UN | 1 | 10 | C | D | EAR99 | N | 85389099 | 1 |  | 0.147 | KG | 73.53 | 73.53 | CP20 | CP20 | key-operated switch CES, 22 mm, round, metal, shiny, lock number SSG10, with 2 keys, 3 switch positions I>O<II, momentary contact on the left, latching on the right, actuating angle 2x45Â°, 10:30h/12h/13:30h, key removal O, with laser labeling, upper case and lower case, always upper case at beginning of line | - | 0 | 0
3SU1050-5BP01-0AA0-Z | Y11 | 3SU1050-5BP01-0AA0-ZY11 | 1 | UN | 1 | 10 | C | D | EAR99 | N | 85389099 | 1 |  | 0.147 | KG | 73.53 | 73.53 | CP20 | CP20 | key-operated switch CES, 22 mm, round, metal, shiny, lock number SSG10, with 2 keys, 3 switch positions I>O<II, momentary contact on the left, latching on the right, actuating angle 2x45Â°, 10:30h/12h/13:30h, key removal O, with laser labeling, upper case | - | 0 | 0
3SU1050-5BP01-0AA0-Z | Y12 | 3SU1050-5BP01-0AA0-ZY12 | 1 | UN | 1 | 10 | C | D | EAR99 | N | 85389099 | 1 |  | 0.147 | KG | 73.53 | 73.53 | CP20 | CP20 | key-operated switch CES, 22 mm, round, metal, shiny, lock number SSG10, with 2 keys, 3 switch positions I>O<II, momentary contact on the left, latching on the right, actuating angle 2x45Â°, 10:30h/12h/13:30h, key removal O, with laser labeling, lower case | - | 0 | 0
3SU1050-5BP01-0AA0-Z | Y15 | 3SU1050-5BP01-0AA0-ZY15 | 1 | UN | 1 | 10 | C | D | EAR99 | N | 85389099 | 1 |  | 0.147 | KG | 73.53 | 73.53 | CP20 | CP20 | key-operated switch CES, 22 mm, round, metal, shiny, lock number SSG10, with 2 keys, 3 switch positions I>O<II, momentary contact on the left, latching on the right, actuating angle 2x45Â°, 10:30h/12h/13:30h, key removal O, with laser labeling, upper case and lower case, always upper case at the beginning of the word | - | 0 | 0
3SU1050-5BP01-0AA0-Z | Y19 | 3SU1050-5BP01-0AA0-ZY19 | 1 | UN | 1 | 10 | C | D | EAR99 | N | 85389099 | 1 |  | 0.147 | KG | 69.73 | 69.73 | CP20 | CP20 | Key-operated switch CES, 22 mm, round, metal, shiny, lock number SSG10, with 2 keys, 3 switch positions I>O<II, momentary contact on the left, latching on the right, actuating angle 2x45Â°, 10:30h/12h/13:30h, key removal O, with laser labeling, inscription or symbol Customer-specific selection with SIRIUS ACT configurator (CIN) | - | 0 | 0
3SU1050-5BP31-0AA0 |  | 3SU1050-5BP31-0AA0 | 1 | UN | 1 | 5 | B | D | N | N | 85389099 | 1 | 4011209948860 | 0.02 | KG | 68.78 | 68.78 | CP20 | CP20 | key-operated switch CES, 22 mm, round, metal, shiny, lock number SSG10, with 2 keys, 3 switch positions I>O<II, momentary contact on the left, latching on the right, actuating angle 2x45Â°, 10:30h/12h/13:30h, key removal II | - | 0 | 0
3SU1050-5BP31-0AA0-Z | X90 | 3SU1050-5BP31-0AA0-ZX90 | 1 | UN | 1 | 5 | B | D | EAR99 | N | 85389099 | 50 |  | 0.147 | KG | 68.78 | 68.78 | CP20 | CP20 | Key-operated switch CES, 22 mm, round, metal, shiny, lock number SSG10, with 2 keys, 3 switch positions I>O<II, momentary contact on the left, latching on the right, actuating angle 2x45Â°, 10:30h/12h/13:30h, Key removal II, Z=50-unit packaging | - | 0 | 0
3SU1050-5BP31-0AA0-Z | Y01 | 3SU1050-5BP31-0AA0-ZY01 | 1 | UN | 1 | 25 | D | D | EAR99 | N | 85389099 | 1 |  | 0.147 | KG | 115.9 | 115.9 | CP20 | CP20 | Key-operated switch CES, 22 mm, round, metal, shiny, special lock, with 2 keys, 3 switch positions I>O<II, momentary contact on the left, latching on the right, actuating angle 2x45Â°, 10:30h/12h/13:30h, key removal II | - | 0 | 0
3SU1050-5BP31-0AA0-Z | Y01Y19 | 3SU1050-5BP31-0AA0-ZY01Y19 | 1 | UN | 1 | 30 | D | D | N | N | 85389099 | 1 |  | 0.147 | KG | 116.85 | 116.85 | CP20 | CP20 | Key-operated switch CES, 22 mm, round, metal, shiny, special lock, with 2 keys, 3 switch positions I>O-II, momentary contact on the left, latching on the right, actuating angle 2x45Â°, 10:30h/12h/13:30h, key removal II, customer-specific selection with SIRIUS ACT configurator (CIN) |  | 0 | 0
3SU1050-5BP31-0AA0-Z | Y10 | 3SU1050-5BP31-0AA0-ZY10 | 1 | UN | 1 | 10 | C | D | EAR99 | N | 85389099 | 1 |  | 0.147 | KG | 73.53 | 73.53 | CP20 | CP20 | key-operated switch CES, 22 mm, round, metal, shiny, lock number SSG10, with 2 keys, 3 switch positions I>O<II, momentary contact on the left, latching on the right, actuating angle 2x45Â°, 10:30h/12h/13:30h, Key removal II, with laser labeling, upper case and lower case, always upper case at beginning of line | - | 0 | 0
3SU1050-5BP31-0AA0-Z | Y11 | 3SU1050-5BP31-0AA0-ZY11 | 1 | UN | 1 | 10 | C | D | EAR99 | N | 85389099 | 1 |  | 0.147 | KG | 73.53 | 73.53 | CP20 | CP20 | key-operated switch CES, 22 mm, round, metal, shiny, lock number SSG10, with 2 keys, 3 switch positions I>O<II, momentary contact on the left, latching on the right, actuating angle 2x45Â°, 10:30h/12h/13:30h, Key removal II, with laser labeling, upper case | - | 0 | 0
3SU1050-5BP31-0AA0-Z | Y12 | 3SU1050-5BP31-0AA0-ZY12 | 1 | UN | 1 | 10 | C | D | EAR99 | N | 85389099 | 1 |  | 0.147 | KG | 73.53 | 73.53 | CP20 | CP20 | key-operated switch CES, 22 mm, round, metal, shiny, lock number SSG10, with 2 keys, 3 switch positions I>O<II, momentary contact on the left, latching on the right, actuating angle 2x45Â°, 10:30h/12h/13:30h, Key removal II, with laser labeling, lower case | - | 0 | 0
3SU1050-5BP31-0AA0-Z | Y15 | 3SU1050-5BP31-0AA0-ZY15 | 1 | UN | 1 | 10 | C | D | EAR99 | N | 85389099 | 1 |  | 0.147 | KG | 73.53 | 73.53 | CP20 | CP20 | key-operated switch CES, 22 mm, round, metal, shiny, lock number SSG10, with 2 keys, 3 switch positions I>O<II, momentary contact on the left, latching on the right, actuating angle 2x45Â°, 10:30h/12h/13:30h, Key removal II, with laser labeling, upper case and lower case, always upper case at the beginning of the word | - | 0 | 0
3SU1050-5BP31-0AA0-Z | Y19 | 3SU1050-5BP31-0AA0-ZY19 | 1 | UN | 1 | 10 | C | D | EAR99 | N | 85389099 | 1 |  | 0.147 | KG | 69.73 | 69.73 | CP20 | CP20 | Key-operated switch CES, 22 mm, round, metal, shiny, lock number SSG10, with 2 keys, 3 switch positions I>O<II, momentary contact on the left, latching on the right, actuating angle 2x45Â°, 10:30h/12h/13:30h, Key removal II, with laser labeling, inscription or symbol Customer-specific selection with SIRIUS ACT configurator (CIN) | - | 0 | 0
3SU1050-5BP61-0AA0 |  | 3SU1050-5BP61-0AA0 | 1 | UN | 1 | 5 | B | D | N | N | 85389099 | 1 | 4011209948877 | 0.154 | KG | 68.78 | 68.78 | CP20 | CP20 | key-operated switch CES, 22 mm, round, metal, shiny, lock number SSG10, with 2 keys, 3 switch positions I>O<II, momentary contact on the left, latching on the right, actuating angle 2x45Â°, 10:30h/12h/13:30h, Key removal O+II | - | 0 | 0
3SU1050-5BP61-0AA0-Z | X90 | 3SU1050-5BP61-0AA0-ZX90 | 1 | UN | 1 | 5 | B | D | EAR99 | N | 85389099 | 50 |  | 0.147 | KG | 68.78 | 68.78 | CP20 | CP20 | Key-operated switch CES, 22 mm, round, metal, shiny, lock number SSG10, with 2 keys, 3 switch positions I>O<II, momentary contact on the left, latching on the right, actuating angle 2x45Â°, 10:30h/12h/13:30h, Key removal O+II, Z=50-unit packaging | - | 0 | 0
3SU1050-5BP61-0AA0-Z | Y01 | 3SU1050-5BP61-0AA0-ZY01 | 1 | UN | 1 | 25 | D | D | EAR99 | N | 85389099 | 1 |  | 0.147 | KG | 115.9 | 115.9 | CP20 | CP20 | Key-operated switch CES, 22 mm, round, metal, shiny, special lock, with 2 keys, 3 switch positions I>O<II, momentary contact on the left, latching on the right, actuating angle 2x45Â°, 10:30h/12h/13:30h, Key removal O+II | - | 0 | 0
3SU1050-5BP61-0AA0-Z | Y01Y19 | 3SU1050-5BP61-0AA0-ZY01Y19 | 1 | UN | 1 | 30 | D | D | N | N | 85389099 | 1 |  | 0.147 | KG | 116.85 | 116.85 | CP20 | CP20 | Key-operated switch CES, 22 mm, round, metal, shiny, special lock, with 2 keys, 3 switch positions I>O-II, momentary contact on the left, latching on the right, actuating angle 2x45Â°, 10:30h/12h/13:30h, key removal O+II, customer-specific selection with SIRIUS ACT configurator (CIN) |  | 0 | 0
3SU1050-5BP61-0AA0-Z | Y10 | 3SU1050-5BP61-0AA0-ZY10 | 1 | UN | 1 | 10 | C | D | EAR99 | N | 85389099 | 1 |  | 0.147 | KG | 73.53 | 73.53 | CP20 | CP20 | key-operated switch CES, 22 mm, round, metal, shiny, lock number SSG10, with 2 keys, 3 switch positions I>O<II, momentary contact on the left, latching on the right, actuating angle 2x45Â°, 10:30h/12h/13:30h, Key removal O+II, with laser labeling, upper case and lower case, always upper case at beginning of line | - | 0 | 0
3SU1050-5BP61-0AA0-Z | Y11 | 3SU1050-5BP61-0AA0-ZY11 | 1 | UN | 1 | 10 | C | D | EAR99 | N | 85389099 | 1 |  | 0.147 | KG | 73.53 | 73.53 | CP20 | CP20 | key-operated switch CES, 22 mm, round, metal, shiny, lock number SSG10, with 2 keys, 3 switch positions I>O<II, momentary contact on the left, latching on the right, actuating angle 2x45Â°, 10:30h/12h/13:30h, Key removal O+II, with laser labeling, upper case | - | 0 | 0
3SU1050-5BP61-0AA0-Z | Y12 | 3SU1050-5BP61-0AA0-ZY12 | 1 | UN | 1 | 10 | C | D | EAR99 | N | 85389099 | 1 |  | 0.147 | KG | 73.53 | 73.53 | CP20 | CP20 | key-operated switch CES, 22 mm, round, metal, shiny, lock number SSG10, with 2 keys, 3 switch positions I>O<II, momentary contact on the left, latching on the right, actuating angle 2x45Â°, 10:30h/12h/13:30h, Key removal O+II, with laser labeling, lower case | - | 0 | 0
3SU1050-5BP61-0AA0-Z | Y15 | 3SU1050-5BP61-0AA0-ZY15 | 1 | UN | 1 | 10 | C | D | EAR99 | N | 85389099 | 1 |  | 0.147 | KG | 73.53 | 73.53 | CP20 | CP20 | key-operated switch CES, 22 mm, round, metal, shiny, lock number SSG10, with 2 keys, 3 switch positions I>O<II, momentary contact on the left, latching on the right, actuating angle 2x45Â°, 10:30h/12h/13:30h, Key removal O+II, with laser labeling, upper case and lower case, always upper case at the beginning of the word | - | 0 | 0
3SU1050-5BP61-0AA0-Z | Y19 | 3SU1050-5BP61-0AA0-ZY19 | 1 | UN | 1 | 10 | C | D | EAR99 | N | 85389099 | 1 |  | 0.147 | KG | 69.73 | 69.73 | CP20 | CP20 | Key-operated switch CES, 22 mm, round, metal, shiny, lock number SSG10, with 2 keys, 3 switch positions I>O<II, momentary contact on the left, latching on the right, actuating angle 2x45Â°, 10:30h/12h/13:30h, Key removal O+II, with laser labeling, inscription or symbol Customer-specific selection with SIRIUS ACT configurator (CIN) | - | 0 | 0
3SU1050-5HC01-0AA0 |  | 3SU1050-5HC01-0AA0 | 1 | UN | 1 | 5 | B | D | N | N | 85389099 | 1 | 4011209948884 | 0.02 | KG | 68.78 | 59.47 | CP20 | CP20 | key-operated switch CES, 22 mm, round, metal, shiny, Lock No. LSG1, with 2 keys, 2 switch positions O<I, momentary contact type, Actuating angle 45Â°, 10:30h/12h, Key removal O | Lista Papel 2020 SI | 0 | 0
3SU1050-5HC01-0AA0-Z | X90 | 3SU1050-5HC01-0AA0-ZX90 | 1 | UN | 1 | 5 | B | D | EAR99 | N | 85389099 | 50 |  | 0.147 | KG | 68.78 | 68.78 | CP20 | CP20 | Key-operated switch CES, 22 mm, round, metal, shiny, Lock No. LSG1, with 2 keys, 2 switch positions O<I, momentary contact type, Actuating angle 45Â°, 10:30h/12h, key removal O, Z=50-unit packaging | - | 0 | 0
3SU1050-5HC01-0AA0-Z | Y10 | 3SU1050-5HC01-0AA0-ZY10 | 1 | UN | 1 | 10 | C | D | EAR99 | N | 85389099 | 1 |  | 0.147 | KG | 73.53 | 73.53 | CP20 | CP20 | key-operated switch CES, 22 mm, round, metal, shiny, Lock No. LSG1, with 2 keys, 2 switch positions O<I, momentary contact type, Actuating angle 45Â°, 10:30h/12h, key removal O, with laser labeling, upper case and lower case, always upper case at beginning of line | - | 0 | 0
3SU1050-5HC01-0AA0-Z | Y11 | 3SU1050-5HC01-0AA0-ZY11 | 1 | UN | 1 | 10 | C | D | EAR99 | N | 85389099 | 1 |  | 0.147 | KG | 73.53 | 73.53 | CP20 | CP20 | key-operated switch CES, 22 mm, round, metal, shiny, Lock No. LSG1, with 2 keys, 2 switch positions O<I, momentary contact type, Actuating angle 45Â°, 10:30h/12h, key removal O, with laser labeling, upper case | - | 0 | 0
3SU1050-5HC01-0AA0-Z | Y12 | 3SU1050-5HC01-0AA0-ZY12 | 1 | UN | 1 | 10 | C | D | EAR99 | N | 85389099 | 1 |  | 0.147 | KG | 73.53 | 73.53 | CP20 | CP20 | key-operated switch CES, 22 mm, round, metal, shiny, Lock No. LSG1, with 2 keys, 2 switch positions O<I, momentary contact type, Actuating angle 45Â°, 10:30h/12h, key removal O, with laser labeling, lower case | - | 0 | 0
3SU1050-5HC01-0AA0-Z | Y15 | 3SU1050-5HC01-0AA0-ZY15 | 1 | UN | 1 | 10 | C | D | EAR99 | N | 85389099 | 1 |  | 0.147 | KG | 73.53 | 73.53 | CP20 | CP20 | key-operated switch CES, 22 mm, round, metal, shiny, Lock No. LSG1, with 2 keys, 2 switch positions O<I, momentary contact type, Actuating angle 45Â°, 10:30h/12h, key removal O, with laser labeling, upper case and lower case, always upper case at the beginning of the word | - | 0 | 0
3SU1050-5HC01-0AA0-Z | Y19 | 3SU1050-5HC01-0AA0-ZY19 | 1 | UN | 1 | 10 | C | D | EAR99 | N | 85389099 | 1 |  | 0.147 | KG | 69.73 | 69.73 | CP20 | CP20 | Key-operated switch CES, 22 mm, round, metal, shiny, Lock No. LSG1, with 2 keys, 2 switch positions O<I, momentary contact type, Actuating angle 45Â°, 10:30h/12h, key removal O, with laser labeling, inscription or symbol Customer-specific selection with SIRIUS ACT configurator (CIN) | - | 0 | 0
3SU1050-5HF01-0AA0 |  | 3SU1050-5HF01-0AA0 | 1 | UN | 1 | 5 | B | D | N | N | 85389099 | 1 | 4011209948891 | 0.02 | KG | 68.78 | 59.47 | CP20 | CP20 | key-operated switch CES, 22 mm, round, metal, shiny, Lock No. LSG1, with 2 keys, 2 switch positions O-I, latching, actuating angle 90Â°, 10:30h/13:30h, Key removal O | Lista Papel 2020 SI | 0 | 0
3SU1050-5HF01-0AA0-Z | X90 | 3SU1050-5HF01-0AA0-ZX90 | 1 | UN | 1 | 5 | B | D | EAR99 | N | 85389099 | 50 |  | 0.147 | KG | 68.78 | 68.78 | CP20 | CP20 | Key-operated switch CES, 22 mm, round, metal, shiny, Lock No. LSG1, with 2 keys, 2 switch positions O-I, latching, actuating angle 90Â°, 10:30h/13:30h, key removal O, Z=50-unit packaging | - | 0 | 0
3SU1050-5HF01-0AA0-Z | Y10 | 3SU1050-5HF01-0AA0-ZY10 | 1 | UN | 1 | 10 | C | D | EAR99 | N | 85389099 | 1 |  | 0.147 | KG | 73.53 | 73.53 | CP20 | CP20 | key-operated switch CES, 22 mm, round, metal, shiny, Lock No. LSG1, with 2 keys, 2 switch positions O-I, latching, actuating angle 90Â°, 10:30h/13:30h, key removal O, with laser labeling, upper case and lower case, always upper case at beginning of line | - | 0 | 0
3SU1050-5HF01-0AA0-Z | Y11 | 3SU1050-5HF01-0AA0-ZY11 | 1 | UN | 1 | 10 | C | D | EAR99 | N | 85389099 | 1 |  | 0.147 | KG | 73.53 | 73.53 | CP20 | CP20 | key-operated switch CES, 22 mm, round, metal, shiny, Lock No. LSG1, with 2 keys, 2 switch positions O-I, latching, actuating angle 90Â°, 10:30h/13:30h, key removal O, with laser labeling, upper case | - | 0 | 0
3SU1050-5HF01-0AA0-Z | Y12 | 3SU1050-5HF01-0AA0-ZY12 | 1 | UN | 1 | 10 | C | D | EAR99 | N | 85389099 | 1 |  | 0.147 | KG | 73.53 | 73.53 | CP20 | CP20 | key-operated switch CES, 22 mm, round, metal, shiny, Lock No. LSG1, with 2 keys, 2 switch positions O-I, latching, actuating angle 90Â°, 10:30h/13:30h, key removal O, with laser labeling, lower case | - | 0 | 0
3SU1050-5HF01-0AA0-Z | Y15 | 3SU1050-5HF01-0AA0-ZY15 | 1 | UN | 1 | 10 | C | D | EAR99 | N | 85389099 | 1 |  | 0.147 | KG | 73.53 | 73.53 | CP20 | CP20 | key-operated switch CES, 22 mm, round, metal, shiny, Lock No. LSG1, with 2 keys, 2 switch positions O-I, latching, actuating angle 90Â°, 10:30h/13:30h, key removal O, with laser labeling, upper case and lower case, always upper case at the beginning of the word | - | 0 | 0
3SU1050-5HF01-0AA0-Z | Y19 | 3SU1050-5HF01-0AA0-ZY19 | 1 | UN | 1 | 10 | C | D | EAR99 | N | 85389099 | 1 |  | 0.147 | KG | 69.73 | 69.73 | CP20 | CP20 | Key-operated switch CES, 22 mm, round, metal, shiny, Lock No. LSG1, with 2 keys, 2 switch positions O-I, latching, actuating angle 90Â°, 10:30h/13:30h, key removal O, with laser labeling, inscription or symbol Customer-specific selection with SIRIUS ACT configurator (CIN) | - | 0 | 0
3SU1050-5HF11-0AA0 |  | 3SU1050-5HF11-0AA0 | 1 | UN | 1 | 5 | B | D | N | N | 85389099 | 1 | 4011209948907 | 0.02 | KG | 68.78 | 59.47 | CP20 | CP20 | key-operated switch CES, 22 mm, round, metal, shiny, Lock No. LSG1, with 2 keys, 2 switch positions O-I, latching, actuating angle 90Â°, 10:30h/13:30h, Key removal O+I | Lista Papel 2020 SI | 0 | 0
3SU1050-5HF11-0AA0-Z | X90 | 3SU1050-5HF11-0AA0-ZX90 | 1 | UN | 1 | 5 | B | D | EAR99 | N | 85389099 | 50 |  | 0.147 | KG | 68.78 | 68.78 | CP20 | CP20 | Key-operated switch CES, 22 mm, round, metal, shiny, Lock No. LSG1, with 2 keys, 2 switch positions O-I, latching, actuating angle 90Â°, 10:30h/13:30h, key removal O+I, Z=50-unit packaging | - | 0 | 0
3SU1050-5HF11-0AA0-Z | Y10 | 3SU1050-5HF11-0AA0-ZY10 | 1 | UN | 1 | 10 | C | D | EAR99 | N | 85389099 | 1 |  | 0.147 | KG | 73.53 | 73.53 | CP20 | CP20 | key-operated switch CES, 22 mm, round, metal, shiny, Lock No. LSG1, with 2 keys, 2 switch positions O-I, latching, actuating angle 90Â°, 10:30h/13:30h, key removal O+I, with laser labeling, upper case and lower case, always upper case at beginning of line | - | 0 | 0
3SU1050-5HF11-0AA0-Z | Y11 | 3SU1050-5HF11-0AA0-ZY11 | 1 | UN | 1 | 10 | C | D | EAR99 | N | 85389099 | 1 |  | 0.147 | KG | 73.53 | 73.53 | CP20 | CP20 | key-operated switch CES, 22 mm, round, metal, shiny, Lock No. LSG1, with 2 keys, 2 switch positions O-I, latching, actuating angle 90Â°, 10:30h/13:30h, key removal O+I, with laser labeling, upper case | - | 0 | 0
3SU1050-5HF11-0AA0-Z | Y12 | 3SU1050-5HF11-0AA0-ZY12 | 1 | UN | 1 | 10 | C | D | EAR99 | N | 85389099 | 1 |  | 0.147 | KG | 73.53 | 73.53 | CP20 | CP20 | key-operated switch CES, 22 mm, round, metal, shiny, Lock No. LSG1, with 2 keys, 2 switch positions O-I, latching, actuating angle 90Â°, 10:30h/13:30h, key removal O+I, with laser labeling, lower case | - | 0 | 0
3SU1050-5HF11-0AA0-Z | Y15 | 3SU1050-5HF11-0AA0-ZY15 | 1 | UN | 1 | 10 | C | D | EAR99 | N | 85389099 | 1 |  | 0.147 | KG | 73.53 | 73.53 | CP20 | CP20 | key-operated switch CES, 22 mm, round, metal, shiny, Lock No. LSG1, with 2 keys, 2 switch positions O-I, latching, actuating angle 90Â°, 10:30h/13:30h, key removal O+I, with laser labeling, upper case and lower case, always upper case at the beginning of the word | - | 0 | 0
3SU1050-5HF11-0AA0-Z | Y19 | 3SU1050-5HF11-0AA0-ZY19 | 1 | UN | 1 | 10 | C | D | EAR99 | N | 85389099 | 1 |  | 0.147 | KG | 69.73 | 69.73 | CP20 | CP20 | Key-operated switch CES, 22 mm, round, metal, shiny, Lock No. LSG1, with 2 keys, 2 switch positions O-I, latching, actuating angle 90Â°, 10:30h/13:30h, key removal O+I, with laser labeling, inscription or symbol Customer-specific selection with SIRIUS ACT configurator (CIN) | - | 0 | 0
3SU1050-5JF01-0AA0 |  | 3SU1050-5JF01-0AA0 | 1 | UN | 1 | 5 | B | D | N | N | 85389099 | 1 | 4011209972858 | 0.155 | KG | 228 | 228 | CP20 | CP20 | Key-operated switch CES With key monitoring, 22 mm, round, metal shiny, lock number SSG10, with 2 keys, 2 switch positions O-I, latching, actuating angle 90Â°, 10:30h/13:30h, Key removal/eject in O | - | 0 | 0
3SU1050-5JF01-0AA0-Z | X90 | 3SU1050-5JF01-0AA0-ZX90 | 1 | UN | 1 | 5 | B | D | EAR99 | N | 85389099 | 50 |  | 0.147 | KG | 228 | 228 | CP20 | CP20 | CES key-operated switch with key monitoring, 22 mm, round, metal, shiny, lock No. SSG10 with 2 keys, 2 switch positions O-I, latching, 90Â° operating angle, 10:30/1:30 o'clock, key removal/eject in O, Z=50-unit packaging | - | 0 | 0
3SU1050-5JF01-0AA0-Z | Y01 | 3SU1050-5JF01-0AA0-ZY01 | 1 | UN | 1 | 25 | D | D | EAR99 | N | 85389099 | 1 |  | 0.147 | KG | 275.5 | 275.5 | CP20 | CP20 | Key-operated switch CES with key monitoring, 22 mm, round, special lock, with 2 keys, 2 switch positions O-I, latching, actuating angle 90Â°, 10:30h/13:30h, Key removal/eject in O | - | 0 | 0
3SU1050-5JF01-0AA0-Z | Y01Y19 | 3SU1050-5JF01-0AA0-ZY01Y19 | 1 | UN | 1 | 30 | D | D | N | N | 85389099 | 1 |  | 0.147 | KG | 276.45 | 276.45 | CP20 | CP20 | Key-operated switch CES with key monitoring, 22 mm, round, special lock, with 2 keys, 2 switch positions O-I, latching, actuating angle 90Â°, 10:30h/13:30h, Key removal/eject in O, Customer-specific selection with SIRIUS ACT configurator (CIN) |  | 0 | 0
3SU1050-5JF01-0AA0-Z | Y10 | 3SU1050-5JF01-0AA0-ZY10 | 1 | UN | 1 | 10 | C | D | EAR99 | N | 85389099 | 1 |  | 0.147 | KG | 232.75 | 232.75 | CP20 | CP20 | Key-operated switch CES With key monitoring, 22 mm, round, metal shiny, lock number SSG10, with 2 keys, 2 switch positions O-I, latching, actuating angle 90Â°, 10:30h/13:30h, Key removal/eject in O, with laser inscription, upper case and lower case, always upper case at beginning of line | - | 0 | 0
3SU1050-5JF01-0AA0-Z | Y11 | 3SU1050-5JF01-0AA0-ZY11 | 1 | UN | 1 | 10 | C | D | EAR99 | N | 85389099 | 1 |  | 0.147 | KG | 232.75 | 232.75 | CP20 | CP20 | Key-operated switch CES With key monitoring, 22 mm, round, metal shiny, lock number SSG10, with 2 keys, 2 switch positions O-I, latching, actuating angle 90Â°, 10:30h/13:30h, Key removal/eject in O, with laser inscription, upper case | - | 0 | 0
3SU1050-5JF01-0AA0-Z | Y12 | 3SU1050-5JF01-0AA0-ZY12 | 1 | UN | 1 | 10 | C | D | EAR99 | N | 85389099 | 1 |  | 0.147 | KG | 232.75 | 232.75 | CP20 | CP20 | Key-operated switch CES With key monitoring, 22 mm, round, metal shiny, lock number SSG10, with 2 keys, 2 switch positions O-I, latching, actuating angle 90Â°, 10:30h/13:30h, Key removal/eject in O, with laser inscription, lower case | - | 0 | 0
3SU1050-5JF01-0AA0-Z | Y15 | 3SU1050-5JF01-0AA0-ZY15 | 1 | UN | 1 | 10 | C | D | EAR99 | N | 85389099 | 1 |  | 0.147 | KG | 232.75 | 232.75 | CP20 | CP20 | Key-operated switch CES With key monitoring, 22 mm, round, metal shiny, lock number SSG10, with 2 keys, 2 switch positions O-I, latching, actuating angle 90Â°, 10:30h/13:30h, Key removal/eject in O, with laser inscription, upper case and lower case, always upper case at the beginning of the word | - | 0 | 0
3SU1050-5JF01-0AA0-Z | Y19 | 3SU1050-5JF01-0AA0-ZY19 | 1 | UN | 1 | 10 | C | D | EAR99 | N | 85389099 | 1 |  | 0.147 | KG | 228.95 | 228.95 | CP20 | CP20 | Key-operated switch CES With key monitoring, 22 mm, round, metal shiny, lock number SSG10, with 2 keys, 2 switch positions O-I, latching, actuating angle 90Â°, 10:30h/13:30h, Key removal/eject in O, with laser inscription, inscription or symbol Customer-specific selection with SIRIUS ACT configurator (CIN) | - | 0 | 0
3SU1050-5JL01-0AA0 |  | 3SU1050-5JL01-0AA0 | 1 | UN | 1 | 5 | B | D | N | N | 85389099 | 1 | 4011209972865 | 0.157 | KG | 228 | 228 | CP20 | CP20 | Key-operated switch CES With key monitoring, 22 mm, round, metal shiny, lock number SSG10, with 2 keys, 3 switch positions I-O-II, latching, actuating angle 2x45Â°, 10:30h/12h/13:30h, Key removal/eject in O | - | 0 | 0
3SU1050-5JL01-0AA0-Z | X90 | 3SU1050-5JL01-0AA0-ZX90 | 1 | UN | 1 | 5 | B | D | EAR99 | N | 85389099 | 50 |  | 0.147 | KG | 228 | 228 | CP20 | CP20 | CES key-operated switch with key monitoring, 22 mm, round, metal, shiny, lock No. SSG10 with 2 keys, 3 switch positions I-O-II, latching, operating angle 2x45Â°, 10:30/12/1:30 o'clock key removal/eject in O, Z=50-unit packaging | - | 0 | 0
3SU1050-5JL01-0AA0-Z | Y01 | 3SU1050-5JL01-0AA0-ZY01 | 1 | UN | 1 | 25 | D | D | EAR99 | N | 85389099 | 1 |  | 0.147 | KG | 275.5 | 275.5 | CP20 | CP20 | Key-operated switch CES with key monitoring, 22 mm, round, special lock, with 2 keys, 3 switch positions I-O-II, latching, actuating angle 2x45Â°, 10:30h/12h/13:30h, Key removal/eject in O | - | 0 | 0
3SU1050-5JL01-0AA0-Z | Y01Y19 | 3SU1050-5JL01-0AA0-ZY01Y19 | 1 | UN | 1 | 30 | D | D | N | N | 85389099 | 1 |  | 0.147 | KG | 276.45 | 276.45 | CP20 | CP20 | Key-operated switch CES with key monitoring, 22 mm, round, special lock, with 2 keys, 3 switch positions I-O-II, latching, actuating angle 2x45Â°, 10:30h/12h/13:30h, Key removal/eject in O, Customer-specific selection with SIRIUS ACT configurator (CIN) |  | 0 | 0
3SU1050-5JL01-0AA0-Z | Y10 | 3SU1050-5JL01-0AA0-ZY10 | 1 | UN | 1 | 10 | C | D | EAR99 | N | 85389099 | 1 |  | 0.147 | KG | 232.75 | 232.75 | CP20 | CP20 | Key-operated switch CES With key monitoring, 22 mm, round, metal shiny, lock number SSG10, with 2 keys, 3 switch positions I-O-II, latching, actuating angle 2x45Â°, 10:30h/12h/13:30h, Key removal/eject in O, with laser inscription, upper case and lower case, always upper case at beginning of line | - | 0 | 0
3SU1050-5JL01-0AA0-Z | Y11 | 3SU1050-5JL01-0AA0-ZY11 | 1 | UN | 1 | 10 | C | D | EAR99 | N | 85389099 | 1 |  | 0.147 | KG | 232.75 | 232.75 | CP20 | CP20 | Key-operated switch CES With key monitoring, 22 mm, round, metal shiny, lock number SSG10, with 2 keys, 3 switch positions I-O-II, latching, actuating angle 2x45Â°, 10:30h/12h/13:30h, Key removal/eject in O, with laser inscription, upper case | - | 0 | 0
3SU1050-5JL01-0AA0-Z | Y12 | 3SU1050-5JL01-0AA0-ZY12 | 1 | UN | 1 | 10 | C | D | EAR99 | N | 85389099 | 1 |  | 0.147 | KG | 232.75 | 232.75 | CP20 | CP20 | Key-operated switch CES With key monitoring, 22 mm, round, metal shiny, lock number SSG10, with 2 keys, 3 switch positions I-O-II, latching, actuating angle 2x45Â°, 10:30h/12h/13:30h, Key removal/eject in O, with laser inscription, lower case | - | 0 | 0
3SU1050-5JL01-0AA0-Z | Y15 | 3SU1050-5JL01-0AA0-ZY15 | 1 | UN | 1 | 10 | C | D | EAR99 | N | 85389099 | 1 |  | 0.147 | KG | 232.75 | 232.75 | CP20 | CP20 | Key-operated switch CES With key monitoring, 22 mm, round, metal shiny, lock number SSG10, with 2 keys, 3 switch positions I-O-II, latching, actuating angle 2x45Â°, 10:30h/12h/13:30h, Key removal/eject in O, with laser inscription, upper case and lower case, always upper case at the beginning of the word | - | 0 | 0
3SU1050-5JL01-0AA0-Z | Y19 | 3SU1050-5JL01-0AA0-ZY19 | 1 | UN | 1 | 10 | C | D | EAR99 | N | 85389099 | 1 |  | 0.147 | KG | 228.95 | 228.95 | CP20 | CP20 | Key-operated switch CES With key monitoring, 22 mm, round, metal shiny, lock number SSG10, with 2 keys, 3 switch positions I-O-II, latching, actuating angle 2x45Â°, 10:30h/12h/13:30h, Key removal/eject in O, with laser inscription, inscription or symbol Customer-specific selection with SIRIUS ACT configurator (CIN) | - | 0 | 0
3SU1050-5KC01-0AA0 |  | 3SU1050-5KC01-0AA0 | 1 | UN | 1 | 5 | B | D | N | N | 85389099 | 1 | 4011209948914 | 0.125 | KG | 117.8 | 117.8 | CP20 | CP20 | key-operated switch CES, 22 mm, round, metal, shiny, Lock No. VL5, with 2 keys, 2 switch positions O<I, momentary contact type, Actuating angle 45Â°, 10:30h/12h, Key removal O | - | 0 | 0
3SU1050-5KC01-0AA0-Z | X90 | 3SU1050-5KC01-0AA0-ZX90 | 1 | UN | 1 | 5 | B | D | EAR99 | N | 85389099 | 50 |  | 0.147 | KG | 117.8 | 117.8 | CP20 | CP20 | Key-operated switch CES, 22 mm, round, metal, shiny, Lock No. VL5, with 2 keys, 2 switch positions O<I, momentary contact type, Actuating angle 45Â°, 10:30h/12h, key removal O, Z=50-unit packaging | - | 0 | 0
3SU1050-5KC01-0AA0-Z | Y10 | 3SU1050-5KC01-0AA0-ZY10 | 1 | UN | 1 | 10 | C | D | EAR99 | N | 85389099 | 1 |  | 0.147 | KG | 122.55 | 122.55 | CP20 | CP20 | key-operated switch CES, 22 mm, round, metal, shiny, Lock No. VL5, with 2 keys, 2 switch positions O<I, momentary contact type, Actuating angle 45Â°, 10:30h/12h, key removal O, with laser labeling, upper case and lower case, always upper case at beginning of line | - | 0 | 0
3SU1050-5KC01-0AA0-Z | Y11 | 3SU1050-5KC01-0AA0-ZY11 | 1 | UN | 1 | 10 | C | D | EAR99 | N | 85389099 | 1 |  | 0.147 | KG | 122.55 | 122.55 | CP20 | CP20 | key-operated switch CES, 22 mm, round, metal, shiny, Lock No. VL5, with 2 keys, 2 switch positions O<I, momentary contact type, Actuating angle 45Â°, 10:30h/12h, key removal O, with laser labeling, upper case | - | 0 | 0
3SU1050-5KC01-0AA0-Z | Y12 | 3SU1050-5KC01-0AA0-ZY12 | 1 | UN | 1 | 10 | C | D | EAR99 | N | 85389099 | 1 |  | 0.147 | KG | 122.55 | 122.55 | CP20 | CP20 | key-operated switch CES, 22 mm, round, metal, shiny, Lock No. VL5, with 2 keys, 2 switch positions O<I, momentary contact type, Actuating angle 45Â°, 10:30h/12h, key removal O, with laser labeling, lower case | - | 0 | 0
3SU1050-5KC01-0AA0-Z | Y15 | 3SU1050-5KC01-0AA0-ZY15 | 1 | UN | 1 | 10 | C | D | EAR99 | N | 85389099 | 1 |  | 0.147 | KG | 122.55 | 122.55 | CP20 | CP20 | key-operated switch CES, 22 mm, round, metal, shiny, Lock No. VL5, with 2 keys, 2 switch positions O<I, momentary contact type, Actuating angle 45Â°, 10:30h/12h, key removal O, with laser labeling, upper case and lower case, always upper case at the beginning of the word | - | 0 | 0
3SU1050-5KC01-0AA0-Z | Y19 | 3SU1050-5KC01-0AA0-ZY19 | 1 | UN | 1 | 10 | C | D | EAR99 | N | 85389099 | 1 |  | 0.147 | KG | 118.75 | 118.75 | CP20 | CP20 | Key-operated switch CES, 22 mm, round, metal, shiny, Lock No. VL5, with 2 keys, 2 switch positions O<I, momentary contact type, Actuating angle 45Â°, 10:30h/12h, key removal O, with laser labeling, inscription or symbol Customer-specific selection with SIRIUS ACT configurator (CIN) | - | 0 | 0
3SU1050-5KF01-0AA0 |  | 3SU1050-5KF01-0AA0 | 1 | UN | 1 | 5 | B | D | N | N | 85389099 | 1 | 4011209948921 | 0.125 | KG | 122.55 | 122.55 | CP20 | CP20 | key-operated switch CES, 22 mm, round, metal, shiny, Lock No. VL5, with 2 keys, 2 switch positions O-I, latching, actuating angle 90Â°, 10:30h/13:30h, Key removal O | - | 0 | 0
3SU1050-5KF01-0AA0-Z | X90 | 3SU1050-5KF01-0AA0-ZX90 | 1 | UN | 1 | 5 | B | D | EAR99 | N | 85389099 | 50 |  | 0.147 | KG | 122.55 | 122.55 | CP20 | CP20 | Key-operated switch CES, 22 mm, round, metal, shiny, Lock No. VL5, with 2 keys, 2 switch positions O-I, latching, actuating angle 90Â°, 10:30h/13:30h, key removal O, Z=50-unit packaging | - | 0 | 0
3SU1050-5KF01-0AA0-Z | Y10 | 3SU1050-5KF01-0AA0-ZY10 | 1 | UN | 1 | 10 | C | D | EAR99 | N | 85389099 | 1 |  | 0.147 | KG | 127.3 | 127.3 | CP20 | CP20 | key-operated switch CES, 22 mm, round, metal, shiny, Lock No. VL5, with 2 keys, 2 switch positions O-I, latching, actuating angle 90Â°, 10:30h/13:30h, key removal O, with laser labeling, upper case and lower case, always upper case at beginning of line | - | 0 | 0
3SU1050-5KF01-0AA0-Z | Y11 | 3SU1050-5KF01-0AA0-ZY11 | 1 | UN | 1 | 10 | C | D | EAR99 | N | 85389099 | 1 |  | 0.147 | KG | 127.3 | 127.3 | CP20 | CP20 | key-operated switch CES, 22 mm, round, metal, shiny, Lock No. VL5, with 2 keys, 2 switch positions O-I, latching, actuating angle 90Â°, 10:30h/13:30h, key removal O, with laser labeling, upper case | - | 0 | 0
3SU1050-5KF01-0AA0-Z | Y12 | 3SU1050-5KF01-0AA0-ZY12 | 1 | UN | 1 | 10 | C | D | EAR99 | N | 85389099 | 1 |  | 0.147 | KG | 127.3 | 127.3 | CP20 | CP20 | key-operated switch CES, 22 mm, round, metal, shiny, Lock No. VL5, with 2 keys, 2 switch positions O-I, latching, actuating angle 90Â°, 10:30h/13:30h, key removal O, with laser labeling, lower case | - | 0 | 0
3SU1050-5KF01-0AA0-Z | Y15 | 3SU1050-5KF01-0AA0-ZY15 | 1 | UN | 1 | 10 | C | D | EAR99 | N | 85389099 | 1 |  | 0.147 | KG | 127.3 | 127.3 | CP20 | CP20 | key-operated switch CES, 22 mm, round, metal, shiny, Lock No. VL5, with 2 keys, 2 switch positions O-I, latching, actuating angle 90Â°, 10:30h/13:30h, key removal O, with laser labeling, upper case and lower case, always upper case at the beginning of the word | - | 0 | 0
3SU1050-5KF01-0AA0-Z | Y19 | 3SU1050-5KF01-0AA0-ZY19 | 1 | UN | 1 | 10 | C | D | EAR99 | N | 85389099 | 1 |  | 0.147 | KG | 123.5 | 123.5 | CP20 | CP20 | Key-operated switch CES, 22 mm, round, metal, shiny, Lock No. VL5, with 2 keys, 2 switch positions O-I, latching, actuating angle 90Â°, 10:30h/13:30h, key removal O, with laser labeling, inscription or symbol Customer-specific selection with SIRIUS ACT configurator (CIN) | - | 0 | 0
3SU1050-5LC01-0AA0 |  | 3SU1050-5LC01-0AA0 | 1 | UN | 1 | 5 | B | D | N | N | 85389099 | 1 | 4011209948945 | 0.02 | KG | 120.65 | 120.65 | CP20 | CP20 | key-operated switch CES, 22 mm, round, metal, shiny, Lock No. STGH10, with 2 keys, 2 switch positions O<I, momentary contact type, Actuating angle 45Â°, 10:30h/12h, Key removal O | - | 0 | 0
3SU1050-5LC01-0AA0-Z | X90 | 3SU1050-5LC01-0AA0-ZX90 | 1 | UN | 1 | 5 | B | D | EAR99 | N | 85389099 | 50 |  | 0.147 | KG | 120.65 | 120.65 | CP20 | CP20 | Key-operated switch CES, 22 mm, round, metal, shiny, Lock No. STGH10, with 2 keys, 2 switch positions O<I, momentary contact type, Actuating angle 45Â°, 10:30h/12h, key removal O, Z=50-unit packaging | - | 0 | 0
3SU1050-5LC01-0AA0-Z | Y10 | 3SU1050-5LC01-0AA0-ZY10 | 1 | UN | 1 | 10 | C | D | EAR99 | N | 85389099 | 1 |  | 0.147 | KG | 125.4 | 125.4 | CP20 | CP20 | key-operated switch CES, 22 mm, round, metal, shiny, Lock No. STGH10, with 2 keys, 2 switch positions O<I, momentary contact type, Actuating angle 45Â°, 10:30h/12h, key removal O, with laser labeling, upper case and lower case, always upper case at beginning of line | - | 0 | 0
3SU1050-5LC01-0AA0-Z | Y11 | 3SU1050-5LC01-0AA0-ZY11 | 1 | UN | 1 | 10 | C | D | EAR99 | N | 85389099 | 1 |  | 0.147 | KG | 125.4 | 125.4 | CP20 | CP20 | key-operated switch CES, 22 mm, round, metal, shiny, Lock No. STGH10, with 2 keys, 2 switch positions O<I, momentary contact type, Actuating angle 45Â°, 10:30h/12h, key removal O, with laser labeling, upper case | - | 0 | 0
3SU1050-5LC01-0AA0-Z | Y12 | 3SU1050-5LC01-0AA0-ZY12 | 1 | UN | 1 | 10 | C | D | EAR99 | N | 85389099 | 1 |  | 0.147 | KG | 125.4 | 125.4 | CP20 | CP20 | key-operated switch CES, 22 mm, round, metal, shiny, Lock No. STGH10, with 2 keys, 2 switch positions O<I, momentary contact type, Actuating angle 45Â°, 10:30h/12h, key removal O, with laser labeling, lower case | - | 0 | 0
3SU1050-5LC01-0AA0-Z | Y15 | 3SU1050-5LC01-0AA0-ZY15 | 1 | UN | 1 | 10 | C | D | EAR99 | N | 85389099 | 1 |  | 0.147 | KG | 125.4 | 125.4 | CP20 | CP20 | key-operated switch CES, 22 mm, round, metal, shiny, Lock No. STGH10, with 2 keys, 2 switch positions O<I, momentary contact type, Actuating angle 45Â°, 10:30h/12h, key removal O, with laser labeling, upper case and lower case, always upper case at the beginning of the word | - | 0 | 0
3SU1050-5LC01-0AA0-Z | Y19 | 3SU1050-5LC01-0AA0-ZY19 | 1 | UN | 1 | 10 | C | D | EAR99 | N | 85389099 | 1 |  | 0.147 | KG | 121.6 | 121.6 | CP20 | CP20 | Key-operated switch CES, 22 mm, round, metal, shiny, Lock No. STGH10, with 2 keys, 2 switch positions O<I, momentary contact type, Actuating angle 45Â°, 10:30h/12h, key removal O, with laser labeling, inscription or symbol Customer-specific selection with SIRIUS ACT configurator (CIN) | - | 0 | 0
3SU1050-5LF11-0AA0 |  | 3SU1050-5LF11-0AA0 | 1 | UN | 1 | 5 | B | D | N | N | 85389099 | 1 | 4011209948952 | 0.02 | KG | 114.95 | 114.95 | CP20 | CP20 | key-operated switch CES, 22 mm, round, metal, shiny, Lock No. STGH10, with 2 keys, 2 switch positions O-I, latching, actuating angle 90Â°, 10:30h/13:30h, Key removal O+I | - | 0 | 0
3SU1050-5LF11-0AA0-Z | X90 | 3SU1050-5LF11-0AA0-ZX90 | 1 | UN | 1 | 5 | B | D | EAR99 | N | 85389099 | 50 |  | 0.147 | KG | 114.95 | 114.95 | CP20 | CP20 | Key-operated switch CES, 22 mm, round, metal, shiny, Lock No. STGH10, with 2 keys, 2 switch positions O-I, latching, actuating angle 90Â°, 10:30h/13:30h, key removal O+I, Z=50-unit packaging | - | 0 | 0
3SU1050-5LF11-0AA0-Z | Y10 | 3SU1050-5LF11-0AA0-ZY10 | 1 | UN | 1 | 10 | C | D | EAR99 | N | 85389099 | 1 |  | 0.147 | KG | 119.7 | 119.7 | CP20 | CP20 | key-operated switch CES, 22 mm, round, metal, shiny, Lock No. STGH10, with 2 keys, 2 switch positions O-I, latching, actuating angle 90Â°, 10:30h/13:30h, key removal O+I, with laser labeling, upper case and lower case, always upper case at beginning of line | - | 0 | 0
3SU1050-5LF11-0AA0-Z | Y11 | 3SU1050-5LF11-0AA0-ZY11 | 1 | UN | 1 | 10 | C | D | EAR99 | N | 85389099 | 1 |  | 0.147 | KG | 119.7 | 119.7 | CP20 | CP20 | key-operated switch CES, 22 mm, round, metal, shiny, Lock No. STGH10, with 2 keys, 2 switch positions O-I, latching, actuating angle 90Â°, 10:30h/13:30h, key removal O+I, with laser labeling, upper case | - | 0 | 0
3SU1050-5LF11-0AA0-Z | Y12 | 3SU1050-5LF11-0AA0-ZY12 | 1 | UN | 1 | 10 | C | D | EAR99 | N | 85389099 | 1 |  | 0.147 | KG | 119.7 | 119.7 | CP20 | CP20 | key-operated switch CES, 22 mm, round, metal, shiny, Lock No. STGH10, with 2 keys, 2 switch positions O-I, latching, actuating angle 90Â°, 10:30h/13:30h, key removal O+I, with laser labeling, lower case | - | 0 | 0
3SU1050-5LF11-0AA0-Z | Y15 | 3SU1050-5LF11-0AA0-ZY15 | 1 | UN | 1 | 10 | C | D | EAR99 | N | 85389099 | 1 |  | 0.147 | KG | 119.7 | 119.7 | CP20 | CP20 | key-operated switch CES, 22 mm, round, metal, shiny, Lock No. STGH10, with 2 keys, 2 switch positions O-I, latching, actuating angle 90Â°, 10:30h/13:30h, key removal O+I, with laser labeling, upper case and lower case, always upper case at the beginning of the word | - | 0 | 0
3SU1050-5LF11-0AA0-Z | Y19 | 3SU1050-5LF11-0AA0-ZY19 | 1 | UN | 1 | 10 | C | D | EAR99 | N | 85389099 | 1 |  | 0.147 | KG | 115.9 | 115.9 | CP20 | CP20 | Key-operated switch CES, 22 mm, round, metal, shiny, Lock No. STGH10, with 2 keys, 2 switch positions O-I, latching, actuating angle 90Â°, 10:30h/13:30h, key removal O+I, with laser labeling, inscription or symbol Customer-specific selection with SIRIUS ACT configurator (CIN) | - | 0 | 0
3SU1050-5LM01-0AA0 |  | 3SU1050-5LM01-0AA0 | 1 | UN | 1 | 5 | B | D | N | N | 85389099 | 1 | 4011209948969 | 0.158 | KG | 117.8 | 117.8 | CP20 | CP20 | key-operated switch CES, 22 mm, round, metal, shiny, Lock No. STGH10, with 2 keys, 3 switch positions I>O<II, momentary contact type, actuating angle 2x45Â°, 10:30h/12h/13:30h, Key removal O | - | 0 | 0
3SU1050-5LM01-0AA0-Z | X90 | 3SU1050-5LM01-0AA0-ZX90 | 1 | UN | 1 | 5 | B | D | EAR99 | N | 85389099 | 50 |  | 0.147 | KG | 117.8 | 117.8 | CP20 | CP20 | Key-operated switch CES, 22 mm, round, metal, shiny, Lock No. STGH10, with 2 keys, 3 switch positions I>O<II, momentary contact type, actuating angle 2x45Â°, 10:30h/12h/13:30h, key removal O, Z=50-unit packaging | - | 0 | 0
3SU1050-5LM01-0AA0-Z | Y10 | 3SU1050-5LM01-0AA0-ZY10 | 1 | UN | 1 | 10 | C | D | EAR99 | N | 85389099 | 1 |  | 0.147 | KG | 122.55 | 122.55 | CP20 | CP20 | key-operated switch CES, 22 mm, round, metal, shiny, Lock No. STGH10, with 2 keys, 3 switch positions I>O<II, momentary contact type, actuating angle 2x45Â°, 10:30h/12h/13:30h, key removal O, with laser labeling, upper case and lower case, always upper case at beginning of line | - | 0 | 0
3SU1050-5LM01-0AA0-Z | Y11 | 3SU1050-5LM01-0AA0-ZY11 | 1 | UN | 1 | 10 | C | D | EAR99 | N | 85389099 | 1 |  | 0.147 | KG | 122.55 | 122.55 | CP20 | CP20 | key-operated switch CES, 22 mm, round, metal, shiny, Lock No. STGH10, with 2 keys, 3 switch positions I>O<II, momentary contact type, actuating angle 2x45Â°, 10:30h/12h/13:30h, key removal O, with laser labeling, upper case | - | 0 | 0
3SU1050-5LM01-0AA0-Z | Y12 | 3SU1050-5LM01-0AA0-ZY12 | 1 | UN | 1 | 10 | C | D | EAR99 | N | 85389099 | 1 |  | 0.147 | KG | 122.55 | 122.55 | CP20 | CP20 | key-operated switch CES, 22 mm, round, metal, shiny, Lock No. STGH10, with 2 keys, 3 switch positions I>O<II, momentary contact type, actuating angle 2x45Â°, 10:30h/12h/13:30h, key removal O, with laser labeling, lower case | - | 0 | 0
3SU1050-5LM01-0AA0-Z | Y15 | 3SU1050-5LM01-0AA0-ZY15 | 1 | UN | 1 | 10 | C | D | EAR99 | N | 85389099 | 1 |  | 0.147 | KG | 122.55 | 122.55 | CP20 | CP20 | key-operated switch CES, 22 mm, round, metal, shiny, Lock No. STGH10, with 2 keys, 3 switch positions I>O<II, momentary contact type, actuating angle 2x45Â°, 10:30h/12h/13:30h, key removal O, with laser labeling, upper case and lower case, always upper case at the beginning of the word | - | 0 | 0
3SU1050-5LM01-0AA0-Z | Y19 | 3SU1050-5LM01-0AA0-ZY19 | 1 | UN | 1 | 10 | C | D | EAR99 | N | 85389099 | 1 |  | 0.147 | KG | 118.75 | 118.75 | CP20 | CP20 | Key-operated switch CES, 22 mm, round, metal, shiny, Lock No. STGH10, with 2 keys, 3 switch positions I>O<II, momentary contact type, actuating angle 2x45Â°, 10:30h/12h/13:30h, key removal O, with laser labeling, inscription or symbol Customer-specific selection with SIRIUS ACT configurator (CIN) | - | 0 | 0
3SU1050-5LN51-0AA0 |  | 3SU1050-5LN51-0AA0 | 1 | UN | 1 | 5 | B | D | N | N | 85389099 | 1 | 4011209948983 | 0.154 | KG | 117.8 | 117.8 | CP20 | CP20 | key-operated switch CES, 22 mm, round, metal, shiny, Lock No. STGH10, with 2 keys, 3 switch positions I-O<II, left latching, right momentary contact type, actuating angle 2x45Â°, 10:30h/12h/13:30h, Key removal O+I | - | 0 | 0
3SU1050-5LN51-0AA0-Z | X90 | 3SU1050-5LN51-0AA0-ZX90 | 1 | UN | 1 | 5 | B | D | EAR99 | N | 85389099 | 50 |  | 0.147 | KG | 117.8 | 117.8 | CP20 | CP20 | Key-operated switch CES, 22 mm, round, metal, shiny, Lock No. STGH10, with 2 keys, 3 switch positions I-O<II, left latching, right momentary contact type, actuating angle 2x45Â°, 10:30h/12h/13:30h, key removal O+I, Z=50-unit packaging | - | 0 | 0
3SU1050-5LN51-0AA0-Z | Y10 | 3SU1050-5LN51-0AA0-ZY10 | 1 | UN | 1 | 10 | C | D | EAR99 | N | 85389099 | 1 |  | 0.147 | KG | 122.55 | 122.55 | CP20 | CP20 | key-operated switch CES, 22 mm, round, metal, shiny, Lock No. STGH10, with 2 keys, 3 switch positions I-O<II, left latching, right momentary contact type, actuating angle 2x45Â°, 10:30h/12h/13:30h, key removal O+I, with laser labeling, upper case and lower case, always upper case at beginning of line | - | 0 | 0
3SU1050-5LN51-0AA0-Z | Y11 | 3SU1050-5LN51-0AA0-ZY11 | 1 | UN | 1 | 10 | C | D | EAR99 | N | 85389099 | 1 |  | 0.147 | KG | 122.55 | 122.55 | CP20 | CP20 | key-operated switch CES, 22 mm, round, metal, shiny, Lock No. STGH10, with 2 keys, 3 switch positions I-O<II, left latching, right momentary contact type, actuating angle 2x45Â°, 10:30h/12h/13:30h, key removal O+I, with laser labeling, upper case | - | 0 | 0
3SU1050-5LN51-0AA0-Z | Y12 | 3SU1050-5LN51-0AA0-ZY12 | 1 | UN | 1 | 10 | C | D | EAR99 | N | 85389099 | 1 |  | 0.147 | KG | 122.55 | 122.55 | CP20 | CP20 | key-operated switch CES, 22 mm, round, metal, shiny, Lock No. STGH10, with 2 keys, 3 switch positions I-O<II, left latching, right momentary contact type, actuating angle 2x45Â°, 10:30h/12h/13:30h, key removal O+I, with laser labeling, lower case | - | 0 | 0
3SU1050-5LN51-0AA0-Z | Y15 | 3SU1050-5LN51-0AA0-ZY15 | 1 | UN | 1 | 10 | C | D | EAR99 | N | 85389099 | 1 |  | 0.147 | KG | 122.55 | 122.55 | CP20 | CP20 | key-operated switch CES, 22 mm, round, metal, shiny, Lock No. STGH10, with 2 keys, 3 switch positions I-O<II, left latching, right momentary contact type, actuating angle 2x45Â°, 10:30h/12h/13:30h, key removal O+I, with laser labeling, upper case and lower case, always upper case at the beginning of the word | - | 0 | 0
3SU1050-5LN51-0AA0-Z | Y19 | 3SU1050-5LN51-0AA0-ZY19 | 1 | UN | 1 | 10 | C | D | EAR99 | N | 85389099 | 1 |  | 0.147 | KG | 118.75 | 118.75 | CP20 | CP20 | Key-operated switch CES, 22 mm, round, metal, shiny, Lock No. STGH10, with 2 keys, 3 switch positions I-O<II, left latching, right momentary contact type, actuating angle 2x45Â°, 10:30h/12h/13:30h, key removal O+I, with laser labeling, inscription or symbol Customer-specific selection with SIRIUS ACT configurator (CIN) | - | 0 | 0
3SU1050-5PC01-0AA0 |  | 3SU1050-5PC01-0AA0 | 1 | UN | 1 | 5 | B | D | N | N | 85389099 | 1 | 4011209948433 | 0.01 | KG | 89.49 | 79.61 | CP20 | CP20 | Key-operated switch BKS, 22 mm, round, metal, shiny, lock number S1, with 2 keys, 2 switch positions O<I, momentary contact type, Actuating angle 45Â°, 10:30h/12h, Key removal O | Lista Papel 2020 SI | 0 | 0
3SU1050-5PC01-0AA0-Z | X90 | 3SU1050-5PC01-0AA0-ZX90 | 1 | UN | 1 | 5 | B | D | EAR99 | N | 85389099 | 50 |  | 0.147 | KG | 89.49 | 89.49 | CP20 | CP20 | Key-operated switch BKS, 22 mm, round, metal, shiny, lock number S1, with 2 keys, 2 switch positions O<I, momentary contact type, Actuating angle 45Â°, 10:30h/12h, key removal O, Z=50-unit packaging | - | 0 | 0
3SU1050-5PC01-0AA0-Z | Y01 | 3SU1050-5PC01-0AA0-ZY01 | 1 | UN | 1 | 25 | D | D | EAR99 | N | 85389099 | 1 |  | 0.147 | KG | 136.8 | 136.8 | CP20 | CP20 | Key-operated switch BKS, 22 mm, round, metal, shiny, special lock, with 2 keys, 2 switch positions O<I, momentary contact type, actuating angle 45Â°, 10:30h/12h, key removal O, Note: BKS locking systems E1 - E25 supplied without key | - | 0 | 0
3SU1050-5PC01-0AA0-Z | Y01Y19 | 3SU1050-5PC01-0AA0-ZY01Y19 | 1 | UN | 1 | 30 | D | D | N | N | 85389099 | 1 |  | 0.147 | KG | 137.75 | 137.75 | CP20 | CP20 | Key-operated switch BKS, 22 mm, round, metal, shiny, special lock, with 2 keys, 2 switch positions O<I, momentary contact type, actuating angle 45Â°, 10:30h/12h, key removal O, Note: For the BKS locking systems E1 - E25 supplied without key, customer-specific selection with SIRIUS ACT configurator (CIN) |  | 0 | 0
3SU1050-5PC01-0AA0-Z | Y10 | 3SU1050-5PC01-0AA0-ZY10 | 1 | UN | 1 | 10 | C | D | EAR99 | N | 85389099 | 1 |  | 0.147 | KG | 94.24 | 94.24 | CP20 | CP20 | Key-operated switch BKS, 22 mm, round, metal, shiny, lock number S1, with 2 keys, 2 switch positions O<I, momentary contact type, Actuating angle 45Â°, 10:30h/12h, key removal O, with laser labeling, upper case and lower case, always upper case at beginning of line | - | 0 | 0
3SU1050-5PC01-0AA0-Z | Y11 | 3SU1050-5PC01-0AA0-ZY11 | 1 | UN | 1 | 10 | C | D | EAR99 | N | 85389099 | 1 |  | 0.147 | KG | 94.24 | 94.24 | CP20 | CP20 | Key-operated switch BKS, 22 mm, round, metal, shiny, lock number S1, with 2 keys, 2 switch positions O<I, momentary contact type, Actuating angle 45Â°, 10:30h/12h, key removal O, with laser labeling, upper case | - | 0 | 0
3SU1050-5PC01-0AA0-Z | Y12 | 3SU1050-5PC01-0AA0-ZY12 | 1 | UN | 1 | 10 | C | D | EAR99 | N | 85389099 | 1 |  | 0.147 | KG | 94.24 | 94.24 | CP20 | CP20 | Key-operated switch BKS, 22 mm, round, metal, shiny, lock number S1, with 2 keys, 2 switch positions O<I, momentary contact type, Actuating angle 45Â°, 10:30h/12h, key removal O, with laser labeling, lower case | - | 0 | 0
3SU1050-5PC01-0AA0-Z | Y15 | 3SU1050-5PC01-0AA0-ZY15 | 1 | UN | 1 | 10 | C | D | EAR99 | N | 85389099 | 1 |  | 0.147 | KG | 94.24 | 94.24 | CP20 | CP20 | Key-operated switch BKS, 22 mm, round, metal, shiny, lock number S1, with 2 keys, 2 switch positions O<I, momentary contact type, Actuating angle 45Â°, 10:30h/12h, key removal O, with laser labeling, upper case and lower case, always upper case at the beginning of the word | - | 0 | 0
3SU1050-5PC01-0AA0-Z | Y19 | 3SU1050-5PC01-0AA0-ZY19 | 1 | UN | 1 | 10 | C | D | EAR99 | N | 85389099 | 1 |  | 0.147 | KG | 90.44 | 90.44 | CP20 | CP20 | Key-operated switch BKS, 22 mm, round, metal, shiny, lock number S1, with 2 keys, 2 switch positions O<I, momentary contact type, Actuating angle 45Â°, 10:30h/12h, key removal O, with laser labeling, inscription or symbol Customer-specific selection with SIRIUS ACT configurator (CIN) | - | 0 | 0
3SU1050-5PF01-0AA0 |  | 3SU1050-5PF01-0AA0 | 1 | UN | 1 | 5 | B | D | N | N | 85389099 | 1 | 4011209948440 | 0.01 | KG | 89.49 | 79.61 | CP20 | CP20 | Key-operated switch BKS, 22 mm, round, metal, shiny, lock number S1, with 2 keys, 2 switch positions O-I, latching, actuating angle 90Â°, 10:30h/13:30h, Key removal O | Lista Papel 2020 SI | 0 | 0
3SU1050-5PF01-0AA0-Z | X90 | 3SU1050-5PF01-0AA0-ZX90 | 1 | UN | 1 | 5 | B | D | N | N | 85389099 | 50 | 4047621021577 | 0.147 | KG | 89.49 | 89.49 | CP20 | CP20 | Key-operated switch BKS, 22 mm, round, metal, shiny, lock number S1, with 2 keys, 2 switch positions O-I, latching, actuating angle 90Â°, 10:30h/13:30h, key removal O, Z=50-unit packaging | - | 0 | 0
3SU1050-5PF01-0AA0-Z | Y01 | 3SU1050-5PF01-0AA0-ZY01 | 1 | UN | 1 | 25 | D | D | EAR99 | N | 85389099 | 1 |  | 0.147 | KG | 136.8 | 136.8 | CP20 | CP20 | Key-operated switch BKS, 22 mm, round, metal, shiny, special lock, with 2 keys, 2 switch positions O-I, latching, actuating angle 90Â°, 10:30h/13:30h, key removal O, Note: BKS locking systems E1 - E25 supplied without key | - | 0 | 0
3SU1050-5PF01-0AA0-Z | Y01Y19 | 3SU1050-5PF01-0AA0-ZY01Y19 | 1 | UN | 1 | 30 | D | D | N | N | 85389099 | 1 |  | 0.147 | KG | 137.75 | 137.75 | CP20 | CP20 | Key-operated switch BKS, 22 mm, round, metal, shiny, special lock, with 2 keys, 2 switch positions O-I, latching, actuating angle 90Â°, 10:30h/13:30h, key removal O, Note: For the BKS locking systems E1 - E25 supplied without key, customer-specific selection with SIRIUS ACT configurator (CIN) |  | 0 | 0
3SU1050-5PF01-0AA0-Z | Y10 | 3SU1050-5PF01-0AA0-ZY10 | 1 | UN | 1 | 10 | C | D | EAR99 | N | 85389099 | 1 |  | 0.147 | KG | 94.24 | 94.24 | CP20 | CP20 | Key-operated switch BKS, 22 mm, round, metal, shiny, lock number S1, with 2 keys, 2 switch positions O-I, latching, actuating angle 90Â°, 10:30h/13:30h, key removal O, with laser labeling, upper case and lower case, always upper case at beginning of line | - | 0 | 0
3SU1050-5PF01-0AA0-Z | Y11 | 3SU1050-5PF01-0AA0-ZY11 | 1 | UN | 1 | 10 | C | D | EAR99 | N | 85389099 | 1 |  | 0.147 | KG | 94.24 | 94.24 | CP20 | CP20 | Key-operated switch BKS, 22 mm, round, metal, shiny, lock number S1, with 2 keys, 2 switch positions O-I, latching, actuating angle 90Â°, 10:30h/13:30h, key removal O, with laser labeling, upper case | - | 0 | 0
3SU1050-5PF01-0AA0-Z | Y12 | 3SU1050-5PF01-0AA0-ZY12 | 1 | UN | 1 | 10 | C | D | EAR99 | N | 85389099 | 1 |  | 0.147 | KG | 94.24 | 94.24 | CP20 | CP20 | Key-operated switch BKS, 22 mm, round, metal, shiny, lock number S1, with 2 keys, 2 switch positions O-I, latching, actuating angle 90Â°, 10:30h/13:30h, key removal O, with laser labeling, lower case | - | 0 | 0
3SU1050-5PF01-0AA0-Z | Y15 | 3SU1050-5PF01-0AA0-ZY15 | 1 | UN | 1 | 10 | C | D | EAR99 | N | 85389099 | 1 |  | 0.147 | KG | 94.24 | 94.24 | CP20 | CP20 | Key-operated switch BKS, 22 mm, round, metal, shiny, lock number S1, with 2 keys, 2 switch positions O-I, latching, actuating angle 90Â°, 10:30h/13:30h, key removal O, with laser labeling, upper case and lower case, always upper case at the beginning of the word | - | 0 | 0
3SU1050-5PF01-0AA0-Z | Y19 | 3SU1050-5PF01-0AA0-ZY19 | 1 | UN | 1 | 10 | C | D | EAR99 | N | 85389099 | 1 |  | 0.147 | KG | 90.44 | 90.44 | CP20 | CP20 | Key-operated switch BKS, 22 mm, round, metal, shiny, lock number S1, with 2 keys, 2 switch positions O-I, latching, actuating angle 90Â°, 10:30h/13:30h, key removal O, with laser labeling, inscription or symbol Customer-specific selection with SIRIUS ACT configurator (CIN) | - | 0 | 0
3SU1050-5PF11-0AA0 |  | 3SU1050-5PF11-0AA0 | 1 | UN | 1 | 5 | B | D | N | N | 85389099 | 1 | 4011209948457 | 0.01 | KG | 89.49 | 79.61 | CP20 | CP20 | Key-operated switch BKS, 22 mm, round, metal, shiny, lock number S1, with 2 keys, 2 switch positions O-I, latching, actuating angle 90Â°, 10:30h/13:30h, Key removal O+I | Lista Papel 2020 SI | 0 | 0
3SU1050-5PF11-0AA0-Z | X90 | 3SU1050-5PF11-0AA0-ZX90 | 1 | UN | 1 | 5 | B | D | N | N | 85389099 | 50 | 4047621063331 | 0.152 | KG | 89.49 | 89.49 | CP20 | CP20 | Key-operated switch BKS, 22 mm, round, metal, shiny, lock number S1, with 2 keys, 2 switch positions O-I, latching, actuating angle 90Â°, 10:30h/13:30h, key removal O+I, Z=50-unit packaging | - | 0 | 0
3SU1050-5PF11-0AA0-Z | Y01 | 3SU1050-5PF11-0AA0-ZY01 | 1 | UN | 1 | 25 | D | D | EAR99 | N | 85389099 | 1 |  | 0.147 | KG | 136.8 | 136.8 | CP20 | CP20 | Key-operated switch BKS, 22 mm, round, metal, shiny, special lock, with 2 keys, 2 switch positions O-I, latching, actuating angle 90Â°, 10:30h/13:30h, key removal O+I, Note: BKS locking systems E1 - E25 supplied without key | - | 0 | 0
3SU1050-5PF11-0AA0-Z | Y01Y19 | 3SU1050-5PF11-0AA0-ZY01Y19 | 1 | UN | 1 | 30 | D | D | N | N | 85389099 | 1 |  | 0.147 | KG | 137.75 | 137.75 | CP20 | CP20 | Key-operated switch BKS, 22 mm, round, metal, shiny, special lock, with 2 keys, 2 switch positions O-I, latching, actuating angle 90Â°, 10:30h/13:30h, key removal O+I, Note: For the BKS locking systems E1 - E25 supplied without key, customer-specific selection with SIRIUS ACT configurator (CIN) |  | 0 | 0
3SU1050-5PF11-0AA0-Z | Y10 | 3SU1050-5PF11-0AA0-ZY10 | 1 | UN | 1 | 10 | C | D | EAR99 | N | 85389099 | 1 |  | 0.147 | KG | 94.24 | 94.24 | CP20 | CP20 | Key-operated switch BKS, 22 mm, round, metal, shiny, lock number S1, with 2 keys, 2 switch positions O-I, latching, actuating angle 90Â°, 10:30h/13:30h, key removal O+I, with laser labeling, upper case and lower case, always upper case at beginning of line | - | 0 | 0
3SU1050-5PF11-0AA0-Z | Y11 | 3SU1050-5PF11-0AA0-ZY11 | 1 | UN | 1 | 10 | C | D | EAR99 | N | 85389099 | 1 |  | 0.147 | KG | 94.24 | 94.24 | CP20 | CP20 | Key-operated switch BKS, 22 mm, round, metal, shiny, lock number S1, with 2 keys, 2 switch positions O-I, latching, actuating angle 90Â°, 10:30h/13:30h, key removal O+I, with laser labeling, upper case | - | 0 | 0
3SU1050-5PF11-0AA0-Z | Y12 | 3SU1050-5PF11-0AA0-ZY12 | 1 | UN | 1 | 10 | C | D | EAR99 | N | 85389099 | 1 |  | 0.147 | KG | 94.24 | 94.24 | CP20 | CP20 | Key-operated switch BKS, 22 mm, round, metal, shiny, lock number S1, with 2 keys, 2 switch positions O-I, latching, actuating angle 90Â°, 10:30h/13:30h, key removal O+I, with laser labeling, lower case | - | 0 | 0
3SU1050-5PF11-0AA0-Z | Y15 | 3SU1050-5PF11-0AA0-ZY15 | 1 | UN | 1 | 10 | C | D | EAR99 | N | 85389099 | 1 |  | 0.147 | KG | 94.24 | 94.24 | CP20 | CP20 | Key-operated switch BKS, 22 mm, round, metal, shiny, lock number S1, with 2 keys, 2 switch positions O-I, latching, actuating angle 90Â°, 10:30h/13:30h, key removal O+I, with laser labeling, upper case and lower case, always upper case at the beginning of the word | - | 0 | 0
3SU1050-5PF11-0AA0-Z | Y19 | 3SU1050-5PF11-0AA0-ZY19 | 1 | UN | 1 | 10 | C | D | EAR99 | N | 85389099 | 1 |  | 0.147 | KG | 90.44 | 90.44 | CP20 | CP20 | Key-operated switch BKS, 22 mm, round, metal, shiny, lock number S1, with 2 keys, 2 switch positions O-I, latching, actuating angle 90Â°, 10:30h/13:30h, key removal O+I, with laser labeling, inscription or symbol Customer-specific selection with SIRIUS ACT configurator (CIN) | - | 0 | 0
3SU1050-5PF21-0AA0 |  | 3SU1050-5PF21-0AA0 | 1 | UN | 1 | 5 | B | D | N | N | 85389099 | 1 | 4011209948464 | 0.01 | KG | 89.49 | 79.61 | CP20 | CP20 | Key-operated switch BKS, 22 mm, round, metal, shiny, lock number S1, with 2 keys, 2 switch positions O-I, latching, actuating angle 90Â°, 10:30h/13:30h, Key removal I | Lista Papel 2020 SI | 0 | 0
3SU1050-5PF21-0AA0-Z | X90 | 3SU1050-5PF21-0AA0-ZX90 | 1 | UN | 1 | 5 | B | D | EAR99 | N | 85389099 | 50 |  | 0.147 | KG | 89.49 | 89.49 | CP20 | CP20 | Key-operated switch BKS, 22 mm, round, metal, shiny, lock number S1, with 2 keys, 2 switch positions O-I, latching, actuating angle 90Â°, 10:30h/13:30h, key removal I, Z=50-unit packaging | - | 0 | 0
3SU1050-5PF21-0AA0-Z | Y01 | 3SU1050-5PF21-0AA0-ZY01 | 1 | UN | 1 | 25 | D | D | EAR99 | N | 85389099 | 1 |  | 0.147 | KG | 136.8 | 136.8 | CP20 | CP20 | Key-operated switch BKS, 22 mm, round, metal, shiny, special lock, with 2 keys, 2 switch positions O-I, latching, actuating angle 90Â°, 10:30h/13:30h, key removal I, Note: BKS locking systems E1 - E25 supplied without key | - | 0 | 0
3SU1050-5PF21-0AA0-Z | Y01Y19 | 3SU1050-5PF21-0AA0-ZY01Y19 | 1 | UN | 1 | 30 | D | D | N | N | 85389099 | 1 |  | 0.147 | KG | 137.75 | 137.75 | CP20 | CP20 | Key-operated switch BKS, 22 mm, round, metal, shiny, special lock, with 2 keys, 2 switch positions O-I, latching, actuating angle 90Â°, 10:30h/13:30h, key removal I, Note: For the BKS locking systems E1 - E25 supplied without key, customer-specific selection with SIRIUS ACT configurator (CIN) |  | 0 | 0
3SU1050-5PF21-0AA0-Z | Y10 | 3SU1050-5PF21-0AA0-ZY10 | 1 | UN | 1 | 10 | C | D | EAR99 | N | 85389099 | 1 |  | 0.147 | KG | 94.24 | 94.24 | CP20 | CP20 | Key-operated switch BKS, 22 mm, round, metal, shiny, lock number S1, with 2 keys, 2 switch positions O-I, latching, actuating angle 90Â°, 10:30h/13:30h, key removal I, with laser labeling, upper case and lower case, always upper case at beginning of line | - | 0 | 0
3SU1050-5PF21-0AA0-Z | Y11 | 3SU1050-5PF21-0AA0-ZY11 | 1 | UN | 1 | 10 | C | D | EAR99 | N | 85389099 | 1 |  | 0.147 | KG | 94.24 | 94.24 | CP20 | CP20 | Key-operated switch BKS, 22 mm, round, metal, shiny, lock number S1, with 2 keys, 2 switch positions O-I, latching, actuating angle 90Â°, 10:30h/13:30h, key removal I, with laser labeling, upper case | - | 0 | 0
3SU1050-5PF21-0AA0-Z | Y12 | 3SU1050-5PF21-0AA0-ZY12 | 1 | UN | 1 | 10 | C | D | EAR99 | N | 85389099 | 1 |  | 0.147 | KG | 94.24 | 94.24 | CP20 | CP20 | Key-operated switch BKS, 22 mm, round, metal, shiny, lock number S1, with 2 keys, 2 switch positions O-I, latching, actuating angle 90Â°, 10:30h/13:30h, key removal I, with laser labeling, lower case | - | 0 | 0
3SU1050-5PF21-0AA0-Z | Y15 | 3SU1050-5PF21-0AA0-ZY15 | 1 | UN | 1 | 10 | C | D | EAR99 | N | 85389099 | 1 |  | 0.147 | KG | 94.24 | 94.24 | CP20 | CP20 | Key-operated switch BKS, 22 mm, round, metal, shiny, lock number S1, with 2 keys, 2 switch positions O-I, latching, actuating angle 90Â°, 10:30h/13:30h, key removal I, with laser labeling, upper case and lower case, always upper case at the beginning of the word | - | 0 | 0
3SU1050-5PF21-0AA0-Z | Y19 | 3SU1050-5PF21-0AA0-ZY19 | 1 | UN | 1 | 10 | C | D | EAR99 | N | 85389099 | 1 |  | 0.147 | KG | 90.44 | 90.44 | CP20 | CP20 | Key-operated switch BKS, 22 mm, round, metal, shiny, lock number S1, with 2 keys, 2 switch positions O-I, latching, actuating angle 90Â°, 10:30h/13:30h, key removal I, with laser labeling, inscription or symbol Customer-specific selection with SIRIUS ACT configurator (CIN) | - | 0 | 0
3SU1050-5PL01-0AA0 |  | 3SU1050-5PL01-0AA0 | 1 | UN | 1 | 5 | B | D | N | N | 85389099 | 1 | 4011209948471 | 0.01 | KG | 85.6 | 75.81 | CP20 | CP20 | Key-operated switch BKS, 22 mm, round, metal, shiny, lock number S1, with 2 keys, 3 switch positions I-O-II, latching, actuating angle 2x45Â°, 10:30h/12h/13:30h, Key removal O | Lista Papel 2020 SI | 0 | 0
3SU1050-5PL01-0AA0-Z | X90 | 3SU1050-5PL01-0AA0-ZX90 | 1 | UN | 1 | 5 | B | D | EAR99 | N | 85389099 | 50 |  | 0.147 | KG | 85.6 | 85.6 | CP20 | CP20 | Key-operated switch BKS, 22 mm, round, metal, shiny, lock number S1, with 2 keys, 3 switch positions I-O-II, latching, actuating angle 2x45Â°, 10:30h/12h/13:30h, key removal O, Z=50-unit packaging | - | 0 | 0
3SU1050-5PL01-0AA0-Z | Y01 | 3SU1050-5PL01-0AA0-ZY01 | 1 | UN | 1 | 25 | D | D | EAR99 | N | 85389099 | 1 |  | 0.147 | KG | 133 | 133 | CP20 | CP20 | Key-operated switch BKS, 22 mm, round, metal, shiny, special lock, with 2 keys, 3 switch positions I-O-II, latching, actuating angle 2x45Â°, 10:30h/12h/13:30h, key removal O, Note: BKS locking systems E1 - E25 supplied without key | - | 0 | 0
3SU1050-5PL01-0AA0-Z | Y01Y19 | 3SU1050-5PL01-0AA0-ZY01Y19 | 1 | UN | 1 | 30 | D | D | N | N | 85389099 | 1 |  | 0.147 | KG | 133.95 | 133.95 | CP20 | CP20 | Key-operated switch BKS, 22 mm, round, metal, shiny, special lock, with 2 keys, 3 switch positions I-O-II, latching, actuating angle 2x45Â°, 10:30h/12h/13:30h, key removal O, Note: For the BKS locking systems E1 - E25 supplied without key, customer-specific selection with SIRIUS ACT configurator (CIN) |  | 0 | 0
3SU1050-5PL01-0AA0-Z | Y10 | 3SU1050-5PL01-0AA0-ZY10 | 1 | UN | 1 | 10 | C | D | EAR99 | N | 85389099 | 1 |  | 0.147 | KG | 90.35 | 90.35 | CP20 | CP20 | Key-operated switch BKS, 22 mm, round, metal, shiny, lock number S1, with 2 keys, 3 switch positions I-O-II, latching, actuating angle 2x45Â°, 10:30h/12h/13:30h, key removal O, with laser labeling, upper case and lower case, always upper case at beginning of line | - | 0 | 0
3SU1050-5PL01-0AA0-Z | Y11 | 3SU1050-5PL01-0AA0-ZY11 | 1 | UN | 1 | 10 | C | D | EAR99 | N | 85389099 | 1 |  | 0.147 | KG | 90.35 | 90.35 | CP20 | CP20 | Key-operated switch BKS, 22 mm, round, metal, shiny, lock number S1, with 2 keys, 3 switch positions I-O-II, latching, actuating angle 2x45Â°, 10:30h/12h/13:30h, key removal O, with laser labeling, upper case | - | 0 | 0
3SU1050-5PL01-0AA0-Z | Y12 | 3SU1050-5PL01-0AA0-ZY12 | 1 | UN | 1 | 10 | C | D | EAR99 | N | 85389099 | 1 |  | 0.147 | KG | 90.35 | 90.35 | CP20 | CP20 | Key-operated switch BKS, 22 mm, round, metal, shiny, lock number S1, with 2 keys, 3 switch positions I-O-II, latching, actuating angle 2x45Â°, 10:30h/12h/13:30h, key removal O, with laser labeling, lower case | - | 0 | 0
3SU1050-5PL01-0AA0-Z | Y15 | 3SU1050-5PL01-0AA0-ZY15 | 1 | UN | 1 | 10 | C | D | EAR99 | N | 85389099 | 1 |  | 0.147 | KG | 90.35 | 90.35 | CP20 | CP20 | Key-operated switch BKS, 22 mm, round, metal, shiny, lock number S1, with 2 keys, 3 switch positions I-O-II, latching, actuating angle 2x45Â°, 10:30h/12h/13:30h, key removal O, with laser labeling, upper case and lower case, always upper case at the beginning of the word | - | 0 | 0
3SU1050-5PL01-0AA0-Z | Y19 | 3SU1050-5PL01-0AA0-ZY19 | 1 | UN | 1 | 10 | C | D | EAR99 | N | 85389099 | 1 |  | 0.147 | KG | 86.55 | 86.55 | CP20 | CP20 | Key-operated switch BKS, 22 mm, round, metal, shiny, lock number S1, with 2 keys, 3 switch positions I-O-II, latching, actuating angle 2x45Â°, 10:30h/12h/13:30h, key removal O, with laser labeling, inscription or symbol Customer-specific selection with SIRIUS ACT configurator (CIN) | - | 0 | 0
3SU1050-5PL11-0AA0 |  | 3SU1050-5PL11-0AA0 | 1 | UN | 1 | 5 | B | D | N | N | 85389099 | 1 | 4011209948488 | 0.01 | KG | 85.6 | 75.81 | CP20 | CP20 | Key-operated switch BKS, 22 mm, round, metal, shiny, lock number S1, with 2 keys, 3 switch positions I-O-II, latching, actuating angle 2x45Â°, 10:30h/12h/13:30h, Key removal I+O+II | Lista Papel 2020 SI | 0 | 0
3SU1050-5PL11-0AA0-Z | X90 | 3SU1050-5PL11-0AA0-ZX90 | 1 | UN | 1 | 5 | B | D | EAR99 | N | 85389099 | 50 |  | 0.147 | KG | 85.6 | 85.6 | CP20 | CP20 | Key-operated switch BKS, 22 mm, round, metal, shiny, lock number S1, with 2 keys, 3 switch positions I-O-II, latching, actuating angle 2x45Â°, 10:30h/12h/13:30h, Key removal I+O+II, Z=50-unit packaging | - | 0 | 0
3SU1050-5PL11-0AA0-Z | Y01 | 3SU1050-5PL11-0AA0-ZY01 | 1 | UN | 1 | 25 | D | D | EAR99 | N | 85389099 | 1 |  | 0.147 | KG | 133 | 133 | CP20 | CP20 | Key-operated switch BKS, 22 mm, round, metal, shiny, special lock, with 2 keys, 3 switch positions I-O-II, latching, actuating angle 2x45Â°, 10:30h/12h/13:30h, key removal I+O+II, Note: BKS locking systems E1 - E25 supplied without key | - | 0 | 0
3SU1050-5PL11-0AA0-Z | Y01Y19 | 3SU1050-5PL11-0AA0-ZY01Y19 | 1 | UN | 1 | 30 | D | D | N | N | 85389099 | 1 |  | 0.147 | KG | 133.95 | 133.95 | CP20 | CP20 | Key-operated switch BKS, 22 mm, round, metal, shiny, special lock, with 2 keys, 3 switch positions I-O-II, latching, actuating angle 2x45Â°, 10:30h/12h/13:30h, key removal I+O+II, Note: For the BKS locking systems E1 - E25 supplied without key, customer-specific selection with SIRIUS ACT configurator (CIN) |  | 0 | 0
3SU1050-5PL11-0AA0-Z | Y10 | 3SU1050-5PL11-0AA0-ZY10 | 1 | UN | 1 | 10 | C | D | EAR99 | N | 85389099 | 1 |  | 0.147 | KG | 90.35 | 90.35 | CP20 | CP20 | Key-operated switch BKS, 22 mm, round, metal, shiny, lock number S1, with 2 keys, 3 switch positions I-O-II, latching, actuating angle 2x45Â°, 10:30h/12h/13:30h, Key removal I+O+II, with laser labeling, upper case and lower case, always upper case at beginning of line | - | 0 | 0
3SU1050-5PL11-0AA0-Z | Y11 | 3SU1050-5PL11-0AA0-ZY11 | 1 | UN | 1 | 10 | C | D | EAR99 | N | 85389099 | 1 |  | 0.147 | KG | 90.35 | 90.35 | CP20 | CP20 | Key-operated switch BKS, 22 mm, round, metal, shiny, lock number S1, with 2 keys, 3 switch positions I-O-II, latching, actuating angle 2x45Â°, 10:30h/12h/13:30h, Key removal I+O+II, with laser labeling, upper case | - | 0 | 0
3SU1050-5PL11-0AA0-Z | Y12 | 3SU1050-5PL11-0AA0-ZY12 | 1 | UN | 1 | 10 | C | D | EAR99 | N | 85389099 | 1 |  | 0.147 | KG | 90.35 | 90.35 | CP20 | CP20 | Key-operated switch BKS, 22 mm, round, metal, shiny, lock number S1, with 2 keys, 3 switch positions I-O-II, latching, actuating angle 2x45Â°, 10:30h/12h/13:30h, Key removal I+O+II, with laser labeling, lower case | - | 0 | 0
3SU1050-5PL11-0AA0-Z | Y15 | 3SU1050-5PL11-0AA0-ZY15 | 1 | UN | 1 | 10 | C | D | EAR99 | N | 85389099 | 1 |  | 0.147 | KG | 90.35 | 90.35 | CP20 | CP20 | Key-operated switch BKS, 22 mm, round, metal, shiny, lock number S1, with 2 keys, 3 switch positions I-O-II, latching, actuating angle 2x45Â°, 10:30h/12h/13:30h, Key removal I+O+II, with laser labeling, upper case and lower case, always upper case at the beginning of the word | - | 0 | 0
3SU1050-5PL11-0AA0-Z | Y19 | 3SU1050-5PL11-0AA0-ZY19 | 1 | UN | 1 | 10 | C | D | EAR99 | N | 85389099 | 1 |  | 0.147 | KG | 86.55 | 86.55 | CP20 | CP20 | Key-operated switch BKS, 22 mm, round, metal, shiny, lock number S1, with 2 keys, 3 switch positions I-O-II, latching, actuating angle 2x45Â°, 10:30h/12h/13:30h, Key removal I+O+II, with laser labeling, inscription or symbol Customer-specific selection with SIRIUS ACT configurator (CIN) | - | 0 | 0
3SU1050-5PL21-0AA0 |  | 3SU1050-5PL21-0AA0 | 1 | UN | 1 | 5 | B | D | N | N | 85389099 | 1 | 4011209948495 | 0.155 | KG | 85.6 | 75.81 | CP20 | CP20 | Key-operated switch BKS, 22 mm, round, metal, shiny, lock number S1, with 2 keys, 3 switch positions I-O-II, latching, actuating angle 2x45Â°, 10:30h/12h/13:30h, Key removal I | Lista Papel 2020 SI | 0 | 0
3SU1050-5PL21-0AA0-Z | X90 | 3SU1050-5PL21-0AA0-ZX90 | 1 | UN | 1 | 5 | B | D | EAR99 | N | 85389099 | 50 |  | 0.147 | KG | 85.6 | 85.6 | CP20 | CP20 | Key-operated switch BKS, 22 mm, round, metal, shiny, lock number S1, with 2 keys, 3 switch positions I-O-II, latching, actuating angle 2x45Â°, 10:30h/12h/13:30h, key removal I, Z=50-unit packaging | - | 0 | 0
3SU1050-5PL21-0AA0-Z | Y01 | 3SU1050-5PL21-0AA0-ZY01 | 1 | UN | 1 | 25 | D | D | EAR99 | N | 85389099 | 1 |  | 0.147 | KG | 133 | 133 | CP20 | CP20 | Key-operated switch BKS, 22 mm, round, metal, shiny, special lock, with 2 keys, 3 switch positions I-O-II, latching, actuating angle 2x45Â°, 10:30h/12h/13:30h, key removal I, Note: BKS locking systems E1 - E25 supplied without key | - | 0 | 0
3SU1050-5PL21-0AA0-Z | Y01Y19 | 3SU1050-5PL21-0AA0-ZY01Y19 | 1 | UN | 1 | 30 | D | D | N | N | 85389099 | 1 |  | 0.147 | KG | 133.95 | 133.95 | CP20 | CP20 | Key-operated switch BKS, 22 mm, round, metal, shiny, special lock, with 2 keys, 3 switch positions I-O-II, latching, actuating angle 2x45Â°, 10:30h/12h/13:30h, key removal I, Note: For the BKS locking systems E1 - E25 supplied without key, customer-specific selection with SIRIUS ACT configurator (CIN) |  | 0 | 0
3SU1050-5PL21-0AA0-Z | Y10 | 3SU1050-5PL21-0AA0-ZY10 | 1 | UN | 1 | 10 | C | D | EAR99 | N | 85389099 | 1 |  | 0.147 | KG | 90.35 | 90.35 | CP20 | CP20 | Key-operated switch BKS, 22 mm, round, metal, shiny, lock number S1, with 2 keys, 3 switch positions I-O-II, latching, actuating angle 2x45Â°, 10:30h/12h/13:30h, key removal I, with laser labeling, upper case and lower case, always upper case at beginning of line | - | 0 | 0
3SU1050-5PL21-0AA0-Z | Y11 | 3SU1050-5PL21-0AA0-ZY11 | 1 | UN | 1 | 10 | C | D | EAR99 | N | 85389099 | 1 |  | 0.147 | KG | 90.35 | 90.35 | CP20 | CP20 | Key-operated switch BKS, 22 mm, round, metal, shiny, lock number S1, with 2 keys, 3 switch positions I-O-II, latching, actuating angle 2x45Â°, 10:30h/12h/13:30h, key removal I, with laser labeling, upper case | - | 0 | 0
3SU1050-5PL21-0AA0-Z | Y12 | 3SU1050-5PL21-0AA0-ZY12 | 1 | UN | 1 | 10 | C | D | EAR99 | N | 85389099 | 1 |  | 0.147 | KG | 90.35 | 90.35 | CP20 | CP20 | Key-operated switch BKS, 22 mm, round, metal, shiny, lock number S1, with 2 keys, 3 switch positions I-O-II, latching, actuating angle 2x45Â°, 10:30h/12h/13:30h, key removal I, with laser labeling, lower case | - | 0 | 0
3SU1050-5PL21-0AA0-Z | Y15 | 3SU1050-5PL21-0AA0-ZY15 | 1 | UN | 1 | 10 | C | D | EAR99 | N | 85389099 | 1 |  | 0.147 | KG | 90.35 | 90.35 | CP20 | CP20 | Key-operated switch BKS, 22 mm, round, metal, shiny, lock number S1, with 2 keys, 3 switch positions I-O-II, latching, actuating angle 2x45Â°, 10:30h/12h/13:30h, key removal I, with laser labeling, upper case and lower case, always upper case at the beginning of the word | - | 0 | 0
3SU1050-5PL21-0AA0-Z | Y19 | 3SU1050-5PL21-0AA0-ZY19 | 1 | UN | 1 | 10 | C | D | EAR99 | N | 85389099 | 1 |  | 0.147 | KG | 86.55 | 86.55 | CP20 | CP20 | Key-operated switch BKS, 22 mm, round, metal, shiny, lock number S1, with 2 keys, 3 switch positions I-O-II, latching, actuating angle 2x45Â°, 10:30h/12h/13:30h, key removal I, with laser labeling, inscription or symbol Customer-specific selection with SIRIUS ACT configurator (CIN) | - | 0 | 0
3SU1050-5PL41-0AA0 |  | 3SU1050-5PL41-0AA0 | 1 | UN | 1 | 5 | B | D | N | N | 85389099 | 1 | 4011209948501 | 0.153 | KG | 85.6 | 75.81 | CP20 | CP20 | Key-operated switch BKS, 22 mm, round, metal, shiny, lock number S1, with 2 keys, 3 switch positions I-O-II, latching, actuating angle 2x45Â°, 10:30h/12h/13:30h, Key removal I+II | Lista Papel 2020 SI | 0 | 0
3SU1050-5PL41-0AA0-Z | X90 | 3SU1050-5PL41-0AA0-ZX90 | 1 | UN | 1 | 5 | B | D | EAR99 | N | 85389099 | 50 |  | 0.147 | KG | 85.6 | 85.6 | CP20 | CP20 | Key-operated switch BKS, 22 mm, round, metal, shiny, lock number S1, with 2 keys, 3 switch positions I-O-II, latching, actuating angle 2x45Â°, 10:30h/12h/13:30h, Key removal I+II, Z=50-unit packaging | - | 0 | 0
3SU1050-5PL41-0AA0-Z | Y01 | 3SU1050-5PL41-0AA0-ZY01 | 1 | UN | 1 | 25 | D | D | EAR99 | N | 85389099 | 1 |  | 0.147 | KG | 133 | 133 | CP20 | CP20 | Key-operated switch BKS, 22 mm, round, metal, shiny, special lock, with 2 keys, 3 switch positions I-O-II, latching, actuating angle 2x45Â°, 10:30h/12h/13:30h, key removal I+II, Note: BKS locking systems E1 - E25 supplied without key | - | 0 | 0
3SU1050-5PL41-0AA0-Z | Y01Y19 | 3SU1050-5PL41-0AA0-ZY01Y19 | 1 | UN | 1 | 30 | D | D | N | N | 85389099 | 1 |  | 0.147 | KG | 133.95 | 133.95 | CP20 | CP20 | Key-operated switch BKS, 22 mm, round, metal, shiny, special lock, with 2 keys, 3 switch positions I-O-II, latching, actuating angle 2x45Â°, 10:30h/12h/13:30h, key removal I+II, Note: For the BKS locking systems E1 - E25 supplied without key, customer-specific selection with SIRIUS ACT configurator (CIN) |  | 0 | 0
3SU1050-5PL41-0AA0-Z | Y10 | 3SU1050-5PL41-0AA0-ZY10 | 1 | UN | 1 | 10 | C | D | EAR99 | N | 85389099 | 1 |  | 0.147 | KG | 90.35 | 90.35 | CP20 | CP20 | Key-operated switch BKS, 22 mm, round, metal, shiny, lock number S1, with 2 keys, 3 switch positions I-O-II, latching, actuating angle 2x45Â°, 10:30h/12h/13:30h, Key removal I+II, with laser labeling, upper case and lower case, always upper case at beginning of line | - | 0 | 0
3SU1050-5PL41-0AA0-Z | Y11 | 3SU1050-5PL41-0AA0-ZY11 | 1 | UN | 1 | 10 | C | D | EAR99 | N | 85389099 | 1 |  | 0.147 | KG | 90.35 | 90.35 | CP20 | CP20 | Key-operated switch BKS, 22 mm, round, metal, shiny, lock number S1, with 2 keys, 3 switch positions I-O-II, latching, actuating angle 2x45Â°, 10:30h/12h/13:30h, Key removal I+II, with laser labeling, upper case | - | 0 | 0
3SU1050-5PL41-0AA0-Z | Y12 | 3SU1050-5PL41-0AA0-ZY12 | 1 | UN | 1 | 10 | C | D | EAR99 | N | 85389099 | 1 |  | 0.147 | KG | 90.35 | 90.35 | CP20 | CP20 | Key-operated switch BKS, 22 mm, round, metal, shiny, lock number S1, with 2 keys, 3 switch positions I-O-II, latching, actuating angle 2x45Â°, 10:30h/12h/13:30h, Key removal I+II, with laser labeling, lower case | - | 0 | 0
3SU1050-5PL41-0AA0-Z | Y15 | 3SU1050-5PL41-0AA0-ZY15 | 1 | UN | 1 | 10 | C | D | EAR99 | N | 85389099 | 1 |  | 0.147 | KG | 90.35 | 90.35 | CP20 | CP20 | Key-operated switch BKS, 22 mm, round, metal, shiny, lock number S1, with 2 keys, 3 switch positions I-O-II, latching, actuating angle 2x45Â°, 10:30h/12h/13:30h, Key removal I+II, with laser labeling, upper case and lower case, always upper case at the beginning of the word | - | 0 | 0
3SU1050-5PL41-0AA0-Z | Y19 | 3SU1050-5PL41-0AA0-ZY19 | 1 | UN | 1 | 10 | C | D | EAR99 | N | 85389099 | 1 |  | 0.147 | KG | 86.55 | 86.55 | CP20 | CP20 | Key-operated switch BKS, 22 mm, round, metal, shiny, lock number S1, with 2 keys, 3 switch positions I-O-II, latching, actuating angle 2x45Â°, 10:30h/12h/13:30h, Key removal I+II, with laser labeling, inscription or symbol Customer-specific selection with SIRIUS ACT configurator (CIN) | - | 0 | 0
3SU1050-5PM01-0AA0 |  | 3SU1050-5PM01-0AA0 | 1 | UN | 1 | 5 | B | D | N | N | 85389099 | 1 | 4011209948518 | 0.01 | KG | 85.6 | 75.81 | CP20 | CP20 | Key-operated switch BKS, 22 mm, round, metal, shiny, lock number S1, with 2 keys, 3 switch positions I>O<II, momentary contact type, actuating angle 2x45Â°, 10:30h/12h/13:30h, Key removal O | Lista Papel 2020 SI | 0 | 0
3SU1050-5PM01-0AA0-Z | X90 | 3SU1050-5PM01-0AA0-ZX90 | 1 | UN | 1 | 5 | B | D | EAR99 | N | 85389099 | 50 |  | 0.147 | KG | 85.6 | 85.6 | CP20 | CP20 | Key-operated switch BKS, 22 mm, round, metal, shiny, lock number S1, with 2 keys, 3 switch positions I>O<II, momentary contact type, actuating angle 2x45Â°, 10:30h/12h/13:30h, key removal O, Z=50-unit packaging | - | 0 | 0
3SU1050-5PM01-0AA0-Z | Y01 | 3SU1050-5PM01-0AA0-ZY01 | 1 | UN | 1 | 25 | D | D | EAR99 | N | 85389099 | 1 |  | 0.147 | KG | 133 | 133 | CP20 | CP20 | Key-operated switch BKS, 22 mm, round, metal, shiny, special lock, with 2 keys, 3 switch positions I>O<II, momentary contact type, actuating angle 2x45Â°, 10:30h/12h/13:30h, key removal O, Note: BKS locking systems E1 - E25 supplied without key | - | 0 | 0
3SU1050-5PM01-0AA0-Z | Y01Y19 | 3SU1050-5PM01-0AA0-ZY01Y19 | 1 | UN | 1 | 30 | D | D | N | N | 85389099 | 1 |  | 0.147 | KG | 133.95 | 133.95 | CP20 | CP20 | Key-operated switch BKS, 22 mm, round, metal, shiny, special lock, with 2 keys, 3 switch positions I>O<II, momentary contact type, actuating angle 2x45Â°, 10:30h/12h/13:30h, key removal O, Note: For the BKS locking systems E1 - E25 supplied without key, customer-specific selection with SIRIUS ACT configurator (CIN) |  | 0 | 0
3SU1050-5PM01-0AA0-Z | Y10 | 3SU1050-5PM01-0AA0-ZY10 | 1 | UN | 1 | 10 | C | D | EAR99 | N | 85389099 | 1 |  | 0.147 | KG | 90.35 | 90.35 | CP20 | CP20 | Key-operated switch BKS, 22 mm, round, metal, shiny, lock number S1, with 2 keys, 3 switch positions I>O<II, momentary contact type, actuating angle 2x45Â°, 10:30h/12h/13:30h, key removal O, with laser labeling, upper case and lower case, always upper case at beginning of line | - | 0 | 0
3SU1050-5PM01-0AA0-Z | Y11 | 3SU1050-5PM01-0AA0-ZY11 | 1 | UN | 1 | 10 | C | D | EAR99 | N | 85389099 | 1 |  | 0.147 | KG | 90.35 | 90.35 | CP20 | CP20 | Key-operated switch BKS, 22 mm, round, metal, shiny, lock number S1, with 2 keys, 3 switch positions I>O<II, momentary contact type, actuating angle 2x45Â°, 10:30h/12h/13:30h, key removal O, with laser labeling, upper case | - | 0 | 0
3SU1050-5PM01-0AA0-Z | Y12 | 3SU1050-5PM01-0AA0-ZY12 | 1 | UN | 1 | 10 | C | D | EAR99 | N | 85389099 | 1 |  | 0.147 | KG | 90.35 | 90.35 | CP20 | CP20 | Key-operated switch BKS, 22 mm, round, metal, shiny, lock number S1, with 2 keys, 3 switch positions I>O<II, momentary contact type, actuating angle 2x45Â°, 10:30h/12h/13:30h, key removal O, with laser labeling, lower case | - | 0 | 0
3SU1050-5PM01-0AA0-Z | Y15 | 3SU1050-5PM01-0AA0-ZY15 | 1 | UN | 1 | 10 | C | D | EAR99 | N | 85389099 | 1 |  | 0.147 | KG | 90.35 | 90.35 | CP20 | CP20 | Key-operated switch BKS, 22 mm, round, metal, shiny, lock number S1, with 2 keys, 3 switch positions I>O<II, momentary contact type, actuating angle 2x45Â°, 10:30h/12h/13:30h, key removal O, with laser labeling, upper case and lower case, always upper case at the beginning of the word | - | 0 | 0
3SU1050-5PM01-0AA0-Z | Y19 | 3SU1050-5PM01-0AA0-ZY19 | 1 | UN | 1 | 10 | C | D | EAR99 | N | 85389099 | 1 |  | 0.147 | KG | 86.55 | 86.55 | CP20 | CP20 | Key-operated switch BKS, 22 mm, round, metal, shiny, lock number S1, with 2 keys, 3 switch positions I>O<II, momentary contact type, actuating angle 2x45Â°, 10:30h/12h/13:30h, key removal O, with laser labeling, inscription or symbol Customer-specific selection with SIRIUS ACT configurator (CIN) | - | 0 | 0
3SU1050-5PN01-0AA0 |  | 3SU1050-5PN01-0AA0 | 1 | UN | 1 | 5 | B | D | N | N | 85389099 | 1 | 4011209948525 | 0.154 | KG | 85.6 | 85.6 | CP20 | CP20 | Key-operated switch BKS, 22 mm, round, metal, shiny, lock number S1, with 2 keys, 3 switch positions I-O<II, left latching, right momentary contact type, actuating angle 2x45Â°, 10:30h/12h/13:30h, Key removal O | - | 0 | 0
3SU1050-5PN01-0AA0-Z | X90 | 3SU1050-5PN01-0AA0-ZX90 | 1 | UN | 1 | 5 | B | D | EAR99 | N | 85389099 | 50 |  | 0.147 | KG | 85.6 | 85.6 | CP20 | CP20 | Key-operated switch BKS, 22 mm, round, metal, shiny, lock number S1, with 2 keys, 3 switch positions I-O<II, left latching, right momentary contact type, actuating angle 2x45Â°, 10:30h/12h/13:30h, key removal O, Z=50-unit packaging | - | 0 | 0
3SU1050-5PN01-0AA0-Z | Y01 | 3SU1050-5PN01-0AA0-ZY01 | 1 | UN | 1 | 25 | D | D | EAR99 | N | 85389099 | 1 |  | 0.147 | KG | 133 | 133 | CP20 | CP20 | Key-operated switch BKS, 22 mm, round, metal, shiny, special lock, with 2 keys, 3 switch positions I-O<II, latching on the left, momentary contact type on the right, actuating angle 2x45Â°, 10:30h/12h/13:30h, key removal O, Note: BKS locking systems E1 - E25 supplied without key | - | 0 | 0
3SU1050-5PN01-0AA0-Z | Y01Y19 | 3SU1050-5PN01-0AA0-ZY01Y19 | 1 | UN | 1 | 30 | D | D | N | N | 85389099 | 1 |  | 0.147 | KG | 133.95 | 133.95 | CP20 | CP20 | Key-operated switch BKS, 22 mm, round, metal, shiny, special lock, with 2 keys, 3 switch positions I-O<II left latching, momentary contact type on the right, actuating angle 2x45Â°, 10:30h/12h/13:30h, key removal O, Note: For the BKS locking systems E1 - E25 supplied without key, customer-specific selection with SIRIUS ACT configurator (CIN) |  | 0 | 0
3SU1050-5PN01-0AA0-Z | Y10 | 3SU1050-5PN01-0AA0-ZY10 | 1 | UN | 1 | 10 | C | D | EAR99 | N | 85389099 | 1 |  | 0.147 | KG | 90.35 | 90.35 | CP20 | CP20 | Key-operated switch BKS, 22 mm, round, metal, shiny, lock number S1, with 2 keys, 3 switch positions I-O<II, left latching, right momentary contact type, actuating angle 2x45Â°, 10:30h/12h/13:30h, key removal O, with laser labeling, upper case and lower case, always upper case at beginning of line | - | 0 | 0
3SU1050-5PN01-0AA0-Z | Y11 | 3SU1050-5PN01-0AA0-ZY11 | 1 | UN | 1 | 10 | C | D | EAR99 | N | 85389099 | 1 |  | 0.147 | KG | 90.35 | 90.35 | CP20 | CP20 | Key-operated switch BKS, 22 mm, round, metal, shiny, lock number S1, with 2 keys, 3 switch positions I-O<II, left latching, right momentary contact type, actuating angle 2x45Â°, 10:30h/12h/13:30h, key removal O, with laser labeling, upper case | - | 0 | 0
3SU1050-5PN01-0AA0-Z | Y12 | 3SU1050-5PN01-0AA0-ZY12 | 1 | UN | 1 | 10 | C | D | EAR99 | N | 85389099 | 1 |  | 0.147 | KG | 90.35 | 90.35 | CP20 | CP20 | Key-operated switch BKS, 22 mm, round, metal, shiny, lock number S1, with 2 keys, 3 switch positions I-O<II, left latching, right momentary contact type, actuating angle 2x45Â°, 10:30h/12h/13:30h, key removal O, with laser labeling, lower case | - | 0 | 0
3SU1050-5PN01-0AA0-Z | Y15 | 3SU1050-5PN01-0AA0-ZY15 | 1 | UN | 1 | 10 | C | D | EAR99 | N | 85389099 | 1 |  | 0.147 | KG | 90.35 | 90.35 | CP20 | CP20 | Key-operated switch BKS, 22 mm, round, metal, shiny, lock number S1, with 2 keys, 3 switch positions I-O<II, left latching, right momentary contact type, actuating angle 2x45Â°, 10:30h/12h/13:30h, key removal O, with laser labeling, upper case and lower case, always upper case at the beginning of the word | - | 0 | 0
3SU1050-5PN01-0AA0-Z | Y19 | 3SU1050-5PN01-0AA0-ZY19 | 1 | UN | 1 | 10 | C | D | EAR99 | N | 85389099 | 1 |  | 0.147 | KG | 86.55 | 86.55 | CP20 | CP20 | Key-operated switch BKS, 22 mm, round, metal, shiny, lock number S1, with 2 keys, 3 switch positions I-O<II, left latching, right momentary contact type, actuating angle 2x45Â°, 10:30h/12h/13:30h, key removal O, with laser labeling, inscription or symbol Customer-specific selection with SIRIUS ACT configurator (CIN) | - | 0 | 0
3SU1050-5PN21-0AA0 |  | 3SU1050-5PN21-0AA0 | 1 | UN | 1 | 5 | B | D | N | N | 85389099 | 1 | 4011209948532 | 0.153 | KG | 85.6 | 85.6 | CP20 | CP20 | Key-operated switch BKS, 22 mm, round, metal, shiny, lock number S1, with 2 keys, 3 switch positions I-O<II, left latching, right momentary contact type, actuating angle 2x45Â°, 10:30h/12h/13:30h, Key removal I | - | 0 | 0
3SU1050-5PN21-0AA0-Z | X90 | 3SU1050-5PN21-0AA0-ZX90 | 1 | UN | 1 | 5 | B | D | EAR99 | N | 85389099 | 50 |  | 0.147 | KG | 85.6 | 85.6 | CP20 | CP20 | Key-operated switch BKS, 22 mm, round, metal, shiny, lock number S1, with 2 keys, 3 switch positions I-O<II, left latching, right momentary contact type, actuating angle 2x45Â°, 10:30h/12h/13:30h, key removal I, Z=50-unit packaging | - | 0 | 0
3SU1050-5PN21-0AA0-Z | Y01 | 3SU1050-5PN21-0AA0-ZY01 | 1 | UN | 1 | 25 | D | D | EAR99 | N | 85389099 | 1 |  | 0.147 | KG | 133 | 133 | CP20 | CP20 | Key-operated switch BKS, 22 mm, round, metal, shiny, special lock, with 2 keys, 3 switch positions I-O<II, latching on the left, momentary contact type on the right, actuating angle 2x45Â°, 10:30h/12h/13:30h, key removal I, Note: BKS locking systems E1 - E25 supplied without key | - | 0 | 0
3SU1050-5PN21-0AA0-Z | Y01Y19 | 3SU1050-5PN21-0AA0-ZY01Y19 | 1 | UN | 1 | 30 | D | D | N | N | 85389099 | 1 |  | 0.147 | KG | 133.95 | 133.95 | CP20 | CP20 | Key-operated switch BKS, 22 mm, round, metal, shiny, special lock, with 2 keys, 3 switch positions I-O<II left latching, momentary contact type on the right, actuating angle 2x45Â°, 10:30h/12h/13:30h, key removal I, Note: For the BKS locking systems E1 - E25 supplied without key, customer-specific selection with SIRIUS ACT configurator (CIN) |  | 0 | 0
3SU1050-5PN21-0AA0-Z | Y10 | 3SU1050-5PN21-0AA0-ZY10 | 1 | UN | 1 | 10 | C | D | EAR99 | N | 85389099 | 1 |  | 0.147 | KG | 90.35 | 90.35 | CP20 | CP20 | Key-operated switch BKS, 22 mm, round, metal, shiny, lock number S1, with 2 keys, 3 switch positions I-O<II, left latching, right momentary contact type, actuating angle 2x45Â°, 10:30h/12h/13:30h, key removal I, with laser labeling, upper case and lower case, always upper case at beginning of line | - | 0 | 0
3SU1050-5PN21-0AA0-Z | Y11 | 3SU1050-5PN21-0AA0-ZY11 | 1 | UN | 1 | 10 | C | D | EAR99 | N | 85389099 | 1 |  | 0.147 | KG | 90.35 | 90.35 | CP20 | CP20 | Key-operated switch BKS, 22 mm, round, metal, shiny, lock number S1, with 2 keys, 3 switch positions I-O<II, left latching, right momentary contact type, actuating angle 2x45Â°, 10:30h/12h/13:30h, key removal I, with laser labeling, upper case | - | 0 | 0
3SU1050-5PN21-0AA0-Z | Y12 | 3SU1050-5PN21-0AA0-ZY12 | 1 | UN | 1 | 10 | C | D | EAR99 | N | 85389099 | 1 |  | 0.147 | KG | 90.35 | 90.35 | CP20 | CP20 | Key-operated switch BKS, 22 mm, round, metal, shiny, lock number S1, with 2 keys, 3 switch positions I-O<II, left latching, right momentary contact type, actuating angle 2x45Â°, 10:30h/12h/13:30h, key removal I, with laser labeling, lower case | - | 0 | 0
3SU1050-5PN21-0AA0-Z | Y15 | 3SU1050-5PN21-0AA0-ZY15 | 1 | UN | 1 | 10 | C | D | EAR99 | N | 85389099 | 1 |  | 0.147 | KG | 90.35 | 90.35 | CP20 | CP20 | Key-operated switch BKS, 22 mm, round, metal, shiny, lock number S1, with 2 keys, 3 switch positions I-O<II, left latching, right momentary contact type, actuating angle 2x45Â°, 10:30h/12h/13:30h, key removal I, with laser labeling, upper case and lower case, always upper case at the beginning of the word | - | 0 | 0
3SU1050-5PN21-0AA0-Z | Y19 | 3SU1050-5PN21-0AA0-ZY19 | 1 | UN | 1 | 10 | C | D | EAR99 | N | 85389099 | 1 |  | 0.147 | KG | 86.55 | 86.55 | CP20 | CP20 | Key-operated switch BKS, 22 mm, round, metal, shiny, lock number S1, with 2 keys, 3 switch positions I-O<II, left latching, right momentary contact type, actuating angle 2x45Â°, 10:30h/12h/13:30h, key removal I, with laser labeling, inscription or symbol Customer-specific selection with SIRIUS ACT configurator (CIN) | - | 0 | 0
3SU1050-5PN51-0AA0 |  | 3SU1050-5PN51-0AA0 | 1 | UN | 1 | 5 | B | D | N | N | 85389099 | 1 | 4011209948549 | 0.01 | KG | 85.6 | 85.6 | CP20 | CP20 | Key-operated switch BKS, 22 mm, round, metal, shiny, lock number S1, with 2 keys, 3 switch positions I-O<II, left latching, right momentary contact type, actuating angle 2x45Â°, 10:30h/12h/13:30h, Key removal O+I | - | 0 | 0
3SU1050-5PN51-0AA0-Z | X90 | 3SU1050-5PN51-0AA0-ZX90 | 1 | UN | 1 | 5 | B | D | EAR99 | N | 85389099 | 50 |  | 0.147 | KG | 85.6 | 85.6 | CP20 | CP20 | Key-operated switch BKS, 22 mm, round, metal, shiny, lock number S1, with 2 keys, 3 switch positions I-O<II, left latching, right momentary contact type, actuating angle 2x45Â°, 10:30h/12h/13:30h, key removal O+I, Z=50-unit packaging | - | 0 | 0
3SU1050-5PN51-0AA0-Z | Y01 | 3SU1050-5PN51-0AA0-ZY01 | 1 | UN | 1 | 25 | D | D | EAR99 | N | 85389099 | 1 |  | 0.147 | KG | 133 | 133 | CP20 | CP20 | Key-operated switch BKS, 22 mm, round, metal, shiny, special lock, with 2 keys, 3 switch positions I-O<II, latching on the left, momentary contact type on the right, actuating angle 2x45Â°, 10:30h/12h/13:30h, key removal O+I, Note: BKS locking systems E1 - E25 supplied without key | - | 0 | 0
3SU1050-5PN51-0AA0-Z | Y01Y19 | 3SU1050-5PN51-0AA0-ZY01Y19 | 1 | UN | 1 | 30 | D | D | N | N | 85389099 | 1 |  | 0.147 | KG | 133.95 | 133.95 | CP20 | CP20 | Key-operated switch BKS, 22 mm, round, metal, shiny, special lock, with 2 keys, 3 switch positions I-O<II left latching, momentary contact type on the right, actuating angle 2x45Â°, 10:30h/12h/13:30h, key removal O+I, Note: For the BKS locking systems E1 - E25 supplied without key, customer-specific selection with SIRIUS ACT configurator (CIN) |  | 0 | 0
3SU1050-5PN51-0AA0-Z | Y10 | 3SU1050-5PN51-0AA0-ZY10 | 1 | UN | 1 | 10 | C | D | EAR99 | N | 85389099 | 1 |  | 0.147 | KG | 90.35 | 90.35 | CP20 | CP20 | Key-operated switch BKS, 22 mm, round, metal, shiny, lock number S1, with 2 keys, 3 switch positions I-O<II, left latching, right momentary contact type, actuating angle 2x45Â°, 10:30h/12h/13:30h, key removal O+I, with laser labeling, upper case and lower case, always upper case at beginning of line | - | 0 | 0
3SU1050-5PN51-0AA0-Z | Y11 | 3SU1050-5PN51-0AA0-ZY11 | 1 | UN | 1 | 10 | C | D | EAR99 | N | 85389099 | 1 |  | 0.147 | KG | 90.35 | 90.35 | CP20 | CP20 | Key-operated switch BKS, 22 mm, round, metal, shiny, lock number S1, with 2 keys, 3 switch positions I-O<II, left latching, right momentary contact type, actuating angle 2x45Â°, 10:30h/12h/13:30h, key removal O+I, with laser labeling, upper case | - | 0 | 0
3SU1050-5PN51-0AA0-Z | Y12 | 3SU1050-5PN51-0AA0-ZY12 | 1 | UN | 1 | 10 | C | D | EAR99 | N | 85389099 | 1 |  | 0.147 | KG | 90.35 | 90.35 | CP20 | CP20 | Key-operated switch BKS, 22 mm, round, metal, shiny, lock number S1, with 2 keys, 3 switch positions I-O<II, left latching, right momentary contact type, actuating angle 2x45Â°, 10:30h/12h/13:30h, key removal O+I, with laser labeling, lower case | - | 0 | 0
3SU1050-5PN51-0AA0-Z | Y15 | 3SU1050-5PN51-0AA0-ZY15 | 1 | UN | 1 | 10 | C | D | EAR99 | N | 85389099 | 1 |  | 0.147 | KG | 90.35 | 90.35 | CP20 | CP20 | Key-operated switch BKS, 22 mm, round, metal, shiny, lock number S1, with 2 keys, 3 switch positions I-O<II, left latching, right momentary contact type, actuating angle 2x45Â°, 10:30h/12h/13:30h, key removal O+I, with laser labeling, upper case and lower case, always upper case at the beginning of the word | - | 0 | 0
3SU1050-5PN51-0AA0-Z | Y19 | 3SU1050-5PN51-0AA0-ZY19 | 1 | UN | 1 | 10 | C | D | EAR99 | N | 85389099 | 1 |  | 0.147 | KG | 86.55 | 86.55 | CP20 | CP20 | Key-operated switch BKS, 22 mm, round, metal, shiny, lock number S1, with 2 keys, 3 switch positions I-O<II, left latching, right momentary contact type, actuating angle 2x45Â°, 10:30h/12h/13:30h, key removal O+I, with laser labeling, inscription or symbol Customer-specific selection with SIRIUS ACT configurator (CIN) | - | 0 | 0
3SU1050-5PP01-0AA0 |  | 3SU1050-5PP01-0AA0 | 1 | UN | 1 | 5 | B | D | N | N | 85389099 | 1 | 4011209948556 | 0.152 | KG | 85.6 | 85.6 | CP20 | CP20 | Key-operated switch BKS, 22 mm, round, metal, shiny, lock number S1, with 2 keys, 3 switch positions I>O<II, momentary contact on the left, latching on the right, actuating angle 2x45Â°, 10:30h/12h/13:30h, Key removal O | - | 0 | 0
3SU1050-5PP01-0AA0-Z | X90 | 3SU1050-5PP01-0AA0-ZX90 | 1 | UN | 1 | 5 | B | D | EAR99 | N | 85389099 | 50 |  | 0.147 | KG | 85.6 | 85.6 | CP20 | CP20 | Key-operated switch BKS, 22 mm, round, metal, shiny, lock number S1, with 2 keys, 3 switch positions I>O<II, momentary contact on the left, latching on the right, actuating angle 2x45Â°, 10:30h/12h/13:30h, key removal O, Z=50-unit packaging | - | 0 | 0
3SU1050-5PP01-0AA0-Z | Y01 | 3SU1050-5PP01-0AA0-ZY01 | 1 | UN | 1 | 25 | D | D | EAR99 | N | 85389099 | 1 |  | 0.147 | KG | 133 | 133 | CP20 | CP20 | Key-operated switch BKS, 22 mm, round, metal, shiny, special lock, with 2 keys, 3 switch positions I>O<II, momentary contact on the left, latching on the right, actuating angle 2x45Â°, 10:30h/12h/13:30h, key removal O, Note: BKS locking systems E1 - E25 supplied without key | - | 0 | 0
3SU1050-5PP01-0AA0-Z | Y01Y19 | 3SU1050-5PP01-0AA0-ZY01Y19 | 1 | UN | 1 | 30 | D | D | N | N | 85389099 | 1 |  | 0.147 | KG | 133.95 | 133.95 | CP20 | CP20 | Key-operated switch BKS, 22 mm, round, metal, shiny, special lock, with 2 keys, 3 switch positions I>O-II, momentary contact on the left, latching on the right, actuating angle 2x45Â°, 10:30h/12h/13:30h, key removal O, Note: For the BKS locking systems E1 - E25 supplied without key, customer-specific selection with SIRIUS ACT configurator (CIN) |  | 0 | 0
3SU1050-5PP01-0AA0-Z | Y10 | 3SU1050-5PP01-0AA0-ZY10 | 1 | UN | 1 | 10 | C | D | EAR99 | N | 85389099 | 1 |  | 0.147 | KG | 90.35 | 90.35 | CP20 | CP20 | Key-operated switch BKS, 22 mm, round, metal, shiny, lock number S1, with 2 keys, 3 switch positions I>O<II, momentary contact on the left, latching on the right, actuating angle 2x45Â°, 10:30h/12h/13:30h, key removal O, with laser labeling, upper case and lower case, always upper case at beginning of line | - | 0 | 0
3SU1050-5PP01-0AA0-Z | Y11 | 3SU1050-5PP01-0AA0-ZY11 | 1 | UN | 1 | 10 | C | D | EAR99 | N | 85389099 | 1 |  | 0.147 | KG | 90.35 | 90.35 | CP20 | CP20 | Key-operated switch BKS, 22 mm, round, metal, shiny, lock number S1, with 2 keys, 3 switch positions I>O<II, momentary contact on the left, latching on the right, actuating angle 2x45Â°, 10:30h/12h/13:30h, key removal O, with laser labeling, upper case | - | 0 | 0
3SU1050-5PP01-0AA0-Z | Y12 | 3SU1050-5PP01-0AA0-ZY12 | 1 | UN | 1 | 10 | C | D | EAR99 | N | 85389099 | 1 |  | 0.147 | KG | 90.35 | 90.35 | CP20 | CP20 | Key-operated switch BKS, 22 mm, round, metal, shiny, lock number S1, with 2 keys, 3 switch positions I>O<II, momentary contact on the left, latching on the right, actuating angle 2x45Â°, 10:30h/12h/13:30h, key removal O, with laser labeling, lower case | - | 0 | 0
3SU1050-5PP01-0AA0-Z | Y15 | 3SU1050-5PP01-0AA0-ZY15 | 1 | UN | 1 | 10 | C | D | EAR99 | N | 85389099 | 1 |  | 0.147 | KG | 90.35 | 90.35 | CP20 | CP20 | Key-operated switch BKS, 22 mm, round, metal, shiny, lock number S1, with 2 keys, 3 switch positions I>O<II, momentary contact on the left, latching on the right, actuating angle 2x45Â°, 10:30h/12h/13:30h, key removal O, with laser labeling, upper case and lower case, always upper case at the beginning of the word | - | 0 | 0
3SU1050-5PP01-0AA0-Z | Y19 | 3SU1050-5PP01-0AA0-ZY19 | 1 | UN | 1 | 10 | C | D | EAR99 | N | 85389099 | 1 |  | 0.147 | KG | 86.55 | 86.55 | CP20 | CP20 | Key-operated switch BKS, 22 mm, round, metal, shiny, lock number S1, with 2 keys, 3 switch positions I>O<II, momentary contact on the left, latching on the right, actuating angle 2x45Â°, 10:30h/12h/13:30h, key removal O, with laser labeling, inscription or symbol Customer-specific selection with SIRIUS ACT configurator (CIN) | - | 0 | 0
3SU1050-5QF01-0AA0 |  | 3SU1050-5QF01-0AA0 | 1 | UN | 1 | 5 | B | D | N | N | 85389099 | 1 | 4011209948563 | 0.01 | KG | 89.49 | 89.49 | CP20 | CP20 | Key-operated switch BKS, 22 mm, round, metal, shiny, Lock number E1 (VW), without key, 2 switch positions O-I, latching, actuating angle 90Â°, 10:30h/13:30h, Key removal O | - | 0 | 0
3SU1050-5QF01-0AA0-Z | X90 | 3SU1050-5QF01-0AA0-ZX90 | 1 | UN | 1 | 5 | B | D | EAR99 | N | 85389099 | 50 |  | 0.147 | KG | 89.49 | 89.49 | CP20 | CP20 | Key-operated switch BKS, 22 mm, round, metal, shiny, Lock number E1 (VW), without key, 2 switch positions O-I, latching, actuating angle 90Â°, 10:30h/13:30h, key removal O, Z=50-unit packaging | - | 0 | 0
3SU1050-5QF01-0AA0-Z | Y10 | 3SU1050-5QF01-0AA0-ZY10 | 1 | UN | 1 | 10 | C | D | EAR99 | N | 85389099 | 1 |  | 0.147 | KG | 94.24 | 94.24 | CP20 | CP20 | Key-operated switch BKS, 22 mm, round, metal, shiny, Lock number E1 (VW), without key, 2 switch positions O-I, latching, actuating angle 90Â°, 10:30h/13:30h, key removal O, with laser labeling, upper case and lower case, always upper case at beginning of line | - | 0 | 0
3SU1050-5QF01-0AA0-Z | Y11 | 3SU1050-5QF01-0AA0-ZY11 | 1 | UN | 1 | 10 | C | D | EAR99 | N | 85389099 | 1 |  | 0.147 | KG | 94.24 | 94.24 | CP20 | CP20 | Key-operated switch BKS, 22 mm, round, metal, shiny, Lock number E1 (VW), without key, 2 switch positions O-I, latching, actuating angle 90Â°, 10:30h/13:30h, key removal O, with laser labeling, upper case | - | 0 | 0
3SU1050-5QF01-0AA0-Z | Y12 | 3SU1050-5QF01-0AA0-ZY12 | 1 | UN | 1 | 10 | C | D | EAR99 | N | 85389099 | 1 |  | 0.147 | KG | 94.24 | 94.24 | CP20 | CP20 | Key-operated switch BKS, 22 mm, round, metal, shiny, Lock number E1 (VW), without key, 2 switch positions O-I, latching, actuating angle 90Â°, 10:30h/13:30h, key removal O, with laser labeling, lower case | - | 0 | 0
3SU1050-5QF01-0AA0-Z | Y15 | 3SU1050-5QF01-0AA0-ZY15 | 1 | UN | 1 | 10 | C | D | EAR99 | N | 85389099 | 1 |  | 0.147 | KG | 94.24 | 94.24 | CP20 | CP20 | Key-operated switch BKS, 22 mm, round, metal, shiny, Lock number E1 (VW), without key, 2 switch positions O-I, latching, actuating angle 90Â°, 10:30h/13:30h, key removal O, with laser labeling, upper case and lower case, always upper case at the beginning of the word | - | 0 | 0
3SU1050-5QF01-0AA0-Z | Y19 | 3SU1050-5QF01-0AA0-ZY19 | 1 | UN | 1 | 10 | C | D | EAR99 | N | 85389099 | 1 |  | 0.147 | KG | 90.44 | 90.44 | CP20 | CP20 | Key-operated switch BKS, 22 mm, round, metal, shiny, Lock number E1 (VW), without key, 2 switch positions O-I, latching, actuating angle 90Â°, 10:30h/13:30h, key removal O, with laser labeling, inscription or symbol Customer-specific selection with SIRIUS ACT configurator (CIN) | - | 0 | 0
3SU1050-5QF11-0AA0 |  | 3SU1050-5QF11-0AA0 | 1 | UN | 1 | 5 | B | D | N | N | 85389099 | 1 | 4011209948570 | 0.138 | KG | 89.49 | 89.49 | CP20 | CP20 | Key-operated switch BKS, 22 mm, round, metal, shiny, Lock number E1 (VW), without key, 2 switch positions O-I, latching, actuating angle 90Â°, 10:30h/13:30h, Key removal O+I | - | 0 | 0
3SU1050-5QF11-0AA0-Z | X90 | 3SU1050-5QF11-0AA0-ZX90 | 1 | UN | 1 | 5 | B | D | EAR99 | N | 85389099 | 50 |  | 0.147 | KG | 89.49 | 89.49 | CP20 | CP20 | Key-operated switch BKS, 22 mm, round, metal, shiny, Lock number E1 (VW), without key, 2 switch positions O-I, latching, actuating angle 90Â°, 10:30h/13:30h, key removal O+I, Z=50-unit packaging | - | 0 | 0
3SU1050-5QF11-0AA0-Z | Y10 | 3SU1050-5QF11-0AA0-ZY10 | 1 | UN | 1 | 10 | C | D | EAR99 | N | 85389099 | 1 |  | 0.147 | KG | 94.24 | 94.24 | CP20 | CP20 | Key-operated switch BKS, 22 mm, round, metal, shiny, Lock number E1 (VW), without key, 2 switch positions O-I, latching, actuating angle 90Â°, 10:30h/13:30h, key removal O+I, with laser labeling, upper case and lower case, always upper case at beginning of line | - | 0 | 0
3SU1050-5QF11-0AA0-Z | Y11 | 3SU1050-5QF11-0AA0-ZY11 | 1 | UN | 1 | 10 | C | D | EAR99 | N | 85389099 | 1 |  | 0.147 | KG | 94.24 | 94.24 | CP20 | CP20 | Key-operated switch BKS, 22 mm, round, metal, shiny, Lock number E1 (VW), without key, 2 switch positions O-I, latching, actuating angle 90Â°, 10:30h/13:30h, key removal O+I, with laser labeling, upper case | - | 0 | 0
3SU1050-5QF11-0AA0-Z | Y12 | 3SU1050-5QF11-0AA0-ZY12 | 1 | UN | 1 | 10 | C | D | EAR99 | N | 85389099 | 1 |  | 0.147 | KG | 94.24 | 94.24 | CP20 | CP20 | Key-operated switch BKS, 22 mm, round, metal, shiny, Lock number E1 (VW), without key, 2 switch positions O-I, latching, actuating angle 90Â°, 10:30h/13:30h, key removal O+I, with laser labeling, lower case | - | 0 | 0
3SU1050-5QF11-0AA0-Z | Y15 | 3SU1050-5QF11-0AA0-ZY15 | 1 | UN | 1 | 10 | C | D | EAR99 | N | 85389099 | 1 |  | 0.147 | KG | 94.24 | 94.24 | CP20 | CP20 | Key-operated switch BKS, 22 mm, round, metal, shiny, Lock number E1 (VW), without key, 2 switch positions O-I, latching, actuating angle 90Â°, 10:30h/13:30h, key removal O+I, with laser labeling, upper case and lower case, always upper case at the beginning of the word | - | 0 | 0
3SU1050-5QF11-0AA0-Z | Y19 | 3SU1050-5QF11-0AA0-ZY19 | 1 | UN | 1 | 10 | C | D | EAR99 | N | 85389099 | 1 |  | 0.147 | KG | 90.44 | 90.44 | CP20 | CP20 | Key-operated switch BKS, 22 mm, round, metal, shiny, Lock number E1 (VW), without key, 2 switch positions O-I, latching, actuating angle 90Â°, 10:30h/13:30h, key removal O+I, with laser labeling, inscription or symbol Customer-specific selection with SIRIUS ACT configurator (CIN) | - | 0 | 0
3SU1050-5RF01-0AA0 |  | 3SU1050-5RF01-0AA0 | 1 | UN | 1 | 3 | B | D | N | N | 85389099 | 1 | 4011209948587 | 0.01 | KG | 89.49 | 89.49 | CP20 | CP20 | Key-operated switch BKS, 22 mm, round, metal, shiny, Lock No. E2 (VW), without key, 2 switch positions O-I, latching, actuating angle 90Â°, 10:30h/13:30h, Key removal O | - | 0 | 0
3SU1050-5RF01-0AA0-Z | X90 | 3SU1050-5RF01-0AA0-ZX90 | 1 | UN | 1 | 5 | B | D | N | N | 85389099 | 50 | 4047621072869 | 0.143 | KG | 89.49 | 89.49 | CP20 | CP20 | Key-operated switch BKS, 22 mm, round, metal, shiny, Lock No. E2 (VW), without key, 2 switch positions O-I, latching, actuating angle 90Â°, 10:30h/13:30h, key removal O, Z=50-unit packaging | - | 0 | 0
3SU1050-5RF01-0AA0-Z | Y10 | 3SU1050-5RF01-0AA0-ZY10 | 1 | UN | 1 | 10 | C | D | EAR99 | N | 85389099 | 1 |  | 0.147 | KG | 94.24 | 94.24 | CP20 | CP20 | Key-operated switch BKS, 22 mm, round, metal, shiny, Lock No. E2 (VW), without key, 2 switch positions O-I, latching, actuating angle 90Â°, 10:30h/13:30h, key removal O, with laser labeling, upper case and lower case, always upper case at beginning of line | - | 0 | 0
3SU1050-5RF01-0AA0-Z | Y11 | 3SU1050-5RF01-0AA0-ZY11 | 1 | UN | 1 | 10 | C | D | EAR99 | N | 85389099 | 1 |  | 0.147 | KG | 94.24 | 94.24 | CP20 | CP20 | Key-operated switch BKS, 22 mm, round, metal, shiny, Lock No. E2 (VW), without key, 2 switch positions O-I, latching, actuating angle 90Â°, 10:30h/13:30h, key removal O, with laser labeling, upper case | - | 0 | 0
3SU1050-5RF01-0AA0-Z | Y12 | 3SU1050-5RF01-0AA0-ZY12 | 1 | UN | 1 | 10 | C | D | EAR99 | N | 85389099 | 1 |  | 0.147 | KG | 94.24 | 94.24 | CP20 | CP20 | Key-operated switch BKS, 22 mm, round, metal, shiny, Lock No. E2 (VW), without key, 2 switch positions O-I, latching, actuating angle 90Â°, 10:30h/13:30h, key removal O, with laser labeling, lower case | - | 0 | 0
3SU1050-5RF01-0AA0-Z | Y15 | 3SU1050-5RF01-0AA0-ZY15 | 1 | UN | 1 | 10 | C | D | EAR99 | N | 85389099 | 1 |  | 0.147 | KG | 94.24 | 94.24 | CP20 | CP20 | Key-operated switch BKS, 22 mm, round, metal, shiny, Lock No. E2 (VW), without key, 2 switch positions O-I, latching, actuating angle 90Â°, 10:30h/13:30h, key removal O, with laser labeling, upper case and lower case, always upper case at the beginning of the word | - | 0 | 0
3SU1050-5RF01-0AA0-Z | Y19 | 3SU1050-5RF01-0AA0-ZY19 | 1 | UN | 1 | 10 | C | D | EAR99 | N | 85389099 | 1 |  | 0.147 | KG | 90.44 | 90.44 | CP20 | CP20 | Key-operated switch BKS, 22 mm, round, metal, shiny, Lock No. E2 (VW), without key, 2 switch positions O-I, latching, actuating angle 90Â°, 10:30h/13:30h, key removal O, with laser labeling, inscription or symbol Customer-specific selection with SIRIUS ACT configurator (CIN) | - | 0 | 0
3SU1050-5RF11-0AA0 |  | 3SU1050-5RF11-0AA0 | 1 | UN | 1 | 5 | B | D | N | N | 85389099 | 1 | 4011209948594 | 0.01 | KG | 89.49 | 89.49 | CP20 | CP20 | Key-operated switch BKS, 22 mm, round, metal, shiny, Lock No. E2 (VW), without key, 2 switch positions O-I, latching, actuating angle 90Â°, 10:30h/13:30h, Key removal O+I | - | 0 | 0
3SU1050-5RF11-0AA0-Z | X90 | 3SU1050-5RF11-0AA0-ZX90 | 1 | UN | 1 | 5 | B | D | EAR99 | N | 85389099 | 50 |  | 0.147 | KG | 89.49 | 89.49 | CP20 | CP20 | Key-operated switch BKS, 22 mm, round, metal, shiny, Lock No. E2 (VW), without key, 2 switch positions O-I, latching, actuating angle 90Â°, 10:30h/13:30h, key removal O+I, Z=50-unit packaging | - | 0 | 0
3SU1050-5RF11-0AA0-Z | Y10 | 3SU1050-5RF11-0AA0-ZY10 | 1 | UN | 1 | 10 | C | D | EAR99 | N | 85389099 | 1 |  | 0.147 | KG | 94.24 | 94.24 | CP20 | CP20 | Key-operated switch BKS, 22 mm, round, metal, shiny, Lock No. E2 (VW), without key, 2 switch positions O-I, latching, actuating angle 90Â°, 10:30h/13:30h, key removal O+I, with laser labeling, upper case and lower case, always upper case at beginning of line | - | 0 | 0
3SU1050-5RF11-0AA0-Z | Y11 | 3SU1050-5RF11-0AA0-ZY11 | 1 | UN | 1 | 10 | C | D | EAR99 | N | 85389099 | 1 |  | 0.147 | KG | 94.24 | 94.24 | CP20 | CP20 | Key-operated switch BKS, 22 mm, round, metal, shiny, Lock No. E2 (VW), without key, 2 switch positions O-I, latching, actuating angle 90Â°, 10:30h/13:30h, key removal O+I, with laser labeling, upper case | - | 0 | 0
3SU1050-5RF11-0AA0-Z | Y12 | 3SU1050-5RF11-0AA0-ZY12 | 1 | UN | 1 | 10 | C | D | EAR99 | N | 85389099 | 1 |  | 0.147 | KG | 94.24 | 94.24 | CP20 | CP20 | Key-operated switch BKS, 22 mm, round, metal, shiny, Lock No. E2 (VW), without key, 2 switch positions O-I, latching, actuating angle 90Â°, 10:30h/13:30h, key removal O+I, with laser labeling, lower case | - | 0 | 0
3SU1050-5RF11-0AA0-Z | Y15 | 3SU1050-5RF11-0AA0-ZY15 | 1 | UN | 1 | 10 | C | D | EAR99 | N | 85389099 | 1 |  | 0.147 | KG | 94.24 | 94.24 | CP20 | CP20 | Key-operated switch BKS, 22 mm, round, metal, shiny, Lock No. E2 (VW), without key, 2 switch positions O-I, latching, actuating angle 90Â°, 10:30h/13:30h, key removal O+I, with laser labeling, upper case and lower case, always upper case at the beginning of the word | - | 0 | 0
3SU1050-5RF11-0AA0-Z | Y19 | 3SU1050-5RF11-0AA0-ZY19 | 1 | UN | 1 | 10 | C | D | EAR99 | N | 85389099 | 1 |  | 0.147 | KG | 90.44 | 90.44 | CP20 | CP20 | Key-operated switch BKS, 22 mm, round, metal, shiny, Lock No. E2 (VW), without key, 2 switch positions O-I, latching, actuating angle 90Â°, 10:30h/13:30h, key removal O+I, with laser labeling, inscription or symbol Customer-specific selection with SIRIUS ACT configurator (CIN) | - | 0 | 0
3SU1050-5SF01-0AA0 |  | 3SU1050-5SF01-0AA0 | 1 | UN | 1 | 5 | B | D | N | N | 85389099 | 1 | 4011209948600 | 0.01 | KG | 89.49 | 89.49 | CP20 | CP20 | Key-operated switch BKS, 22 mm, round, metal, shiny, Lock No. E7 (VW), without key, 2 switch positions O-I, latching, actuating angle 90Â°, 10:30h/13:30h, Key removal O | - | 0 | 0
3SU1050-5SF01-0AA0-Z | X90 | 3SU1050-5SF01-0AA0-ZX90 | 1 | UN | 1 | 5 | B | D | N | N | 85389099 | 50 | 4047621072876 | 0.14 | KG | 89.49 | 89.49 | CP20 | CP20 | Key-operated switch BKS, 22 mm, round, metal, shiny, Lock No. E7 (VW), without key, 2 switch positions O-I, latching, actuating angle 90Â°, 10:30h/13:30h, key removal O, Z=50-unit packaging | - | 0 | 0
3SU1050-5SF01-0AA0-Z | Y10 | 3SU1050-5SF01-0AA0-ZY10 | 1 | UN | 1 | 10 | C | D | EAR99 | N | 85389099 | 1 |  | 0.147 | KG | 94.24 | 94.24 | CP20 | CP20 | Key-operated switch BKS, 22 mm, round, metal, shiny, Lock No. E7 (VW), without key, 2 switch positions O-I, latching, actuating angle 90Â°, 10:30h/13:30h, key removal O, with laser labeling, upper case and lower case, always upper case at beginning of line | - | 0 | 0
3SU1050-5SF01-0AA0-Z | Y11 | 3SU1050-5SF01-0AA0-ZY11 | 1 | UN | 1 | 10 | C | D | EAR99 | N | 85389099 | 1 |  | 0.147 | KG | 94.24 | 94.24 | CP20 | CP20 | Key-operated switch BKS, 22 mm, round, metal, shiny, Lock No. E7 (VW), without key, 2 switch positions O-I, latching, actuating angle 90Â°, 10:30h/13:30h, key removal O, with laser labeling, upper case | - | 0 | 0
3SU1050-5SF01-0AA0-Z | Y12 | 3SU1050-5SF01-0AA0-ZY12 | 1 | UN | 1 | 10 | C | D | EAR99 | N | 85389099 | 1 |  | 0.147 | KG | 94.24 | 94.24 | CP20 | CP20 | Key-operated switch BKS, 22 mm, round, metal, shiny, Lock No. E7 (VW), without key, 2 switch positions O-I, latching, actuating angle 90Â°, 10:30h/13:30h, key removal O, with laser labeling, lower case | - | 0 | 0
3SU1050-5SF01-0AA0-Z | Y15 | 3SU1050-5SF01-0AA0-ZY15 | 1 | UN | 1 | 10 | C | D | EAR99 | N | 85389099 | 1 |  | 0.147 | KG | 94.24 | 94.24 | CP20 | CP20 | Key-operated switch BKS, 22 mm, round, metal, shiny, Lock No. E7 (VW), without key, 2 switch positions O-I, latching, actuating angle 90Â°, 10:30h/13:30h, key removal O, with laser labeling, upper case and lower case, always upper case at the beginning of the word | - | 0 | 0
3SU1050-5SF01-0AA0-Z | Y19 | 3SU1050-5SF01-0AA0-ZY19 | 1 | UN | 1 | 10 | C | D | EAR99 | N | 85389099 | 1 |  | 0.147 | KG | 90.44 | 90.44 | CP20 | CP20 | Key-operated switch BKS, 22 mm, round, metal, shiny, Lock No. E7 (VW), without key, 2 switch positions O-I, latching, actuating angle 90Â°, 10:30h/13:30h, key removal O, with laser labeling, inscription or symbol Customer-specific selection with SIRIUS ACT configurator (CIN) | - | 0 | 0
3SU1050-5SF11-0AA0 |  | 3SU1050-5SF11-0AA0 | 1 | UN | 1 | 5 | B | D | N | N | 85389099 | 1 | 4011209948617 | 0.01 | KG | 89.49 | 89.49 | CP20 | CP20 | Key-operated switch BKS, 22 mm, round, metal, shiny, Lock No. E7 (VW), without key, 2 switch positions O-I, latching, actuating angle 90Â°, 10:30h/13:30h, Key removal O+I | - | 0 | 0
3SU1050-5SF11-0AA0-Z | X90 | 3SU1050-5SF11-0AA0-ZX90 | 1 | UN | 1 | 5 | B | D | EAR99 | N | 85389099 | 50 |  | 0.147 | KG | 89.49 | 89.49 | CP20 | CP20 | Key-operated switch BKS, 22 mm, round, metal, shiny, Lock No. E7 (VW), without key, 2 switch positions O-I, latching, actuating angle 90Â°, 10:30h/13:30h, key removal O+I, Z=50-unit packaging | - | 0 | 0
3SU1050-5SF11-0AA0-Z | Y10 | 3SU1050-5SF11-0AA0-ZY10 | 1 | UN | 1 | 10 | C | D | EAR99 | N | 85389099 | 1 |  | 0.147 | KG | 94.24 | 94.24 | CP20 | CP20 | Key-operated switch BKS, 22 mm, round, metal, shiny, Lock No. E7 (VW), without key, 2 switch positions O-I, latching, actuating angle 90Â°, 10:30h/13:30h, key removal O+I, with laser labeling, upper case and lower case, always upper case at beginning of line | - | 0 | 0
3SU1050-5SF11-0AA0-Z | Y11 | 3SU1050-5SF11-0AA0-ZY11 | 1 | UN | 1 | 10 | C | D | EAR99 | N | 85389099 | 1 |  | 0.147 | KG | 94.24 | 94.24 | CP20 | CP20 | Key-operated switch BKS, 22 mm, round, metal, shiny, Lock No. E7 (VW), without key, 2 switch positions O-I, latching, actuating angle 90Â°, 10:30h/13:30h, key removal O+I, with laser labeling, upper case | - | 0 | 0
3SU1050-5SF11-0AA0-Z | Y12 | 3SU1050-5SF11-0AA0-ZY12 | 1 | UN | 1 | 10 | C | D | EAR99 | N | 85389099 | 1 |  | 0.147 | KG | 94.24 | 94.24 | CP20 | CP20 | Key-operated switch BKS, 22 mm, round, metal, shiny, Lock No. E7 (VW), without key, 2 switch positions O-I, latching, actuating angle 90Â°, 10:30h/13:30h, key removal O+I, with laser labeling, lower case | - | 0 | 0
3SU1050-5SF11-0AA0-Z | Y15 | 3SU1050-5SF11-0AA0-ZY15 | 1 | UN | 1 | 10 | C | D | EAR99 | N | 85389099 | 1 |  | 0.147 | KG | 94.24 | 94.24 | CP20 | CP20 | Key-operated switch BKS, 22 mm, round, metal, shiny, Lock No. E7 (VW), without key, 2 switch positions O-I, latching, actuating angle 90Â°, 10:30h/13:30h, key removal O+I, with laser labeling, upper case and lower case, always upper case at the beginning of the word | - | 0 | 0
3SU1050-5SF11-0AA0-Z | Y19 | 3SU1050-5SF11-0AA0-ZY19 | 1 | UN | 1 | 10 | C | D | EAR99 | N | 85389099 | 1 |  | 0.147 | KG | 90.44 | 90.44 | CP20 | CP20 | Key-operated switch BKS, 22 mm, round, metal, shiny, Lock No. E7 (VW), without key, 2 switch positions O-I, latching, actuating angle 90Â°, 10:30h/13:30h, key removal O+I, with laser labeling, inscription or symbol Customer-specific selection with SIRIUS ACT configurator (CIN) | - | 0 | 0
3SU1050-5TF01-0AA0 |  | 3SU1050-5TF01-0AA0 | 1 | UN | 1 | 5 | B | D | N | N | 85389099 | 1 | 4011209948624 | 0.01 | KG | 89.49 | 89.49 | CP20 | CP20 | Key-operated switch BKS, 22 mm, round, metal, shiny, Lock No. E9 (VW), without key, 2 switch positions O-I, latching, actuating angle 90Â°, 10:30h/13:30h, Key removal O | - | 0 | 0
3SU1050-5TF01-0AA0-Z | X90 | 3SU1050-5TF01-0AA0-ZX90 | 1 | UN | 1 | 5 | B | D | EAR99 | N | 85389099 | 50 |  | 0.147 | KG | 89.49 | 89.49 | CP20 | CP20 | Key-operated switch BKS, 22 mm, round, metal, shiny, Lock No. E9 (VW), without key, 2 switch positions O-I, latching, actuating angle 90Â°, 10:30h/13:30h, key removal O, Z=50-unit packaging | - | 0 | 0
3SU1050-5TF01-0AA0-Z | Y10 | 3SU1050-5TF01-0AA0-ZY10 | 1 | UN | 1 | 10 | C | D | EAR99 | N | 85389099 | 1 |  | 0.147 | KG | 94.24 | 94.24 | CP20 | CP20 | Key-operated switch BKS, 22 mm, round, metal, shiny, Lock No. E9 (VW), without key, 2 switch positions O-I, latching, actuating angle 90Â°, 10:30h/13:30h, key removal O, with laser labeling, upper case and lower case, always upper case at beginning of line | - | 0 | 0
3SU1050-5TF01-0AA0-Z | Y11 | 3SU1050-5TF01-0AA0-ZY11 | 1 | UN | 1 | 10 | C | D | EAR99 | N | 85389099 | 1 |  | 0.147 | KG | 94.24 | 94.24 | CP20 | CP20 | Key-operated switch BKS, 22 mm, round, metal, shiny, Lock No. E9 (VW), without key, 2 switch positions O-I, latching, actuating angle 90Â°, 10:30h/13:30h, key removal O, with laser labeling, upper case | - | 0 | 0
3SU1050-5TF01-0AA0-Z | Y12 | 3SU1050-5TF01-0AA0-ZY12 | 1 | UN | 1 | 10 | C | D | EAR99 | N | 85389099 | 1 |  | 0.147 | KG | 94.24 | 94.24 | CP20 | CP20 | Key-operated switch BKS, 22 mm, round, metal, shiny, Lock No. E9 (VW), without key, 2 switch positions O-I, latching, actuating angle 90Â°, 10:30h/13:30h, key removal O, with laser labeling, lower case | - | 0 | 0
3SU1050-5TF01-0AA0-Z | Y15 | 3SU1050-5TF01-0AA0-ZY15 | 1 | UN | 1 | 10 | C | D | EAR99 | N | 85389099 | 1 |  | 0.147 | KG | 94.24 | 94.24 | CP20 | CP20 | Key-operated switch BKS, 22 mm, round, metal, shiny, Lock No. E9 (VW), without key, 2 switch positions O-I, latching, actuating angle 90Â°, 10:30h/13:30h, key removal O, with laser labeling, upper case and lower case, always upper case at the beginning of the word | - | 0 | 0
3SU1050-5TF01-0AA0-Z | Y19 | 3SU1050-5TF01-0AA0-ZY19 | 1 | UN | 1 | 10 | C | D | EAR99 | N | 85389099 | 1 |  | 0.147 | KG | 90.44 | 90.44 | CP20 | CP20 | Key-operated switch BKS, 22 mm, round, metal, shiny, Lock No. E9 (VW), without key, 2 switch positions O-I, latching, actuating angle 90Â°, 10:30h/13:30h, key removal O, with laser labeling, inscription or symbol Customer-specific selection with SIRIUS ACT configurator (CIN) | - | 0 | 0
3SU1050-5TF11-0AA0 |  | 3SU1050-5TF11-0AA0 | 1 | UN | 1 | 5 | B | D | N | N | 85389099 | 1 | 4011209948631 | 0.01 | KG | 89.49 | 89.49 | CP20 | CP20 | Key-operated switch BKS, 22 mm, round, metal, shiny, Lock No. E9 (VW), without key, 2 switch positions O-I, latching, actuating angle 90Â°, 10:30h/13:30h, Key removal O+I | - | 0 | 0
3SU1050-5TF11-0AA0-Z | X90 | 3SU1050-5TF11-0AA0-ZX90 | 1 | UN | 1 | 5 | B | D | EAR99 | N | 85389099 | 50 |  | 0.147 | KG | 89.49 | 89.49 | CP20 | CP20 | Key-operated switch BKS, 22 mm, round, metal, shiny, Lock No. E9 (VW), without key, 2 switch positions O-I, latching, actuating angle 90Â°, 10:30h/13:30h, key removal O+I, Z=50-unit packaging | - | 0 | 0
3SU1050-5TF11-0AA0-Z | Y10 | 3SU1050-5TF11-0AA0-ZY10 | 1 | UN | 1 | 10 | C | D | EAR99 | N | 85389099 | 1 |  | 0.147 | KG | 94.24 | 94.24 | CP20 | CP20 | Key-operated switch BKS, 22 mm, round, metal, shiny, Lock No. E9 (VW), without key, 2 switch positions O-I, latching, actuating angle 90Â°, 10:30h/13:30h, key removal O+I, with laser labeling, upper case and lower case, always upper case at beginning of line | - | 0 | 0
3SU1050-5TF11-0AA0-Z | Y11 | 3SU1050-5TF11-0AA0-ZY11 | 1 | UN | 1 | 10 | C | D | EAR99 | N | 85389099 | 1 |  | 0.147 | KG | 94.24 | 94.24 | CP20 | CP20 | Key-operated switch BKS, 22 mm, round, metal, shiny, Lock No. E9 (VW), without key, 2 switch positions O-I, latching, actuating angle 90Â°, 10:30h/13:30h, key removal O+I, with laser labeling, upper case | - | 0 | 0
3SU1050-5TF11-0AA0-Z | Y12 | 3SU1050-5TF11-0AA0-ZY12 | 1 | UN | 1 | 10 | C | D | EAR99 | N | 85389099 | 1 |  | 0.147 | KG | 94.24 | 94.24 | CP20 | CP20 | Key-operated switch BKS, 22 mm, round, metal, shiny, Lock No. E9 (VW), without key, 2 switch positions O-I, latching, actuating angle 90Â°, 10:30h/13:30h, key removal O+I, with laser labeling, lower case | - | 0 | 0
3SU1050-5TF11-0AA0-Z | Y15 | 3SU1050-5TF11-0AA0-ZY15 | 1 | UN | 1 | 10 | C | D | EAR99 | N | 85389099 | 1 |  | 0.147 | KG | 94.24 | 94.24 | CP20 | CP20 | Key-operated switch BKS, 22 mm, round, metal, shiny, Lock No. E9 (VW), without key, 2 switch positions O-I, latching, actuating angle 90Â°, 10:30h/13:30h, key removal O+I, with laser labeling, upper case and lower case, always upper case at the beginning of the word | - | 0 | 0
3SU1050-5TF11-0AA0-Z | Y19 | 3SU1050-5TF11-0AA0-ZY19 | 1 | UN | 1 | 10 | C | D | EAR99 | N | 85389099 | 1 |  | 0.147 | KG | 90.44 | 90.44 | CP20 | CP20 | Key-operated switch BKS, 22 mm, round, metal, shiny, Lock No. E9 (VW), without key, 2 switch positions O-I, latching, actuating angle 90Â°, 10:30h/13:30h, key removal O+I, with laser labeling, inscription or symbol Customer-specific selection with SIRIUS ACT configurator (CIN) | - | 0 | 0
3SU1050-5XC01-0AA0 |  | 3SU1050-5XC01-0AA0 | 1 | UN | 1 | 5 | B | D | N | N | 85389099 | 1 | 4011209948990 | 0.02 | KG | 91.77 | 89.21 | CP20 | CP20 | Key-operated switch IKON, 22 mm, round, metal, shiny, lock number 360012K1, with 2 keys, 2 switch positions O<I, momentary contact type, Actuating angle 45Â°, 10:30h/12h, Key removal O | Lista Papel 2020 SI | 0 | 0
3SU1050-5XC01-0AA0-Z | X90 | 3SU1050-5XC01-0AA0-ZX90 | 1 | UN | 1 | 5 | B | D | EAR99 | N | 85389099 | 50 |  | 0.147 | KG | 91.77 | 91.77 | CP20 | CP20 | Key-operated switch IKON, 22 mm, round, metal, shiny, lock number 360012K1, with 2 keys, 2 switch positions O<I, momentary contact type, Actuating angle 45Â°, 10:30h/12h, key removal O, Z=50-unit packaging | - | 0 | 0
3SU1050-5XC01-0AA0-Z | Y01 | 3SU1050-5XC01-0AA0-ZY01 | 1 | UN | 1 | 25 | D | D | EAR99 | N | 85389099 | 1 |  | 0.147 | KG | 139.65 | 139.65 | CP20 | CP20 | Key-operated switch IKON, 22 mm, round, metal, shiny, special lock, with 2 keys, 2 switch positions O<I, momentary contact type, Actuating angle 45Â°, 10:30h/12h, Key removal O | - | 0 | 0
3SU1050-5XC01-0AA0-Z | Y01Y19 | 3SU1050-5XC01-0AA0-ZY01Y19 | 1 | UN | 1 | 30 | D | D | N | N | 85389099 | 1 |  | 0.147 | KG | 140.6 | 140.6 | CP20 | CP20 | Key-operated switch IKON, 22 mm, round, metal, shiny, special lock, with 2 keys, 2 switch positions O<I, momentary contact type, actuating angle 45Â°, 10:30h/12h, key removal O, customer-specific selection with SIRIUS ACT configurator (CIN) |  | 0 | 0
3SU1050-5XC01-0AA0-Z | Y10 | 3SU1050-5XC01-0AA0-ZY10 | 1 | UN | 1 | 10 | C | D | EAR99 | N | 85389099 | 1 |  | 0.147 | KG | 96.9 | 96.9 | CP20 | CP20 | Key-operated switch IKON, 22 mm, round, metal, shiny, lock number 360012K1, with 2 keys, 2 switch positions O<I, momentary contact type, Actuating angle 45Â°, 10:30h/12h, key removal O, with laser labeling, upper case and lower case, always upper case at beginning of line | - | 0 | 0
3SU1050-5XC01-0AA0-Z | Y11 | 3SU1050-5XC01-0AA0-ZY11 | 1 | UN | 1 | 10 | C | D | EAR99 | N | 85389099 | 1 |  | 0.147 | KG | 96.9 | 96.9 | CP20 | CP20 | Key-operated switch IKON, 22 mm, round, metal, shiny, lock number 360012K1, with 2 keys, 2 switch positions O<I, momentary contact type, Actuating angle 45Â°, 10:30h/12h, key removal O, with laser labeling, upper case | - | 0 | 0
3SU1050-5XC01-0AA0-Z | Y12 | 3SU1050-5XC01-0AA0-ZY12 | 1 | UN | 1 | 10 | C | D | EAR99 | N | 85389099 | 1 |  | 0.147 | KG | 96.9 | 96.9 | CP20 | CP20 | Key-operated switch IKON, 22 mm, round, metal, shiny, lock number 360012K1, with 2 keys, 2 switch positions O<I, momentary contact type, Actuating angle 45Â°, 10:30h/12h, key removal O, with laser labeling, lower case | - | 0 | 0
3SU1050-5XC01-0AA0-Z | Y15 | 3SU1050-5XC01-0AA0-ZY15 | 1 | UN | 1 | 10 | C | D | EAR99 | N | 85389099 | 1 |  | 0.147 | KG | 96.9 | 96.9 | CP20 | CP20 | Key-operated switch IKON, 22 mm, round, metal, shiny, lock number 360012K1, with 2 keys, 2 switch positions O<I, momentary contact type, Actuating angle 45Â°, 10:30h/12h, key removal O, with laser labeling, upper case and lower case, always upper case at the beginning of the word | - | 0 | 0
3SU1050-5XC01-0AA0-Z | Y19 | 3SU1050-5XC01-0AA0-ZY19 | 1 | UN | 1 | 10 | C | D | EAR99 | N | 85389099 | 1 |  | 0.147 | KG | 92.72 | 92.72 | CP20 | CP20 | Key-operated switch IKON, 22 mm, round, metal, shiny, lock number 360012K1, with 2 keys, 2 switch positions O<I, momentary contact type, Actuating angle 45Â°, 10:30h/12h, key removal O, with laser labeling, inscription or symbol Customer-specific selection with SIRIUS ACT configurator (CIN) | - | 0 | 0
3SU1050-5XF01-0AA0 |  | 3SU1050-5XF01-0AA0 | 1 | UN | 1 | 5 | B | D | N | N | 85389099 | 1 | 4011209949003 | 0.02 | KG | 91.77 | 89.21 | CP20 | CP20 | Key-operated switch IKON, 22 mm, round, metal, shiny, lock number 360012K1, with 2 keys, 2 switch positions O-I, latching, actuating angle 90Â°, 10:30h/13:30h, Key removal O | Lista Papel 2020 SI | 0 | 0
3SU1050-5XF01-0AA0-Z | X90 | 3SU1050-5XF01-0AA0-ZX90 | 1 | UN | 1 | 5 | B | D | EAR99 | N | 85389099 | 50 |  | 0.147 | KG | 91.77 | 91.77 | CP20 | CP20 | Key-operated switch IKON, 22 mm, round, metal, shiny, lock number 360012K1, with 2 keys, 2 switch positions O-I, latching, actuating angle 90Â°, 10:30h/13:30h, key removal O, Z=50-unit packaging | - | 0 | 0
3SU1050-5XF01-0AA0-Z | Y01 | 3SU1050-5XF01-0AA0-ZY01 | 1 | UN | 1 | 25 | D | D | EAR99 | N | 85389099 | 1 |  | 0.147 | KG | 139.65 | 139.65 | CP20 | CP20 | Key-operated switch IKON, 22 mm, round, metal, shiny, special lock, with 2 keys, 2 switch positions O-I, latching, actuating angle 90Â°, 10:30h/13:30h, Key removal O | - | 0 | 0
3SU1050-5XF01-0AA0-Z | Y01Y19 | 3SU1050-5XF01-0AA0-ZY01Y19 | 1 | UN | 1 | 30 | D | D | N | N | 85389099 | 1 |  | 0.147 | KG | 140.6 | 140.6 | CP20 | CP20 | Key-operated switch IKON, 22 mm, round, metal, shiny, special lock, with 2 keys, 2 switch positions O-I, latching, actuating angle 90Â°, 10:30h/13:30h, key removal O, customer-specific selection with SIRIUS ACT configurator (CIN) |  | 0 | 0
3SU1050-5XF01-0AA0-Z | Y10 | 3SU1050-5XF01-0AA0-ZY10 | 1 | UN | 1 | 10 | C | D | EAR99 | N | 85389099 | 1 |  | 0.147 | KG | 96.9 | 96.9 | CP20 | CP20 | Key-operated switch IKON, 22 mm, round, metal, shiny, lock number 360012K1, with 2 keys, 2 switch positions O-I, latching, actuating angle 90Â°, 10:30h/13:30h, key removal O, with laser labeling, upper case and lower case, always upper case at beginning of line | - | 0 | 0
3SU1050-5XF01-0AA0-Z | Y11 | 3SU1050-5XF01-0AA0-ZY11 | 1 | UN | 1 | 10 | C | D | EAR99 | N | 85389099 | 1 |  | 0.147 | KG | 96.9 | 96.9 | CP20 | CP20 | Key-operated switch IKON, 22 mm, round, metal, shiny, lock number 360012K1, with 2 keys, 2 switch positions O-I, latching, actuating angle 90Â°, 10:30h/13:30h, key removal O, with laser labeling, upper case | - | 0 | 0
3SU1050-5XF01-0AA0-Z | Y12 | 3SU1050-5XF01-0AA0-ZY12 | 1 | UN | 1 | 10 | C | D | EAR99 | N | 85389099 | 1 |  | 0.147 | KG | 96.9 | 96.9 | CP20 | CP20 | Key-operated switch IKON, 22 mm, round, metal, shiny, lock number 360012K1, with 2 keys, 2 switch positions O-I, latching, actuating angle 90Â°, 10:30h/13:30h, key removal O, with laser labeling, lower case | - | 0 | 0
3SU1050-5XF01-0AA0-Z | Y15 | 3SU1050-5XF01-0AA0-ZY15 | 1 | UN | 1 | 10 | C | D | EAR99 | N | 85389099 | 1 |  | 0.147 | KG | 96.9 | 96.9 | CP20 | CP20 | Key-operated switch IKON, 22 mm, round, metal, shiny, lock number 360012K1, with 2 keys, 2 switch positions O-I, latching, actuating angle 90Â°, 10:30h/13:30h, key removal O, with laser labeling, upper case and lower case, always upper case at the beginning of the word | - | 0 | 0
3SU1050-5XF01-0AA0-Z | Y19 | 3SU1050-5XF01-0AA0-ZY19 | 1 | UN | 1 | 10 | C | D | EAR99 | N | 85389099 | 1 |  | 0.147 | KG | 92.72 | 92.72 | CP20 | CP20 | Key-operated switch IKON, 22 mm, round, metal, shiny, lock number 360012K1, with 2 keys, 2 switch positions O-I, latching, actuating angle 90Â°, 10:30h/13:30h, key removal O, with laser labeling, inscription or symbol Customer-specific selection with SIRIUS ACT configurator (CIN) | - | 0 | 0
3SU1050-5XF11-0AA0 |  | 3SU1050-5XF11-0AA0 | 1 | UN | 1 | 5 | B | D | N | N | 85389099 | 1 | 4011209949010 | 0.02 | KG | 91.77 | 89.21 | CP20 | CP20 | Key-operated switch IKON, 22 mm, round, metal, shiny, lock number 360012K1, with 2 keys, 2 switch positions O-I, latching, actuating angle 90Â°, 10:30h/13:30h, Key removal O+I | Lista Papel 2020 SI | 0 | 0
3SU1050-5XF11-0AA0-Z | X90 | 3SU1050-5XF11-0AA0-ZX90 | 1 | UN | 1 | 5 | B | D | EAR99 | N | 85389099 | 50 |  | 0.147 | KG | 91.77 | 91.77 | CP20 | CP20 | Key-operated switch IKON, 22 mm, round, metal, shiny, lock number 360012K1, with 2 keys, 2 switch positions O-I, latching, actuating angle 90Â°, 10:30h/13:30h, key removal O+I, Z=50-unit packaging | - | 0 | 0
3SU1050-5XF11-0AA0-Z | Y01 | 3SU1050-5XF11-0AA0-ZY01 | 1 | UN | 1 | 25 | D | D | EAR99 | N | 85389099 | 1 |  | 0.147 | KG | 139.65 | 139.65 | CP20 | CP20 | Key-operated switch IKON, 22 mm, round, metal, shiny, special lock, with 2 keys, 2 switch positions O-I, latching, actuating angle 90Â°, 10:30h/13:30h, Key removal O+I | - | 0 | 0
3SU1050-5XF11-0AA0-Z | Y01Y19 | 3SU1050-5XF11-0AA0-ZY01Y19 | 1 | UN | 1 | 30 | D | D | N | N | 85389099 | 1 |  | 0.147 | KG | 140.6 | 140.6 | CP20 | CP20 | Key-operated switch IKON, 22 mm, round, metal, shiny, special lock, with 2 keys, 2 switch positions O-I, latching, actuating angle 90Â°, 10:30h/13:30h, key removal O+I, customer-specific selection with SIRIUS ACT configurator (CIN) |  | 0 | 0
3SU1050-5XF11-0AA0-Z | Y10 | 3SU1050-5XF11-0AA0-ZY10 | 1 | UN | 1 | 10 | C | D | EAR99 | N | 85389099 | 1 |  | 0.147 | KG | 96.9 | 96.9 | CP20 | CP20 | Key-operated switch IKON, 22 mm, round, metal, shiny, lock number 360012K1, with 2 keys, 2 switch positions O-I, latching, actuating angle 90Â°, 10:30h/13:30h, key removal O+I, with laser labeling, upper case and lower case, always upper case at beginning of line | - | 0 | 0
3SU1050-5XF11-0AA0-Z | Y11 | 3SU1050-5XF11-0AA0-ZY11 | 1 | UN | 1 | 10 | C | D | EAR99 | N | 85389099 | 1 |  | 0.147 | KG | 96.9 | 96.9 | CP20 | CP20 | Key-operated switch IKON, 22 mm, round, metal, shiny, lock number 360012K1, with 2 keys, 2 switch positions O-I, latching, actuating angle 90Â°, 10:30h/13:30h, key removal O+I, with laser labeling, upper case | - | 0 | 0
3SU1050-5XF11-0AA0-Z | Y12 | 3SU1050-5XF11-0AA0-ZY12 | 1 | UN | 1 | 10 | C | D | EAR99 | N | 85389099 | 1 |  | 0.147 | KG | 96.9 | 96.9 | CP20 | CP20 | Key-operated switch IKON, 22 mm, round, metal, shiny, lock number 360012K1, with 2 keys, 2 switch positions O-I, latching, actuating angle 90Â°, 10:30h/13:30h, key removal O+I, with laser labeling, lower case | - | 0 | 0
3SU1050-5XF11-0AA0-Z | Y15 | 3SU1050-5XF11-0AA0-ZY15 | 1 | UN | 1 | 10 | C | D | EAR99 | N | 85389099 | 1 |  | 0.147 | KG | 96.9 | 96.9 | CP20 | CP20 | Key-operated switch IKON, 22 mm, round, metal, shiny, lock number 360012K1, with 2 keys, 2 switch positions O-I, latching, actuating angle 90Â°, 10:30h/13:30h, key removal O+I, with laser labeling, upper case and lower case, always upper case at the beginning of the word | - | 0 | 0
3SU1050-5XF11-0AA0-Z | Y19 | 3SU1050-5XF11-0AA0-ZY19 | 1 | UN | 1 | 10 | C | D | EAR99 | N | 85389099 | 1 |  | 0.147 | KG | 92.72 | 92.72 | CP20 | CP20 | Key-operated switch IKON, 22 mm, round, metal, shiny, lock number 360012K1, with 2 keys, 2 switch positions O-I, latching, actuating angle 90Â°, 10:30h/13:30h, key removal O+I, with laser labeling, inscription or symbol Customer-specific selection with SIRIUS ACT configurator (CIN) | - | 0 | 0
3SU1050-5XL01-0AA0 |  | 3SU1050-5XL01-0AA0 | 1 | UN | 1 | 5 | B | D | N | N | 85389099 | 1 | 4011209949027 | 0.15 | KG | 91.77 | 89.21 | CP20 | CP20 | Key-operated switch IKON, 22 mm, round, metal, shiny, lock number 360012K1, with 2 keys, 3 switch positions I-O-II, latching, actuating angle 2x45Â°, 10:30h/12h/13:30h, Key removal O | Lista Papel 2020 SI | 0 | 0
3SU1050-5XL01-0AA0-Z | X90 | 3SU1050-5XL01-0AA0-ZX90 | 1 | UN | 1 | 5 | B | D | EAR99 | N | 85389099 | 50 |  | 0.147 | KG | 91.77 | 91.77 | CP20 | CP20 | Key-operated switch IKON, 22 mm, round, metal, shiny, lock number 360012K1, with 2 keys, 3 switch positions I-O-II, latching, actuating angle 2x45Â°, 10:30h/12h/13:30h, key removal O, Z=50-unit packaging | - | 0 | 0
3SU1050-5XL01-0AA0-Z | Y01 | 3SU1050-5XL01-0AA0-ZY01 | 1 | UN | 1 | 25 | D | D | EAR99 | N | 85389099 | 1 |  | 0.147 | KG | 139.65 | 139.65 | CP20 | CP20 | Key-operated switch IKON, 22 mm, round, metal, shiny, special lock, with 2 keys, 3 switch positions I-O-II, latching, actuating angle 2x45Â°, 10:30h/12h/13:30h, Key removal O | - | 0 | 0
3SU1050-5XL01-0AA0-Z | Y01Y19 | 3SU1050-5XL01-0AA0-ZY01Y19 | 1 | UN | 1 | 30 | D | D | N | N | 85389099 | 1 |  | 0.147 | KG | 140.6 | 140.6 | CP20 | CP20 | Key-operated switch IKON, 22 mm, round, metal, shiny, special lock, with 2 keys, 3 switch positions I-O-II, latching, actuating angle 2x45Â°, 10:30h/12h/13:30h, key removal O, customer-specific selection with SIRIUS ACT configurator (CIN) |  | 0 | 0
3SU1050-5XL01-0AA0-Z | Y10 | 3SU1050-5XL01-0AA0-ZY10 | 1 | UN | 1 | 10 | C | D | EAR99 | N | 85389099 | 1 |  | 0.147 | KG | 96.9 | 96.9 | CP20 | CP20 | Key-operated switch IKON, 22 mm, round, metal, shiny, lock number 360012K1, with 2 keys, 3 switch positions I-O-II, latching, actuating angle 2x45Â°, 10:30h/12h/13:30h, key removal O, with laser labeling, upper case and lower case, always upper case at beginning of line | - | 0 | 0
3SU1050-5XL01-0AA0-Z | Y11 | 3SU1050-5XL01-0AA0-ZY11 | 1 | UN | 1 | 10 | C | D | EAR99 | N | 85389099 | 1 |  | 0.147 | KG | 96.9 | 96.9 | CP20 | CP20 | Key-operated switch IKON, 22 mm, round, metal, shiny, lock number 360012K1, with 2 keys, 3 switch positions I-O-II, latching, actuating angle 2x45Â°, 10:30h/12h/13:30h, key removal O, with laser labeling, upper case | - | 0 | 0
3SU1050-5XL01-0AA0-Z | Y12 | 3SU1050-5XL01-0AA0-ZY12 | 1 | UN | 1 | 10 | C | D | EAR99 | N | 85389099 | 1 |  | 0.147 | KG | 96.9 | 96.9 | CP20 | CP20 | Key-operated switch IKON, 22 mm, round, metal, shiny, lock number 360012K1, with 2 keys, 3 switch positions I-O-II, latching, actuating angle 2x45Â°, 10:30h/12h/13:30h, key removal O, with laser labeling, lower case | - | 0 | 0
3SU1050-5XL01-0AA0-Z | Y15 | 3SU1050-5XL01-0AA0-ZY15 | 1 | UN | 1 | 10 | C | D | EAR99 | N | 85389099 | 1 |  | 0.147 | KG | 96.9 | 96.9 | CP20 | CP20 | Key-operated switch IKON, 22 mm, round, metal, shiny, lock number 360012K1, with 2 keys, 3 switch positions I-O-II, latching, actuating angle 2x45Â°, 10:30h/12h/13:30h, key removal O, with laser labeling, upper case and lower case, always upper case at the beginning of the word | - | 0 | 0
3SU1050-5XL01-0AA0-Z | Y19 | 3SU1050-5XL01-0AA0-ZY19 | 1 | UN | 1 | 10 | C | D | EAR99 | N | 85389099 | 1 |  | 0.147 | KG | 92.72 | 92.72 | CP20 | CP20 | Key-operated switch IKON, 22 mm, round, metal, shiny, lock number 360012K1, with 2 keys, 3 switch positions I-O-II, latching, actuating angle 2x45Â°, 10:30h/12h/13:30h, key removal O, with laser labeling, inscription or symbol Customer-specific selection with SIRIUS ACT configurator (CIN) | - | 0 | 0
3SU1050-5XL11-0AA0 |  | 3SU1050-5XL11-0AA0 | 1 | UN | 1 | 5 | B | D | N | N | 85389099 | 1 | 4011209949034 | 0.02 | KG | 91.77 | 89.21 | CP20 | CP20 | Key-operated switch IKON, 22 mm, round, metal, shiny, lock number 360012K1, with 2 keys, 3 switch positions I-O-II, latching, actuating angle 2x45Â°, 10:30h/12h/13:30h, Key removal I+O+II | Lista Papel 2020 SI | 0 | 0
3SU1050-5XL11-0AA0-Z | X90 | 3SU1050-5XL11-0AA0-ZX90 | 1 | UN | 1 | 5 | B | D | EAR99 | N | 85389099 | 50 |  | 0.147 | KG | 91.77 | 91.77 | CP20 | CP20 | Key-operated switch IKON, 22 mm, round, metal, shiny, lock number 360012K1, with 2 keys, 3 switch positions I-O-II, latching, actuating angle 2x45Â°, 10:30h/12h/13:30h, Key removal I+O+II, Z=50-unit packaging | - | 0 | 0
3SU1050-5XL11-0AA0-Z | Y01 | 3SU1050-5XL11-0AA0-ZY01 | 1 | UN | 1 | 25 | D | D | EAR99 | N | 85389099 | 1 |  | 0.147 | KG | 139.65 | 139.65 | CP20 | CP20 | Key-operated switch IKON, 22 mm, round, metal, shiny, special lock, with 2 keys, 3 switch positions I-O-II, latching, actuating angle 2x45Â°, 10:30h/12h/13:30h, Key removal I+O+II | - | 0 | 0
3SU1050-5XL11-0AA0-Z | Y01Y19 | 3SU1050-5XL11-0AA0-ZY01Y19 | 1 | UN | 1 | 30 | D | D | N | N | 85389099 | 1 |  | 0.147 | KG | 140.6 | 140.6 | CP20 | CP20 | Key-operated switch IKON, 22 mm, round, metal, shiny, special lock, with 2 keys, 3 switch positions I-O-II, latching, actuating angle 2x45Â°, 10:30h/12h/13:30h, key removal I+O+II, customer-specific selection with SIRIUS ACT configurator (CIN) |  | 0 | 0
3SU1050-5XL11-0AA0-Z | Y10 | 3SU1050-5XL11-0AA0-ZY10 | 1 | UN | 1 | 10 | C | D | EAR99 | N | 85389099 | 1 |  | 0.147 | KG | 96.9 | 96.9 | CP20 | CP20 | Key-operated switch IKON, 22 mm, round, metal, shiny, lock number 360012K1, with 2 keys, 3 switch positions I-O-II, latching, actuating angle 2x45Â°, 10:30h/12h/13:30h, Key removal I+O+II, with laser labeling, upper case and lower case, always upper case at beginning of line | - | 0 | 0
3SU1050-5XL11-0AA0-Z | Y11 | 3SU1050-5XL11-0AA0-ZY11 | 1 | UN | 1 | 10 | C | D | EAR99 | N | 85389099 | 1 |  | 0.147 | KG | 96.9 | 96.9 | CP20 | CP20 | Key-operated switch IKON, 22 mm, round, metal, shiny, lock number 360012K1, with 2 keys, 3 switch positions I-O-II, latching, actuating angle 2x45Â°, 10:30h/12h/13:30h, Key removal I+O+II, with laser labeling, upper case | - | 0 | 0
3SU1050-5XL11-0AA0-Z | Y12 | 3SU1050-5XL11-0AA0-ZY12 | 1 | UN | 1 | 10 | C | D | EAR99 | N | 85389099 | 1 |  | 0.147 | KG | 96.9 | 96.9 | CP20 | CP20 | Key-operated switch IKON, 22 mm, round, metal, shiny, lock number 360012K1, with 2 keys, 3 switch positions I-O-II, latching, actuating angle 2x45Â°, 10:30h/12h/13:30h, Key removal I+O+II, with laser labeling, lower case | - | 0 | 0
3SU1050-5XL11-0AA0-Z | Y15 | 3SU1050-5XL11-0AA0-ZY15 | 1 | UN | 1 | 10 | C | D | EAR99 | N | 85389099 | 1 |  | 0.147 | KG | 96.9 | 96.9 | CP20 | CP20 | Key-operated switch IKON, 22 mm, round, metal, shiny, lock number 360012K1, with 2 keys, 3 switch positions I-O-II, latching, actuating angle 2x45Â°, 10:30h/12h/13:30h, Key removal I+O+II, with laser labeling, upper case and lower case, always upper case at the beginning of the word | - | 0 | 0
3SU1050-5XL11-0AA0-Z | Y19 | 3SU1050-5XL11-0AA0-ZY19 | 1 | UN | 1 | 10 | C | D | EAR99 | N | 85389099 | 1 |  | 0.147 | KG | 92.72 | 92.72 | CP20 | CP20 | Key-operated switch IKON, 22 mm, round, metal, shiny, lock number 360012K1, with 2 keys, 3 switch positions I-O-II, latching, actuating angle 2x45Â°, 10:30h/12h/13:30h, Key removal I+O+II, with laser labeling, inscription or symbol Customer-specific selection with SIRIUS ACT configurator (CIN) | - | 0 | 0
3SU1050-5XM01-0AA0 |  | 3SU1050-5XM01-0AA0 | 1 | UN | 1 | 5 | B | D | N | N | 85389099 | 1 | 4011209949041 | 0.02 | KG | 91.77 | 89.21 | CP20 | CP20 | Key-operated switch IKON, 22 mm, round, metal, shiny, lock number 360012K1, with 2 keys, 3 switch positions I>O<II, momentary contact type, actuating angle 2x45Â°, 10:30h/12h/13:30h, Key removal O | Lista Papel 2020 SI | 0 | 0
3SU1050-5XM01-0AA0-Z | X90 | 3SU1050-5XM01-0AA0-ZX90 | 1 | UN | 1 | 5 | B | D | EAR99 | N | 85389099 | 50 |  | 0.147 | KG | 91.77 | 91.77 | CP20 | CP20 | Key-operated switch IKON, 22 mm, round, metal, shiny, lock number 360012K1, with 2 keys, 3 switch positions I>O<II, momentary contact type, actuating angle 2x45Â°, 10:30h/12h/13:30h, key removal O, Z=50-unit packaging | - | 0 | 0
3SU1050-5XM01-0AA0-Z | Y01 | 3SU1050-5XM01-0AA0-ZY01 | 1 | UN | 1 | 25 | D | D | EAR99 | N | 85389099 | 1 |  | 0.147 | KG | 139.65 | 139.65 | CP20 | CP20 | Key-operated switch IKON, 22 mm, round, metal, shiny, special lock, with 2 keys, 3 switch positions I>O<II, momentary contact type, actuating angle 2x45Â°, 10:30h/12h/13:30h, Key removal O | - | 0 | 0
3SU1050-5XM01-0AA0-Z | Y01Y19 | 3SU1050-5XM01-0AA0-ZY01Y19 | 1 | UN | 1 | 30 | D | D | N | N | 85389099 | 1 |  | 0.147 | KG | 140.6 | 140.6 | CP20 | CP20 | Key-operated switch IKON, 22 mm, round, metal, shiny, special lock, with 2 keys, 3 switch positions I>O<II, momentary contact type, actuating angle 2x45Â°, 10:30h/12h/13:30h, key removal O, customer-specific selection with SIRIUS ACT configurator (CIN) |  | 0 | 0
3SU1050-5XM01-0AA0-Z | Y10 | 3SU1050-5XM01-0AA0-ZY10 | 1 | UN | 1 | 10 | C | D | EAR99 | N | 85389099 | 1 |  | 0.147 | KG | 96.9 | 96.9 | CP20 | CP20 | Key-operated switch IKON, 22 mm, round, metal, shiny, lock number 360012K1, with 2 keys, 3 switch positions I>O<II, momentary contact type, actuating angle 2x45Â°, 10:30h/12h/13:30h, key removal O, with laser labeling, upper case and lower case, always upper case at beginning of line | - | 0 | 0
3SU1050-5XM01-0AA0-Z | Y11 | 3SU1050-5XM01-0AA0-ZY11 | 1 | UN | 1 | 10 | C | D | EAR99 | N | 85389099 | 1 |  | 0.147 | KG | 96.9 | 96.9 | CP20 | CP20 | Key-operated switch IKON, 22 mm, round, metal, shiny, lock number 360012K1, with 2 keys, 3 switch positions I>O<II, momentary contact type, actuating angle 2x45Â°, 10:30h/12h/13:30h, key removal O, with laser labeling, upper case | - | 0 | 0
3SU1050-5XM01-0AA0-Z | Y12 | 3SU1050-5XM01-0AA0-ZY12 | 1 | UN | 1 | 10 | C | D | EAR99 | N | 85389099 | 1 |  | 0.147 | KG | 96.9 | 96.9 | CP20 | CP20 | Key-operated switch IKON, 22 mm, round, metal, shiny, lock number 360012K1, with 2 keys, 3 switch positions I>O<II, momentary contact type, actuating angle 2x45Â°, 10:30h/12h/13:30h, key removal O, with laser labeling, lower case | - | 0 | 0
3SU1050-5XM01-0AA0-Z | Y15 | 3SU1050-5XM01-0AA0-ZY15 | 1 | UN | 1 | 10 | C | D | EAR99 | N | 85389099 | 1 |  | 0.147 | KG | 96.9 | 96.9 | CP20 | CP20 | Key-operated switch IKON, 22 mm, round, metal, shiny, lock number 360012K1, with 2 keys, 3 switch positions I>O<II, momentary contact type, actuating angle 2x45Â°, 10:30h/12h/13:30h, key removal O, with laser labeling, upper case and lower case, always upper case at the beginning of the word | - | 0 | 0
3SU1050-5XM01-0AA0-Z | Y19 | 3SU1050-5XM01-0AA0-ZY19 | 1 | UN | 1 | 10 | C | D | EAR99 | N | 85389099 | 1 |  | 0.147 | KG | 92.72 | 92.72 | CP20 | CP20 | Key-operated switch IKON, 22 mm, round, metal, shiny, lock number 360012K1, with 2 keys, 3 switch positions I>O<II, momentary contact type, actuating angle 2x45Â°, 10:30h/12h/13:30h, key removal O, with laser labeling, inscription or symbol Customer-specific selection with SIRIUS ACT configurator (CIN) | - | 0 | 0
3SU1050-7AA88-0AA0 |  | 3SU1050-7AA88-0AA0 | 1 | UN | 1 | 1 | A | D | N | N | 85389099 | 1 | 4011209954526 | 0.09 | KG | 60.71 | 60.71 | CP20 | CP20 | Coordinate switch, 22 mm, round, metal shiny, black, 2 switch positions, horizontal latching, without mechanical interlocking | - | 0 | 0
3SU1050-7AA88-0AA0-Z | X90 | 3SU1050-7AA88-0AA0-ZX90 | 1 | UN | 1 | 5 | B | D | EAR99 | N | 85389099 | 50 |  | 0.092 | KG | 60.71 | 60.71 | CP20 | CP20 | Coordinate switch, 22 mm, round, metal shiny, black, 2 switch positions, horizontal latching, without mechanical interlocking, Z=50-unit packaging | - | 0 | 0
3SU1050-7AA88-0AA0-Z | Y19 | 3SU1050-7AA88-0AA0-ZY19 | 1 | UN | 1 | 10 | C | D | EAR99 | N | 85389099 | 1 |  | 0.092 | KG | 61.66 | 61.66 | CP20 | CP20 | Coordinate switch, 22 mm, round, metal shiny, black, 2 switch positions, horizontal latching, without mechanical interlocking, with laser labeling, inscription or symbol, Customer-specific selection with SIRIUS ACT configurator (CIN) | - | 0 | 0
3SU1050-7AB88-0AA0 |  | 3SU1050-7AB88-0AA0 | 1 | UN | 1 | 1 | A | D | N | N | 85389099 | 1 | 4011209954137 | 0.09 | KG | 60.71 | 60.71 | CP20 | CP20 | Coordinate switch, 22 mm, round, metal shiny, black, 2 switch positions, vertical latching, without mechanical interlocking | - | 0 | 0
3SU1050-7AB88-0AA0-Z | X90 | 3SU1050-7AB88-0AA0-ZX90 | 1 | UN | 1 | 5 | B | D | EAR99 | N | 85389099 | 50 |  | 0.092 | KG | 60.71 | 60.71 | CP20 | CP20 | Coordinate switch, 22 mm, round, metal shiny, black, 2 switch positions, vertical latching, without mechanical interlocking, Z=50-unit packaging | - | 0 | 0
3SU1050-7AB88-0AA0-Z | Y19 | 3SU1050-7AB88-0AA0-ZY19 | 1 | UN | 1 | 10 | C | D | EAR99 | N | 85389099 | 1 |  | 0.092 | KG | 61.66 | 61.66 | CP20 | CP20 | Coordinate switch, 22 mm, round, metal shiny, black, 2 switch positions, vertical latching, without mechanical interlocking, with laser labeling, inscription or symbol, Customer-specific selection with SIRIUS ACT configurator (CIN) | - | 0 | 0
3SU1050-7AC88-0AA0 |  | 3SU1050-7AC88-0AA0 | 1 | UN | 1 | 1 | A | D | N | N | 85389099 | 1 | 4011209954502 | 0.088 | KG | 60.71 | 60.71 | CP20 | CP20 | Coordinate switch, 22 mm, round, metal shiny, black, 2 switch positions, horizontal momentary contact type, without mechanical interlocking | - | 0 | 0
3SU1050-7AC88-0AA0-Z | X90 | 3SU1050-7AC88-0AA0-ZX90 | 1 | UN | 1 | 5 | B | D | EAR99 | N | 85389099 | 50 |  | 0.092 | KG | 60.71 | 60.71 | CP20 | CP20 | Coordinate switch, 22 mm, round, metal shiny, black, 2 switch positions, horizontal momentary contact type, without mechanical interlocking, Z=50-unit packaging | - | 0 | 0
3SU1050-7AC88-0AA0-Z | Y19 | 3SU1050-7AC88-0AA0-ZY19 | 1 | UN | 1 | 10 | C | D | EAR99 | N | 85389099 | 1 |  | 0.092 | KG | 61.66 | 61.66 | CP20 | CP20 | Coordinate switch, 22 mm, round, metal shiny, black, 2 switch positions, horizontal momentary contact type, without mechanical interlocking, with laser labeling, inscription or symbol, Customer-specific selection with SIRIUS ACT configurator (CIN) | - | 0 | 0
3SU1050-7AD88-0AA0 |  | 3SU1050-7AD88-0AA0 | 1 | UN | 1 | 1 | A | D | N | N | 85389099 | 1 | 4011209954540 | 0.092 | KG | 60.71 | 60.71 | CP20 | CP20 | Coordinate switch, 22 mm, round, metal shiny, black, 2 switch positions, horizontal momentary contact type, without mechanical interlocking | - | 0 | 0
3SU1050-7AD88-0AA0-Z | X90 | 3SU1050-7AD88-0AA0-ZX90 | 1 | UN | 1 | 5 | B | D | EAR99 | N | 85389099 | 50 |  | 0.092 | KG | 60.71 | 60.71 | CP20 | CP20 | Coordinate switch, 22 mm, round, metal shiny, black, 2 switch positions, horizontal momentary contact type, without mechanical interlocking, Z=50-unit packaging | - | 0 | 0
3SU1050-7AD88-0AA0-Z | Y19 | 3SU1050-7AD88-0AA0-ZY19 | 1 | UN | 1 | 10 | C | D | EAR99 | N | 85389099 | 1 |  | 0.092 | KG | 61.66 | 61.66 | CP20 | CP20 | Coordinate switch, 22 mm, round, metal shiny, black, 2 switch positions, horizontal momentary contact type, without mechanical interlocking, with laser labeling, inscription or symbol, Customer-specific selection with SIRIUS ACT configurator (CIN) | - | 0 | 0
3SU1050-7AE88-0AA0 |  | 3SU1050-7AE88-0AA0 | 1 | UN | 1 | 1 | A | D | N | N | 85389099 | 1 | 4011209954595 | 0.09 | KG | 63.94 | 63.94 | CP20 | CP20 | Coordinate switch, 22 mm, round, metal shiny, black, 4 switch positions, latching, without mechanical interlocking | - | 0 | 0
3SU1050-7AE88-0AA0-Z | X90 | 3SU1050-7AE88-0AA0-ZX90 | 1 | UN | 1 | 5 | B | D | EAR99 | N | 85389099 | 50 |  | 0.092 | KG | 63.94 | 63.94 | CP20 | CP20 | Coordinate switch, 22 mm, round, metal shiny, black, 4 switch positions, latching, without mechanical interlocking, Z=50-unit packaging | - | 0 | 0
3SU1050-7AE88-0AA0-Z | Y19 | 3SU1050-7AE88-0AA0-ZY19 | 1 | UN | 1 | 10 | C | D | EAR99 | N | 85389099 | 1 |  | 0.092 | KG | 64.89 | 64.89 | CP20 | CP20 | Coordinate switch, 22 mm, round, metal shiny, black, 4 switch positions, latching, without mechanical interlocking, with laser labeling, inscription or symbol, Customer-specific selection with SIRIUS ACT configurator (CIN) | - | 0 | 0
3SU1050-7AF88-0AA0 |  | 3SU1050-7AF88-0AA0 | 1 | UN | 1 | 1 | A | D | N | N | 85389099 | 1 | 4011209954564 | 0.088 | KG | 63.94 | 63.94 | CP20 | CP20 | Coordinate switch, 22 mm, round, metal shiny, black, 4 switch positions, momentary contact type, without mechanical interlocking | - | 0 | 0
3SU1050-7AF88-0AA0-Z | X90 | 3SU1050-7AF88-0AA0-ZX90 | 1 | UN | 1 | 5 | B | D | EAR99 | N | 85389099 | 50 |  | 0.092 | KG | 63.94 | 63.94 | CP20 | CP20 | Coordinate switch, 22 mm, round, metal shiny, black, 4 switch positions, momentary contact type, without mechanical interlocking, Z=50-unit packaging | - | 0 | 0
3SU1050-7AF88-0AA0-Z | Y19 | 3SU1050-7AF88-0AA0-ZY19 | 1 | UN | 1 | 10 | C | D | EAR99 | N | 85389099 | 1 |  | 0.092 | KG | 64.89 | 64.89 | CP20 | CP20 | Coordinate switch, 22 mm, round, metal shiny, black, 4 switch positions, momentary contact type, without mechanical interlocking, with laser labeling, inscription or symbol, Customer-specific selection with SIRIUS ACT configurator (CIN) | - | 0 | 0
3SU1050-7BA88-0AA0 |  | 3SU1050-7BA88-0AA0 | 1 | UN | 1 | 1 | A | D | N | N | 85389099 | 1 | 4011209954533 | 0.095 | KG | 75.53 | 75.53 | CP20 | CP20 | Coordinate switch, 22 mm, round, metal shiny, black, 2 switch positions, horizontal latching, with mechanical interlocking | - | 0 | 0
3SU1050-7BA88-0AA0-Z | X90 | 3SU1050-7BA88-0AA0-ZX90 | 1 | UN | 1 | 5 | B | D | EAR99 | N | 85389099 | 50 |  | 0.092 | KG | 75.53 | 75.53 | CP20 | CP20 | Coordinate switch, 22 mm, round, metal shiny, black, 2 switch positions, horizontal latching, with mechanical interlocking, Z=50-unit packaging | - | 0 | 0
3SU1050-7BA88-0AA0-Z | Y19 | 3SU1050-7BA88-0AA0-ZY19 | 1 | UN | 1 | 10 | C | D | EAR99 | N | 85389099 | 1 |  | 0.092 | KG | 76.48 | 76.48 | CP20 | CP20 | Coordinate switch, 22 mm, round, metal shiny, black, 2 switch positions, horizontal latching, with mechanical interlocking, with laser labeling, inscription or symbol, Customer-specific selection with SIRIUS ACT configurator (CIN) | - | 0 | 0
3SU1050-7BB88-0AA0 |  | 3SU1050-7BB88-0AA0 | 1 | UN | 1 | 1 | A | D | N | N | 85389099 | 1 | 4011209954571 | 0.095 | KG | 75.53 | 75.53 | CP20 | CP20 | Coordinate switch, 22 mm, round, metal shiny, black, 2 switch positions, vertical latching, with mechanical interlocking | - | 0 | 0
3SU1050-7BB88-0AA0-Z | X90 | 3SU1050-7BB88-0AA0-ZX90 | 1 | UN | 1 | 5 | B | D | EAR99 | N | 85389099 | 50 |  | 0.092 | KG | 75.53 | 75.53 | CP20 | CP20 | Coordinate switch, 22 mm, round, metal shiny, black, 2 switch positions, vertical latching, with mechanical interlocking, Z=50-unit packaging | - | 0 | 0
3SU1050-7BB88-0AA0-Z | Y19 | 3SU1050-7BB88-0AA0-ZY19 | 1 | UN | 1 | 10 | C | D | EAR99 | N | 85389099 | 1 |  | 0.092 | KG | 76.48 | 76.48 | CP20 | CP20 | Coordinate switch, 22 mm, round, metal shiny, black, 2 switch positions, vertical latching, with mechanical interlocking, with laser labeling, inscription or symbol, Customer-specific selection with SIRIUS ACT configurator (CIN) | - | 0 | 0
3SU1050-7BC88-0AA0 |  | 3SU1050-7BC88-0AA0 | 1 | UN | 1 | 1 | A | D | N | N | 85389099 | 1 | 4011209954519 | 0.095 | KG | 75.53 | 75.53 | CP20 | CP20 | Coordinate switch, 22 mm, round, metal shiny, black, 2 switch positions, horizontal momentary contact type, with mechanical interlocking | - | 0 | 0
3SU1050-7BC88-0AA0-Z | X90 | 3SU1050-7BC88-0AA0-ZX90 | 1 | UN | 1 | 5 | B | D | EAR99 | N | 85389099 | 50 |  | 0.092 | KG | 75.53 | 75.53 | CP20 | CP20 | Coordinate switch, 22 mm, round, metal shiny, black, 2 switch positions, horizontal momentary contact type, with mechanical interlocking, Z=50-unit packaging | - | 0 | 0
3SU1050-7BC88-0AA0-Z | Y19 | 3SU1050-7BC88-0AA0-ZY19 | 1 | UN | 1 | 10 | C | D | EAR99 | N | 85389099 | 1 |  | 0.092 | KG | 76.48 | 76.48 | CP20 | CP20 | Coordinate switch, 22 mm, round, metal shiny, black, 2 switch positions, horizontal momentary contact type, with mechanical interlocking, with laser labeling, inscription or symbol, Customer-specific selection with SIRIUS ACT configurator (CIN) | - | 0 | 0
3SU1050-7BD88-0AA0 |  | 3SU1050-7BD88-0AA0 | 1 | UN | 1 | 1 | A | D | N | N | 85389099 | 1 | 4011209954557 | 0.095 | KG | 75.53 | 75.53 | CP20 | CP20 | Coordinate switch, 22 mm, round, metal shiny, black, 2 switch positions, horizontal momentary contact type, with mechanical interlocking | - | 0 | 0
3SU1050-7BD88-0AA0-Z | X90 | 3SU1050-7BD88-0AA0-ZX90 | 1 | UN | 1 | 5 | B | D | EAR99 | N | 85389099 | 50 |  | 0.092 | KG | 75.53 | 75.53 | CP20 | CP20 | Coordinate switch, 22 mm, round, metal shiny, black, 2 switch positions, horizontal momentary contact type, with mechanical interlocking, Z=50-unit packaging | - | 0 | 0
3SU1050-7BD88-0AA0-Z | Y19 | 3SU1050-7BD88-0AA0-ZY19 | 1 | UN | 1 | 10 | C | D | EAR99 | N | 85389099 | 1 |  | 0.092 | KG | 76.48 | 76.48 | CP20 | CP20 | Coordinate switch, 22 mm, round, metal shiny, black, 2 switch positions, horizontal momentary contact type, with mechanical interlocking, with laser labeling, inscription or symbol, Customer-specific selection with SIRIUS ACT configurator (CIN) | - | 0 | 0
3SU1050-7BE88-0AA0 |  | 3SU1050-7BE88-0AA0 | 1 | UN | 1 | 1 | A | D | N | N | 85389099 | 1 | 4011209954601 | 0.095 | KG | 78.28 | 78.28 | CP20 | CP20 | Coordinate switch, 22 mm, round, metal shiny, black, 4 switch positions, latching, with mechanical interlocking | - | 0 | 0
3SU1050-7BE88-0AA0-Z | X90 | 3SU1050-7BE88-0AA0-ZX90 | 1 | UN | 1 | 5 | B | D | EAR99 | N | 85389099 | 50 |  | 0.092 | KG | 78.28 | 78.28 | CP20 | CP20 | Coordinate switch, 22 mm, round, metal shiny, black, 4 switch positions, latching, with mechanical interlocking, Z=50-unit packaging | - | 0 | 0
3SU1050-7BE88-0AA0-Z | Y19 | 3SU1050-7BE88-0AA0-ZY19 | 1 | UN | 1 | 10 | C | D | EAR99 | N | 85389099 | 1 |  | 0.092 | KG | 79.23 | 79.23 | CP20 | CP20 | Coordinate switch, 22 mm, round, metal shiny, black, 4 switch positions, latching, with mechanical interlocking, with laser labeling, inscription or symbol, Customer-specific selection with SIRIUS ACT configurator (CIN) | - | 0 | 0
3SU1050-7BF88-0AA0 |  | 3SU1050-7BF88-0AA0 | 1 | UN | 1 | 1 | A | D | N | N | 85389099 | 1 | 4011209954588 | 0.056 | KG | 78.28 | 78.28 | CP20 | CP20 | Coordinate switch, 22 mm, round, metal shiny, black, 4 switch positions, momentary contact type, with mechanical interlocking | - | 0 | 0
3SU1050-7BF88-0AA0-Z | X90 | 3SU1050-7BF88-0AA0-ZX90 | 1 | UN | 1 | 5 | B | D | EAR99 | N | 85389099 | 50 |  | 0.092 | KG | 78.28 | 78.28 | CP20 | CP20 | Coordinate switch, 22 mm, round, metal shiny, black, 4 switch positions, momentary contact type, with mechanical interlocking, Z=50-unit packaging | - | 0 | 0
3SU1050-7BF88-0AA0-Z | Y19 | 3SU1050-7BF88-0AA0-ZY19 | 1 | UN | 1 | 10 | C | D | EAR99 | N | 85389099 | 1 |  | 0.092 | KG | 79.23 | 79.23 | CP20 | CP20 | Coordinate switch, 22 mm, round, metal shiny, black, 4 switch positions, momentary contact type, with mechanical interlocking, with laser labeling, inscription or symbol, Customer-specific selection with SIRIUS ACT configurator (CIN) | - | 0 | 0
3SU1051-0AA20-0AA0 |  | 3SU1051-0AA20-0AA0 | 1 | UN | 1 | 1 | A | D | N | N | 85389099 | 1 | 4011209966536 | 0.039 | KG | 13.4 | 13.4 | CP20 | CP20 | Illuminated pushbutton, 22 mm, round, metal, shiny, red, pushbutton, flat, latching, Push-to-release mechanism | - | 0 | 0
3SU1051-0AA20-0AA0-Z | X90 | 3SU1051-0AA20-0AA0-ZX90 | 1 | UN | 1 | 5 | B | D | EAR99 | N | 85389099 | 100 |  | 0.033 | KG | 13.4 | 13.4 | CP20 | CP20 | Illuminated pushbutton, 22 mm, round, metal, shiny, red, pushbutton, flat, latching, Push-to-release mechanism, Z=100-unit packaging | - | 0 | 0
3SU1051-0AA20-0AA0-Z | Y10 | 3SU1051-0AA20-0AA0-ZY10 | 1 | UN | 1 | 10 | C | D | N | N | 85389099 | 1 |  | 0.033 | KG | 18.15 | 18.15 | CP20 | CP20 | Illuminated pushbutton, 22 mm, round, metal, shiny, red, pushbutton, flat, latching, Push-to-release mechanism, with laser labeling, upper case and lower case, always upper case at beginning of line | - | 0 | 0
3SU1051-0AA20-0AA0-Z | Y11 | 3SU1051-0AA20-0AA0-ZY11 | 1 | UN | 1 | 10 | C | D | N | N | 85389099 | 1 |  | 0.033 | KG | 18.15 | 18.15 | CP20 | CP20 | Illuminated pushbutton, 22 mm, round, metal, shiny, red, pushbutton, flat, latching, Push-to-release mechanism, with laser labeling, upper case | - | 0 | 0
3SU1051-0AA20-0AA0-Z | Y12 | 3SU1051-0AA20-0AA0-ZY12 | 1 | UN | 1 | 10 | C | D | N | N | 85389099 | 1 |  | 0.033 | KG | 18.15 | 18.15 | CP20 | CP20 | Illuminated pushbutton, 22 mm, round, metal, shiny, red, pushbutton, flat, latching, Push-to-release mechanism, with laser labeling, lower case | - | 0 | 0
3SU1051-0AA20-0AA0-Z | Y13 | 3SU1051-0AA20-0AA0-ZY13 | 1 | UN | 1 | 10 | C | D | N | N | 85389099 | 1 |  | 0.033 | KG | 18.15 | 18.15 | CP20 | CP20 | Illuminated pushbutton, 22 mm, round, metal, shiny, red, pushbutton, flat, latching, Push-to-release mechanism, with laser labeling, symbol number according to, ISO 7000 or IEC 60417 | - | 0 | 0
3SU1051-0AA20-0AA0-Z | Y15 | 3SU1051-0AA20-0AA0-ZY15 | 1 | UN | 1 | 10 | C | D | N | N | 85389099 | 1 |  | 0.033 | KG | 18.15 | 18.15 | CP20 | CP20 | Illuminated pushbutton, 22 mm, round, metal, shiny, red, pushbutton, flat, latching, Push-to-release mechanism, with laser labeling, upper case and lower case, Always upper case at the beginning of the word | - | 0 | 0
3SU1051-0AA20-0AA0-Z | Y19 | 3SU1051-0AA20-0AA0-ZY19 | 1 | UN | 1 | 10 | C | D | N | N | 85389099 | 1 |  | 0.08 | KG | 14.35 | 14.35 | CP20 | CP20 | Illuminated pushbutton, 22 mm, round, metal, shiny, red, pushbutton, flat, latching, Push-to-release mechanism, with laser labeling, inscription or symbol Customer-specific selection with SIRIUS ACT configurator (CIN) | - | 0 | 0
3SU1051-0AA30-0AA0 |  | 3SU1051-0AA30-0AA0 | 1 | UN | 1 | 1 | A | D | N | N | 85389099 | 1 | 4011209966543 | 0.037 | KG | 13.4 | 13.4 | CP20 | CP20 | Illuminated pushbutton, 22 mm, round, metal, shiny, yellow, pushbutton, flat, latching, Push-to-release mechanism | - | 0 | 0
3SU1051-0AA30-0AA0-Z | X90 | 3SU1051-0AA30-0AA0-ZX90 | 1 | UN | 1 | 5 | B | D | EAR99 | N | 85389099 | 100 |  | 0.033 | KG | 13.4 | 13.4 | CP20 | CP20 | Illuminated pushbutton, 22 mm, round, metal, shiny, yellow, pushbutton, flat, latching, Push-to-release mechanism, Z=100-unit packaging | - | 0 | 0
3SU1051-0AA30-0AA0-Z | Y10 | 3SU1051-0AA30-0AA0-ZY10 | 1 | UN | 1 | 10 | C | D | N | N | 85389099 | 1 |  | 0.033 | KG | 18.15 | 18.15 | CP20 | CP20 | Illuminated pushbutton, 22 mm, round, metal, shiny, yellow, pushbutton, flat, latching, Push-to-release mechanism, with laser labeling, upper case and lower case, always upper case at beginning of line | - | 0 | 0
3SU1051-0AA30-0AA0-Z | Y11 | 3SU1051-0AA30-0AA0-ZY11 | 1 | UN | 1 | 10 | C | D | N | N | 85389099 | 1 |  | 0.033 | KG | 18.15 | 18.15 | CP20 | CP20 | Illuminated pushbutton, 22 mm, round, metal, shiny, yellow, pushbutton, flat, latching, Push-to-release mechanism, with laser labeling, upper case | - | 0 | 0
3SU1051-0AA30-0AA0-Z | Y12 | 3SU1051-0AA30-0AA0-ZY12 | 1 | UN | 1 | 10 | C | D | N | N | 85389099 | 1 |  | 0.033 | KG | 18.15 | 18.15 | CP20 | CP20 | Illuminated pushbutton, 22 mm, round, metal, shiny, yellow, pushbutton, flat, latching, Push-to-release mechanism, with laser labeling, lower case | - | 0 | 0
3SU1051-0AA30-0AA0-Z | Y13 | 3SU1051-0AA30-0AA0-ZY13 | 1 | UN | 1 | 10 | C | D | N | N | 85389099 | 1 |  | 0.033 | KG | 18.15 | 18.15 | CP20 | CP20 | Illuminated pushbutton, 22 mm, round, metal, shiny, yellow, pushbutton, flat, latching, Push-to-release mechanism, with laser labeling, symbol number according to, ISO 7000 or IEC 60417 | - | 0 | 0
3SU1051-0AA30-0AA0-Z | Y15 | 3SU1051-0AA30-0AA0-ZY15 | 1 | UN | 1 | 10 | C | D | N | N | 85389099 | 1 |  | 0.033 | KG | 18.15 | 18.15 | CP20 | CP20 | Illuminated pushbutton, 22 mm, round, metal, shiny, yellow, pushbutton, flat, latching, Push-to-release mechanism, with laser labeling, upper case and lower case, Always upper case at the beginning of the word | - | 0 | 0
3SU1051-0AA30-0AA0-Z | Y19 | 3SU1051-0AA30-0AA0-ZY19 | 1 | UN | 1 | 10 | C | D | N | N | 85389099 | 1 |  | 0.04 | KG | 14.35 | 14.35 | CP20 | CP20 | Illuminated pushbutton, 22 mm, round, metal, shiny, yellow, pushbutton, flat, latching, Push-to-release mechanism, with laser labeling, inscription or symbol Customer-specific selection with SIRIUS ACT configurator (CIN) | - | 0 | 0
3SU1051-0AA40-0AA0 |  | 3SU1051-0AA40-0AA0 | 1 | UN | 1 | 1 | A | D | N | N | 85389099 | 1 | 4011209966550 | 0.04 | KG | 13.4 | 13.4 | CP20 | CP20 | Illuminated pushbutton, 22 mm, round, metal, shiny, green, pushbutton, flat, latching, Push-to-release mechanism | - | 0 | 0
3SU1051-0AA40-0AA0-Z | X90 | 3SU1051-0AA40-0AA0-ZX90 | 1 | UN | 1 | 5 | B | D | EAR99 | N | 85389099 | 100 |  | 0.033 | KG | 13.4 | 13.4 | CP20 | CP20 | Illuminated pushbutton, 22 mm, round, metal, shiny, green, pushbutton, flat, latching, Push-to-release mechanism, Z=100-unit packaging | - | 0 | 0
3SU1051-0AA40-0AA0-Z | Y10 | 3SU1051-0AA40-0AA0-ZY10 | 1 | UN | 1 | 10 | C | D | N | N | 85389099 | 1 |  | 0.033 | KG | 18.15 | 18.15 | CP20 | CP20 | Illuminated pushbutton, 22 mm, round, metal, shiny, green, pushbutton, flat, latching, Push-to-release mechanism, with laser labeling, upper case and lower case, always upper case at beginning of line | - | 0 | 0
3SU1051-0AA40-0AA0-Z | Y11 | 3SU1051-0AA40-0AA0-ZY11 | 1 | UN | 1 | 10 | C | D | N | N | 85389099 | 1 |  | 0.033 | KG | 18.15 | 18.15 | CP20 | CP20 | Illuminated pushbutton, 22 mm, round, metal, shiny, green, pushbutton, flat, latching, Push-to-release mechanism, with laser labeling, upper case | - | 0 | 0
3SU1051-0AA40-0AA0-Z | Y12 | 3SU1051-0AA40-0AA0-ZY12 | 1 | UN | 1 | 10 | C | D | N | N | 85389099 | 1 |  | 0.033 | KG | 18.15 | 18.15 | CP20 | CP20 | Illuminated pushbutton, 22 mm, round, metal, shiny, green, pushbutton, flat, latching, Push-to-release mechanism, with laser labeling, lower case | - | 0 | 0
3SU1051-0AA40-0AA0-Z | Y13 | 3SU1051-0AA40-0AA0-ZY13 | 1 | UN | 1 | 10 | C | D | N | N | 85389099 | 1 |  | 0.033 | KG | 18.15 | 18.15 | CP20 | CP20 | Illuminated pushbutton, 22 mm, round, metal, shiny, green, pushbutton, flat, latching, Push-to-release mechanism, with laser labeling, symbol number according to, ISO 7000 or IEC 60417 | - | 0 | 0
3SU1051-0AA40-0AA0-Z | Y15 | 3SU1051-0AA40-0AA0-ZY15 | 1 | UN | 1 | 10 | C | D | N | N | 85389099 | 1 |  | 0.033 | KG | 18.15 | 18.15 | CP20 | CP20 | Illuminated pushbutton, 22 mm, round, metal, shiny, green, pushbutton, flat, latching, Push-to-release mechanism, with laser labeling, upper case and lower case, Always upper case at the beginning of the word | - | 0 | 0
3SU1051-0AA40-0AA0-Z | Y19 | 3SU1051-0AA40-0AA0-ZY19 | 1 | UN | 1 | 10 | C | D | N | N | 85389099 | 1 |  | 0.038 | KG | 14.35 | 14.35 | CP20 | CP20 | Illuminated pushbutton, 22 mm, round, metal, shiny, green, pushbutton, flat, latching, Push-to-release mechanism, with laser labeling, inscription or symbol Customer-specific selection with SIRIUS ACT configurator (CIN) | - | 0 | 0
3SU1051-0AA50-0AA0 |  | 3SU1051-0AA50-0AA0 | 1 | UN | 1 | 1 | A | D | N | N | 85389099 | 1 | 4011209966567 | 0.037 | KG | 13.4 | 13.4 | CP20 | CP20 | Illuminated pushbutton, 22 mm, round, metal, shiny, blue, pushbutton, flat, latching, Push-to-release mechanism | - | 0 | 0
3SU1051-0AA50-0AA0-Z | X90 | 3SU1051-0AA50-0AA0-ZX90 | 1 | UN | 1 | 5 | B | D | EAR99 | N | 85389099 | 100 |  | 0.033 | KG | 13.4 | 13.4 | CP20 | CP20 | Illuminated pushbutton, 22 mm, round, metal, shiny, blue, pushbutton, flat, latching, Push-to-release mechanism, Z=100-unit packaging | - | 0 | 0
3SU1051-0AA50-0AA0-Z | Y10 | 3SU1051-0AA50-0AA0-ZY10 | 1 | UN | 1 | 10 | C | D | N | N | 85389099 | 1 |  | 0.033 | KG | 18.15 | 18.15 | CP20 | CP20 | Illuminated pushbutton, 22 mm, round, metal, shiny, blue, pushbutton, flat, latching, Push-to-release mechanism, with laser labeling, upper case and lower case, always upper case at beginning of line | - | 0 | 0
3SU1051-0AA50-0AA0-Z | Y11 | 3SU1051-0AA50-0AA0-ZY11 | 1 | UN | 1 | 10 | C | D | N | N | 85389099 | 1 |  | 0.033 | KG | 18.15 | 18.15 | CP20 | CP20 | Illuminated pushbutton, 22 mm, round, metal, shiny, blue, pushbutton, flat, latching, Push-to-release mechanism, with laser labeling, upper case | - | 0 | 0
3SU1051-0AA50-0AA0-Z | Y12 | 3SU1051-0AA50-0AA0-ZY12 | 1 | UN | 1 | 10 | C | D | N | N | 85389099 | 1 |  | 0.033 | KG | 18.15 | 18.15 | CP20 | CP20 | Illuminated pushbutton, 22 mm, round, metal, shiny, blue, pushbutton, flat, latching, Push-to-release mechanism, with laser labeling, lower case | - | 0 | 0
3SU1051-0AA50-0AA0-Z | Y13 | 3SU1051-0AA50-0AA0-ZY13 | 1 | UN | 1 | 10 | C | D | N | N | 85389099 | 1 |  | 0.033 | KG | 18.15 | 18.15 | CP20 | CP20 | Illuminated pushbutton, 22 mm, round, metal, shiny, blue, pushbutton, flat, latching, Push-to-release mechanism, with laser labeling, symbol number according to, ISO 7000 or IEC 60417 | - | 0 | 0
3SU1051-0AA50-0AA0-Z | Y15 | 3SU1051-0AA50-0AA0-ZY15 | 1 | UN | 1 | 10 | C | D | N | N | 85389099 | 1 |  | 0.033 | KG | 18.15 | 18.15 | CP20 | CP20 | Illuminated pushbutton, 22 mm, round, metal, shiny, blue, pushbutton, flat, latching, Push-to-release mechanism, with laser labeling, upper case and lower case, Always upper case at the beginning of the word | - | 0 | 0
3SU1051-0AA50-0AA0-Z | Y19 | 3SU1051-0AA50-0AA0-ZY19 | 1 | UN | 1 | 10 | C | D | N | N | 85389099 | 1 |  | 0.045 | KG | 14.35 | 14.35 | CP20 | CP20 | Illuminated pushbutton, 22 mm, round, metal, shiny, blue, pushbutton, flat, latching, Push-to-release mechanism, with laser labeling, inscription or symbol Customer-specific selection with SIRIUS ACT configurator (CIN) | - | 0 | 0
3SU1051-0AA60-0AA0 |  | 3SU1051-0AA60-0AA0 | 1 | UN | 1 | 1 | A | D | N | N | 85389099 | 1 | 4011209966574 | 0.037 | KG | 13.4 | 13.4 | CP20 | CP20 | Illuminated pushbutton, 22 mm, round, metal, shiny, white, pushbutton, flat, latching, Push-to-release mechanism | - | 0 | 0
3SU1051-0AA60-0AA0-Z | X90 | 3SU1051-0AA60-0AA0-ZX90 | 1 | UN | 1 | 5 | B | D | EAR99 | N | 85389099 | 100 |  | 0.033 | KG | 13.4 | 13.4 | CP20 | CP20 | Illuminated pushbutton, 22 mm, round, metal, shiny, white, pushbutton, flat, latching, Push-to-release mechanism, Z=100-unit packaging | - | 0 | 0
3SU1051-0AA60-0AA0-Z | Y10 | 3SU1051-0AA60-0AA0-ZY10 | 1 | UN | 1 | 10 | C | D | N | N | 85389099 | 1 |  | 0.033 | KG | 18.15 | 18.15 | CP20 | CP20 | Illuminated pushbutton, 22 mm, round, metal, shiny, white, pushbutton, flat, latching, Push-to-release mechanism, with laser labeling, upper case and lower case, always upper case at beginning of line | - | 0 | 0
3SU1051-0AA60-0AA0-Z | Y11 | 3SU1051-0AA60-0AA0-ZY11 | 1 | UN | 1 | 10 | C | D | N | N | 85389099 | 1 |  | 0.033 | KG | 18.15 | 18.15 | CP20 | CP20 | Illuminated pushbutton, 22 mm, round, metal, shiny, white, pushbutton, flat, latching, Push-to-release mechanism, with laser labeling, upper case | - | 0 | 0
3SU1051-0AA60-0AA0-Z | Y12 | 3SU1051-0AA60-0AA0-ZY12 | 1 | UN | 1 | 10 | C | D | N | N | 85389099 | 1 |  | 0.033 | KG | 18.15 | 18.15 | CP20 | CP20 | Illuminated pushbutton, 22 mm, round, metal, shiny, white, pushbutton, flat, latching, Push-to-release mechanism, with laser labeling, lower case | - | 0 | 0
3SU1051-0AA60-0AA0-Z | Y13 | 3SU1051-0AA60-0AA0-ZY13 | 1 | UN | 1 | 10 | C | D | N | N | 85389099 | 1 |  | 0.04 | KG | 18.15 | 18.15 | CP20 | CP20 | Illuminated pushbutton, 22 mm, round, metal, shiny, white, pushbutton, flat, latching, Push-to-release mechanism, with laser labeling, symbol number according to, ISO 7000 or IEC 60417 | - | 0 | 0
3SU1051-0AA60-0AA0-Z | Y15 | 3SU1051-0AA60-0AA0-ZY15 | 1 | UN | 1 | 10 | C | D | N | N | 85389099 | 1 |  | 0.033 | KG | 18.15 | 18.15 | CP20 | CP20 | Illuminated pushbutton, 22 mm, round, metal, shiny, white, pushbutton, flat, latching, Push-to-release mechanism, with laser labeling, upper case and lower case, Always upper case at the beginning of the word | - | 0 | 0
3SU1051-0AA60-0AA0-Z | Y19 | 3SU1051-0AA60-0AA0-ZY19 | 1 | UN | 1 | 10 | C | D | N | N | 85389099 | 1 |  | 0.06 | KG | 14.35 | 14.35 | CP20 | CP20 | Illuminated pushbutton, 22 mm, round, metal, shiny, white, pushbutton, flat, latching, Push-to-release mechanism, with laser labeling, inscription or symbol Customer-specific selection with SIRIUS ACT configurator (CIN) | - | 0 | 0
3SU1051-0AA70-0AA0 |  | 3SU1051-0AA70-0AA0 | 1 | UN | 1 | 5 | B | D | N | N | 85389099 | 1 | 4011209966581 | 0.038 | KG | 13.4 | 13.4 | CP20 | CP20 | Illuminated pushbutton, 22 mm, round, metal, shiny, clear, pushbutton, flat, latching, Push-to-release mechanism | - | 0 | 0
3SU1051-0AA70-0AA0-Z | X90 | 3SU1051-0AA70-0AA0-ZX90 | 1 | UN | 1 | 5 | B | D | EAR99 | N | 85389099 | 100 |  | 0.033 | KG | 13.4 | 13.4 | CP20 | CP20 | Illuminated pushbutton, 22 mm, round, metal, shiny, clear, pushbutton, flat, latching, Push-to-release mechanism, Z=100-unit packaging | - | 0 | 0
3SU1051-0AA70-0AA0-Z | Y10 | 3SU1051-0AA70-0AA0-ZY10 | 1 | UN | 1 | 10 | C | D | EAR99 | N | 85389099 | 1 |  | 0.033 | KG | 18.15 | 18.15 | CP20 | CP20 | Illuminated pushbutton, 22 mm, round, metal, shiny, clear, pushbutton, flat, latching, Push-to-release mechanism, with laser labeling, upper case and lower case, always upper case at beginning of line | - | 0 | 0
3SU1051-0AA70-0AA0-Z | Y11 | 3SU1051-0AA70-0AA0-ZY11 | 1 | UN | 1 | 10 | C | D | EAR99 | N | 85389099 | 1 |  | 0.033 | KG | 18.15 | 18.15 | CP20 | CP20 | Illuminated pushbutton, 22 mm, round, metal, shiny, clear, pushbutton, flat, latching, Push-to-release mechanism, with laser labeling, upper case | - | 0 | 0
3SU1051-0AA70-0AA0-Z | Y12 | 3SU1051-0AA70-0AA0-ZY12 | 1 | UN | 1 | 10 | C | D | EAR99 | N | 85389099 | 1 |  | 0.033 | KG | 18.15 | 18.15 | CP20 | CP20 | Illuminated pushbutton, 22 mm, round, metal, shiny, clear, pushbutton, flat, latching, Push-to-release mechanism, with laser labeling, lower case | - | 0 | 0
3SU1051-0AA70-0AA0-Z | Y13 | 3SU1051-0AA70-0AA0-ZY13 | 1 | UN | 1 | 10 | C | D | EAR99 | N | 85389099 | 1 |  | 0.033 | KG | 18.15 | 18.15 | CP20 | CP20 | Illuminated pushbutton, 22 mm, round, metal, shiny, clear, pushbutton, flat, latching, Push-to-release mechanism, with laser labeling, symbol number according to, ISO 7000 or IEC 60417 | - | 0 | 0
3SU1051-0AA70-0AA0-Z | Y15 | 3SU1051-0AA70-0AA0-ZY15 | 1 | UN | 1 | 10 | C | D | EAR99 | N | 85389099 | 1 |  | 0.033 | KG | 18.15 | 18.15 | CP20 | CP20 | Illuminated pushbutton, 22 mm, round, metal, shiny, clear, pushbutton, flat, latching, Push-to-release mechanism, with laser labeling, upper case and lower case, Always upper case at the beginning of the word | - | 0 | 0
3SU1051-0AA70-0AA0-Z | Y19 | 3SU1051-0AA70-0AA0-ZY19 | 1 | UN | 1 | 10 | C | D | EAR99 | N | 85389099 | 1 |  | 0.033 | KG | 14.35 | 14.35 | CP20 | CP20 | Illuminated pushbutton, 22 mm, round, metal, shiny, clear, pushbutton, flat, latching, Push-to-release mechanism, with laser labeling, inscription or symbol Customer-specific selection with SIRIUS ACT configurator (CIN) | - | 0 | 0
3SU1051-0AB00-0AA0 |  | 3SU1051-0AB00-0AA0 | 1 | UN | 1 | 5 | B | D | N | N | 85389099 | 1 | 4011209965744 | 0.035 | KG | 7.91 | 7.91 | CP20 | CP20 | Illuminated pushbutton, 22 mm, round, metal, shiny, amber, pushbutton, flat, momentary contact type | - | 0 | 0
3SU1051-0AB00-0AA0-Z | X90 | 3SU1051-0AB00-0AA0-ZX90 | 1 | UN | 1 | 5 | B | D | EAR99 | N | 85389099 | 100 |  | 0.035 | KG | 7.91 | 7.91 | CP20 | CP20 | Illuminated pushbutton, 22 mm, round, metal, shiny, amber, pushbutton, flat, momentary contact type, Z=100-unit packaging | - | 0 | 0
3SU1051-0AB00-0AA0-Z | Y10 | 3SU1051-0AB00-0AA0-ZY10 | 1 | UN | 1 | 10 | C | D | N | N | 85389099 | 1 |  | 0.035 | KG | 12.64 | 12.64 | CP20 | CP20 | Illuminated pushbutton, 22 mm, round, metal, shiny, amber, pushbutton, flat, momentary contact type, with laser labeling, upper case and lower case, always upper case at beginning of line | - | 0 | 0
3SU1051-0AB00-0AA0-Z | Y11 | 3SU1051-0AB00-0AA0-ZY11 | 1 | UN | 1 | 10 | C | D | N | N | 85389099 | 1 |  | 0.035 | KG | 12.64 | 12.64 | CP20 | CP20 | Illuminated pushbutton, 22 mm, round, metal, shiny, amber, pushbutton, flat, momentary contact type, with laser labeling, upper case | - | 0 | 0
3SU1051-0AB00-0AA0-Z | Y12 | 3SU1051-0AB00-0AA0-ZY12 | 1 | UN | 1 | 10 | C | D | N | N | 85389099 | 1 |  | 0.035 | KG | 12.64 | 12.64 | CP20 | CP20 | Illuminated pushbutton, 22 mm, round, metal, shiny, amber, pushbutton, flat, momentary contact type, with laser labeling, lower case | - | 0 | 0
3SU1051-0AB00-0AA0-Z | Y13 | 3SU1051-0AB00-0AA0-ZY13 | 1 | UN | 1 | 10 | C | D | N | N | 85389099 | 1 |  | 0.035 | KG | 12.64 | 12.64 | CP20 | CP20 | Illuminated pushbutton, 22 mm, round, metal, shiny, amber, pushbutton, flat, momentary contact type, with laser labeling, symbol number according to, ISO 7000 or IEC 60417 | - | 0 | 0
3SU1051-0AB00-0AA0-Z | Y15 | 3SU1051-0AB00-0AA0-ZY15 | 1 | UN | 1 | 10 | C | D | N | N | 85389099 | 1 |  | 0.035 | KG | 12.64 | 12.64 | CP20 | CP20 | Illuminated pushbutton, 22 mm, round, metal, shiny, amber, pushbutton, flat, momentary contact type, with laser labeling, upper case and lower case, Always upper case at the beginning of the word | - | 0 | 0
3SU1051-0AB00-0AA0-Z | Y19 | 3SU1051-0AB00-0AA0-ZY19 | 1 | UN | 1 | 10 | C | D | N | N | 85389099 | 1 |  | 0.08 | KG | 8.86 | 8.86 | CP20 | CP20 | Illuminated pushbutton, 22 mm, round, metal, shiny, amber, pushbutton, flat, momentary contact type, with laser labeling, inscription or symbol Customer-specific selection with SIRIUS ACT configurator (CIN) | - | 0 | 0
3SU1051-0AB20-0AA0 |  | 3SU1051-0AB20-0AA0 | 1 | UN | 1 | 1 | A | D | N | N | 85389099 | 1 | 4011209965683 | 0.035 | KG | 7.91 | 7.7 | CP20 | CP20 | Illuminated pushbutton, 22 mm, round, metal, shiny, red, pushbutton, flat, momentary contact type | Lista Papel 2020 SI | 0 | 0
3SU1051-0AB20-0AA0-Z | X90 | 3SU1051-0AB20-0AA0-ZX90 | 1 | UN | 1 | 5 | B | D | N | N | 85389099 | 100 | 4047621062044 | 0.038 | KG | 7.91 | 7.91 | CP20 | CP20 | Illuminated pushbutton, 22 mm, round, metal, shiny, red, pushbutton, flat, momentary contact type, Z=100-unit packaging | - | 0 | 0
3SU1051-0AB20-0AA0-Z | Y10 | 3SU1051-0AB20-0AA0-ZY10 | 1 | UN | 1 | 10 | C | D | N | N | 85389099 | 1 |  | 0.045 | KG | 12.64 | 12.64 | CP20 | CP20 | Illuminated pushbutton, 22 mm, round, metal, shiny, red, pushbutton, flat, momentary contact type, with laser labeling, upper case and lower case, always upper case at beginning of line | - | 0 | 0
3SU1051-0AB20-0AA0-Z | Y11 | 3SU1051-0AB20-0AA0-ZY11 | 1 | UN | 1 | 10 | C | D | N | N | 85389099 | 1 |  | 0.042 | KG | 12.64 | 12.64 | CP20 | CP20 | Illuminated pushbutton, 22 mm, round, metal, shiny, red, pushbutton, flat, momentary contact type, with laser labeling, upper case | - | 0 | 0
3SU1051-0AB20-0AA0-Z | Y12 | 3SU1051-0AB20-0AA0-ZY12 | 1 | UN | 1 | 10 | C | D | N | N | 85389099 | 1 |  | 0.035 | KG | 12.64 | 12.64 | CP20 | CP20 | Illuminated pushbutton, 22 mm, round, metal, shiny, red, pushbutton, flat, momentary contact type, with laser labeling, lower case | - | 0 | 0
3SU1051-0AB20-0AA0-Z | Y13 | 3SU1051-0AB20-0AA0-ZY13 | 1 | UN | 1 | 10 | C | D | N | N | 85389099 | 1 |  | 0.04 | KG | 12.64 | 12.64 | CP20 | CP20 | Illuminated pushbutton, 22 mm, round, metal, shiny, red, pushbutton, flat, momentary contact type, with laser labeling, symbol number according to, ISO 7000 or IEC 60417 | - | 0 | 0
3SU1051-0AB20-0AA0-Z | Y15 | 3SU1051-0AB20-0AA0-ZY15 | 1 | UN | 1 | 10 | C | D | N | N | 85389099 | 1 |  | 0.035 | KG | 12.64 | 12.64 | CP20 | CP20 | Illuminated pushbutton, 22 mm, round, metal, shiny, red, pushbutton, flat, momentary contact type, with laser labeling, upper case and lower case, Always upper case at the beginning of the word | - | 0 | 0
3SU1051-0AB20-0AA0-Z | Y19 | 3SU1051-0AB20-0AA0-ZY19 | 1 | UN | 1 | 10 | C | D | N | N | 85389099 | 1 |  | 0.04 | KG | 8.86 | 8.86 | CP20 | CP20 | Illuminated pushbutton, 22 mm, round, metal, shiny, red, pushbutton, flat, momentary contact type, with laser labeling, inscription or symbol Customer-specific selection with SIRIUS ACT configurator (CIN) | - | 0 | 0
3SU1051-0AB20-0AA1 |  | 3SU1051-0AB20-0AA1 | 1 | UN | 1 | 10 | C | D | EAR99 | N | 85389099 | 1 | 4011209962040 | 0.035 | KG | 43.99 | 42.75 | CP20 | CP20 | Illuminated pushbutton, 22 mm, round, metal, shiny, red, pushbutton, flat, momentary contact type, ATEX | Lista Papel 2020 SI | 0 | 9
3SU1051-0AB20-0AA1-Z | Y19 | 3SU1051-0AB20-0AA1-ZY19 | 1 | UN | 1 | 10 | C | D | EAR99 | N | 85389099 | 1 |  | 0.035 | KG | 44.94 | 44.94 | CP20 | CP20 | Illuminated pushbutton, 22 mm, round, metal shiny, red, pushbutton flat, momentary contact type, ATEX, with laser labeling, inscription or symbol, Customer-specific selection with SIRIUS ACT configurator (CIN) | - | 0 | 9
3SU1051-0AB30-0AA0 |  | 3SU1051-0AB30-0AA0 | 1 | UN | 1 | 3 | B | D | N | N | 85389099 | 1 | 4011209965690 | 0.035 | KG | 7.91 | 7.7 | CP20 | CP20 | Illuminated pushbutton, 22 mm, round, metal, shiny, yellow, pushbutton, flat, momentary contact type | Lista Papel 2020 SI | 0 | 0
3SU1051-0AB30-0AA0-Z | X90 | 3SU1051-0AB30-0AA0-ZX90 | 1 | UN | 1 | 5 | B | D | EAR99 | N | 85389099 | 100 |  | 0.035 | KG | 7.91 | 7.91 | CP20 | CP20 | Illuminated pushbutton, 22 mm, round, metal, shiny, yellow, pushbutton, flat, momentary contact type, Z=100-unit packaging | - | 0 | 0
3SU1051-0AB30-0AA0-Z | Y10 | 3SU1051-0AB30-0AA0-ZY10 | 1 | UN | 1 | 10 | C | D | N | N | 85389099 | 1 |  | 0.035 | KG | 12.64 | 12.64 | CP20 | CP20 | Illuminated pushbutton, 22 mm, round, metal, shiny, yellow, pushbutton, flat, momentary contact type, with laser labeling, upper case and lower case, always upper case at beginning of line | - | 0 | 0
3SU1051-0AB30-0AA0-Z | Y11 | 3SU1051-0AB30-0AA0-ZY11 | 1 | UN | 1 | 10 | C | D | N | N | 85389099 | 1 |  | 0.035 | KG | 12.64 | 12.64 | CP20 | CP20 | Illuminated pushbutton, 22 mm, round, metal, shiny, yellow, pushbutton, flat, momentary contact type, with laser labeling, upper case | - | 0 | 0
3SU1051-0AB30-0AA0-Z | Y12 | 3SU1051-0AB30-0AA0-ZY12 | 1 | UN | 1 | 10 | C | D | N | N | 85389099 | 1 |  | 0.035 | KG | 12.64 | 12.64 | CP20 | CP20 | Illuminated pushbutton, 22 mm, round, metal, shiny, yellow, pushbutton, flat, momentary contact type, with laser labeling, lower case | - | 0 | 0
3SU1051-0AB30-0AA0-Z | Y13 | 3SU1051-0AB30-0AA0-ZY13 | 1 | UN | 1 | 10 | C | D | N | N | 85389099 | 1 |  | 0.042 | KG | 12.64 | 12.64 | CP20 | CP20 | Illuminated pushbutton, 22 mm, round, metal, shiny, yellow, pushbutton, flat, momentary contact type, with laser labeling, symbol number according to, ISO 7000 or IEC 60417 | - | 0 | 0
3SU1051-0AB30-0AA0-Z | Y15 | 3SU1051-0AB30-0AA0-ZY15 | 1 | UN | 1 | 10 | C | D | N | N | 85389099 | 1 |  | 0.035 | KG | 12.64 | 12.64 | CP20 | CP20 | Illuminated pushbutton, 22 mm, round, metal, shiny, yellow, pushbutton, flat, momentary contact type, with laser labeling, upper case and lower case, Always upper case at the beginning of the word | - | 0 | 0
3SU1051-0AB30-0AA0-Z | Y19 | 3SU1051-0AB30-0AA0-ZY19 | 1 | UN | 1 | 10 | C | D | N | N | 85389099 | 1 |  | 0.04 | KG | 8.86 | 8.86 | CP20 | CP20 | Illuminated pushbutton, 22 mm, round, metal, shiny, yellow, pushbutton, flat, momentary contact type, with laser labeling, inscription or symbol Customer-specific selection with SIRIUS ACT configurator (CIN) | - | 0 | 0
3SU1051-0AB30-0AA1 |  | 3SU1051-0AB30-0AA1 | 1 | UN | 1 | 10 | C | D | EAR99 | N | 85389099 | 1 | 4011209961999 | 0.035 | KG | 43.99 | 42.75 | CP20 | CP20 | Illuminated pushbutton, 22 mm, round, metal, shiny, yellow, pushbutton, flat, momentary contact type, ATEX | Lista Papel 2020 SI | 0 | 9
3SU1051-0AB30-0AA1-Z | X90 | 3SU1051-0AB30-0AA1-ZX90 | 1 | UN | 1 | 10 | C | D | EAR99 | N | 85389099 | 100 |  | 0.035 | KG | 43.99 | 43.99 | CP20 | CP20 | Illuminated pushbutton, 22 mm, round, metal, shiny, yellow, pushbutton, flat, momentary contact type, ATEX, Z=100-unit packaging | - | 0 | 9
3SU1051-0AB30-0AA1-Z | Y10 | 3SU1051-0AB30-0AA1-ZY10 | 1 | UN | 1 | 15 | C | D | EAR99 | N | 85389099 | 1 |  | 0.035 | KG | 48.74 | 48.74 | CP20 | CP20 | Illuminated pushbutton, 22 mm, round, metal, shiny, yellow, pushbutton, flat, momentary contact type, ATEX, with laser labeling, upper case and lower case, always upper case at beginning of line | - | 0 | 9
3SU1051-0AB30-0AA1-Z | Y11 | 3SU1051-0AB30-0AA1-ZY11 | 1 | UN | 1 | 15 | C | D | EAR99 | N | 85389099 | 1 |  | 0.035 | KG | 48.74 | 48.74 | CP20 | CP20 | Illuminated pushbutton, 22 mm, round, metal, shiny, yellow, pushbutton, flat, momentary contact type, ATEX, with laser labeling, upper case | - | 0 | 9
3SU1051-0AB30-0AA1-Z | Y12 | 3SU1051-0AB30-0AA1-ZY12 | 1 | UN | 1 | 15 | C | D | EAR99 | N | 85389099 | 1 |  | 0.035 | KG | 48.74 | 48.74 | CP20 | CP20 | Illuminated pushbutton, 22 mm, round, metal, shiny, yellow, pushbutton, flat, momentary contact type, ATEX, with laser labeling, lower case | - | 0 | 9
3SU1051-0AB30-0AA1-Z | Y13 | 3SU1051-0AB30-0AA1-ZY13 | 1 | UN | 1 | 15 | C | D | EAR99 | N | 85389099 | 1 |  | 0.035 | KG | 48.74 | 48.74 | CP20 | CP20 | Illuminated pushbutton, 22 mm, round, metal, shiny, yellow, pushbutton, flat, momentary contact type, ATEX, with laser labeling, symbol number according to, ISO 7000 or IEC 60417 | - | 0 | 9
3SU1051-0AB30-0AA1-Z | Y15 | 3SU1051-0AB30-0AA1-ZY15 | 1 | UN | 1 | 15 | C | D | EAR99 | N | 85389099 | 1 |  | 0.035 | KG | 48.74 | 48.74 | CP20 | CP20 | Illuminated pushbutton, 22 mm, round, metal, shiny, yellow, pushbutton, flat, momentary contact type, ATEX, with laser labeling, upper case and lower case, Always upper case at the beginning of the word | - | 0 | 9
3SU1051-0AB30-0AA1-Z | Y19 | 3SU1051-0AB30-0AA1-ZY19 | 1 | UN | 1 | 15 | C | D | EAR99 | N | 85389099 | 1 |  | 0.035 | KG | 44.94 | 44.94 | CP20 | CP20 | Illuminated pushbutton, 22 mm, round, metal, shiny, yellow, pushbutton, flat, momentary contact type, ATEX, with laser labeling, inscription or symbol Customer-specific selection with SIRIUS ACT configurator (CIN) | - | 0 | 9
3SU1051-0AB40-0AA0 |  | 3SU1051-0AB40-0AA0 | 1 | UN | 1 | 1 | A | D | N | N | 85389099 | 1 | 4011209965706 | 0.038 | KG | 7.91 | 7.7 | CP20 | CP20 | Illuminated pushbutton, 22 mm, round, metal, shiny, green, pushbutton, flat, momentary contact type | Lista Papel 2020 SI | 0 | 0
3SU1051-0AB40-0AA0-Z | X90 | 3SU1051-0AB40-0AA0-ZX90 | 1 | UN | 1 | 5 | B | D | N | N | 85389099 | 100 | 4047621058399 | 0.039 | KG | 7.91 | 7.91 | CP20 | CP20 | Illuminated pushbutton, 22 mm, round, metal, shiny, green, pushbutton, flat, momentary contact type, Z=100-unit packaging | - | 0 | 0
3SU1051-0AB40-0AA0-Z | Y10 | 3SU1051-0AB40-0AA0-ZY10 | 1 | UN | 1 | 10 | C | D | N | N | 85389099 | 1 |  | 0.04 | KG | 12.64 | 12.64 | CP20 | CP20 | Illuminated pushbutton, 22 mm, round, metal, shiny, green, pushbutton, flat, momentary contact type, with laser labeling, upper case and lower case, always upper case at beginning of line | - | 0 | 0
3SU1051-0AB40-0AA0-Z | Y11 | 3SU1051-0AB40-0AA0-ZY11 | 1 | UN | 1 | 10 | C | D | N | N | 85389099 | 1 |  | 0.04 | KG | 12.64 | 12.64 | CP20 | CP20 | Illuminated pushbutton, 22 mm, round, metal, shiny, green, pushbutton, flat, momentary contact type, with laser labeling, upper case | - | 0 | 0
3SU1051-0AB40-0AA0-Z | Y12 | 3SU1051-0AB40-0AA0-ZY12 | 1 | UN | 1 | 10 | C | D | N | N | 85389099 | 1 |  | 0.035 | KG | 12.64 | 12.64 | CP20 | CP20 | Illuminated pushbutton, 22 mm, round, metal, shiny, green, pushbutton, flat, momentary contact type, with laser labeling, lower case | - | 0 | 0
3SU1051-0AB40-0AA0-Z | Y13 | 3SU1051-0AB40-0AA0-ZY13 | 1 | UN | 1 | 10 | C | D | N | N | 85389099 | 1 |  | 0.04 | KG | 12.64 | 12.64 | CP20 | CP20 | Illuminated pushbutton, 22 mm, round, metal, shiny, green, pushbutton, flat, momentary contact type, with laser labeling, symbol number according to, ISO 7000 or IEC 60417 | - | 0 | 0
3SU1051-0AB40-0AA0-Z | Y15 | 3SU1051-0AB40-0AA0-ZY15 | 1 | UN | 1 | 10 | C | D | N | N | 85389099 | 1 |  | 0.04 | KG | 12.64 | 12.64 | CP20 | CP20 | Illuminated pushbutton, 22 mm, round, metal, shiny, green, pushbutton, flat, momentary contact type, with laser labeling, upper case and lower case, Always upper case at the beginning of the word | - | 0 | 0
3SU1051-0AB40-0AA0-Z | Y19 | 3SU1051-0AB40-0AA0-ZY19 | 1 | UN | 1 | 10 | C | D | N | N | 85389099 | 1 |  | 0.04 | KG | 8.86 | 8.86 | CP20 | CP20 | Illuminated pushbutton, 22 mm, round, metal, shiny, green, pushbutton, flat, momentary contact type, with laser labeling, inscription or symbol Customer-specific selection with SIRIUS ACT configurator (CIN) | - | 0 | 0
3SU1051-0AB40-0AA1 |  | 3SU1051-0AB40-0AA1 | 1 | UN | 1 | 10 | C | D | EAR99 | N | 85389099 | 1 | 4011209962002 | 0.035 | KG | 43.99 | 42.75 | CP20 | CP20 | Illuminated pushbutton, 22 mm, round, metal, shiny, green, pushbutton, flat, momentary contact type, ATEX | Lista Papel 2020 SI | 0 | 9
3SU1051-0AB40-0AA1-Z | X90 | 3SU1051-0AB40-0AA1-ZX90 | 1 | UN | 1 | 10 | C | D | EAR99 | N | 85389099 | 100 |  | 0.035 | KG | 43.99 | 43.99 | CP20 | CP20 | Illuminated pushbutton, 22 mm, round, metal, shiny, green, pushbutton, flat, momentary contact type, ATEX, Z=100-unit packaging | - | 0 | 9
3SU1051-0AB40-0AA1-Z | Y10 | 3SU1051-0AB40-0AA1-ZY10 | 1 | UN | 1 | 15 | C | D | EAR99 | N | 85389099 | 1 |  | 0.035 | KG | 48.74 | 48.74 | CP20 | CP20 | Illuminated pushbutton, 22 mm, round, metal, shiny, green, pushbutton, flat, momentary contact type, ATEX, with laser labeling, upper case and lower case, always upper case at beginning of line | - | 0 | 9
3SU1051-0AB40-0AA1-Z | Y11 | 3SU1051-0AB40-0AA1-ZY11 | 1 | UN | 1 | 15 | C | D | EAR99 | N | 85389099 | 1 |  | 0.035 | KG | 48.74 | 48.74 | CP20 | CP20 | Illuminated pushbutton, 22 mm, round, metal, shiny, green, pushbutton, flat, momentary contact type, ATEX, with laser labeling, upper case | - | 0 | 9
3SU1051-0AB40-0AA1-Z | Y12 | 3SU1051-0AB40-0AA1-ZY12 | 1 | UN | 1 | 15 | C | D | EAR99 | N | 85389099 | 1 |  | 0.035 | KG | 48.74 | 48.74 | CP20 | CP20 | Illuminated pushbutton, 22 mm, round, metal, shiny, green, pushbutton, flat, momentary contact type, ATEX, with laser labeling, lower case | - | 0 | 9
3SU1051-0AB40-0AA1-Z | Y13 | 3SU1051-0AB40-0AA1-ZY13 | 1 | UN | 1 | 15 | C | D | EAR99 | N | 85389099 | 1 |  | 0.035 | KG | 48.74 | 48.74 | CP20 | CP20 | Illuminated pushbutton, 22 mm, round, metal, shiny, green, pushbutton, flat, momentary contact type, ATEX, with laser labeling, symbol number according to, ISO 7000 or IEC 60417 | - | 0 | 9
3SU1051-0AB40-0AA1-Z | Y15 | 3SU1051-0AB40-0AA1-ZY15 | 1 | UN | 1 | 15 | C | D | EAR99 | N | 85389099 | 1 |  | 0.035 | KG | 48.74 | 48.74 | CP20 | CP20 | Illuminated pushbutton, 22 mm, round, metal, shiny, green, pushbutton, flat, momentary contact type, ATEX, with laser labeling, upper case and lower case, Always upper case at the beginning of the word | - | 0 | 9
3SU1051-0AB40-0AA1-Z | Y19 | 3SU1051-0AB40-0AA1-ZY19 | 1 | UN | 1 | 15 | C | D | EAR99 | N | 85389099 | 1 |  | 0.035 | KG | 44.94 | 44.94 | CP20 | CP20 | Illuminated pushbutton, 22 mm, round, metal, shiny, green, pushbutton, flat, momentary contact type, ATEX, with laser labeling, inscription or symbol Customer-specific selection with SIRIUS ACT configurator (CIN) | - | 0 | 9
3SU1051-0AB50-0AA0 |  | 3SU1051-0AB50-0AA0 | 1 | UN | 1 | 3 | B | D | N | N | 85389099 | 1 | 4011209965713 | 0.039 | KG | 7.91 | 7.7 | CP20 | CP20 | Illuminated pushbutton, 22 mm, round, metal, shiny, blue, pushbutton, flat, momentary contact type | Lista Papel 2020 SI | 0 | 0
3SU1051-0AB50-0AA0-Z | X90 | 3SU1051-0AB50-0AA0-ZX90 | 1 | UN | 1 | 5 | B | D | N | N | 85389099 | 100 | 4047621056760 | 0.04 | KG | 7.91 | 7.91 | CP20 | CP20 | Illuminated pushbutton, 22 mm, round, metal, shiny, blue, pushbutton, flat, momentary contact type, Z=100-unit packaging | - | 0 | 0
3SU1051-0AB50-0AA0-Z | Y10 | 3SU1051-0AB50-0AA0-ZY10 | 1 | UN | 1 | 10 | C | D | N | N | 85389099 | 1 |  | 0.035 | KG | 12.64 | 12.64 | CP20 | CP20 | Illuminated pushbutton, 22 mm, round, metal, shiny, blue, pushbutton, flat, momentary contact type, with laser labeling, upper case and lower case, always upper case at beginning of line | - | 0 | 0
3SU1051-0AB50-0AA0-Z | Y11 | 3SU1051-0AB50-0AA0-ZY11 | 1 | UN | 1 | 10 | C | D | N | N | 85389099 | 1 |  | 0.04 | KG | 12.64 | 12.64 | CP20 | CP20 | Illuminated pushbutton, 22 mm, round, metal, shiny, blue, pushbutton, flat, momentary contact type, with laser labeling, upper case | - | 0 | 0
3SU1051-0AB50-0AA0-Z | Y12 | 3SU1051-0AB50-0AA0-ZY12 | 1 | UN | 1 | 10 | C | D | N | N | 85389099 | 1 |  | 0.035 | KG | 12.64 | 12.64 | CP20 | CP20 | Illuminated pushbutton, 22 mm, round, metal, shiny, blue, pushbutton, flat, momentary contact type, with laser labeling, lower case | - | 0 | 0
3SU1051-0AB50-0AA0-Z | Y13 | 3SU1051-0AB50-0AA0-ZY13 | 1 | UN | 1 | 10 | C | D | N | N | 85389099 | 1 |  | 0.04 | KG | 12.64 | 12.64 | CP20 | CP20 | Illuminated pushbutton, 22 mm, round, metal, shiny, blue, pushbutton, flat, momentary contact type, with laser labeling, symbol number according to, ISO 7000 or IEC 60417 | - | 0 | 0
3SU1051-0AB50-0AA0-Z | Y15 | 3SU1051-0AB50-0AA0-ZY15 | 1 | UN | 1 | 10 | C | D | N | N | 85389099 | 1 |  | 0.035 | KG | 12.64 | 12.64 | CP20 | CP20 | Illuminated pushbutton, 22 mm, round, metal, shiny, blue, pushbutton, flat, momentary contact type, with laser labeling, upper case and lower case, Always upper case at the beginning of the word | - | 0 | 0
3SU1051-0AB50-0AA0-Z | Y19 | 3SU1051-0AB50-0AA0-ZY19 | 1 | UN | 1 | 10 | C | D | N | N | 85389099 | 1 |  | 0.038 | KG | 8.86 | 8.86 | CP20 | CP20 | Illuminated pushbutton, 22 mm, round, metal, shiny, blue, pushbutton, flat, momentary contact type, with laser labeling, inscription or symbol Customer-specific selection with SIRIUS ACT configurator (CIN) | - | 0 | 0
3SU1051-0AB50-0AA1 |  | 3SU1051-0AB50-0AA1 | 1 | UN | 1 | 10 | C | D | EAR99 | N | 85389099 | 1 | 4011209962019 | 0.035 | KG | 43.99 | 42.75 | CP20 | CP20 | Illuminated pushbutton, 22 mm, round, metal, shiny, blue, pushbutton, flat, momentary contact type, ATEX | Lista Papel 2020 SI | 0 | 9
3SU1051-0AB50-0AA1-Z | X90 | 3SU1051-0AB50-0AA1-ZX90 | 1 | UN | 1 | 10 | C | D | EAR99 | N | 85389099 | 100 |  | 0.035 | KG | 43.99 | 43.99 | CP20 | CP20 | Illuminated pushbutton, 22 mm, round, metal, shiny, blue, pushbutton, flat, momentary contact type, ATEX, Z=100-unit packaging | - | 0 | 9
3SU1051-0AB50-0AA1-Z | Y10 | 3SU1051-0AB50-0AA1-ZY10 | 1 | UN | 1 | 15 | C | D | EAR99 | N | 85389099 | 1 |  | 0.035 | KG | 48.74 | 48.74 | CP20 | CP20 | Illuminated pushbutton, 22 mm, round, metal, shiny, blue, pushbutton, flat, momentary contact type, ATEX, with laser labeling, upper case and lower case, always upper case at beginning of line | - | 0 | 9
3SU1051-0AB50-0AA1-Z | Y11 | 3SU1051-0AB50-0AA1-ZY11 | 1 | UN | 1 | 15 | C | D | EAR99 | N | 85389099 | 1 |  | 0.035 | KG | 48.74 | 48.74 | CP20 | CP20 | Illuminated pushbutton, 22 mm, round, metal, shiny, blue, pushbutton, flat, momentary contact type, ATEX, with laser labeling, upper case | - | 0 | 9
3SU1051-0AB50-0AA1-Z | Y12 | 3SU1051-0AB50-0AA1-ZY12 | 1 | UN | 1 | 15 | C | D | EAR99 | N | 85389099 | 1 |  | 0.035 | KG | 48.74 | 48.74 | CP20 | CP20 | Illuminated pushbutton, 22 mm, round, metal, shiny, blue, pushbutton, flat, momentary contact type, ATEX, with laser labeling, lower case | - | 0 | 9
3SU1051-0AB50-0AA1-Z | Y13 | 3SU1051-0AB50-0AA1-ZY13 | 1 | UN | 1 | 15 | C | D | EAR99 | N | 85389099 | 1 |  | 0.035 | KG | 48.74 | 48.74 | CP20 | CP20 | Illuminated pushbutton, 22 mm, round, metal, shiny, blue, pushbutton, flat, momentary contact type, ATEX, with laser labeling, symbol number according to, ISO 7000 or IEC 60417 | - | 0 | 9
3SU1051-0AB50-0AA1-Z | Y15 | 3SU1051-0AB50-0AA1-ZY15 | 1 | UN | 1 | 15 | C | D | EAR99 | N | 85389099 | 1 |  | 0.035 | KG | 48.74 | 48.74 | CP20 | CP20 | Illuminated pushbutton, 22 mm, round, metal, shiny, blue, pushbutton, flat, momentary contact type, ATEX, with laser labeling, upper case and lower case, Always upper case at the beginning of the word | - | 0 | 9
3SU1051-0AB50-0AA1-Z | Y19 | 3SU1051-0AB50-0AA1-ZY19 | 1 | UN | 1 | 15 | C | D | EAR99 | N | 85389099 | 1 |  | 0.035 | KG | 44.94 | 44.94 | CP20 | CP20 | Illuminated pushbutton, 22 mm, round, metal, shiny, blue, pushbutton, flat, momentary contact type, ATEX, with laser labeling, inscription or symbol Customer-specific selection with SIRIUS ACT configurator (CIN) | - | 0 | 9
3SU1051-0AB52-0AS0 |  | 3SU1051-0AB52-0AS0 | 1 | UN | 1 | 5 | B | D | N | N | 85389099 | 1 | 4047621052120 | 0.04 | KG | 8.98 | 8.98 | CP20 | CP20 | Illuminated pushbutton, 22 mm, round, metal, shiny, blue, pushbutton, flat, momentary contact type, with customer-specific symbol, customer material number 38.0459 on packaging | - | 0 | 7
3SU1051-0AB60-0AA0 |  | 3SU1051-0AB60-0AA0 | 1 | UN | 1 | 1 | A | D | N | N | 85389099 | 1 | 4011209965720 | 0.035 | KG | 7.91 | 7.7 | CP20 | CP20 | Illuminated pushbutton, 22 mm, round, metal, shiny, white, pushbutton, flat, momentary contact type | Lista Papel 2020 SI | 0 | 0
3SU1051-0AB60-0AA0-Z | X90 | 3SU1051-0AB60-0AA0-ZX90 | 1 | UN | 1 | 5 | B | D | N | N | 85389099 | 100 | 4047621046778 | 0.04 | KG | 7.91 | 7.91 | CP20 | CP20 | Illuminated pushbutton, 22 mm, round, metal, shiny, white, pushbutton, flat, momentary contact type, Z=100-unit packaging | - | 0 | 0
3SU1051-0AB60-0AA0-Z | Y10 | 3SU1051-0AB60-0AA0-ZY10 | 1 | UN | 1 | 10 | C | D | N | N | 85389099 | 1 |  | 0.04 | KG | 12.64 | 12.64 | CP20 | CP20 | Illuminated pushbutton, 22 mm, round, metal, shiny, white, pushbutton, flat, momentary contact type, with laser labeling, upper case and lower case, always upper case at beginning of line | - | 0 | 0
3SU1051-0AB60-0AA0-Z | Y11 | 3SU1051-0AB60-0AA0-ZY11 | 1 | UN | 1 | 10 | C | D | N | N | 85389099 | 1 |  | 0.04 | KG | 12.64 | 12.64 | CP20 | CP20 | Illuminated pushbutton, 22 mm, round, metal, shiny, white, pushbutton, flat, momentary contact type, with laser labeling, upper case | - | 0 | 0
3SU1051-0AB60-0AA0-Z | Y12 | 3SU1051-0AB60-0AA0-ZY12 | 1 | UN | 1 | 10 | C | D | N | N | 85389099 | 1 |  | 0.035 | KG | 12.64 | 12.64 | CP20 | CP20 | Illuminated pushbutton, 22 mm, round, metal, shiny, white, pushbutton, flat, momentary contact type, with laser labeling, lower case | - | 0 | 0
3SU1051-0AB60-0AA0-Z | Y13 | 3SU1051-0AB60-0AA0-ZY13 | 1 | UN | 1 | 10 | C | D | N | N | 85389099 | 1 |  | 0.05 | KG | 12.64 | 12.64 | CP20 | CP20 | Illuminated pushbutton, 22 mm, round, metal, shiny, white, pushbutton, flat, momentary contact type, with laser labeling, symbol number according to, ISO 7000 or IEC 60417 | - | 0 | 0
3SU1051-0AB60-0AA0-Z | Y15 | 3SU1051-0AB60-0AA0-ZY15 | 1 | UN | 1 | 10 | C | D | N | N | 85389099 | 1 |  | 0.035 | KG | 12.64 | 12.64 | CP20 | CP20 | Illuminated pushbutton, 22 mm, round, metal, shiny, white, pushbutton, flat, momentary contact type, with laser labeling, upper case and lower case, Always upper case at the beginning of the word | - | 0 | 0
3SU1051-0AB60-0AA0-Z | Y19 | 3SU1051-0AB60-0AA0-ZY19 | 1 | UN | 1 | 10 | C | D | N | N | 85389099 | 1 |  | 0.042 | KG | 8.86 | 8.86 | CP20 | CP20 | Illuminated pushbutton, 22 mm, round, metal, shiny, white, pushbutton, flat, momentary contact type, with laser labeling, inscription or symbol Customer-specific selection with SIRIUS ACT configurator (CIN) | - | 0 | 0
3SU1051-0AB60-0AA1 |  | 3SU1051-0AB60-0AA1 | 1 | UN | 1 | 10 | C | D | EAR99 | N | 85389099 | 1 | 4011209962026 | 0.035 | KG | 43.99 | 42.75 | CP20 | CP20 | Illuminated pushbutton, 22 mm, round, metal, shiny, white, pushbutton, flat, momentary contact type, ATEX | Lista Papel 2020 SI | 0 | 9
3SU1051-0AB60-0AA1-Z | X90 | 3SU1051-0AB60-0AA1-ZX90 | 1 | UN | 1 | 10 | C | D | EAR99 | N | 85389099 | 100 |  | 0.035 | KG | 43.99 | 43.99 | CP20 | CP20 | Illuminated pushbutton, 22 mm, round, metal, shiny, white, pushbutton, flat, momentary contact type, ATEX, Z=100-unit packaging | - | 0 | 9
3SU1051-0AB60-0AA1-Z | Y10 | 3SU1051-0AB60-0AA1-ZY10 | 1 | UN | 1 | 15 | C | D | EAR99 | N | 85389099 | 1 |  | 0.035 | KG | 48.74 | 48.74 | CP20 | CP20 | Illuminated pushbutton, 22 mm, round, metal, shiny, white, pushbutton, flat, momentary contact type, ATEX, with laser labeling, upper case and lower case, always upper case at beginning of line | - | 0 | 9
3SU1051-0AB60-0AA1-Z | Y11 | 3SU1051-0AB60-0AA1-ZY11 | 1 | UN | 1 | 15 | C | D | EAR99 | N | 85389099 | 1 |  | 0.035 | KG | 48.74 | 48.74 | CP20 | CP20 | Illuminated pushbutton, 22 mm, round, metal, shiny, white, pushbutton, flat, momentary contact type, ATEX, with laser labeling, upper case | - | 0 | 9
3SU1051-0AB60-0AA1-Z | Y12 | 3SU1051-0AB60-0AA1-ZY12 | 1 | UN | 1 | 15 | C | D | EAR99 | N | 85389099 | 1 |  | 0.035 | KG | 48.74 | 48.74 | CP20 | CP20 | Illuminated pushbutton, 22 mm, round, metal, shiny, white, pushbutton, flat, momentary contact type, ATEX, with laser labeling, lower case | - | 0 | 9
3SU1051-0AB60-0AA1-Z | Y13 | 3SU1051-0AB60-0AA1-ZY13 | 1 | UN | 1 | 15 | C | D | EAR99 | N | 85389099 | 1 |  | 0.035 | KG | 48.74 | 48.74 | CP20 | CP20 | Illuminated pushbutton, 22 mm, round, metal, shiny, white, pushbutton, flat, momentary contact type, ATEX, with laser labeling, symbol number according to, ISO 7000 or IEC 60417 | - | 0 | 9
3SU1051-0AB60-0AA1-Z | Y15 | 3SU1051-0AB60-0AA1-ZY15 | 1 | UN | 1 | 15 | C | D | EAR99 | N | 85389099 | 1 |  | 0.035 | KG | 48.74 | 48.74 | CP20 | CP20 | Illuminated pushbutton, 22 mm, round, metal, shiny, white, pushbutton, flat, momentary contact type, ATEX, with laser labeling, upper case and lower case, Always upper case at the beginning of the word | - | 0 | 9
3SU1051-0AB60-0AA1-Z | Y19 | 3SU1051-0AB60-0AA1-ZY19 | 1 | UN | 1 | 15 | C | D | EAR99 | N | 85389099 | 1 |  | 0.035 | KG | 44.94 | 44.94 | CP20 | CP20 | Illuminated pushbutton, 22 mm, round, metal, shiny, white, pushbutton, flat, momentary contact type, ATEX, with laser labeling, inscription or symbol Customer-specific selection with SIRIUS ACT configurator (CIN) | - | 0 | 9
3SU1051-0AB70-0AA0 |  | 3SU1051-0AB70-0AA0 | 1 | UN | 1 | 1 | A | D | N | N | 85389099 | 1 | 4011209965737 | 0.037 | KG | 7.91 | 7.7 | CP20 | CP20 | Illuminated pushbutton, 22 mm, round, metal, shiny, clear, pushbutton, flat, momentary contact type | Lista Papel 2020 SI | 0 | 0
3SU1051-0AB70-0AA0-Z | X90 | 3SU1051-0AB70-0AA0-ZX90 | 1 | UN | 1 | 5 | B | D | N | N | 85389099 | 100 | 4047621051246 | 0.04 | KG | 7.91 | 7.91 | CP20 | CP20 | Illuminated pushbutton, 22 mm, round, metal, shiny, clear, pushbutton, flat, momentary contact type, Z=100-unit packaging | - | 0 | 0
3SU1051-0AB70-0AA0-Z | Y10 | 3SU1051-0AB70-0AA0-ZY10 | 1 | UN | 1 | 10 | C | D | N | N | 85389099 | 1 |  | 0.045 | KG | 12.64 | 12.64 | CP20 | CP20 | Illuminated pushbutton, 22 mm, round, metal, shiny, clear, pushbutton, flat, momentary contact type, with laser labeling, upper case and lower case, always upper case at beginning of line | - | 0 | 0
3SU1051-0AB70-0AA0-Z | Y11 | 3SU1051-0AB70-0AA0-ZY11 | 1 | UN | 1 | 10 | C | D | N | N | 85389099 | 1 |  | 0.04 | KG | 12.64 | 12.64 | CP20 | CP20 | Illuminated pushbutton, 22 mm, round, metal, shiny, clear, pushbutton, flat, momentary contact type, with laser labeling, upper case | - | 0 | 0
3SU1051-0AB70-0AA0-Z | Y12 | 3SU1051-0AB70-0AA0-ZY12 | 1 | UN | 1 | 10 | C | D | N | N | 85389099 | 1 |  | 0.035 | KG | 12.64 | 12.64 | CP20 | CP20 | Illuminated pushbutton, 22 mm, round, metal, shiny, clear, pushbutton, flat, momentary contact type, with laser labeling, lower case | - | 0 | 0
3SU1051-0AB70-0AA0-Z | Y13 | 3SU1051-0AB70-0AA0-ZY13 | 1 | UN | 1 | 10 | C | D | N | N | 85389099 | 1 |  | 0.038 | KG | 12.64 | 12.64 | CP20 | CP20 | Illuminated pushbutton, 22 mm, round, metal, shiny, clear, pushbutton, flat, momentary contact type, with laser labeling, symbol number according to, ISO 7000 or IEC 60417 | - | 0 | 0
3SU1051-0AB70-0AA0-Z | Y15 | 3SU1051-0AB70-0AA0-ZY15 | 1 | UN | 1 | 10 | C | D | N | N | 85389099 | 1 |  | 0.035 | KG | 12.64 | 12.64 | CP20 | CP20 | Illuminated pushbutton, 22 mm, round, metal, shiny, clear, pushbutton, flat, momentary contact type, with laser labeling, upper case and lower case, Always upper case at the beginning of the word | - | 0 | 0
3SU1051-0AB70-0AA0-Z | Y19 | 3SU1051-0AB70-0AA0-ZY19 | 1 | UN | 1 | 10 | C | D | N | N | 85389099 | 1 |  | 0.04 | KG | 8.86 | 8.86 | CP20 | CP20 | Illuminated pushbutton, 22 mm, round, metal, shiny, clear, pushbutton, flat, momentary contact type, with laser labeling, inscription or symbol Customer-specific selection with SIRIUS ACT configurator (CIN) | - | 0 | 0
3SU1051-0AB70-0AA1 |  | 3SU1051-0AB70-0AA1 | 1 | UN | 1 | 10 | C | D | EAR99 | N | 85389099 | 1 | 4011209962033 | 0.035 | KG | 43.99 | 42.75 | CP20 | CP20 | Illuminated pushbutton, 22 mm, round, metal, shiny, clear, pushbutton, flat, momentary contact type, ATEX | Lista Papel 2020 SI | 0 | 9
3SU1051-0AB70-0AA1-Z | X90 | 3SU1051-0AB70-0AA1-ZX90 | 1 | UN | 1 | 10 | C | D | EAR99 | N | 85389099 | 100 |  | 0.035 | KG | 43.99 | 43.99 | CP20 | CP20 | Illuminated pushbutton, 22 mm, round, metal, shiny, clear, pushbutton, flat, momentary contact type, ATEX, Z=100-unit packaging | - | 0 | 9
3SU1051-0AB70-0AA1-Z | Y10 | 3SU1051-0AB70-0AA1-ZY10 | 1 | UN | 1 | 15 | C | D | EAR99 | N | 85389099 | 1 |  | 0.035 | KG | 48.74 | 48.74 | CP20 | CP20 | Illuminated pushbutton, 22 mm, round, metal, shiny, clear, pushbutton, flat, momentary contact type, ATEX, with laser labeling, upper case and lower case, always upper case at beginning of line | - | 0 | 9
3SU1051-0AB70-0AA1-Z | Y11 | 3SU1051-0AB70-0AA1-ZY11 | 1 | UN | 1 | 15 | C | D | EAR99 | N | 85389099 | 1 |  | 0.035 | KG | 48.74 | 48.74 | CP20 | CP20 | Illuminated pushbutton, 22 mm, round, metal, shiny, clear, pushbutton, flat, momentary contact type, ATEX, with laser labeling, upper case | - | 0 | 9
3SU1051-0AB70-0AA1-Z | Y12 | 3SU1051-0AB70-0AA1-ZY12 | 1 | UN | 1 | 15 | C | D | EAR99 | N | 85389099 | 1 |  | 0.035 | KG | 48.74 | 48.74 | CP20 | CP20 | Illuminated pushbutton, 22 mm, round, metal, shiny, clear, pushbutton, flat, momentary contact type, ATEX, with laser labeling, lower case | - | 0 | 9
3SU1051-0AB70-0AA1-Z | Y13 | 3SU1051-0AB70-0AA1-ZY13 | 1 | UN | 1 | 15 | C | D | EAR99 | N | 85389099 | 1 |  | 0.035 | KG | 48.74 | 48.74 | CP20 | CP20 | Illuminated pushbutton, 22 mm, round, metal, shiny, clear, pushbutton, flat, momentary contact type, ATEX, with laser labeling, symbol number according to, ISO 7000 or IEC 60417 | - | 0 | 9
3SU1051-0AB70-0AA1-Z | Y15 | 3SU1051-0AB70-0AA1-ZY15 | 1 | UN | 1 | 15 | C | D | EAR99 | N | 85389099 | 1 |  | 0.035 | KG | 48.74 | 48.74 | CP20 | CP20 | Illuminated pushbutton, 22 mm, round, metal, shiny, clear, pushbutton, flat, momentary contact type, ATEX, with laser labeling, upper case and lower case, Always upper case at the beginning of the word | - | 0 | 9
3SU1051-0AB70-0AA1-Z | Y19 | 3SU1051-0AB70-0AA1-ZY19 | 1 | UN | 1 | 15 | C | D | EAR99 | N | 85389099 | 1 |  | 0.035 | KG | 44.94 | 44.94 | CP20 | CP20 | Illuminated pushbutton, 22 mm, round, metal, shiny, clear, pushbutton, flat, momentary contact type, ATEX, with laser labeling, inscription or symbol Customer-specific selection with SIRIUS ACT configurator (CIN) | - | 0 | 9
3SU1051-0AD20-0AA1 |  | 3SU1051-0AD20-0AA1 | 1 | UN | 1 | 8 | C | D | EAR99 | N | 85389099 | 1 | 4011209962125 | 0.034 | KG | 27.36 | 27.36 | CP20 | CP20 | Indicator light in illuminated pushbutton design, 22 mm, round, metal, shiny, red, ATEX | - | 0 | 9
3SU1051-0AD20-0AA1-Z | X90 | 3SU1051-0AD20-0AA1-ZX90 | 1 | UN | 1 | 10 | C | D | EAR99 | N | 85389099 | 100 |  | 0.034 | KG | 27.36 | 27.36 | CP20 | CP20 | Indicator light in illuminated pushbutton design, 22 mm, round, metal, shiny, red, ATEX, Z=100-unit packaging | - | 0 | 9
3SU1051-0AD20-0AA1-Z | Y10 | 3SU1051-0AD20-0AA1-ZY10 | 1 | UN | 1 | 15 | C | D | EAR99 | N | 85389099 | 1 |  | 0.034 | KG | 32.11 | 32.11 | CP20 | CP20 | Indicator light in illuminated pushbutton design, 22 mm, round, metal, shiny, red, ATEX, with laser labeling, upper case and lower case, always upper case at beginning of line always upper case at beginning of line | - | 0 | 9
3SU1051-0AD20-0AA1-Z | Y11 | 3SU1051-0AD20-0AA1-ZY11 | 1 | UN | 1 | 15 | C | D | EAR99 | N | 85389099 | 1 |  | 0.034 | KG | 32.11 | 32.11 | CP20 | CP20 | Indicator light in illuminated pushbutton design, 22 mm, round, metal, shiny, red, ATEX, with laser labeling, upper case | - | 0 | 9
3SU1051-0AD20-0AA1-Z | Y12 | 3SU1051-0AD20-0AA1-ZY12 | 1 | UN | 1 | 15 | C | D | EAR99 | N | 85389099 | 1 |  | 0.034 | KG | 32.11 | 32.11 | CP20 | CP20 | Indicator light in illuminated pushbutton design, 22 mm, round, metal, shiny, red, ATEX, with laser labeling, lower case | - | 0 | 9
3SU1051-0AD20-0AA1-Z | Y13 | 3SU1051-0AD20-0AA1-ZY13 | 1 | UN | 1 | 15 | C | D | EAR99 | N | 85389099 | 1 |  | 0.034 | KG | 32.11 | 32.11 | CP20 | CP20 | Indicator light in illuminated pushbutton design, 22 mm, round, metal, shiny, red, ATEX, with laser labeling, symbol number according to, ISO 7000 or IEC 60417 ISO 7000 or IEC 60417 | - | 0 | 9
3SU1051-0AD20-0AA1-Z | Y15 | 3SU1051-0AD20-0AA1-ZY15 | 1 | UN | 1 | 15 | C | D | EAR99 | N | 85389099 | 1 |  | 0.034 | KG | 32.11 | 32.11 | CP20 | CP20 | Indicator light in illuminated pushbutton design, 22 mm, round, metal, shiny, red, ATEX, with laser labeling, upper case and lower case, always upper case at the beginning of the word always upper case at the beginning of the word | - | 0 | 9
3SU1051-0AD20-0AA1-Z | Y19 | 3SU1051-0AD20-0AA1-ZY19 | 1 | UN | 1 | 15 | C | D | EAR99 | N | 85389099 | 1 |  | 0.034 | KG | 28.31 | 28.31 | CP20 | CP20 | Indicator light in illuminated pushbutton design, 22 mm, round, metal, shiny, red, ATEX, with laser labeling, inscription or symbol Customer-specific selection with SIRIUS ACT configurator (CIN) | - | 0 | 9
3SU1051-0AD30-0AA1 |  | 3SU1051-0AD30-0AA1 | 1 | UN | 1 | 10 | C | D | EAR99 | N | 85389099 | 1 | 4011209962651 | 0.034 | KG | 27.36 | 27.36 | CP20 | CP20 | Indicator light in illuminated pushbutton design, 22 mm, round, metal, shiny, yellow, ATEX | - | 0 | 9
3SU1051-0AD30-0AA1-Z | X90 | 3SU1051-0AD30-0AA1-ZX90 | 1 | UN | 1 | 10 | C | D | EAR99 | N | 85389099 | 100 |  | 0.034 | KG | 27.36 | 27.36 | CP20 | CP20 | Indicator light in illuminated pushbutton design, 22 mm, round, metal, shiny, yellow, ATEX, Z=100-unit packaging | - | 0 | 9
3SU1051-0AD30-0AA1-Z | Y10 | 3SU1051-0AD30-0AA1-ZY10 | 1 | UN | 1 | 15 | C | D | EAR99 | N | 85389099 | 1 |  | 0.034 | KG | 32.11 | 32.11 | CP20 | CP20 | Indicator light in illuminated pushbutton design, 22 mm, round, metal, shiny, yellow, ATEX, with laser labeling, upper case and lower case, always upper case at beginning of line always upper case at beginning of line | - | 0 | 9
3SU1051-0AD30-0AA1-Z | Y11 | 3SU1051-0AD30-0AA1-ZY11 | 1 | UN | 1 | 15 | C | D | EAR99 | N | 85389099 | 1 |  | 0.034 | KG | 32.11 | 32.11 | CP20 | CP20 | Indicator light in illuminated pushbutton design, 22 mm, round, metal, shiny, yellow, ATEX, with laser labeling, upper case | - | 0 | 9
3SU1051-0AD30-0AA1-Z | Y12 | 3SU1051-0AD30-0AA1-ZY12 | 1 | UN | 1 | 15 | C | D | EAR99 | N | 85389099 | 1 |  | 0.034 | KG | 32.11 | 32.11 | CP20 | CP20 | Indicator light in illuminated pushbutton design, 22 mm, round, metal, shiny, yellow, ATEX, with laser labeling, lower case | - | 0 | 9
3SU1051-0AD30-0AA1-Z | Y13 | 3SU1051-0AD30-0AA1-ZY13 | 1 | UN | 1 | 15 | C | D | EAR99 | N | 85389099 | 1 |  | 0.034 | KG | 32.11 | 32.11 | CP20 | CP20 | Indicator light in illuminated pushbutton design, 22 mm, round, metal, shiny, yellow, ATEX, with laser labeling, symbol number according to, ISO 7000 or IEC 60417 ISO 7000 or IEC 60417 | - | 0 | 9
3SU1051-0AD30-0AA1-Z | Y15 | 3SU1051-0AD30-0AA1-ZY15 | 1 | UN | 1 | 15 | C | D | EAR99 | N | 85389099 | 1 |  | 0.034 | KG | 32.11 | 32.11 | CP20 | CP20 | Indicator light in illuminated pushbutton design, 22 mm, round, metal, shiny, yellow, ATEX, with laser labeling, upper case and lower case, always upper case at the beginning of the word always upper case at the beginning of the word | - | 0 | 9
3SU1051-0AD30-0AA1-Z | Y19 | 3SU1051-0AD30-0AA1-ZY19 | 1 | UN | 1 | 15 | C | D | EAR99 | N | 85389099 | 1 |  | 0.034 | KG | 28.31 | 28.31 | CP20 | CP20 | Indicator light in illuminated pushbutton design, 22 mm, round, metal, shiny, yellow, ATEX, with laser labeling, inscription or symbol Customer-specific selection with SIRIUS ACT configurator (CIN) | - | 0 | 9
3SU1051-0AD40-0AA1 |  | 3SU1051-0AD40-0AA1 | 1 | UN | 1 | 8 | C | D | EAR99 | N | 85389099 | 1 | 4011209962668 | 0.034 | KG | 27.36 | 27.36 | CP20 | CP20 | Indicator light in illuminated pushbutton design, 22 mm, round, metal, shiny, green, ATEX | - | 0 | 9
3SU1051-0AD40-0AA1-Z | X90 | 3SU1051-0AD40-0AA1-ZX90 | 1 | UN | 1 | 10 | C | D | EAR99 | N | 85389099 | 100 |  | 0.034 | KG | 27.36 | 27.36 | CP20 | CP20 | Indicator light in illuminated pushbutton design, 22 mm, round, metal, shiny, green, ATEX, Z=100-unit packaging | - | 0 | 9
3SU1051-0AD40-0AA1-Z | Y10 | 3SU1051-0AD40-0AA1-ZY10 | 1 | UN | 1 | 15 | C | D | EAR99 | N | 85389099 | 1 |  | 0.034 | KG | 32.11 | 32.11 | CP20 | CP20 | Indicator light in illuminated pushbutton design, 22 mm, round, metal, shiny, green, ATEX, with laser labeling, upper case and lower case, always upper case at beginning of line always upper case at beginning of line | - | 0 | 9
3SU1051-0AD40-0AA1-Z | Y11 | 3SU1051-0AD40-0AA1-ZY11 | 1 | UN | 1 | 15 | C | D | EAR99 | N | 85389099 | 1 |  | 0.034 | KG | 32.11 | 32.11 | CP20 | CP20 | Indicator light in illuminated pushbutton design, 22 mm, round, metal, shiny, green, ATEX, with laser labeling, upper case | - | 0 | 9
3SU1051-0AD40-0AA1-Z | Y12 | 3SU1051-0AD40-0AA1-ZY12 | 1 | UN | 1 | 15 | C | D | EAR99 | N | 85389099 | 1 |  | 0.034 | KG | 32.11 | 32.11 | CP20 | CP20 | Indicator light in illuminated pushbutton design, 22 mm, round, metal, shiny, green, ATEX, with laser labeling, lower case | - | 0 | 9
3SU1051-0AD40-0AA1-Z | Y13 | 3SU1051-0AD40-0AA1-ZY13 | 1 | UN | 1 | 15 | C | D | EAR99 | N | 85389099 | 1 |  | 0.034 | KG | 32.11 | 32.11 | CP20 | CP20 | Indicator light in illuminated pushbutton design, 22 mm, round, metal, shiny, green, ATEX, with laser labeling, symbol number according to, ISO 7000 or IEC 60417 ISO 7000 or IEC 60417 | - | 0 | 9
3SU1051-0AD40-0AA1-Z | Y15 | 3SU1051-0AD40-0AA1-ZY15 | 1 | UN | 1 | 15 | C | D | EAR99 | N | 85389099 | 1 |  | 0.034 | KG | 32.11 | 32.11 | CP20 | CP20 | Indicator light in illuminated pushbutton design, 22 mm, round, metal, shiny, green, ATEX, with laser labeling, upper case and lower case, always upper case at the beginning of the word always upper case at the beginning of the word | - | 0 | 9
3SU1051-0AD40-0AA1-Z | Y19 | 3SU1051-0AD40-0AA1-ZY19 | 1 | UN | 1 | 15 | C | D | EAR99 | N | 85389099 | 1 |  | 0.034 | KG | 28.31 | 28.31 | CP20 | CP20 | Indicator light in illuminated pushbutton design, 22 mm, round, metal, shiny, green, ATEX, with laser labeling, inscription or symbol Customer-specific selection with SIRIUS ACT configurator (CIN) | - | 0 | 9
3SU1051-0AD50-0AA1 |  | 3SU1051-0AD50-0AA1 | 1 | UN | 1 | 10 | C | D | EAR99 | N | 85389099 | 1 | 4011209962675 | 0.034 | KG | 27.36 | 27.36 | CP20 | CP20 | Indicator light in illuminated pushbutton design, 22 mm, round, metal, shiny, blue, ATEX | - | 0 | 9
3SU1051-0AD50-0AA1-Z | X90 | 3SU1051-0AD50-0AA1-ZX90 | 1 | UN | 1 | 10 | C | D | EAR99 | N | 85389099 | 100 |  | 0.034 | KG | 27.36 | 27.36 | CP20 | CP20 | Indicator light in illuminated pushbutton design, 22 mm, round, metal, shiny, blue, ATEX, Z=100-unit packaging | - | 0 | 9
3SU1051-0AD50-0AA1-Z | Y10 | 3SU1051-0AD50-0AA1-ZY10 | 1 | UN | 1 | 15 | C | D | EAR99 | N | 85389099 | 1 |  | 0.034 | KG | 32.11 | 32.11 | CP20 | CP20 | Indicator light in illuminated pushbutton design, 22 mm, round, metal, shiny, blue, ATEX, with laser labeling, upper case and lower case, always upper case at beginning of line always upper case at beginning of line | - | 0 | 9
3SU1051-0AD50-0AA1-Z | Y11 | 3SU1051-0AD50-0AA1-ZY11 | 1 | UN | 1 | 15 | C | D | EAR99 | N | 85389099 | 1 |  | 0.034 | KG | 32.11 | 32.11 | CP20 | CP20 | Indicator light in illuminated pushbutton design, 22 mm, round, metal, shiny, blue, ATEX, with laser labeling, upper case | - | 0 | 9
3SU1051-0AD50-0AA1-Z | Y12 | 3SU1051-0AD50-0AA1-ZY12 | 1 | UN | 1 | 15 | C | D | EAR99 | N | 85389099 | 1 |  | 0.034 | KG | 32.11 | 32.11 | CP20 | CP20 | Indicator light in illuminated pushbutton design, 22 mm, round, metal, shiny, blue, ATEX, with laser labeling, lower case | - | 0 | 9
3SU1051-0AD50-0AA1-Z | Y13 | 3SU1051-0AD50-0AA1-ZY13 | 1 | UN | 1 | 15 | C | D | EAR99 | N | 85389099 | 1 |  | 0.034 | KG | 32.11 | 32.11 | CP20 | CP20 | Indicator light in illuminated pushbutton design, 22 mm, round, metal, shiny, blue, ATEX, with laser labeling, symbol number according to, ISO 7000 or IEC 60417 ISO 7000 or IEC 60417 | - | 0 | 9
3SU1051-0AD50-0AA1-Z | Y15 | 3SU1051-0AD50-0AA1-ZY15 | 1 | UN | 1 | 15 | C | D | EAR99 | N | 85389099 | 1 |  | 0.034 | KG | 32.11 | 32.11 | CP20 | CP20 | Indicator light in illuminated pushbutton design, 22 mm, round, metal, shiny, blue, ATEX, with laser labeling, upper case and lower case, always upper case at the beginning of the word always upper case at the beginning of the word | - | 0 | 9
3SU1051-0AD50-0AA1-Z | Y19 | 3SU1051-0AD50-0AA1-ZY19 | 1 | UN | 1 | 15 | C | D | EAR99 | N | 85389099 | 1 |  | 0.034 | KG | 28.31 | 28.31 | CP20 | CP20 | Indicator light in illuminated pushbutton design, 22 mm, round, metal, shiny, blue, ATEX, with laser labeling, inscription or symbol Customer-specific selection with SIRIUS ACT configurator (CIN) | - | 0 | 9
3SU1051-0AD60-0AA1 |  | 3SU1051-0AD60-0AA1 | 1 | UN | 1 | 10 | C | D | EAR99 | N | 85389099 | 1 | 4011209962682 | 0.034 | KG | 27.36 | 27.36 | CP20 | CP20 | Indicator light in illuminated pushbutton design, 22 mm, round, metal, shiny, white, ATEX | - | 0 | 9
3SU1051-0AD60-0AA1-Z | X90 | 3SU1051-0AD60-0AA1-ZX90 | 1 | UN | 1 | 10 | C | D | EAR99 | N | 85389099 | 100 |  | 0.034 | KG | 27.36 | 27.36 | CP20 | CP20 | Indicator light in illuminated pushbutton design, 22 mm, round, metal, shiny, white, ATEX, Z=100-unit packaging | - | 0 | 9
3SU1051-0AD60-0AA1-Z | Y10 | 3SU1051-0AD60-0AA1-ZY10 | 1 | UN | 1 | 15 | C | D | EAR99 | N | 85389099 | 1 |  | 0.034 | KG | 32.11 | 32.11 | CP20 | CP20 | Indicator light in illuminated pushbutton design, 22 mm, round, metal, shiny, white, ATEX, with laser labeling, upper case and lower case, always upper case at beginning of line always upper case at beginning of line | - | 0 | 9
3SU1051-0AD60-0AA1-Z | Y11 | 3SU1051-0AD60-0AA1-ZY11 | 1 | UN | 1 | 15 | C | D | EAR99 | N | 85389099 | 1 |  | 0.034 | KG | 32.11 | 32.11 | CP20 | CP20 | Indicator light in illuminated pushbutton design, 22 mm, round, metal, shiny, white, ATEX, with laser labeling, upper case | - | 0 | 9
3SU1051-0AD60-0AA1-Z | Y12 | 3SU1051-0AD60-0AA1-ZY12 | 1 | UN | 1 | 15 | C | D | EAR99 | N | 85389099 | 1 |  | 0.034 | KG | 32.11 | 32.11 | CP20 | CP20 | Indicator light in illuminated pushbutton design, 22 mm, round, metal, shiny, white, ATEX, with laser labeling, lower case | - | 0 | 9
3SU1051-0AD60-0AA1-Z | Y13 | 3SU1051-0AD60-0AA1-ZY13 | 1 | UN | 1 | 15 | C | D | EAR99 | N | 85389099 | 1 |  | 0.034 | KG | 32.11 | 32.11 | CP20 | CP20 | Indicator light in illuminated pushbutton design, 22 mm, round, metal, shiny, white, ATEX, with laser labeling, symbol number according to, ISO 7000 or IEC 60417 ISO 7000 or IEC 60417 | - | 0 | 9
3SU1051-0AD60-0AA1-Z | Y15 | 3SU1051-0AD60-0AA1-ZY15 | 1 | UN | 1 | 15 | C | D | EAR99 | N | 85389099 | 1 |  | 0.034 | KG | 32.11 | 32.11 | CP20 | CP20 | Indicator light in illuminated pushbutton design, 22 mm, round, metal, shiny, white, ATEX, with laser labeling, upper case and lower case, always upper case at the beginning of the word always upper case at the beginning of the word | - | 0 | 9
3SU1051-0AD60-0AA1-Z | Y19 | 3SU1051-0AD60-0AA1-ZY19 | 1 | UN | 1 | 15 | C | D | EAR99 | N | 85389099 | 1 |  | 0.034 | KG | 28.31 | 28.31 | CP20 | CP20 | Indicator light in illuminated pushbutton design, 22 mm, round, metal, shiny, white, ATEX, with laser labeling, inscription or symbol Customer-specific selection with SIRIUS ACT configurator (CIN) | - | 0 | 9
3SU1051-0BB00-0AA0 |  | 3SU1051-0BB00-0AA0 | 1 | UN | 1 | 5 | B | D | N | N | 85389099 | 1 | 4011209966659 | 0.04 | KG | 8.48 | 8.48 | CP20 | CP20 | Illuminated pushbutton, 22 mm, round, metal, shiny, amber, pushbutton, raised, momentary contact type | - | 0 | 0
3SU1051-0BB00-0AA0-Z | X90 | 3SU1051-0BB00-0AA0-ZX90 | 1 | UN | 1 | 5 | B | D | EAR99 | N | 85389099 | 100 |  | 0.035 | KG | 8.48 | 8.48 | CP20 | CP20 | Illuminated pushbutton, 22 mm, round, metal, shiny, amber, pushbutton, raised, momentary contact type, Z=100-unit packaging | - | 0 | 0
3SU1051-0BB00-0AA0-Z | Y10 | 3SU1051-0BB00-0AA0-ZY10 | 1 | UN | 1 | 10 | C | D | N | N | 85389099 | 1 |  | 0.035 | KG | 13.21 | 13.21 | CP20 | CP20 | Illuminated pushbutton, 22 mm, round, metal, shiny, amber, pushbutton, raised, momentary contact type, with laser labeling, upper case and lower case, always upper case at beginning of line | - | 0 | 0
3SU1051-0BB00-0AA0-Z | Y11 | 3SU1051-0BB00-0AA0-ZY11 | 1 | UN | 1 | 10 | C | D | N | N | 85389099 | 1 |  | 0.035 | KG | 13.21 | 13.21 | CP20 | CP20 | Illuminated pushbutton, 22 mm, round, metal, shiny, amber, pushbutton, raised, momentary contact type, with laser labeling, upper case | - | 0 | 0
3SU1051-0BB00-0AA0-Z | Y12 | 3SU1051-0BB00-0AA0-ZY12 | 1 | UN | 1 | 10 | C | D | N | N | 85389099 | 1 |  | 0.035 | KG | 13.21 | 13.21 | CP20 | CP20 | Illuminated pushbutton, 22 mm, round, metal, shiny, amber, pushbutton, raised, momentary contact type, with laser labeling, lower case | - | 0 | 0
3SU1051-0BB00-0AA0-Z | Y13 | 3SU1051-0BB00-0AA0-ZY13 | 1 | UN | 1 | 10 | C | D | N | N | 85389099 | 1 |  | 0.035 | KG | 13.21 | 13.21 | CP20 | CP20 | Illuminated pushbutton, 22 mm, round, metal, shiny, amber, pushbutton, raised, momentary contact type, with laser labeling, symbol number according to, ISO 7000 or IEC 60417 | - | 0 | 0
3SU1051-0BB00-0AA0-Z | Y15 | 3SU1051-0BB00-0AA0-ZY15 | 1 | UN | 1 | 10 | C | D | N | N | 85389099 | 1 |  | 0.035 | KG | 13.21 | 13.21 | CP20 | CP20 | Illuminated pushbutton, 22 mm, round, metal, shiny, amber, pushbutton, raised, momentary contact type, with laser labeling, upper case and lower case, Always upper case at the beginning of the word | - | 0 | 0
3SU1051-0BB00-0AA0-Z | Y19 | 3SU1051-0BB00-0AA0-ZY19 | 1 | UN | 1 | 10 | C | D | N | N | 85389099 | 1 |  | 0.041 | KG | 9.43 | 9.43 | CP20 | CP20 | Illuminated pushbutton, 22 mm, round, metal, shiny, amber, pushbutton, raised, momentary contact type, with laser labeling, inscription or symbol Customer-specific selection with SIRIUS ACT configurator (CIN) | - | 0 | 0
3SU1051-0BB20-0AA0 |  | 3SU1051-0BB20-0AA0 | 1 | UN | 1 | 1 | A | D | N | N | 85389099 | 1 | 4011209966598 | 0.039 | KG | 8.48 | 8.25 | CP20 | CP20 | Illuminated pushbutton, 22 mm, round, metal, shiny, red, pushbutton, raised, momentary contact type | Lista Papel 2020 SI | 0 | 0
3SU1051-0BB20-0AA0-Z | X90 | 3SU1051-0BB20-0AA0-ZX90 | 1 | UN | 1 | 5 | B | D | EAR99 | N | 85389099 | 100 |  | 0.035 | KG | 8.48 | 8.48 | CP20 | CP20 | Illuminated pushbutton, 22 mm, round, metal, shiny, red, pushbutton, raised, momentary contact type, Z=100-unit packaging | - | 0 | 0
3SU1051-0BB20-0AA0-Z | Y10 | 3SU1051-0BB20-0AA0-ZY10 | 1 | UN | 1 | 10 | C | D | N | N | 85389099 | 1 |  | 0.035 | KG | 13.21 | 13.21 | CP20 | CP20 | Illuminated pushbutton, 22 mm, round, metal, shiny, red, pushbutton, raised, momentary contact type, with laser labeling, upper case and lower case, always upper case at beginning of line | - | 0 | 0
3SU1051-0BB20-0AA0-Z | Y11 | 3SU1051-0BB20-0AA0-ZY11 | 1 | UN | 1 | 10 | C | D | N | N | 85389099 | 1 |  | 0.035 | KG | 13.21 | 13.21 | CP20 | CP20 | Illuminated pushbutton, 22 mm, round, metal, shiny, red, pushbutton, raised, momentary contact type, with laser labeling, upper case | - | 0 | 0
3SU1051-0BB20-0AA0-Z | Y12 | 3SU1051-0BB20-0AA0-ZY12 | 1 | UN | 1 | 10 | C | D | N | N | 85389099 | 1 |  | 0.035 | KG | 13.21 | 13.21 | CP20 | CP20 | Illuminated pushbutton, 22 mm, round, metal, shiny, red, pushbutton, raised, momentary contact type, with laser labeling, lower case | - | 0 | 0
3SU1051-0BB20-0AA0-Z | Y13 | 3SU1051-0BB20-0AA0-ZY13 | 1 | UN | 1 | 10 | C | D | N | N | 85389099 | 1 |  | 0.035 | KG | 13.21 | 13.21 | CP20 | CP20 | Illuminated pushbutton, 22 mm, round, metal, shiny, red, pushbutton, raised, momentary contact type, with laser labeling, symbol number according to, ISO 7000 or IEC 60417 | - | 0 | 0
3SU1051-0BB20-0AA0-Z | Y15 | 3SU1051-0BB20-0AA0-ZY15 | 1 | UN | 1 | 10 | C | D | N | N | 85389099 | 1 |  | 0.035 | KG | 13.21 | 13.21 | CP20 | CP20 | Illuminated pushbutton, 22 mm, round, metal, shiny, red, pushbutton, raised, momentary contact type, with laser labeling, upper case and lower case, Always upper case at the beginning of the word | - | 0 | 0
3SU1051-0BB20-0AA0-Z | Y19 | 3SU1051-0BB20-0AA0-ZY19 | 1 | UN | 1 | 10 | C | D | N | N | 85389099 | 1 |  | 0.04 | KG | 9.43 | 9.43 | CP20 | CP20 | Illuminated pushbutton, 22 mm, round, metal, shiny, red, pushbutton, raised, momentary contact type, with laser labeling, inscription or symbol Customer-specific selection with SIRIUS ACT configurator (CIN) | - | 0 | 0
3SU1051-0BB30-0AA0 |  | 3SU1051-0BB30-0AA0 | 1 | UN | 1 | 1 | A | D | N | N | 85389099 | 1 | 4011209966604 | 0.041 | KG | 8.48 | 8.25 | CP20 | CP20 | Illuminated pushbutton, 22 mm, round, metal, shiny, yellow, pushbutton, raised, momentary contact type | Lista Papel 2020 SI | 0 | 0
3SU1051-0BB30-0AA0-Z | X90 | 3SU1051-0BB30-0AA0-ZX90 | 1 | UN | 1 | 5 | B | D | EAR99 | N | 85389099 | 100 |  | 0.035 | KG | 8.48 | 8.48 | CP20 | CP20 | Illuminated pushbutton, 22 mm, round, metal, shiny, yellow, pushbutton, raised, momentary contact type, Z=100-unit packaging | - | 0 | 0
3SU1051-0BB30-0AA0-Z | Y10 | 3SU1051-0BB30-0AA0-ZY10 | 1 | UN | 1 | 10 | C | D | EAR99 | N | 85389099 | 1 |  | 0.035 | KG | 13.21 | 13.21 | CP20 | CP20 | Illuminated pushbutton, 22 mm, round, metal, shiny, yellow, pushbutton, raised, momentary contact type, with laser labeling, upper case and lower case, always upper case at beginning of line | - | 0 | 0
3SU1051-0BB30-0AA0-Z | Y11 | 3SU1051-0BB30-0AA0-ZY11 | 1 | UN | 1 | 10 | C | D | EAR99 | N | 85389099 | 1 |  | 0.035 | KG | 13.21 | 13.21 | CP20 | CP20 | Illuminated pushbutton, 22 mm, round, metal, shiny, yellow, pushbutton, raised, momentary contact type, with laser labeling, upper case | - | 0 | 0
3SU1051-0BB30-0AA0-Z | Y12 | 3SU1051-0BB30-0AA0-ZY12 | 1 | UN | 1 | 10 | C | D | EAR99 | N | 85389099 | 1 |  | 0.035 | KG | 13.21 | 13.21 | CP20 | CP20 | Illuminated pushbutton, 22 mm, round, metal, shiny, yellow, pushbutton, raised, momentary contact type, with laser labeling, lower case | - | 0 | 0
3SU1051-0BB30-0AA0-Z | Y13 | 3SU1051-0BB30-0AA0-ZY13 | 1 | UN | 1 | 10 | C | D | EAR99 | N | 85389099 | 1 |  | 0.035 | KG | 13.21 | 13.21 | CP20 | CP20 | Illuminated pushbutton, 22 mm, round, metal, shiny, yellow, pushbutton, raised, momentary contact type, with laser labeling, symbol number according to, ISO 7000 or IEC 60417 | - | 0 | 0
3SU1051-0BB30-0AA0-Z | Y15 | 3SU1051-0BB30-0AA0-ZY15 | 1 | UN | 1 | 10 | C | D | EAR99 | N | 85389099 | 1 |  | 0.035 | KG | 13.21 | 13.21 | CP20 | CP20 | Illuminated pushbutton, 22 mm, round, metal, shiny, yellow, pushbutton, raised, momentary contact type, with laser labeling, upper case and lower case, Always upper case at the beginning of the word | - | 0 | 0
3SU1051-0BB30-0AA0-Z | Y19 | 3SU1051-0BB30-0AA0-ZY19 | 1 | UN | 1 | 10 | C | D | EAR99 | N | 85389099 | 1 |  | 0.035 | KG | 9.43 | 9.43 | CP20 | CP20 | Illuminated pushbutton, 22 mm, round, metal, shiny, yellow, pushbutton, raised, momentary contact type, with laser labeling, inscription or symbol Customer-specific selection with SIRIUS ACT configurator (CIN) | - | 0 | 0
3SU1051-0BB40-0AA0 |  | 3SU1051-0BB40-0AA0 | 1 | UN | 1 | 1 | A | D | N | N | 85389099 | 1 | 4011209966611 | 0.041 | KG | 8.48 | 8.25 | CP20 | CP20 | Illuminated pushbutton, 22 mm, round, metal, shiny, green, pushbutton, raised, momentary contact type | Lista Papel 2020 SI | 0 | 0
3SU1051-0BB40-0AA0-Z | X90 | 3SU1051-0BB40-0AA0-ZX90 | 1 | UN | 1 | 5 | B | D | EAR99 | N | 85389099 | 100 |  | 0.035 | KG | 8.48 | 8.48 | CP20 | CP20 | Illuminated pushbutton, 22 mm, round, metal, shiny, green, pushbutton, raised, momentary contact type, Z=100-unit packaging | - | 0 | 0
3SU1051-0BB40-0AA0-Z | Y10 | 3SU1051-0BB40-0AA0-ZY10 | 1 | UN | 1 | 10 | C | D | N | N | 85389099 | 1 |  | 0.035 | KG | 13.21 | 13.21 | CP20 | CP20 | Illuminated pushbutton, 22 mm, round, metal, shiny, green, pushbutton, raised, momentary contact type, with laser labeling, upper case and lower case, always upper case at beginning of line | - | 0 | 0
3SU1051-0BB40-0AA0-Z | Y11 | 3SU1051-0BB40-0AA0-ZY11 | 1 | UN | 1 | 10 | C | D | N | N | 85389099 | 1 |  | 0.035 | KG | 13.21 | 13.21 | CP20 | CP20 | Illuminated pushbutton, 22 mm, round, metal, shiny, green, pushbutton, raised, momentary contact type, with laser labeling, upper case | - | 0 | 0
3SU1051-0BB40-0AA0-Z | Y12 | 3SU1051-0BB40-0AA0-ZY12 | 1 | UN | 1 | 10 | C | D | N | N | 85389099 | 1 |  | 0.035 | KG | 13.21 | 13.21 | CP20 | CP20 | Illuminated pushbutton, 22 mm, round, metal, shiny, green, pushbutton, raised, momentary contact type, with laser labeling, lower case | - | 0 | 0
3SU1051-0BB40-0AA0-Z | Y13 | 3SU1051-0BB40-0AA0-ZY13 | 1 | UN | 1 | 10 | C | D | N | N | 85389099 | 1 |  | 0.035 | KG | 13.21 | 13.21 | CP20 | CP20 | Illuminated pushbutton, 22 mm, round, metal, shiny, green, pushbutton, raised, momentary contact type, with laser labeling, symbol number according to, ISO 7000 or IEC 60417 | - | 0 | 0
3SU1051-0BB40-0AA0-Z | Y15 | 3SU1051-0BB40-0AA0-ZY15 | 1 | UN | 1 | 10 | C | D | N | N | 85389099 | 1 |  | 0.035 | KG | 13.21 | 13.21 | CP20 | CP20 | Illuminated pushbutton, 22 mm, round, metal, shiny, green, pushbutton, raised, momentary contact type, with laser labeling, upper case and lower case, Always upper case at the beginning of the word | - | 0 | 0
3SU1051-0BB40-0AA0-Z | Y19 | 3SU1051-0BB40-0AA0-ZY19 | 1 | UN | 1 | 10 | C | D | N | N | 85389099 | 1 |  | 0.05 | KG | 9.43 | 9.43 | CP20 | CP20 | Illuminated pushbutton, 22 mm, round, metal, shiny, green, pushbutton, raised, momentary contact type, with laser labeling, inscription or symbol Customer-specific selection with SIRIUS ACT configurator (CIN) | - | 0 | 0
3SU1051-0BB50-0AA0 |  | 3SU1051-0BB50-0AA0 | 1 | UN | 1 | 1 | A | D | N | N | 85389099 | 1 | 4011209966628 | 0.04 | KG | 8.48 | 8.25 | CP20 | CP20 | Illuminated pushbutton, 22 mm, round, metal, shiny, blue, pushbutton, raised, momentary contact type | Lista Papel 2020 SI | 0 | 0
3SU1051-0BB50-0AA0-Z | X90 | 3SU1051-0BB50-0AA0-ZX90 | 1 | UN | 1 | 5 | B | D | EAR99 | N | 85389099 | 100 |  | 0.035 | KG | 8.48 | 8.48 | CP20 | CP20 | Illuminated pushbutton, 22 mm, round, metal, shiny, blue, pushbutton, raised, momentary contact type, Z=100-unit packaging | - | 0 | 0
3SU1051-0BB50-0AA0-Z | Y10 | 3SU1051-0BB50-0AA0-ZY10 | 1 | UN | 1 | 10 | C | D | N | N | 85389099 | 1 |  | 0.035 | KG | 13.21 | 13.21 | CP20 | CP20 | Illuminated pushbutton, 22 mm, round, metal, shiny, blue, pushbutton, raised, momentary contact type, with laser labeling, upper case and lower case, always upper case at beginning of line | - | 0 | 0
3SU1051-0BB50-0AA0-Z | Y11 | 3SU1051-0BB50-0AA0-ZY11 | 1 | UN | 1 | 10 | C | D | N | N | 85389099 | 1 |  | 0.035 | KG | 13.21 | 13.21 | CP20 | CP20 | Illuminated pushbutton, 22 mm, round, metal, shiny, blue, pushbutton, raised, momentary contact type, with laser labeling, upper case | - | 0 | 0
3SU1051-0BB50-0AA0-Z | Y12 | 3SU1051-0BB50-0AA0-ZY12 | 1 | UN | 1 | 10 | C | D | N | N | 85389099 | 1 |  | 0.035 | KG | 13.21 | 13.21 | CP20 | CP20 | Illuminated pushbutton, 22 mm, round, metal, shiny, blue, pushbutton, raised, momentary contact type, with laser labeling, lower case | - | 0 | 0
3SU1051-0BB50-0AA0-Z | Y13 | 3SU1051-0BB50-0AA0-ZY13 | 1 | UN | 1 | 10 | C | D | N | N | 85389099 | 1 |  | 0.035 | KG | 13.21 | 13.21 | CP20 | CP20 | Illuminated pushbutton, 22 mm, round, metal, shiny, blue, pushbutton, raised, momentary contact type, with laser labeling, symbol number according to, ISO 7000 or IEC 60417 | - | 0 | 0
3SU1051-0BB50-0AA0-Z | Y15 | 3SU1051-0BB50-0AA0-ZY15 | 1 | UN | 1 | 10 | C | D | N | N | 85389099 | 1 |  | 0.035 | KG | 13.21 | 13.21 | CP20 | CP20 | Illuminated pushbutton, 22 mm, round, metal, shiny, blue, pushbutton, raised, momentary contact type, with laser labeling, upper case and lower case, Always upper case at the beginning of the word | - | 0 | 0
3SU1051-0BB50-0AA0-Z | Y19 | 3SU1051-0BB50-0AA0-ZY19 | 1 | UN | 1 | 10 | C | D | N | N | 85389099 | 1 |  | 0.04 | KG | 9.43 | 9.43 | CP20 | CP20 | Illuminated pushbutton, 22 mm, round, metal, shiny, blue, pushbutton, raised, momentary contact type, with laser labeling, inscription or symbol Customer-specific selection with SIRIUS ACT configurator (CIN) | - | 0 | 0
3SU1051-0BB60-0AA0 |  | 3SU1051-0BB60-0AA0 | 1 | UN | 1 | 5 | B | D | N | N | 85389099 | 1 | 4011209966635 | 0.041 | KG | 8.48 | 8.48 | CP20 | CP20 | Illuminated pushbutton, 22 mm, round, metal, shiny, white, pushbutton, raised, momentary contact type | - | 0 | 0
3SU1051-0BB60-0AA0-Z | X90 | 3SU1051-0BB60-0AA0-ZX90 | 1 | UN | 1 | 5 | B | D | EAR99 | N | 85389099 | 100 |  | 0.035 | KG | 8.48 | 8.48 | CP20 | CP20 | Illuminated pushbutton, 22 mm, round, metal, shiny, white, pushbutton, raised, momentary contact type, Z=100-unit packaging | - | 0 | 0
3SU1051-0BB60-0AA0-Z | Y10 | 3SU1051-0BB60-0AA0-ZY10 | 1 | UN | 1 | 10 | C | D | N | N | 85389099 | 1 |  | 0.035 | KG | 13.21 | 13.21 | CP20 | CP20 | Illuminated pushbutton, 22 mm, round, metal, shiny, white, pushbutton, raised, momentary contact type, with laser labeling, upper case and lower case, always upper case at beginning of line | - | 0 | 0
3SU1051-0BB60-0AA0-Z | Y11 | 3SU1051-0BB60-0AA0-ZY11 | 1 | UN | 1 | 10 | C | D | N | N | 85389099 | 1 |  | 0.035 | KG | 13.21 | 13.21 | CP20 | CP20 | Illuminated pushbutton, 22 mm, round, metal, shiny, white, pushbutton, raised, momentary contact type, with laser labeling, upper case | - | 0 | 0
3SU1051-0BB60-0AA0-Z | Y12 | 3SU1051-0BB60-0AA0-ZY12 | 1 | UN | 1 | 10 | C | D | N | N | 85389099 | 1 |  | 0.035 | KG | 13.21 | 13.21 | CP20 | CP20 | Illuminated pushbutton, 22 mm, round, metal, shiny, white, pushbutton, raised, momentary contact type, with laser labeling, lower case | - | 0 | 0
3SU1051-0BB60-0AA0-Z | Y13 | 3SU1051-0BB60-0AA0-ZY13 | 1 | UN | 1 | 10 | C | D | N | N | 85389099 | 1 |  | 0.04 | KG | 13.21 | 13.21 | CP20 | CP20 | Illuminated pushbutton, 22 mm, round, metal, shiny, white, pushbutton, raised, momentary contact type, with laser labeling, symbol number according to, ISO 7000 or IEC 60417 | - | 0 | 0
3SU1051-0BB60-0AA0-Z | Y15 | 3SU1051-0BB60-0AA0-ZY15 | 1 | UN | 1 | 10 | C | D | N | N | 85389099 | 1 |  | 0.035 | KG | 13.21 | 13.21 | CP20 | CP20 | Illuminated pushbutton, 22 mm, round, metal, shiny, white, pushbutton, raised, momentary contact type, with laser labeling, upper case and lower case, Always upper case at the beginning of the word | - | 0 | 0
3SU1051-0BB60-0AA0-Z | Y19 | 3SU1051-0BB60-0AA0-ZY19 | 1 | UN | 1 | 10 | C | D | N | N | 85389099 | 1 |  | 0.04 | KG | 9.43 | 9.43 | CP20 | CP20 | Illuminated pushbutton, 22 mm, round, metal, shiny, white, pushbutton, raised, momentary contact type, with laser labeling, inscription or symbol Customer-specific selection with SIRIUS ACT configurator (CIN) | - | 0 | 0
3SU1051-0BB70-0AA0 |  | 3SU1051-0BB70-0AA0 | 1 | UN | 1 | 3 | B | D | N | N | 85389099 | 1 | 4011209966642 | 0.041 | KG | 8.48 | 8.25 | CP20 | CP20 | Illuminated pushbutton, 22 mm, round, metal, shiny, clear, pushbutton, raised, momentary contact type | Lista Papel 2020 SI | 0 | 0
3SU1051-0BB70-0AA0-Z | X90 | 3SU1051-0BB70-0AA0-ZX90 | 1 | UN | 1 | 5 | B | D | EAR99 | N | 85389099 | 100 |  | 0.035 | KG | 8.48 | 8.48 | CP20 | CP20 | Illuminated pushbutton, 22 mm, round, metal, shiny, clear, pushbutton, raised, momentary contact type, Z=100-unit packaging | - | 0 | 0
3SU1051-0BB70-0AA0-Z | Y10 | 3SU1051-0BB70-0AA0-ZY10 | 1 | UN | 1 | 10 | C | D | EAR99 | N | 85389099 | 1 |  | 0.035 | KG | 13.21 | 13.21 | CP20 | CP20 | Illuminated pushbutton, 22 mm, round, metal, shiny, clear, pushbutton, raised, momentary contact type, with laser labeling, upper case and lower case, always upper case at beginning of line | - | 0 | 0
3SU1051-0BB70-0AA0-Z | Y11 | 3SU1051-0BB70-0AA0-ZY11 | 1 | UN | 1 | 10 | C | D | EAR99 | N | 85389099 | 1 |  | 0.035 | KG | 13.21 | 13.21 | CP20 | CP20 | Illuminated pushbutton, 22 mm, round, metal, shiny, clear, pushbutton, raised, momentary contact type, with laser labeling, upper case | - | 0 | 0
3SU1051-0BB70-0AA0-Z | Y12 | 3SU1051-0BB70-0AA0-ZY12 | 1 | UN | 1 | 10 | C | D | EAR99 | N | 85389099 | 1 |  | 0.035 | KG | 13.21 | 13.21 | CP20 | CP20 | Illuminated pushbutton, 22 mm, round, metal, shiny, clear, pushbutton, raised, momentary contact type, with laser labeling, lower case | - | 0 | 0
3SU1051-0BB70-0AA0-Z | Y13 | 3SU1051-0BB70-0AA0-ZY13 | 1 | UN | 1 | 10 | C | D | EAR99 | N | 85389099 | 1 |  | 0.035 | KG | 13.21 | 13.21 | CP20 | CP20 | Illuminated pushbutton, 22 mm, round, metal, shiny, clear, pushbutton, raised, momentary contact type, with laser labeling, symbol number according to, ISO 7000 or IEC 60417 | - | 0 | 0
3SU1051-0BB70-0AA0-Z | Y15 | 3SU1051-0BB70-0AA0-ZY15 | 1 | UN | 1 | 10 | C | D | EAR99 | N | 85389099 | 1 |  | 0.035 | KG | 13.21 | 13.21 | CP20 | CP20 | Illuminated pushbutton, 22 mm, round, metal, shiny, clear, pushbutton, raised, momentary contact type, with laser labeling, upper case and lower case, Always upper case at the beginning of the word | - | 0 | 0
3SU1051-0BB70-0AA0-Z | Y19 | 3SU1051-0BB70-0AA0-ZY19 | 1 | UN | 1 | 10 | C | D | EAR99 | N | 85389099 | 1 |  | 0.035 | KG | 9.43 | 9.43 | CP20 | CP20 | Illuminated pushbutton, 22 mm, round, metal, shiny, clear, pushbutton, raised, momentary contact type, with laser labeling, inscription or symbol Customer-specific selection with SIRIUS ACT configurator (CIN) | - | 0 | 0
3SU1051-0CB40-0AA0 |  | 3SU1051-0CB40-0AA0 | 1 | UN | 1 | 35 | X | D | N | N | 85389099 | 20 | 4047621059648 | 0.05 | KG | 8.25 | 8.25 | CP20 | CP20 | Illuminated pushbutton, 22 mm, round, metal, shiny, green, Front ring, raised, momentary contact type | - | 0 | 0
3SU1051-0CB40-0AA0-Z | Y19 | 3SU1051-0CB40-0AA0-ZY19 | 1 | UN | 1 | 10 | C | D | N | N | 85389099 | 20 |  | 0.05 | KG | 9.2 | 9.2 | CP20 | CP20 | Illuminated pushbutton, 22 mm, round, metal, shiny, green, front ring, high, momentary contact type, customer-specific selection with SIRIUS ACT configurator (CIN) | - | 0 | 0
3SU1051-1AA00-0AA0 |  | 3SU1051-1AA00-0AA0 | 1 | UN | 1 | 5 | B | D | N | N | 85389099 | 1 | 4011209967809 | 0.058 | KG | 24.23 | 24.23 | CP20 | CP20 | Illuminated mushroom pushbutton, 22 mm, round, metal, shiny, amber, 30 mm, latching, Pull-to-unlatch mechanism | - | 0 | 0
3SU1051-1AA00-0AA0-Z | X90 | 3SU1051-1AA00-0AA0-ZX90 | 1 | UN | 1 | 5 | B | D | EAR99 | N | 85389099 | 50 |  | 0.053 | KG | 24.23 | 24.23 | CP20 | CP20 | Illuminated mushroom pushbutton, 22 mm, round, metal, shiny, amber, 30 mm, latching, pull-to-unlatch mechanism, Z=50-unit packaging | - | 0 | 0
3SU1051-1AA00-0AA0-Z | Y10 | 3SU1051-1AA00-0AA0-ZY10 | 1 | UN | 1 | 10 | C | D | EAR99 | N | 85389099 | 1 |  | 0.053 | KG | 28.98 | 28.98 | CP20 | CP20 | Illuminated mushroom pushbutton, 22 mm, round, metal, shiny, amber, 30 mm, latching, pull-to-unlatch mechanism, with laser labeling, upper case and lower case, always upper case at beginning of line | - | 0 | 0
3SU1051-1AA00-0AA0-Z | Y11 | 3SU1051-1AA00-0AA0-ZY11 | 1 | UN | 1 | 10 | C | D | EAR99 | N | 85389099 | 1 |  | 0.053 | KG | 28.98 | 28.98 | CP20 | CP20 | Illuminated mushroom pushbutton, 22 mm, round, metal, shiny, amber, 30 mm, latching, pull-to-unlatch mechanism, with laser labeling, upper case | - | 0 | 0
3SU1051-1AA00-0AA0-Z | Y12 | 3SU1051-1AA00-0AA0-ZY12 | 1 | UN | 1 | 10 | C | D | EAR99 | N | 85389099 | 1 |  | 0.053 | KG | 28.98 | 28.98 | CP20 | CP20 | Illuminated mushroom pushbutton, 22 mm, round, metal, shiny, amber, 30 mm, latching, pull-to-unlatch mechanism, with laser labeling, lower case | - | 0 | 0
3SU1051-1AA00-0AA0-Z | Y13 | 3SU1051-1AA00-0AA0-ZY13 | 1 | UN | 1 | 10 | C | D | EAR99 | N | 85389099 | 1 |  | 0.053 | KG | 28.98 | 28.98 | CP20 | CP20 | Illuminated mushroom pushbutton, 22 mm, round, metal, shiny, amber, 30 mm, latching, pull-to-unlatch mechanism, with laser labeling, symbol number according to, ISO 7000 or IEC 60417 | - | 0 | 0
3SU1051-1AA00-0AA0-Z | Y15 | 3SU1051-1AA00-0AA0-ZY15 | 1 | UN | 1 | 10 | C | D | EAR99 | N | 85389099 | 1 |  | 0.053 | KG | 28.98 | 28.98 | CP20 | CP20 | Illuminated mushroom pushbutton, 22 mm, round, metal, shiny, amber, 30 mm, latching, pull-to-unlatch mechanism, with laser labeling, upper case and lower case, always upper case at the beginning of the word | - | 0 | 0
3SU1051-1AA00-0AA0-Z | Y19 | 3SU1051-1AA00-0AA0-ZY19 | 1 | UN | 1 | 10 | C | D | EAR99 | N | 85389099 | 1 |  | 0.053 | KG | 25.18 | 25.18 | CP20 | CP20 | Illuminated mushroom pushbutton, 22 mm, round, metal, shiny, amber, 30 mm, latching, pull-to-unlatch mechanism, with laser labeling, inscription or symbol Customer-specific selection with SIRIUS ACT configurator (CIN) | - | 0 | 0
3SU1051-1AA20-0AA0 |  | 3SU1051-1AA20-0AA0 | 1 | UN | 1 | 5 | B | D | N | N | 85389099 | 1 | 4011209967755 | 0.058 | KG | 24.23 | 24.23 | CP20 | CP20 | Illuminated mushroom pushbutton, 22 mm, round, metal, shiny, red, 30 mm, latching, Pull-to-unlatch mechanism | - | 0 | 0
3SU1051-1AA20-0AA0-Z | X90 | 3SU1051-1AA20-0AA0-ZX90 | 1 | UN | 1 | 5 | B | D | N | N | 85389099 | 50 | 4047621074016 | 0.061 | KG | 24.23 | 24.23 | CP20 | CP20 | Illuminated mushroom pushbutton, 22 mm, round, metal, shiny, red, 30 mm, latching, pull-to-unlatch mechanism, Z=50-unit packaging | - | 0 | 0
3SU1051-1AA20-0AA0-Z | Y10 | 3SU1051-1AA20-0AA0-ZY10 | 1 | UN | 1 | 10 | C | D | EAR99 | N | 85389099 | 1 |  | 0.053 | KG | 28.98 | 28.98 | CP20 | CP20 | Illuminated mushroom pushbutton, 22 mm, round, metal, shiny, red, 30 mm, latching, pull-to-unlatch mechanism, with laser labeling, upper case and lower case, always upper case at beginning of line | - | 0 | 0
3SU1051-1AA20-0AA0-Z | Y11 | 3SU1051-1AA20-0AA0-ZY11 | 1 | UN | 1 | 10 | C | D | EAR99 | N | 85389099 | 1 |  | 0.053 | KG | 28.98 | 28.98 | CP20 | CP20 | Illuminated mushroom pushbutton, 22 mm, round, metal, shiny, red, 30 mm, latching, pull-to-unlatch mechanism, with laser labeling, upper case | - | 0 | 0
3SU1051-1AA20-0AA0-Z | Y12 | 3SU1051-1AA20-0AA0-ZY12 | 1 | UN | 1 | 10 | C | D | EAR99 | N | 85389099 | 1 |  | 0.053 | KG | 28.98 | 28.98 | CP20 | CP20 | Illuminated mushroom pushbutton, 22 mm, round, metal, shiny, red, 30 mm, latching, pull-to-unlatch mechanism, with laser labeling, lower case | - | 0 | 0
3SU1051-1AA20-0AA0-Z | Y13 | 3SU1051-1AA20-0AA0-ZY13 | 1 | UN | 1 | 10 | C | D | EAR99 | N | 85389099 | 1 |  | 0.053 | KG | 28.98 | 28.98 | CP20 | CP20 | Illuminated mushroom pushbutton, 22 mm, round, metal, shiny, red, 30 mm, latching, pull-to-unlatch mechanism, with laser labeling, symbol number according to, ISO 7000 or IEC 60417 | - | 0 | 0
3SU1051-1AA20-0AA0-Z | Y15 | 3SU1051-1AA20-0AA0-ZY15 | 1 | UN | 1 | 10 | C | D | EAR99 | N | 85389099 | 1 |  | 0.053 | KG | 28.98 | 28.98 | CP20 | CP20 | Illuminated mushroom pushbutton, 22 mm, round, metal, shiny, red, 30 mm, latching, pull-to-unlatch mechanism, with laser labeling, upper case and lower case, always upper case at the beginning of the word | - | 0 | 0
3SU1051-1AA20-0AA0-Z | Y19 | 3SU1051-1AA20-0AA0-ZY19 | 1 | UN | 1 | 10 | C | D | EAR99 | N | 85389099 | 1 |  | 0.053 | KG | 25.18 | 25.18 | CP20 | CP20 | Illuminated mushroom pushbutton, 22 mm, round, metal, shiny, red, 30 mm, latching, pull-to-unlatch mechanism, with laser labeling, inscription or symbol Customer-specific selection with SIRIUS ACT configurator (CIN) | - | 0 | 0
3SU1051-1AA30-0AA0 |  | 3SU1051-1AA30-0AA0 | 1 | UN | 1 | 5 | B | D | N | N | 85389099 | 1 | 4011209967762 | 0.058 | KG | 24.23 | 24.23 | CP20 | CP20 | Illuminated mushroom pushbutton, 22 mm, round, metal, shiny, yellow, 30 mm, latching, Pull-to-unlatch mechanism | - | 0 | 0
3SU1051-1AA30-0AA0-Z | X90 | 3SU1051-1AA30-0AA0-ZX90 | 1 | UN | 1 | 5 | B | D | EAR99 | N | 85389099 | 50 |  | 0.053 | KG | 24.23 | 24.23 | CP20 | CP20 | Illuminated mushroom pushbutton, 22 mm, round, metal, shiny, yellow, 30 mm, latching, pull-to-unlatch mechanism, Z=50-unit packaging | - | 0 | 0
3SU1051-1AA30-0AA0-Z | Y10 | 3SU1051-1AA30-0AA0-ZY10 | 1 | UN | 1 | 10 | C | D | EAR99 | N | 85389099 | 1 |  | 0.053 | KG | 28.98 | 28.98 | CP20 | CP20 | Illuminated mushroom pushbutton, 22 mm, round, metal, shiny, yellow, 30 mm, latching, pull-to-unlatch mechanism, with laser labeling, upper case and lower case, always upper case at beginning of line | - | 0 | 0
3SU1051-1AA30-0AA0-Z | Y11 | 3SU1051-1AA30-0AA0-ZY11 | 1 | UN | 1 | 10 | C | D | EAR99 | N | 85389099 | 1 |  | 0.053 | KG | 28.98 | 28.98 | CP20 | CP20 | Illuminated mushroom pushbutton, 22 mm, round, metal, shiny, yellow, 30 mm, latching, pull-to-unlatch mechanism, with laser labeling, upper case | - | 0 | 0
3SU1051-1AA30-0AA0-Z | Y12 | 3SU1051-1AA30-0AA0-ZY12 | 1 | UN | 1 | 10 | C | D | EAR99 | N | 85389099 | 1 |  | 0.053 | KG | 28.98 | 28.98 | CP20 | CP20 | Illuminated mushroom pushbutton, 22 mm, round, metal, shiny, yellow, 30 mm, latching, pull-to-unlatch mechanism, with laser labeling, lower case | - | 0 | 0
3SU1051-1AA30-0AA0-Z | Y13 | 3SU1051-1AA30-0AA0-ZY13 | 1 | UN | 1 | 10 | C | D | EAR99 | N | 85389099 | 1 |  | 0.053 | KG | 28.98 | 28.98 | CP20 | CP20 | Illuminated mushroom pushbutton, 22 mm, round, metal, shiny, yellow, 30 mm, latching, pull-to-unlatch mechanism, with laser labeling, symbol number according to, ISO 7000 or IEC 60417 | - | 0 | 0
3SU1051-1AA30-0AA0-Z | Y15 | 3SU1051-1AA30-0AA0-ZY15 | 1 | UN | 1 | 10 | C | D | EAR99 | N | 85389099 | 1 |  | 0.053 | KG | 28.98 | 28.98 | CP20 | CP20 | Illuminated mushroom pushbutton, 22 mm, round, metal, shiny, yellow, 30 mm, latching, pull-to-unlatch mechanism, with laser labeling, upper case and lower case, always upper case at the beginning of the word | - | 0 | 0
3SU1051-1AA30-0AA0-Z | Y19 | 3SU1051-1AA30-0AA0-ZY19 | 1 | UN | 1 | 10 | C | D | EAR99 | N | 85389099 | 1 |  | 0.053 | KG | 25.18 | 25.18 | CP20 | CP20 | Illuminated mushroom pushbutton, 22 mm, round, metal, shiny, yellow, 30 mm, latching, pull-to-unlatch mechanism, with laser labeling, inscription or symbol Customer-specific selection with SIRIUS ACT configurator (CIN) | - | 0 | 0
3SU1051-1AA40-0AA0 |  | 3SU1051-1AA40-0AA0 | 1 | UN | 1 | 5 | B | D | N | N | 85389099 | 1 | 4011209967779 | 0.06 | KG | 24.23 | 24.23 | CP20 | CP20 | Illuminated mushroom pushbutton, 22 mm, round, metal, shiny, green, 30 mm, latching, Pull-to-unlatch mechanism | - | 0 | 0
3SU1051-1AA40-0AA0-Z | X90 | 3SU1051-1AA40-0AA0-ZX90 | 1 | UN | 1 | 5 | B | D | EAR99 | N | 85389099 | 50 |  | 0.053 | KG | 24.23 | 24.23 | CP20 | CP20 | Illuminated mushroom pushbutton, 22 mm, round, metal, shiny, green, 30 mm, latching, pull-to-unlatch mechanism, Z=50-unit packaging | - | 0 | 0
3SU1051-1AA40-0AA0-Z | Y10 | 3SU1051-1AA40-0AA0-ZY10 | 1 | UN | 1 | 10 | C | D | EAR99 | N | 85389099 | 1 |  | 0.053 | KG | 28.98 | 28.98 | CP20 | CP20 | Illuminated mushroom pushbutton, 22 mm, round, metal, shiny, green, 30 mm, latching, pull-to-unlatch mechanism, with laser labeling, upper case and lower case, always upper case at beginning of line | - | 0 | 0
3SU1051-1AA40-0AA0-Z | Y11 | 3SU1051-1AA40-0AA0-ZY11 | 1 | UN | 1 | 10 | C | D | EAR99 | N | 85389099 | 1 |  | 0.053 | KG | 28.98 | 28.98 | CP20 | CP20 | Illuminated mushroom pushbutton, 22 mm, round, metal, shiny, green, 30 mm, latching, pull-to-unlatch mechanism, with laser labeling, upper case | - | 0 | 0
3SU1051-1AA40-0AA0-Z | Y12 | 3SU1051-1AA40-0AA0-ZY12 | 1 | UN | 1 | 10 | C | D | EAR99 | N | 85389099 | 1 |  | 0.053 | KG | 28.98 | 28.98 | CP20 | CP20 | Illuminated mushroom pushbutton, 22 mm, round, metal, shiny, green, 30 mm, latching, pull-to-unlatch mechanism, with laser labeling, lower case | - | 0 | 0
3SU1051-1AA40-0AA0-Z | Y13 | 3SU1051-1AA40-0AA0-ZY13 | 1 | UN | 1 | 10 | C | D | EAR99 | N | 85389099 | 1 |  | 0.053 | KG | 28.98 | 28.98 | CP20 | CP20 | Illuminated mushroom pushbutton, 22 mm, round, metal, shiny, green, 30 mm, latching, pull-to-unlatch mechanism, with laser labeling, symbol number according to, ISO 7000 or IEC 60417 | - | 0 | 0
3SU1051-1AA40-0AA0-Z | Y15 | 3SU1051-1AA40-0AA0-ZY15 | 1 | UN | 1 | 10 | C | D | EAR99 | N | 85389099 | 1 |  | 0.053 | KG | 28.98 | 28.98 | CP20 | CP20 | Illuminated mushroom pushbutton, 22 mm, round, metal, shiny, green, 30 mm, latching, pull-to-unlatch mechanism, with laser labeling, upper case and lower case, always upper case at the beginning of the word | - | 0 | 0
3SU1051-1AA40-0AA0-Z | Y19 | 3SU1051-1AA40-0AA0-ZY19 | 1 | UN | 1 | 10 | C | D | EAR99 | N | 85389099 | 1 |  | 0.053 | KG | 25.18 | 25.18 | CP20 | CP20 | Illuminated mushroom pushbutton, 22 mm, round, metal, shiny, green, 30 mm, latching, pull-to-unlatch mechanism, with laser labeling, inscription or symbol Customer-specific selection with SIRIUS ACT configurator (CIN) | - | 0 | 0
3SU1051-1AA50-0AA0 |  | 3SU1051-1AA50-0AA0 | 1 | UN | 1 | 5 | B | D | N | N | 85389099 | 1 | 4011209967786 | 0.059 | KG | 24.23 | 24.23 | CP20 | CP20 | Illuminated mushroom pushbutton, 22 mm, round, metal, shiny, blue, 30 mm, latching, Pull-to-unlatch mechanism | - | 0 | 0
3SU1051-1AA50-0AA0-Z | X90 | 3SU1051-1AA50-0AA0-ZX90 | 1 | UN | 1 | 5 | B | D | EAR99 | N | 85389099 | 50 |  | 0.053 | KG | 24.23 | 24.23 | CP20 | CP20 | Illuminated mushroom pushbutton, 22 mm, round, metal, shiny, blue, 30 mm, latching, pull-to-unlatch mechanism, Z=50-unit packaging | - | 0 | 0
3SU1051-1AA50-0AA0-Z | Y10 | 3SU1051-1AA50-0AA0-ZY10 | 1 | UN | 1 | 10 | C | D | EAR99 | N | 85389099 | 1 |  | 0.053 | KG | 28.98 | 28.98 | CP20 | CP20 | Illuminated mushroom pushbutton, 22 mm, round, metal, shiny, blue, 30 mm, latching, pull-to-unlatch mechanism, with laser labeling, upper case and lower case, always upper case at beginning of line | - | 0 | 0
3SU1051-1AA50-0AA0-Z | Y11 | 3SU1051-1AA50-0AA0-ZY11 | 1 | UN | 1 | 10 | C | D | EAR99 | N | 85389099 | 1 |  | 0.053 | KG | 28.98 | 28.98 | CP20 | CP20 | Illuminated mushroom pushbutton, 22 mm, round, metal, shiny, blue, 30 mm, latching, pull-to-unlatch mechanism, with laser labeling, upper case | - | 0 | 0
3SU1051-1AA50-0AA0-Z | Y12 | 3SU1051-1AA50-0AA0-ZY12 | 1 | UN | 1 | 10 | C | D | EAR99 | N | 85389099 | 1 |  | 0.053 | KG | 28.98 | 28.98 | CP20 | CP20 | Illuminated mushroom pushbutton, 22 mm, round, metal, shiny, blue, 30 mm, latching, pull-to-unlatch mechanism, with laser labeling, lower case | - | 0 | 0
3SU1051-1AA50-0AA0-Z | Y13 | 3SU1051-1AA50-0AA0-ZY13 | 1 | UN | 1 | 10 | C | D | EAR99 | N | 85389099 | 1 |  | 0.053 | KG | 28.98 | 28.98 | CP20 | CP20 | Illuminated mushroom pushbutton, 22 mm, round, metal, shiny, blue, 30 mm, latching, pull-to-unlatch mechanism, with laser labeling, symbol number according to, ISO 7000 or IEC 60417 | - | 0 | 0
3SU1051-1AA50-0AA0-Z | Y15 | 3SU1051-1AA50-0AA0-ZY15 | 1 | UN | 1 | 10 | C | D | EAR99 | N | 85389099 | 1 |  | 0.053 | KG | 28.98 | 28.98 | CP20 | CP20 | Illuminated mushroom pushbutton, 22 mm, round, metal, shiny, blue, 30 mm, latching, pull-to-unlatch mechanism, with laser labeling, upper case and lower case, always upper case at the beginning of the word | - | 0 | 0
3SU1051-1AA50-0AA0-Z | Y19 | 3SU1051-1AA50-0AA0-ZY19 | 1 | UN | 1 | 10 | C | D | EAR99 | N | 85389099 | 1 |  | 0.053 | KG | 25.18 | 25.18 | CP20 | CP20 | Illuminated mushroom pushbutton, 22 mm, round, metal, shiny, blue, 30 mm, latching, pull-to-unlatch mechanism, with laser labeling, inscription or symbol Customer-specific selection with SIRIUS ACT configurator (CIN) | - | 0 | 0
3SU1051-1AA70-0AA0 |  | 3SU1051-1AA70-0AA0 | 1 | UN | 1 | 5 | B | D | N | N | 85389099 | 1 | 4011209967793 | 0.058 | KG | 24.23 | 24.23 | CP20 | CP20 | Illuminated mushroom pushbutton, 22 mm, round, metal, shiny, clear, 30 mm, latching, Pull-to-unlatch mechanism | - | 0 | 0
3SU1051-1AA70-0AA0-Z | X90 | 3SU1051-1AA70-0AA0-ZX90 | 1 | UN | 1 | 5 | B | D | EAR99 | N | 85389099 | 50 |  | 0.053 | KG | 24.23 | 24.23 | CP20 | CP20 | Illuminated mushroom pushbutton, 22 mm, round, metal, shiny, clear, 30 mm, latching, pull-to-unlatch mechanism, Z=50-unit packaging | - | 0 | 0
3SU1051-1AA70-0AA0-Z | Y10 | 3SU1051-1AA70-0AA0-ZY10 | 1 | UN | 1 | 10 | C | D | EAR99 | N | 85389099 | 1 |  | 0.053 | KG | 28.98 | 28.98 | CP20 | CP20 | Illuminated mushroom pushbutton, 22 mm, round, metal, shiny, clear, 30 mm, latching, pull-to-unlatch mechanism, with laser labeling, upper case and lower case, always upper case at beginning of line | - | 0 | 0
3SU1051-1AA70-0AA0-Z | Y11 | 3SU1051-1AA70-0AA0-ZY11 | 1 | UN | 1 | 10 | C | D | EAR99 | N | 85389099 | 1 |  | 0.053 | KG | 28.98 | 28.98 | CP20 | CP20 | Illuminated mushroom pushbutton, 22 mm, round, metal, shiny, clear, 30 mm, latching, pull-to-unlatch mechanism, with laser labeling, upper case | - | 0 | 0
3SU1051-1AA70-0AA0-Z | Y12 | 3SU1051-1AA70-0AA0-ZY12 | 1 | UN | 1 | 10 | C | D | EAR99 | N | 85389099 | 1 |  | 0.053 | KG | 28.98 | 28.98 | CP20 | CP20 | Illuminated mushroom pushbutton, 22 mm, round, metal, shiny, clear, 30 mm, latching, pull-to-unlatch mechanism, with laser labeling, lower case | - | 0 | 0
3SU1051-1AA70-0AA0-Z | Y13 | 3SU1051-1AA70-0AA0-ZY13 | 1 | UN | 1 | 10 | C | D | EAR99 | N | 85389099 | 1 |  | 0.053 | KG | 28.98 | 28.98 | CP20 | CP20 | Illuminated mushroom pushbutton, 22 mm, round, metal, shiny, clear, 30 mm, latching, pull-to-unlatch mechanism, with laser labeling, symbol number according to, ISO 7000 or IEC 60417 | - | 0 | 0
3SU1051-1AA70-0AA0-Z | Y15 | 3SU1051-1AA70-0AA0-ZY15 | 1 | UN | 1 | 10 | C | D | EAR99 | N | 85389099 | 1 |  | 0.053 | KG | 28.98 | 28.98 | CP20 | CP20 | Illuminated mushroom pushbutton, 22 mm, round, metal, shiny, clear, 30 mm, latching, pull-to-unlatch mechanism, with laser labeling, upper case and lower case, always upper case at the beginning of the word | - | 0 | 0
3SU1051-1AA70-0AA0-Z | Y19 | 3SU1051-1AA70-0AA0-ZY19 | 1 | UN | 1 | 10 | C | D | EAR99 | N | 85389099 | 1 |  | 0.053 | KG | 25.18 | 25.18 | CP20 | CP20 | Illuminated mushroom pushbutton, 22 mm, round, metal, shiny, clear, 30 mm, latching, pull-to-unlatch mechanism, with laser labeling, inscription or symbol Customer-specific selection with SIRIUS ACT configurator (CIN) | - | 0 | 0
3SU1051-1AD30-0AA0 |  | 3SU1051-1AD30-0AA0 | 1 | UN | 1 | 5 | B | D | N | N | 85389099 | 1 | 4011209967724 | 0.047 | KG | 12.83 | 12.45 | CP20 | CP20 | Illuminated mushroom pushbutton, 22 mm, round, metal, shiny, yellow, 30 mm, momentary contact type | Lista Papel 2020 SI | 0 | 0
3SU1051-1AD30-0AA0-Z | X90 | 3SU1051-1AD30-0AA0-ZX90 | 1 | UN | 1 | 5 | B | D | EAR99 | N | 85389099 | 50 |  | 0.042 | KG | 12.83 | 12.83 | CP20 | CP20 | Illuminated mushroom pushbutton, 22 mm, round, metal, shiny, yellow, 30 mm, momentary contact type, Z=50-unit packaging | - | 0 | 0
3SU1051-1AD30-0AA0-Z | Y10 | 3SU1051-1AD30-0AA0-ZY10 | 1 | UN | 1 | 10 | C | D | EAR99 | N | 85389099 | 1 |  | 0.042 | KG | 17.58 | 17.58 | CP20 | CP20 | Illuminated mushroom pushbutton, 22 mm, round, metal, shiny, yellow, 30 mm, momentary contact type, with laser labeling, upper case and lower case, always upper case at beginning of line | - | 0 | 0
3SU1051-1AD30-0AA0-Z | Y11 | 3SU1051-1AD30-0AA0-ZY11 | 1 | UN | 1 | 10 | C | D | EAR99 | N | 85389099 | 1 |  | 0.042 | KG | 17.58 | 17.58 | CP20 | CP20 | Illuminated mushroom pushbutton, 22 mm, round, metal, shiny, yellow, 30 mm, momentary contact type, with laser labeling, upper case | - | 0 | 0
3SU1051-1AD30-0AA0-Z | Y12 | 3SU1051-1AD30-0AA0-ZY12 | 1 | UN | 1 | 10 | C | D | EAR99 | N | 85389099 | 1 |  | 0.042 | KG | 17.58 | 17.58 | CP20 | CP20 | Illuminated mushroom pushbutton, 22 mm, round, metal, shiny, yellow, 30 mm, momentary contact type, with laser labeling, lower case | - | 0 | 0
3SU1051-1AD30-0AA0-Z | Y13 | 3SU1051-1AD30-0AA0-ZY13 | 1 | UN | 1 | 10 | C | D | EAR99 | N | 85389099 | 1 |  | 0.042 | KG | 17.58 | 17.58 | CP20 | CP20 | Illuminated mushroom pushbutton, 22 mm, round, metal, shiny, yellow, 30 mm, momentary contact type, with laser labeling, symbol number according to, ISO 7000 or IEC 60417 | - | 0 | 0
3SU1051-1AD30-0AA0-Z | Y15 | 3SU1051-1AD30-0AA0-ZY15 | 1 | UN | 1 | 10 | C | D | EAR99 | N | 85389099 | 1 |  | 0.042 | KG | 17.58 | 17.58 | CP20 | CP20 | Illuminated mushroom pushbutton, 22 mm, round, metal, shiny, yellow, 30 mm, momentary contact type, with laser labeling, upper case and lower case, always upper case at the beginning of the word | - | 0 | 0
3SU1051-1AD30-0AA0-Z | Y19 | 3SU1051-1AD30-0AA0-ZY19 | 1 | UN | 1 | 10 | C | D | EAR99 | N | 85389099 | 1 |  | 0.042 | KG | 13.78 | 13.78 | CP20 | CP20 | Illuminated mushroom pushbutton, 22 mm, round, metal, shiny, yellow, 30 mm, momentary contact type, with laser labeling, inscription or symbol Customer-specific selection with SIRIUS ACT configurator (CIN) | - | 0 | 0
3SU1051-1AD40-0AA0 |  | 3SU1051-1AD40-0AA0 | 1 | UN | 1 | 5 | B | D | N | N | 85389099 | 1 | 4011209967731 | 0.047 | KG | 12.83 | 12.45 | CP20 | CP20 | Illuminated mushroom pushbutton, 22 mm, round, metal, shiny, green, 30 mm, momentary contact type | Lista Papel 2020 SI | 0 | 0
3SU1051-1AD40-0AA0-Z | X90 | 3SU1051-1AD40-0AA0-ZX90 | 1 | UN | 1 | 5 | B | D | N | N | 85389099 | 50 | 4047621074085 | 0.042 | KG | 12.83 | 12.83 | CP20 | CP20 | Illuminated mushroom pushbutton, 22 mm, round, metal, shiny, green, 30 mm, momentary contact type, Z=50-unit packaging | - | 0 | 0
3SU1051-1AD40-0AA0-Z | Y10 | 3SU1051-1AD40-0AA0-ZY10 | 1 | UN | 1 | 10 | C | D | N | N | 85389099 | 1 |  | 0.042 | KG | 17.58 | 17.58 | CP20 | CP20 | Illuminated mushroom pushbutton, 22 mm, round, metal, shiny, green, 30 mm, momentary contact type, with laser labeling, upper case and lower case, always upper case at beginning of line | - | 0 | 0
3SU1051-1AD40-0AA0-Z | Y11 | 3SU1051-1AD40-0AA0-ZY11 | 1 | UN | 1 | 10 | C | D | N | N | 85389099 | 1 |  | 0.042 | KG | 17.58 | 17.58 | CP20 | CP20 | Illuminated mushroom pushbutton, 22 mm, round, metal, shiny, green, 30 mm, momentary contact type, with laser labeling, upper case | - | 0 | 0
3SU1051-1AD40-0AA0-Z | Y12 | 3SU1051-1AD40-0AA0-ZY12 | 1 | UN | 1 | 10 | C | D | N | N | 85389099 | 1 |  | 0.042 | KG | 17.58 | 17.58 | CP20 | CP20 | Illuminated mushroom pushbutton, 22 mm, round, metal, shiny, green, 30 mm, momentary contact type, with laser labeling, lower case | - | 0 | 0
3SU1051-1AD40-0AA0-Z | Y13 | 3SU1051-1AD40-0AA0-ZY13 | 1 | UN | 1 | 10 | C | D | N | N | 85389099 | 1 |  | 0.042 | KG | 17.58 | 17.58 | CP20 | CP20 | Illuminated mushroom pushbutton, 22 mm, round, metal, shiny, green, 30 mm, momentary contact type, with laser labeling, symbol number according to, ISO 7000 or IEC 60417 | - | 0 | 0
3SU1051-1AD40-0AA0-Z | Y15 | 3SU1051-1AD40-0AA0-ZY15 | 1 | UN | 1 | 10 | C | D | N | N | 85389099 | 1 |  | 0.042 | KG | 17.58 | 17.58 | CP20 | CP20 | Illuminated mushroom pushbutton, 22 mm, round, metal, shiny, green, 30 mm, momentary contact type, with laser labeling, upper case and lower case, always upper case at the beginning of the word | - | 0 | 0
3SU1051-1AD40-0AA0-Z | Y19 | 3SU1051-1AD40-0AA0-ZY19 | 1 | UN | 1 | 10 | C | D | N | N | 85389099 | 1 |  | 0.045 | KG | 13.78 | 13.78 | CP20 | CP20 | Illuminated mushroom pushbutton, 22 mm, round, metal, shiny, green, 30 mm, momentary contact type, with laser labeling, inscription or symbol Customer-specific selection with SIRIUS ACT configurator (CIN) | - | 0 | 0
3SU1051-1AD50-0AA0 |  | 3SU1051-1AD50-0AA0 | 1 | UN | 1 | 5 | B | D | N | N | 85389099 | 1 | 4047621055107 | 0.049 | KG | 12.83 | 12.83 | CP20 | CP20 | Illuminated mushroom pushbutton, 22 mm, round, metal, shiny, blue, 30 mm, momentary contact type | - | 0 | 0
3SU1051-1AD50-0AA0-Z | Y19 | 3SU1051-1AD50-0AA0-ZY19 | 1 | UN | 1 | 10 | C | D | N | N | 85389099 | 1 |  | 0.047 | KG | 13.78 | 13.78 | CP20 | CP20 | Illuminated mushroom pushbutton, 22 mm, round, shiny metal, blue, 30 mm, momentary contact type, Customer-specific selection with SIRIUS ACT configurator (CIN) | - | 0 | 0
3SU1051-1AD60-0AA0 |  | 3SU1051-1AD60-0AA0 | 1 | UN | 1 | 5 | B | D | N | N | 85389099 | 1 | 4011209967748 | 0.045 | KG | 12.83 | 12.45 | CP20 | CP20 | Illuminated mushroom pushbutton, 22 mm, round, metal, shiny, white, 30 mm, momentary contact type | Lista Papel 2020 SI | 0 | 0
3SU1051-1AD60-0AA0-Z | X90 | 3SU1051-1AD60-0AA0-ZX90 | 1 | UN | 1 | 5 | B | D | N | N | 85389099 | 50 |  | 0.042 | KG | 12.83 | 12.83 | CP20 | CP20 | Illuminated mushroom pushbutton, 22 mm, round, metal, shiny, white, 30 mm, momentary contact type, Z=50-unit packaging | - | 0 | 0
3SU1051-1AD60-0AA0-Z | Y10 | 3SU1051-1AD60-0AA0-ZY10 | 1 | UN | 1 | 10 | C | D | N | N | 85389099 | 1 |  | 0.042 | KG | 17.58 | 17.58 | CP20 | CP20 | Illuminated mushroom pushbutton, 22 mm, round, metal, shiny, white, 30 mm, momentary contact type, with laser labeling, upper case and lower case, always upper case at beginning of line | - | 0 | 0
3SU1051-1AD60-0AA0-Z | Y11 | 3SU1051-1AD60-0AA0-ZY11 | 1 | UN | 1 | 10 | C | D | N | N | 85389099 | 1 |  | 0.042 | KG | 17.58 | 17.58 | CP20 | CP20 | Illuminated mushroom pushbutton, 22 mm, round, metal, shiny, white, 30 mm, momentary contact type, with laser labeling, upper case | - | 0 | 0
3SU1051-1AD60-0AA0-Z | Y12 | 3SU1051-1AD60-0AA0-ZY12 | 1 | UN | 1 | 10 | C | D | N | N | 85389099 | 1 |  | 0.042 | KG | 17.58 | 17.58 | CP20 | CP20 | Illuminated mushroom pushbutton, 22 mm, round, metal, shiny, white, 30 mm, momentary contact type, with laser labeling, lower case | - | 0 | 0
3SU1051-1AD60-0AA0-Z | Y13 | 3SU1051-1AD60-0AA0-ZY13 | 1 | UN | 1 | 10 | C | D | N | N | 85389099 | 1 |  | 0.042 | KG | 17.58 | 17.58 | CP20 | CP20 | Illuminated mushroom pushbutton, 22 mm, round, metal, shiny, white, 30 mm, momentary contact type, with laser labeling, symbol number according to, ISO 7000 or IEC 60417 | - | 0 | 0
3SU1051-1AD60-0AA0-Z | Y15 | 3SU1051-1AD60-0AA0-ZY15 | 1 | UN | 1 | 10 | C | D | N | N | 85389099 | 1 |  | 0.042 | KG | 17.58 | 17.58 | CP20 | CP20 | Illuminated mushroom pushbutton, 22 mm, round, metal, shiny, white, 30 mm, momentary contact type, with laser labeling, upper case and lower case, always upper case at the beginning of the word | - | 0 | 0
3SU1051-1AD60-0AA0-Z | Y19 | 3SU1051-1AD60-0AA0-ZY19 | 1 | UN | 1 | 10 | C | D | N | N | 85389099 | 1 |  | 0.07 | KG | 13.78 | 13.78 | CP20 | CP20 | Illuminated mushroom pushbutton, 22 mm, round, metal, shiny, white, 30 mm, momentary contact type, with laser labeling, inscription or symbol Customer-specific selection with SIRIUS ACT configurator (CIN) | - | 0 | 0
3SU1051-1BA00-0AA0 |  | 3SU1051-1BA00-0AA0 | 1 | UN | 1 | 5 | B | D | N | N | 85389099 | 1 | 4011209968684 | 0.061 | KG | 24.23 | 24.23 | CP20 | CP20 | Illuminated mushroom pushbutton, 22 mm, round, metal, shiny, amber, 40 mm, latching, Pull-to-unlatch mechanism | - | 0 | 0
3SU1051-1BA00-0AA0-Z | X90 | 3SU1051-1BA00-0AA0-ZX90 | 1 | UN | 1 | 5 | B | D | EAR99 | N | 85389099 | 50 |  | 0.054 | KG | 24.23 | 24.23 | CP20 | CP20 | Illuminated mushroom pushbutton, 22 mm, round, metal, shiny, amber, 40 mm, latching, pull-to-unlatch mechanism, Z=50-unit packaging | - | 0 | 0
3SU1051-1BA00-0AA0-Z | Y10 | 3SU1051-1BA00-0AA0-ZY10 | 1 | UN | 1 | 10 | C | D | N | N | 85389099 | 1 |  | 0.054 | KG | 28.98 | 28.98 | CP20 | CP20 | Illuminated mushroom pushbutton, 22 mm, round, metal, shiny, amber, 40 mm, latching, pull-to-unlatch mechanism, with laser labeling, upper case and lower case, always upper case at beginning of line | - | 0 | 0
3SU1051-1BA00-0AA0-Z | Y11 | 3SU1051-1BA00-0AA0-ZY11 | 1 | UN | 1 | 10 | C | D | N | N | 85389099 | 1 |  | 0.054 | KG | 28.98 | 28.98 | CP20 | CP20 | Illuminated mushroom pushbutton, 22 mm, round, metal, shiny, amber, 40 mm, latching, pull-to-unlatch mechanism, with laser labeling, upper case | - | 0 | 0
3SU1051-1BA00-0AA0-Z | Y12 | 3SU1051-1BA00-0AA0-ZY12 | 1 | UN | 1 | 10 | C | D | N | N | 85389099 | 1 |  | 0.054 | KG | 28.98 | 28.98 | CP20 | CP20 | Illuminated mushroom pushbutton, 22 mm, round, metal, shiny, amber, 40 mm, latching, pull-to-unlatch mechanism, with laser labeling, lower case | - | 0 | 0
3SU1051-1BA00-0AA0-Z | Y13 | 3SU1051-1BA00-0AA0-ZY13 | 1 | UN | 1 | 10 | C | D | N | N | 85389099 | 1 |  | 0.054 | KG | 28.98 | 28.98 | CP20 | CP20 | Illuminated mushroom pushbutton, 22 mm, round, metal, shiny, amber, 40 mm, latching, pull-to-unlatch mechanism, with laser labeling, symbol number according to, ISO 7000 or IEC 60417 | - | 0 | 0
3SU1051-1BA00-0AA0-Z | Y15 | 3SU1051-1BA00-0AA0-ZY15 | 1 | UN | 1 | 10 | C | D | N | N | 85389099 | 1 |  | 0.054 | KG | 28.98 | 28.98 | CP20 | CP20 | Illuminated mushroom pushbutton, 22 mm, round, metal, shiny, amber, 40 mm, latching, pull-to-unlatch mechanism, with laser labeling, upper case and lower case, always upper case at the beginning of the word | - | 0 | 0
3SU1051-1BA00-0AA0-Z | Y19 | 3SU1051-1BA00-0AA0-ZY19 | 1 | UN | 1 | 10 | C | D | N | N | 85389099 | 1 |  | 0.06 | KG | 25.18 | 25.18 | CP20 | CP20 | Illuminated mushroom pushbutton, 22 mm, round, metal, shiny, amber, 40 mm, latching, pull-to-unlatch mechanism, with laser labeling, inscription or symbol Customer-specific selection with SIRIUS ACT configurator (CIN) | - | 0 | 0
3SU1051-1BA20-0AA0 |  | 3SU1051-1BA20-0AA0 | 1 | UN | 1 | 3 | B | D | N | N | 85389099 | 1 | 4011209968639 | 0.063 | KG | 24.23 | 24.23 | CP20 | CP20 | Illuminated mushroom pushbutton, 22 mm, round, metal, shiny, red, 40 mm, latching, Pull-to-unlatch mechanism | - | 0 | 0
3SU1051-1BA20-0AA0-Z | X90 | 3SU1051-1BA20-0AA0-ZX90 | 1 | UN | 1 | 5 | B | D | EAR99 | N | 85389099 | 50 |  | 0.054 | KG | 24.23 | 24.23 | CP20 | CP20 | Illuminated mushroom pushbutton, 22 mm, round, metal, shiny, red, 40mm, latching, pull-to-unlatch mechanism, Z=50-unit packaging | - | 0 | 0
3SU1051-1BA20-0AA0-Z | Y10 | 3SU1051-1BA20-0AA0-ZY10 | 1 | UN | 1 | 10 | C | D | EAR99 | N | 85389099 | 1 |  | 0.054 | KG | 28.98 | 28.98 | CP20 | CP20 | Illuminated mushroom pushbutton, 22 mm, round, metal, shiny, red, 40mm, latching, pull-to-unlatch mechanism, with laser labeling, upper case and lower case, always upper case at beginning of line | - | 0 | 0
3SU1051-1BA20-0AA0-Z | Y11 | 3SU1051-1BA20-0AA0-ZY11 | 1 | UN | 1 | 10 | C | D | EAR99 | N | 85389099 | 1 |  | 0.054 | KG | 28.98 | 28.98 | CP20 | CP20 | Illuminated mushroom pushbutton, 22 mm, round, metal, shiny, red, 40mm, latching, pull-to-unlatch mechanism, with laser labeling, upper case | - | 0 | 0
3SU1051-1BA20-0AA0-Z | Y12 | 3SU1051-1BA20-0AA0-ZY12 | 1 | UN | 1 | 10 | C | D | EAR99 | N | 85389099 | 1 |  | 0.054 | KG | 28.98 | 28.98 | CP20 | CP20 | Illuminated mushroom pushbutton, 22 mm, round, metal, shiny, red, 40mm, latching, pull-to-unlatch mechanism, with laser labeling, lower case | - | 0 | 0
3SU1051-1BA20-0AA0-Z | Y13 | 3SU1051-1BA20-0AA0-ZY13 | 1 | UN | 1 | 10 | C | D | EAR99 | N | 85389099 | 1 |  | 0.054 | KG | 28.98 | 28.98 | CP20 | CP20 | Illuminated mushroom pushbutton, 22 mm, round, metal, shiny, red, 40mm, latching, pull-to-unlatch mechanism, with laser labeling, symbol number according to, ISO 7000 or IEC 60417 | - | 0 | 0
3SU1051-1BA20-0AA0-Z | Y15 | 3SU1051-1BA20-0AA0-ZY15 | 1 | UN | 1 | 10 | C | D | EAR99 | N | 85389099 | 1 |  | 0.054 | KG | 28.98 | 28.98 | CP20 | CP20 | Illuminated mushroom pushbutton, 22 mm, round, metal, shiny, red, 40mm, latching, pull-to-unlatch mechanism, with laser labeling, upper case and lower case, always upper case at the beginning of the word | - | 0 | 0
3SU1051-1BA20-0AA0-Z | Y19 | 3SU1051-1BA20-0AA0-ZY19 | 1 | UN | 1 | 10 | C | D | EAR99 | N | 85389099 | 1 |  | 0.054 | KG | 25.18 | 25.18 | CP20 | CP20 | Illuminated mushroom pushbutton, 22 mm, round, metal, shiny, red, 40mm, latching, pull-to-unlatch mechanism, with laser labeling, inscription or symbol Customer-specific selection with SIRIUS ACT configurator (CIN) | - | 0 | 0
3SU1051-1BA30-0AA0 |  | 3SU1051-1BA30-0AA0 | 1 | UN | 1 | 5 | B | D | N | N | 85389099 | 1 | 4011209968646 | 0.061 | KG | 24.23 | 24.23 | CP20 | CP20 | Illuminated mushroom pushbutton, 22 mm, round, metal, shiny, yellow, 40 mm, latching, Pull-to-unlatch mechanism | - | 0 | 0
3SU1051-1BA30-0AA0-Z | X90 | 3SU1051-1BA30-0AA0-ZX90 | 1 | UN | 1 | 5 | B | D | EAR99 | N | 85389099 | 50 |  | 0.054 | KG | 24.23 | 24.23 | CP20 | CP20 | Illuminated mushroom pushbutton, 22 mm, round, metal, shiny, yellow, 40 mm, latching, pull-to-unlatch mechanism, Z=50-unit packaging | - | 0 | 0
3SU1051-1BA30-0AA0-Z | Y10 | 3SU1051-1BA30-0AA0-ZY10 | 1 | UN | 1 | 10 | C | D | EAR99 | N | 85389099 | 1 |  | 0.054 | KG | 28.98 | 28.98 | CP20 | CP20 | Illuminated mushroom pushbutton, 22 mm, round, metal, shiny, yellow, 40 mm, latching, pull-to-unlatch mechanism, with laser labeling, upper case and lower case, always upper case at beginning of line | - | 0 | 0
3SU1051-1BA30-0AA0-Z | Y11 | 3SU1051-1BA30-0AA0-ZY11 | 1 | UN | 1 | 10 | C | D | EAR99 | N | 85389099 | 1 |  | 0.054 | KG | 28.98 | 28.98 | CP20 | CP20 | Illuminated mushroom pushbutton, 22 mm, round, metal, shiny, yellow, 40 mm, latching, pull-to-unlatch mechanism, with laser labeling, upper case | - | 0 | 0
3SU1051-1BA30-0AA0-Z | Y12 | 3SU1051-1BA30-0AA0-ZY12 | 1 | UN | 1 | 10 | C | D | EAR99 | N | 85389099 | 1 |  | 0.054 | KG | 28.98 | 28.98 | CP20 | CP20 | Illuminated mushroom pushbutton, 22 mm, round, metal, shiny, yellow, 40 mm, latching, pull-to-unlatch mechanism, with laser labeling, lower case | - | 0 | 0
3SU1051-1BA30-0AA0-Z | Y13 | 3SU1051-1BA30-0AA0-ZY13 | 1 | UN | 1 | 10 | C | D | EAR99 | N | 85389099 | 1 |  | 0.054 | KG | 28.98 | 28.98 | CP20 | CP20 | Illuminated mushroom pushbutton, 22 mm, round, metal, shiny, yellow, 40 mm, latching, pull-to-unlatch mechanism, with laser labeling, symbol number according to, ISO 7000 or IEC 60417 | - | 0 | 0
3SU1051-1BA30-0AA0-Z | Y15 | 3SU1051-1BA30-0AA0-ZY15 | 1 | UN | 1 | 10 | C | D | EAR99 | N | 85389099 | 1 |  | 0.054 | KG | 28.98 | 28.98 | CP20 | CP20 | Illuminated mushroom pushbutton, 22 mm, round, metal, shiny, yellow, 40 mm, latching, pull-to-unlatch mechanism, with laser labeling, upper case and lower case, always upper case at the beginning of the word | - | 0 | 0
3SU1051-1BA30-0AA0-Z | Y19 | 3SU1051-1BA30-0AA0-ZY19 | 1 | UN | 1 | 10 | C | D | EAR99 | N | 85389099 | 1 |  | 0.054 | KG | 25.18 | 25.18 | CP20 | CP20 | Illuminated mushroom pushbutton, 22 mm, round, metal, shiny, yellow, 40 mm, latching, pull-to-unlatch mechanism, with laser labeling, inscription or symbol Customer-specific selection with SIRIUS ACT configurator (CIN) | - | 0 | 0
3SU1051-1BA40-0AA0 |  | 3SU1051-1BA40-0AA0 | 1 | UN | 1 | 5 | B | D | N | N | 85389099 | 1 | 4011209968653 | 0.063 | KG | 24.23 | 24.23 | CP20 | CP20 | Illuminated mushroom pushbutton, 22 mm, round, metal, shiny, green, 40 mm, latching, Pull-to-unlatch mechanism | - | 0 | 0
3SU1051-1BA40-0AA0-Z | X90 | 3SU1051-1BA40-0AA0-ZX90 | 1 | UN | 1 | 5 | B | D | EAR99 | N | 85389099 | 50 |  | 0.054 | KG | 24.23 | 24.23 | CP20 | CP20 | Illuminated mushroom pushbutton, 22 mm, round, metal, shiny, green, 40 mm, latching, pull-to-unlatch mechanism, Z=50-unit packaging | - | 0 | 0
3SU1051-1BA40-0AA0-Z | Y10 | 3SU1051-1BA40-0AA0-ZY10 | 1 | UN | 1 | 10 | C | D | N | N | 85389099 | 1 |  | 0.054 | KG | 28.98 | 28.98 | CP20 | CP20 | Illuminated mushroom pushbutton, 22 mm, round, metal, shiny, green, 40 mm, latching, pull-to-unlatch mechanism, with laser labeling, upper case and lower case, always upper case at beginning of line | - | 0 | 0
3SU1051-1BA40-0AA0-Z | Y11 | 3SU1051-1BA40-0AA0-ZY11 | 1 | UN | 1 | 10 | C | D | N | N | 85389099 | 1 |  | 0.054 | KG | 28.98 | 28.98 | CP20 | CP20 | Illuminated mushroom pushbutton, 22 mm, round, metal, shiny, green, 40 mm, latching, pull-to-unlatch mechanism, with laser labeling, upper case | - | 0 | 0
3SU1051-1BA40-0AA0-Z | Y12 | 3SU1051-1BA40-0AA0-ZY12 | 1 | UN | 1 | 10 | C | D | N | N | 85389099 | 1 |  | 0.054 | KG | 28.98 | 28.98 | CP20 | CP20 | Illuminated mushroom pushbutton, 22 mm, round, metal, shiny, green, 40 mm, latching, pull-to-unlatch mechanism, with laser labeling, lower case | - | 0 | 0
3SU1051-1BA40-0AA0-Z | Y13 | 3SU1051-1BA40-0AA0-ZY13 | 1 | UN | 1 | 10 | C | D | N | N | 85389099 | 1 |  | 0.054 | KG | 28.98 | 28.98 | CP20 | CP20 | Illuminated mushroom pushbutton, 22 mm, round, metal, shiny, green, 40 mm, latching, pull-to-unlatch mechanism, with laser labeling, symbol number according to, ISO 7000 or IEC 60417 | - | 0 | 0
3SU1051-1BA40-0AA0-Z | Y15 | 3SU1051-1BA40-0AA0-ZY15 | 1 | UN | 1 | 10 | C | D | N | N | 85389099 | 1 |  | 0.054 | KG | 28.98 | 28.98 | CP20 | CP20 | Illuminated mushroom pushbutton, 22 mm, round, metal, shiny, green, 40 mm, latching, pull-to-unlatch mechanism, with laser labeling, upper case and lower case, always upper case at the beginning of the word | - | 0 | 0
3SU1051-1BA40-0AA0-Z | Y19 | 3SU1051-1BA40-0AA0-ZY19 | 1 | UN | 1 | 10 | C | D | N | N | 85389099 | 1 |  | 0.067 | KG | 25.18 | 25.18 | CP20 | CP20 | Illuminated mushroom pushbutton, 22 mm, round, metal, shiny, green, 40 mm, latching, pull-to-unlatch mechanism, with laser labeling, inscription or symbol Customer-specific selection with SIRIUS ACT configurator (CIN) | - | 0 | 0
3SU1051-1BA50-0AA0 |  | 3SU1051-1BA50-0AA0 | 1 | UN | 1 | 5 | B | D | N | N | 85389099 | 1 | 4011209968660 | 0.062 | KG | 24.23 | 24.23 | CP20 | CP20 | Illuminated mushroom pushbutton, 22 mm, round, metal, shiny, blue, 40 mm, latching, Pull-to-unlatch mechanism | - | 0 | 0
3SU1051-1BA50-0AA0-Z | X90 | 3SU1051-1BA50-0AA0-ZX90 | 1 | UN | 1 | 5 | B | D | EAR99 | N | 85389099 | 50 |  | 0.054 | KG | 24.23 | 24.23 | CP20 | CP20 | Illuminated mushroom pushbutton, 22 mm, round, metal, shiny, blue, 40 mm, latching, pull-to-unlatch mechanism, Z=50-unit packaging | - | 0 | 0
3SU1051-1BA50-0AA0-Z | Y10 | 3SU1051-1BA50-0AA0-ZY10 | 1 | UN | 1 | 10 | C | D | N | N | 85389099 | 1 |  | 0.054 | KG | 28.98 | 28.98 | CP20 | CP20 | Illuminated mushroom pushbutton, 22 mm, round, metal, shiny, blue, 40 mm, latching, pull-to-unlatch mechanism, with laser labeling, upper case and lower case, always upper case at beginning of line | - | 0 | 0
3SU1051-1BA50-0AA0-Z | Y11 | 3SU1051-1BA50-0AA0-ZY11 | 1 | UN | 1 | 10 | C | D | N | N | 85389099 | 1 |  | 0.054 | KG | 28.98 | 28.98 | CP20 | CP20 | Illuminated mushroom pushbutton, 22 mm, round, metal, shiny, blue, 40 mm, latching, pull-to-unlatch mechanism, with laser labeling, upper case | - | 0 | 0
3SU1051-1BA50-0AA0-Z | Y12 | 3SU1051-1BA50-0AA0-ZY12 | 1 | UN | 1 | 10 | C | D | N | N | 85389099 | 1 |  | 0.054 | KG | 28.98 | 28.98 | CP20 | CP20 | Illuminated mushroom pushbutton, 22 mm, round, metal, shiny, blue, 40 mm, latching, pull-to-unlatch mechanism, with laser labeling, lower case | - | 0 | 0
3SU1051-1BA50-0AA0-Z | Y13 | 3SU1051-1BA50-0AA0-ZY13 | 1 | UN | 1 | 10 | C | D | N | N | 85389099 | 1 |  | 0.054 | KG | 28.98 | 28.98 | CP20 | CP20 | Illuminated mushroom pushbutton, 22 mm, round, metal, shiny, blue, 40 mm, latching, pull-to-unlatch mechanism, with laser labeling, symbol number according to, ISO 7000 or IEC 60417 | - | 0 | 0
3SU1051-1BA50-0AA0-Z | Y15 | 3SU1051-1BA50-0AA0-ZY15 | 1 | UN | 1 | 10 | C | D | N | N | 85389099 | 1 |  | 0.054 | KG | 28.98 | 28.98 | CP20 | CP20 | Illuminated mushroom pushbutton, 22 mm, round, metal, shiny, blue, 40 mm, latching, pull-to-unlatch mechanism, with laser labeling, upper case and lower case, always upper case at the beginning of the word | - | 0 | 0
3SU1051-1BA50-0AA0-Z | Y19 | 3SU1051-1BA50-0AA0-ZY19 | 1 | UN | 1 | 10 | C | D | N | N | 85389099 | 1 |  | 0.07 | KG | 25.18 | 25.18 | CP20 | CP20 | Illuminated mushroom pushbutton, 22 mm, round, metal, shiny, blue, 40 mm, latching, pull-to-unlatch mechanism, with laser labeling, inscription or symbol Customer-specific selection with SIRIUS ACT configurator (CIN) | - | 0 | 0
3SU1051-1BA70-0AA0 |  | 3SU1051-1BA70-0AA0 | 1 | UN | 1 | 5 | B | D | N | N | 85389099 | 1 | 4011209968677 | 0.061 | KG | 24.23 | 24.23 | CP20 | CP20 | Illuminated mushroom pushbutton, 22 mm, round, metal, shiny, clear, 40 mm, latching, Pull-to-unlatch mechanism | - | 0 | 0
3SU1051-1BA70-0AA0-Z | X90 | 3SU1051-1BA70-0AA0-ZX90 | 1 | UN | 1 | 5 | B | D | EAR99 | N | 85389099 | 50 |  | 0.054 | KG | 24.23 | 24.23 | CP20 | CP20 | Illuminated mushroom pushbutton, 22 mm, round, metal, shiny, clear, 40 mm, latching, pull-to-unlatch mechanism, Z=50-unit packaging | - | 0 | 0
3SU1051-1BA70-0AA0-Z | Y10 | 3SU1051-1BA70-0AA0-ZY10 | 1 | UN | 1 | 10 | C | D | EAR99 | N | 85389099 | 1 |  | 0.054 | KG | 28.98 | 28.98 | CP20 | CP20 | Illuminated mushroom pushbutton, 22 mm, round, metal, shiny, clear, 40 mm, latching, pull-to-unlatch mechanism, with laser labeling, upper case and lower case, always upper case at beginning of line | - | 0 | 0
3SU1051-1BA70-0AA0-Z | Y11 | 3SU1051-1BA70-0AA0-ZY11 | 1 | UN | 1 | 10 | C | D | EAR99 | N | 85389099 | 1 |  | 0.054 | KG | 28.98 | 28.98 | CP20 | CP20 | Illuminated mushroom pushbutton, 22 mm, round, metal, shiny, clear, 40 mm, latching, pull-to-unlatch mechanism, with laser labeling, upper case | - | 0 | 0
3SU1051-1BA70-0AA0-Z | Y12 | 3SU1051-1BA70-0AA0-ZY12 | 1 | UN | 1 | 10 | C | D | EAR99 | N | 85389099 | 1 |  | 0.054 | KG | 28.98 | 28.98 | CP20 | CP20 | Illuminated mushroom pushbutton, 22 mm, round, metal, shiny, clear, 40 mm, latching, pull-to-unlatch mechanism, with laser labeling, lower case | - | 0 | 0
3SU1051-1BA70-0AA0-Z | Y13 | 3SU1051-1BA70-0AA0-ZY13 | 1 | UN | 1 | 10 | C | D | EAR99 | N | 85389099 | 1 |  | 0.054 | KG | 28.98 | 28.98 | CP20 | CP20 | Illuminated mushroom pushbutton, 22 mm, round, metal, shiny, clear, 40 mm, latching, pull-to-unlatch mechanism, with laser labeling, symbol number according to, ISO 7000 or IEC 60417 | - | 0 | 0
3SU1051-1BA70-0AA0-Z | Y15 | 3SU1051-1BA70-0AA0-ZY15 | 1 | UN | 1 | 10 | C | D | EAR99 | N | 85389099 | 1 |  | 0.054 | KG | 28.98 | 28.98 | CP20 | CP20 | Illuminated mushroom pushbutton, 22 mm, round, metal, shiny, clear, 40 mm, latching, pull-to-unlatch mechanism, with laser labeling, upper case and lower case, always upper case at the beginning of the word | - | 0 | 0
3SU1051-1BA70-0AA0-Z | Y19 | 3SU1051-1BA70-0AA0-ZY19 | 1 | UN | 1 | 10 | C | D | EAR99 | N | 85389099 | 1 |  | 0.054 | KG | 25.18 | 25.18 | CP20 | CP20 | Illuminated mushroom pushbutton, 22 mm, round, metal, shiny, clear, 40 mm, latching, pull-to-unlatch mechanism, with laser labeling, inscription or symbol Customer-specific selection with SIRIUS ACT configurator (CIN) | - | 0 | 0
3SU1051-1BD00-0AA0 |  | 3SU1051-1BD00-0AA0 | 1 | UN | 1 | 5 | B | D | N | N | 85389099 | 1 | 4011209968622 | 0.051 | KG | 12.83 | 12.83 | CP20 | CP20 | Illuminated mushroom pushbutton, 22 mm, round, metal, shiny, amber, 40 mm, momentary contact type | - | 0 | 0
3SU1051-1BD00-0AA0-Z | X90 | 3SU1051-1BD00-0AA0-ZX90 | 1 | UN | 1 | 5 | B | D | EAR99 | N | 85389099 | 50 |  | 0.043 | KG | 12.83 | 12.83 | CP20 | CP20 | Illuminated mushroom pushbutton, 22 mm, round, metal, shiny, amber, 40 mm, momentary contact type, Z=50-unit packaging | - | 0 | 0
3SU1051-1BD00-0AA0-Z | Y10 | 3SU1051-1BD00-0AA0-ZY10 | 1 | UN | 1 | 10 | C | D | EAR99 | N | 85389099 | 1 |  | 0.043 | KG | 17.58 | 17.58 | CP20 | CP20 | Illuminated mushroom pushbutton, 22 mm, round, metal, shiny, amber, 40 mm, momentary contact type, with laser labeling, upper case and lower case, always upper case at beginning of line | - | 0 | 0
3SU1051-1BD00-0AA0-Z | Y11 | 3SU1051-1BD00-0AA0-ZY11 | 1 | UN | 1 | 10 | C | D | EAR99 | N | 85389099 | 1 |  | 0.043 | KG | 17.58 | 17.58 | CP20 | CP20 | Illuminated mushroom pushbutton, 22 mm, round, metal, shiny, amber, 40 mm, momentary contact type, with laser labeling, upper case | - | 0 | 0
3SU1051-1BD00-0AA0-Z | Y12 | 3SU1051-1BD00-0AA0-ZY12 | 1 | UN | 1 | 10 | C | D | EAR99 | N | 85389099 | 1 |  | 0.043 | KG | 17.58 | 17.58 | CP20 | CP20 | Illuminated mushroom pushbutton, 22 mm, round, metal, shiny, amber, 40 mm, momentary contact type, with laser labeling, lower case | - | 0 | 0
3SU1051-1BD00-0AA0-Z | Y13 | 3SU1051-1BD00-0AA0-ZY13 | 1 | UN | 1 | 10 | C | D | EAR99 | N | 85389099 | 1 |  | 0.043 | KG | 17.58 | 17.58 | CP20 | CP20 | Illuminated mushroom pushbutton, 22 mm, round, metal, shiny, amber, 40 mm, momentary contact type, with laser labeling, symbol number according to, ISO 7000 or IEC 60417 | - | 0 | 0
3SU1051-1BD00-0AA0-Z | Y15 | 3SU1051-1BD00-0AA0-ZY15 | 1 | UN | 1 | 10 | C | D | EAR99 | N | 85389099 | 1 |  | 0.043 | KG | 17.58 | 17.58 | CP20 | CP20 | Illuminated mushroom pushbutton, 22 mm, round, metal, shiny, amber, 40 mm, momentary contact type, with laser labeling, upper case and lower case, always upper case at the beginning of the word | - | 0 | 0
3SU1051-1BD00-0AA0-Z | Y19 | 3SU1051-1BD00-0AA0-ZY19 | 1 | UN | 1 | 10 | C | D | EAR99 | N | 85389099 | 1 |  | 0.043 | KG | 13.78 | 13.78 | CP20 | CP20 | Illuminated mushroom pushbutton, 22 mm, round, metal, shiny, amber, 40 mm, momentary contact type, with laser labeling, inscription or symbol Customer-specific selection with SIRIUS ACT configurator (CIN) | - | 0 | 0
3SU1051-1BD30-0AA0 |  | 3SU1051-1BD30-0AA0 | 1 | UN | 1 | 5 | B | D | N | N | 85389099 | 1 | 4011209967816 | 0.048 | KG | 12.83 | 12.45 | CP20 | CP20 | Illuminated mushroom pushbutton, 22 mm, round, metal, shiny, yellow, 40 mm, momentary contact type | Lista Papel 2020 SI | 0 | 0
3SU1051-1BD30-0AA0-Z | X90 | 3SU1051-1BD30-0AA0-ZX90 | 1 | UN | 1 | 5 | B | D | EAR99 | N | 85389099 | 50 |  | 0.043 | KG | 12.83 | 12.83 | CP20 | CP20 | Illuminated mushroom pushbutton, 22 mm, round, metal, shiny, yellow, 40 mm, momentary contact type, Z=50-unit packaging | - | 0 | 0
3SU1051-1BD30-0AA0-Z | Y10 | 3SU1051-1BD30-0AA0-ZY10 | 1 | UN | 1 | 10 | C | D | N | N | 85389099 | 1 |  | 0.043 | KG | 17.58 | 17.58 | CP20 | CP20 | Illuminated mushroom pushbutton, 22 mm, round, metal, shiny, yellow, 40 mm, momentary contact type, with laser labeling, upper case and lower case, always upper case at beginning of line | - | 0 | 0
3SU1051-1BD30-0AA0-Z | Y11 | 3SU1051-1BD30-0AA0-ZY11 | 1 | UN | 1 | 10 | C | D | N | N | 85389099 | 1 |  | 0.043 | KG | 17.58 | 17.58 | CP20 | CP20 | Illuminated mushroom pushbutton, 22 mm, round, metal, shiny, yellow, 40 mm, momentary contact type, with laser labeling, upper case | - | 0 | 0
3SU1051-1BD30-0AA0-Z | Y12 | 3SU1051-1BD30-0AA0-ZY12 | 1 | UN | 1 | 10 | C | D | N | N | 85389099 | 1 |  | 0.043 | KG | 17.58 | 17.58 | CP20 | CP20 | Illuminated mushroom pushbutton, 22 mm, round, metal, shiny, yellow, 40 mm, momentary contact type, with laser labeling, lower case | - | 0 | 0
3SU1051-1BD30-0AA0-Z | Y13 | 3SU1051-1BD30-0AA0-ZY13 | 1 | UN | 1 | 10 | C | D | N | N | 85389099 | 1 |  | 0.043 | KG | 17.58 | 17.58 | CP20 | CP20 | Illuminated mushroom pushbutton, 22 mm, round, metal, shiny, yellow, 40 mm, momentary contact type, with laser labeling, symbol number according to, ISO 7000 or IEC 60417 | - | 0 | 0
3SU1051-1BD30-0AA0-Z | Y15 | 3SU1051-1BD30-0AA0-ZY15 | 1 | UN | 1 | 10 | C | D | N | N | 85389099 | 1 |  | 0.043 | KG | 17.58 | 17.58 | CP20 | CP20 | Illuminated mushroom pushbutton, 22 mm, round, metal, shiny, yellow, 40 mm, momentary contact type, with laser labeling, upper case and lower case, always upper case at the beginning of the word | - | 0 | 0
3SU1051-1BD30-0AA0-Z | Y19 | 3SU1051-1BD30-0AA0-ZY19 | 1 | UN | 1 | 10 | C | D | N | N | 85389099 | 1 |  | 0.08 | KG | 13.78 | 13.78 | CP20 | CP20 | Illuminated mushroom pushbutton, 22 mm, round, metal, shiny, yellow, 40 mm, momentary contact type, with laser labeling, inscription or symbol Customer-specific selection with SIRIUS ACT configurator (CIN) | - | 0 | 0
3SU1051-1BD40-0AA0 |  | 3SU1051-1BD40-0AA0 | 1 | UN | 1 | 5 | B | D | N | N | 85389099 | 1 | 4011209967823 | 0.047 | KG | 12.83 | 12.45 | CP20 | CP20 | Illuminated mushroom pushbutton, 22 mm, round, metal, shiny, green, 40 mm, momentary contact type | Lista Papel 2020 SI | 0 | 0
3SU1051-1BD40-0AA0-Z | X90 | 3SU1051-1BD40-0AA0-ZX90 | 1 | UN | 1 | 5 | B | D | EAR99 | N | 85389099 | 50 |  | 0.043 | KG | 12.83 | 12.83 | CP20 | CP20 | Illuminated mushroom pushbutton, 22 mm, round, metal, shiny, green, 40 mm, momentary contact type, Z=50-unit packaging | - | 0 | 0
3SU1051-1BD40-0AA0-Z | Y10 | 3SU1051-1BD40-0AA0-ZY10 | 1 | UN | 1 | 10 | C | D | N | N | 85389099 | 1 |  | 0.044 | KG | 17.58 | 17.58 | CP20 | CP20 | Illuminated mushroom pushbutton, 22 mm, round, metal, shiny, green, 40 mm, momentary contact type, with laser labeling, upper case and lower case, always upper case at beginning of line | - | 0 | 0
3SU1051-1BD40-0AA0-Z | Y11 | 3SU1051-1BD40-0AA0-ZY11 | 1 | UN | 1 | 10 | C | D | N | N | 85389099 | 1 |  | 0.044 | KG | 17.58 | 17.58 | CP20 | CP20 | Illuminated mushroom pushbutton, 22 mm, round, metal, shiny, green, 40 mm, momentary contact type, with laser labeling, upper case | - | 0 | 0
3SU1051-1BD40-0AA0-Z | Y12 | 3SU1051-1BD40-0AA0-ZY12 | 1 | UN | 1 | 10 | C | D | N | N | 85389099 | 1 |  | 0.044 | KG | 17.58 | 17.58 | CP20 | CP20 | Illuminated mushroom pushbutton, 22 mm, round, metal, shiny, green, 40 mm, momentary contact type, with laser labeling, lower case | - | 0 | 0
3SU1051-1BD40-0AA0-Z | Y13 | 3SU1051-1BD40-0AA0-ZY13 | 1 | UN | 1 | 10 | C | D | N | N | 85389099 | 1 |  | 0.044 | KG | 17.58 | 17.58 | CP20 | CP20 | Illuminated mushroom pushbutton, 22 mm, round, metal, shiny, green, 40 mm, momentary contact type, with laser labeling, symbol number according to, ISO 7000 or IEC 60417 | - | 0 | 0
3SU1051-1BD40-0AA0-Z | Y15 | 3SU1051-1BD40-0AA0-ZY15 | 1 | UN | 1 | 10 | C | D | N | N | 85389099 | 1 |  | 0.044 | KG | 17.58 | 17.58 | CP20 | CP20 | Illuminated mushroom pushbutton, 22 mm, round, metal, shiny, green, 40 mm, momentary contact type, with laser labeling, upper case and lower case, always upper case at the beginning of the word | - | 0 | 0
3SU1051-1BD40-0AA0-Z | Y19 | 3SU1051-1BD40-0AA0-ZY19 | 1 | UN | 1 | 10 | C | D | N | N | 85389099 | 1 |  | 0.08 | KG | 13.78 | 13.78 | CP20 | CP20 | Illuminated mushroom pushbutton, 22 mm, round, metal, shiny, green, 40 mm, momentary contact type, with laser labeling, inscription or symbol Customer-specific selection with SIRIUS ACT configurator (CIN) | - | 0 | 0
3SU1051-1BD60-0AA0 |  | 3SU1051-1BD60-0AA0 | 1 | UN | 1 | 5 | B | D | N | N | 85389099 | 1 | 4011209968615 | 0.048 | KG | 12.83 | 12.45 | CP20 | CP20 | Illuminated mushroom pushbutton, 22 mm, round, metal, shiny, white, 40 mm, momentary contact type | Lista Papel 2020 SI | 0 | 0
3SU1051-1BD60-0AA0-Z | X90 | 3SU1051-1BD60-0AA0-ZX90 | 1 | UN | 1 | 5 | B | D | EAR99 | N | 85389099 | 50 |  | 0.043 | KG | 12.83 | 12.83 | CP20 | CP20 | Illuminated mushroom pushbutton, 22 mm, round, metal, shiny, white, 40 mm, momentary contact type, Z=50-unit packaging | - | 0 | 0
3SU1051-1BD60-0AA0-Z | Y10 | 3SU1051-1BD60-0AA0-ZY10 | 1 | UN | 1 | 10 | C | D | N | N | 85389099 | 1 |  | 0.044 | KG | 17.58 | 17.58 | CP20 | CP20 | Illuminated mushroom pushbutton, 22 mm, round, metal, shiny, white, 40 mm, momentary contact type, with laser labeling, upper case and lower case, always upper case at beginning of line | - | 0 | 0
3SU1051-1BD60-0AA0-Z | Y11 | 3SU1051-1BD60-0AA0-ZY11 | 1 | UN | 1 | 10 | C | D | N | N | 85389099 | 1 |  | 0.044 | KG | 17.58 | 17.58 | CP20 | CP20 | Illuminated mushroom pushbutton, 22 mm, round, metal, shiny, white, 40 mm, momentary contact type, with laser labeling, upper case | - | 0 | 0
3SU1051-1BD60-0AA0-Z | Y12 | 3SU1051-1BD60-0AA0-ZY12 | 1 | UN | 1 | 10 | C | D | N | N | 85389099 | 1 |  | 0.044 | KG | 17.58 | 17.58 | CP20 | CP20 | Illuminated mushroom pushbutton, 22 mm, round, metal, shiny, white, 40 mm, momentary contact type, with laser labeling, lower case | - | 0 | 0
3SU1051-1BD60-0AA0-Z | Y13 | 3SU1051-1BD60-0AA0-ZY13 | 1 | UN | 1 | 10 | C | D | N | N | 85389099 | 1 |  | 0.044 | KG | 17.58 | 17.58 | CP20 | CP20 | Illuminated mushroom pushbutton, 22 mm, round, metal, shiny, white, 40 mm, momentary contact type, with laser labeling, symbol number according to, ISO 7000 or IEC 60417 | - | 0 | 0
3SU1051-1BD60-0AA0-Z | Y15 | 3SU1051-1BD60-0AA0-ZY15 | 1 | UN | 1 | 10 | C | D | N | N | 85389099 | 1 |  | 0.044 | KG | 17.58 | 17.58 | CP20 | CP20 | Illuminated mushroom pushbutton, 22 mm, round, metal, shiny, white, 40 mm, momentary contact type, with laser labeling, upper case and lower case, always upper case at the beginning of the word | - | 0 | 0
3SU1051-1BD60-0AA0-Z | Y19 | 3SU1051-1BD60-0AA0-ZY19 | 1 | UN | 1 | 10 | C | D | N | N | 85389099 | 1 |  | 0.044 | KG | 13.78 | 13.78 | CP20 | CP20 | Illuminated mushroom pushbutton, 22 mm, round, metal, shiny, white, 40 mm, momentary contact type, with laser labeling, inscription or symbol Customer-specific selection with SIRIUS ACT configurator (CIN) | - | 0 | 0
3SU1051-1CA20-0AA0 |  | 3SU1051-1CA20-0AA0 | 1 | UN | 1 | 5 | B | D | N | N | 85389099 | 1 | 4011209968738 | 0.067 | KG | 24.23 | 24.23 | CP20 | CP20 | Illuminated mushroom pushbutton, 22 mm, round, metal, shiny, red, 60 mm, latching, Pull-to-unlatch mechanism | - | 0 | 0
3SU1051-1CA20-0AA0-Z | X90 | 3SU1051-1CA20-0AA0-ZX90 | 1 | UN | 1 | 5 | B | D | EAR99 | N | 85389099 | 50 |  | 0.058 | KG | 24.23 | 24.23 | CP20 | CP20 | Illuminated mushroom pushbutton, 22 mm, round, metal, shiny, red, 60 mm, latching, pull-to-unlatch mechanism, Z=40-unit packaging | - | 0 | 0
3SU1051-1CA20-0AA0-Z | Y10 | 3SU1051-1CA20-0AA0-ZY10 | 1 | UN | 1 | 10 | C | D | EAR99 | N | 85389099 | 1 |  | 0.058 | KG | 28.98 | 28.98 | CP20 | CP20 | Illuminated mushroom pushbutton, 22 mm, round, metal, shiny, red, 60 mm, latching, pull-to-unlatch mechanism, with laser labeling, upper case and lower case, always upper case at beginning of line | - | 0 | 0
3SU1051-1CA20-0AA0-Z | Y11 | 3SU1051-1CA20-0AA0-ZY11 | 1 | UN | 1 | 10 | C | D | EAR99 | N | 85389099 | 1 |  | 0.058 | KG | 28.98 | 28.98 | CP20 | CP20 | Illuminated mushroom pushbutton, 22 mm, round, metal, shiny, red, 60 mm, latching, pull-to-unlatch mechanism, with laser labeling, upper case | - | 0 | 0
3SU1051-1CA20-0AA0-Z | Y12 | 3SU1051-1CA20-0AA0-ZY12 | 1 | UN | 1 | 10 | C | D | EAR99 | N | 85389099 | 1 |  | 0.058 | KG | 28.98 | 28.98 | CP20 | CP20 | Illuminated mushroom pushbutton, 22 mm, round, metal, shiny, red, 60 mm, latching, pull-to-unlatch mechanism, with laser labeling, lower case | - | 0 | 0
3SU1051-1CA20-0AA0-Z | Y13 | 3SU1051-1CA20-0AA0-ZY13 | 1 | UN | 1 | 10 | C | D | EAR99 | N | 85389099 | 1 |  | 0.058 | KG | 28.98 | 28.98 | CP20 | CP20 | Illuminated mushroom pushbutton, 22 mm, round, metal, shiny, red, 60 mm, latching, pull-to-unlatch mechanism, with laser labeling, symbol number according to, ISO 7000 or IEC 60417 | - | 0 | 0
3SU1051-1CA20-0AA0-Z | Y15 | 3SU1051-1CA20-0AA0-ZY15 | 1 | UN | 1 | 10 | C | D | EAR99 | N | 85389099 | 1 |  | 0.058 | KG | 28.98 | 28.98 | CP20 | CP20 | Illuminated mushroom pushbutton, 22 mm, round, metal, shiny, red, 60 mm, latching, pull-to-unlatch mechanism, with laser labeling, upper case and lower case, always upper case at the beginning of the word | - | 0 | 0
3SU1051-1CA20-0AA0-Z | Y19 | 3SU1051-1CA20-0AA0-ZY19 | 1 | UN | 1 | 10 | C | D | EAR99 | N | 85389099 | 1 |  | 0.058 | KG | 25.18 | 25.18 | CP20 | CP20 | Illuminated mushroom pushbutton, 22 mm, round, metal, shiny, red, 60 mm, latching, pull-to-unlatch mechanism, with laser labeling, inscription or symbol Customer-specific selection with SIRIUS ACT configurator (CIN) | - | 0 | 0
3SU1051-1CA30-0AA0 |  | 3SU1051-1CA30-0AA0 | 1 | UN | 1 | 5 | B | D | N | N | 85389099 | 1 | 4011209968745 | 0.068 | KG | 24.23 | 24.23 | CP20 | CP20 | Illuminated mushroom pushbutton, 22 mm, round, metal, shiny, yellow, 60 mm, latching, Pull-to-unlatch mechanism | - | 0 | 0
3SU1051-1CA30-0AA0-Z | X90 | 3SU1051-1CA30-0AA0-ZX90 | 1 | UN | 1 | 5 | B | D | EAR99 | N | 85389099 | 50 |  | 0.058 | KG | 24.23 | 24.23 | CP20 | CP20 | Illuminated mushroom pushbutton, 22 mm, round, metal, shiny, yellow, 60 mm, latching, pull-to-unlatch mechanism, Z=40-unit packaging | - | 0 | 0
3SU1051-1CA30-0AA0-Z | Y10 | 3SU1051-1CA30-0AA0-ZY10 | 1 | UN | 1 | 10 | C | D | EAR99 | N | 85389099 | 1 |  | 0.058 | KG | 28.98 | 28.98 | CP20 | CP20 | Illuminated mushroom pushbutton, 22 mm, round, metal, shiny, yellow, 60 mm, latching, pull-to-unlatch mechanism, with laser labeling, upper case and lower case, always upper case at beginning of line | - | 0 | 0
3SU1051-1CA30-0AA0-Z | Y11 | 3SU1051-1CA30-0AA0-ZY11 | 1 | UN | 1 | 10 | C | D | EAR99 | N | 85389099 | 1 |  | 0.058 | KG | 28.98 | 28.98 | CP20 | CP20 | Illuminated mushroom pushbutton, 22 mm, round, metal, shiny, yellow, 60 mm, latching, pull-to-unlatch mechanism, with laser labeling, upper case | - | 0 | 0
3SU1051-1CA30-0AA0-Z | Y12 | 3SU1051-1CA30-0AA0-ZY12 | 1 | UN | 1 | 10 | C | D | EAR99 | N | 85389099 | 1 |  | 0.058 | KG | 28.98 | 28.98 | CP20 | CP20 | Illuminated mushroom pushbutton, 22 mm, round, metal, shiny, yellow, 60 mm, latching, pull-to-unlatch mechanism, with laser labeling, lower case | - | 0 | 0
3SU1051-1CA30-0AA0-Z | Y13 | 3SU1051-1CA30-0AA0-ZY13 | 1 | UN | 1 | 10 | C | D | EAR99 | N | 85389099 | 1 |  | 0.058 | KG | 28.98 | 28.98 | CP20 | CP20 | Illuminated mushroom pushbutton, 22 mm, round, metal, shiny, yellow, 60 mm, latching, pull-to-unlatch mechanism, with laser labeling, symbol number according to, ISO 7000 or IEC 60417 | - | 0 | 0
3SU1051-1CA30-0AA0-Z | Y15 | 3SU1051-1CA30-0AA0-ZY15 | 1 | UN | 1 | 10 | C | D | EAR99 | N | 85389099 | 1 |  | 0.058 | KG | 28.98 | 28.98 | CP20 | CP20 | Illuminated mushroom pushbutton, 22 mm, round, metal, shiny, yellow, 60 mm, latching, pull-to-unlatch mechanism, with laser labeling, upper case and lower case, always upper case at the beginning of the word | - | 0 | 0
3SU1051-1CA30-0AA0-Z | Y19 | 3SU1051-1CA30-0AA0-ZY19 | 1 | UN | 1 | 10 | C | D | EAR99 | N | 85389099 | 1 |  | 0.058 | KG | 25.18 | 25.18 | CP20 | CP20 | Illuminated mushroom pushbutton, 22 mm, round, metal, shiny, yellow, 60 mm, latching, pull-to-unlatch mechanism, with laser labeling, inscription or symbol Customer-specific selection with SIRIUS ACT configurator (CIN) | - | 0 | 0
3SU1051-1CA40-0AA0 |  | 3SU1051-1CA40-0AA0 | 1 | UN | 1 | 5 | B | D | N | N | 85389099 | 1 | 4011209968752 | 0.067 | KG | 24.23 | 24.23 | CP20 | CP20 | Illuminated mushroom pushbutton, 22 mm, round, metal, shiny, green, 60 mm, latching, Pull-to-unlatch mechanism | - | 0 | 0
3SU1051-1CA40-0AA0-Z | X90 | 3SU1051-1CA40-0AA0-ZX90 | 1 | UN | 1 | 5 | B | D | EAR99 | N | 85389099 | 50 |  | 0.058 | KG | 24.23 | 24.23 | CP20 | CP20 | Illuminated mushroom pushbutton, 22 mm, round, metal, shiny, green, 60 mm, latching, pull-to-unlatch mechanism, Z=40-unit packaging | - | 0 | 0
3SU1051-1CA40-0AA0-Z | Y10 | 3SU1051-1CA40-0AA0-ZY10 | 1 | UN | 1 | 10 | C | D | EAR99 | N | 85389099 | 1 |  | 0.058 | KG | 28.98 | 28.98 | CP20 | CP20 | Illuminated mushroom pushbutton, 22 mm, round, metal, shiny, green, 60 mm, latching, pull-to-unlatch mechanism, with laser labeling, upper case and lower case, always upper case at beginning of line | - | 0 | 0
3SU1051-1CA40-0AA0-Z | Y11 | 3SU1051-1CA40-0AA0-ZY11 | 1 | UN | 1 | 10 | C | D | EAR99 | N | 85389099 | 1 |  | 0.058 | KG | 28.98 | 28.98 | CP20 | CP20 | Illuminated mushroom pushbutton, 22 mm, round, metal, shiny, green, 60 mm, latching, pull-to-unlatch mechanism, with laser labeling, upper case | - | 0 | 0
3SU1051-1CA40-0AA0-Z | Y12 | 3SU1051-1CA40-0AA0-ZY12 | 1 | UN | 1 | 10 | C | D | EAR99 | N | 85389099 | 1 |  | 0.058 | KG | 28.98 | 28.98 | CP20 | CP20 | Illuminated mushroom pushbutton, 22 mm, round, metal, shiny, green, 60 mm, latching, pull-to-unlatch mechanism, with laser labeling, lower case | - | 0 | 0
3SU1051-1CA40-0AA0-Z | Y13 | 3SU1051-1CA40-0AA0-ZY13 | 1 | UN | 1 | 10 | C | D | EAR99 | N | 85389099 | 1 |  | 0.058 | KG | 28.98 | 28.98 | CP20 | CP20 | Illuminated mushroom pushbutton, 22 mm, round, metal, shiny, green, 60 mm, latching, pull-to-unlatch mechanism, with laser labeling, symbol number according to, ISO 7000 or IEC 60417 | - | 0 | 0
3SU1051-1CA40-0AA0-Z | Y15 | 3SU1051-1CA40-0AA0-ZY15 | 1 | UN | 1 | 10 | C | D | EAR99 | N | 85389099 | 1 |  | 0.058 | KG | 28.98 | 28.98 | CP20 | CP20 | Illuminated mushroom pushbutton, 22 mm, round, metal, shiny, green, 60 mm, latching, pull-to-unlatch mechanism, with laser labeling, upper case and lower case, always upper case at the beginning of the word | - | 0 | 0
3SU1051-1CA40-0AA0-Z | Y19 | 3SU1051-1CA40-0AA0-ZY19 | 1 | UN | 1 | 10 | C | D | EAR99 | N | 85389099 | 1 |  | 0.058 | KG | 25.18 | 25.18 | CP20 | CP20 | Illuminated mushroom pushbutton, 22 mm, round, metal, shiny, green, 60 mm, latching, pull-to-unlatch mechanism, with laser labeling, inscription or symbol Customer-specific selection with SIRIUS ACT configurator (CIN) | - | 0 | 0
3SU1051-1CA50-0AA0 |  | 3SU1051-1CA50-0AA0 | 1 | UN | 1 | 5 | B | D | N | N | 85389099 | 1 | 4011209968769 | 0.067 | KG | 24.23 | 24.23 | CP20 | CP20 | Illuminated mushroom pushbutton, 22 mm, round, metal, shiny, blue, 60 mm, latching, Pull-to-unlatch mechanism | - | 0 | 0
3SU1051-1CA50-0AA0-Z | X90 | 3SU1051-1CA50-0AA0-ZX90 | 1 | UN | 1 | 5 | B | D | EAR99 | N | 85389099 | 50 |  | 0.058 | KG | 24.23 | 24.23 | CP20 | CP20 | Illuminated mushroom pushbutton, 22 mm, round, metal, shiny, blue, 60 mm, latching, pull-to-unlatch mechanism, Z=40-unit packaging | - | 0 | 0
3SU1051-1CA50-0AA0-Z | Y10 | 3SU1051-1CA50-0AA0-ZY10 | 1 | UN | 1 | 10 | C | D | EAR99 | N | 85389099 | 1 |  | 0.058 | KG | 28.98 | 28.98 | CP20 | CP20 | Illuminated mushroom pushbutton, 22 mm, round, metal, shiny, blue, 60 mm, latching, pull-to-unlatch mechanism, with laser labeling, upper case and lower case, always upper case at beginning of line | - | 0 | 0
3SU1051-1CA50-0AA0-Z | Y11 | 3SU1051-1CA50-0AA0-ZY11 | 1 | UN | 1 | 10 | C | D | EAR99 | N | 85389099 | 1 |  | 0.058 | KG | 28.98 | 28.98 | CP20 | CP20 | Illuminated mushroom pushbutton, 22 mm, round, metal, shiny, blue, 60 mm, latching, pull-to-unlatch mechanism, with laser labeling, upper case | - | 0 | 0
3SU1051-1CA50-0AA0-Z | Y12 | 3SU1051-1CA50-0AA0-ZY12 | 1 | UN | 1 | 10 | C | D | EAR99 | N | 85389099 | 1 |  | 0.058 | KG | 28.98 | 28.98 | CP20 | CP20 | Illuminated mushroom pushbutton, 22 mm, round, metal, shiny, blue, 60 mm, latching, pull-to-unlatch mechanism, with laser labeling, lower case | - | 0 | 0
3SU1051-1CA50-0AA0-Z | Y13 | 3SU1051-1CA50-0AA0-ZY13 | 1 | UN | 1 | 10 | C | D | EAR99 | N | 85389099 | 1 |  | 0.058 | KG | 28.98 | 28.98 | CP20 | CP20 | Illuminated mushroom pushbutton, 22 mm, round, metal, shiny, blue, 60 mm, latching, pull-to-unlatch mechanism, with laser labeling, symbol number according to, ISO 7000 or IEC 60417 | - | 0 | 0
3SU1051-1CA50-0AA0-Z | Y15 | 3SU1051-1CA50-0AA0-ZY15 | 1 | UN | 1 | 10 | C | D | EAR99 | N | 85389099 | 1 |  | 0.058 | KG | 28.98 | 28.98 | CP20 | CP20 | Illuminated mushroom pushbutton, 22 mm, round, metal, shiny, blue, 60 mm, latching, pull-to-unlatch mechanism, with laser labeling, upper case and lower case, always upper case at the beginning of the word | - | 0 | 0
3SU1051-1CA50-0AA0-Z | Y19 | 3SU1051-1CA50-0AA0-ZY19 | 1 | UN | 1 | 10 | C | D | EAR99 | N | 85389099 | 1 |  | 0.058 | KG | 25.18 | 25.18 | CP20 | CP20 | Illuminated mushroom pushbutton, 22 mm, round, metal, shiny, blue, 60 mm, latching, pull-to-unlatch mechanism, with laser labeling, inscription or symbol Customer-specific selection with SIRIUS ACT configurator (CIN) | - | 0 | 0
3SU1051-1CA70-0AA0 |  | 3SU1051-1CA70-0AA0 | 1 | UN | 1 | 5 | B | D | N | N | 85389099 | 1 | 4011209968776 | 0.069 | KG | 24.23 | 24.23 | CP20 | CP20 | Illuminated mushroom pushbutton, 22 mm, round, metal, shiny, clear, 60 mm, latching, Pull-to-unlatch mechanism | - | 0 | 0
3SU1051-1CA70-0AA0-Z | X90 | 3SU1051-1CA70-0AA0-ZX90 | 1 | UN | 1 | 5 | B | D | EAR99 | N | 85389099 | 50 |  | 0.058 | KG | 24.23 | 24.23 | CP20 | CP20 | Illuminated mushroom pushbutton, 22 mm, round, metal, shiny, clear, 60 mm, latching, pull-to-unlatch mechanism, Z=40-unit packaging | - | 0 | 0
3SU1051-1CA70-0AA0-Z | Y10 | 3SU1051-1CA70-0AA0-ZY10 | 1 | UN | 1 | 10 | C | D | EAR99 | N | 85389099 | 1 |  | 0.058 | KG | 28.98 | 28.98 | CP20 | CP20 | Illuminated mushroom pushbutton, 22 mm, round, metal, shiny, clear, 60 mm, latching, pull-to-unlatch mechanism, with laser labeling, upper case and lower case, always upper case at beginning of line | - | 0 | 0
3SU1051-1CA70-0AA0-Z | Y11 | 3SU1051-1CA70-0AA0-ZY11 | 1 | UN | 1 | 10 | C | D | EAR99 | N | 85389099 | 1 |  | 0.058 | KG | 28.98 | 28.98 | CP20 | CP20 | Illuminated mushroom pushbutton, 22 mm, round, metal, shiny, clear, 60 mm, latching, pull-to-unlatch mechanism, with laser labeling, upper case | - | 0 | 0
3SU1051-1CA70-0AA0-Z | Y12 | 3SU1051-1CA70-0AA0-ZY12 | 1 | UN | 1 | 10 | C | D | EAR99 | N | 85389099 | 1 |  | 0.058 | KG | 28.98 | 28.98 | CP20 | CP20 | Illuminated mushroom pushbutton, 22 mm, round, metal, shiny, clear, 60 mm, latching, pull-to-unlatch mechanism, with laser labeling, lower case | - | 0 | 0
3SU1051-1CA70-0AA0-Z | Y13 | 3SU1051-1CA70-0AA0-ZY13 | 1 | UN | 1 | 10 | C | D | EAR99 | N | 85389099 | 1 |  | 0.058 | KG | 28.98 | 28.98 | CP20 | CP20 | Illuminated mushroom pushbutton, 22 mm, round, metal, shiny, clear, 60 mm, latching, pull-to-unlatch mechanism, with laser labeling, symbol number according to, ISO 7000 or IEC 60417 | - | 0 | 0
3SU1051-1CA70-0AA0-Z | Y15 | 3SU1051-1CA70-0AA0-ZY15 | 1 | UN | 1 | 10 | C | D | EAR99 | N | 85389099 | 1 |  | 0.058 | KG | 28.98 | 28.98 | CP20 | CP20 | Illuminated mushroom pushbutton, 22 mm, round, metal, shiny, clear, 60 mm, latching, pull-to-unlatch mechanism, with laser labeling, upper case and lower case, always upper case at the beginning of the word | - | 0 | 0
3SU1051-1CA70-0AA0-Z | Y19 | 3SU1051-1CA70-0AA0-ZY19 | 1 | UN | 1 | 10 | C | D | EAR99 | N | 85389099 | 1 |  | 0.058 | KG | 25.18 | 25.18 | CP20 | CP20 | Illuminated mushroom pushbutton, 22 mm, round, metal, shiny, clear, 60 mm, latching, pull-to-unlatch mechanism, with laser labeling, inscription or symbol Customer-specific selection with SIRIUS ACT configurator (CIN) | - | 0 | 0
3SU1051-1CD00-0AA0 |  | 3SU1051-1CD00-0AA0 | 1 | UN | 1 | 5 | B | D | N | N | 85389099 | 1 | 4011209968721 | 0.056 | KG | 12.83 | 12.83 | CP20 | CP20 | Illuminated mushroom pushbutton, 22 mm, round, metal, shiny, amber, 60 mm, momentary contact type | - | 0 | 0
3SU1051-1CD00-0AA0-Z | X90 | 3SU1051-1CD00-0AA0-ZX90 | 1 | UN | 1 | 5 | B | D | EAR99 | N | 85389099 | 50 |  | 0.046 | KG | 12.83 | 12.83 | CP20 | CP20 | Illuminated mushroom pushbutton, 22 mm, round, metal, shiny, amber, 60 mm, momentary contact type, Z=40-unit packaging | - | 0 | 0
3SU1051-1CD00-0AA0-Z | Y10 | 3SU1051-1CD00-0AA0-ZY10 | 1 | UN | 1 | 10 | C | D | EAR99 | N | 85389099 | 1 |  | 0.046 | KG | 17.58 | 17.58 | CP20 | CP20 | Illuminated mushroom pushbutton, 22 mm, round, metal, shiny, amber, 60 mm, momentary contact type, with laser labeling, upper case and lower case, always upper case at beginning of line | - | 0 | 0
3SU1051-1CD00-0AA0-Z | Y11 | 3SU1051-1CD00-0AA0-ZY11 | 1 | UN | 1 | 10 | C | D | EAR99 | N | 85389099 | 1 |  | 0.046 | KG | 17.58 | 17.58 | CP20 | CP20 | Illuminated mushroom pushbutton, 22 mm, round, metal, shiny, amber, 60 mm, momentary contact type, with laser labeling, upper case | - | 0 | 0
3SU1051-1CD00-0AA0-Z | Y12 | 3SU1051-1CD00-0AA0-ZY12 | 1 | UN | 1 | 10 | C | D | EAR99 | N | 85389099 | 1 |  | 0.046 | KG | 17.58 | 17.58 | CP20 | CP20 | Illuminated mushroom pushbutton, 22 mm, round, metal, shiny, amber, 60 mm, momentary contact type, with laser labeling, lower case | - | 0 | 0
3SU1051-1CD00-0AA0-Z | Y13 | 3SU1051-1CD00-0AA0-ZY13 | 1 | UN | 1 | 10 | C | D | EAR99 | N | 85389099 | 1 |  | 0.046 | KG | 17.58 | 17.58 | CP20 | CP20 | Illuminated mushroom pushbutton, 22 mm, round, metal, shiny, amber, 60 mm, momentary contact type, with laser labeling, symbol number according to, ISO 7000 or IEC 60417 | - | 0 | 0
3SU1051-1CD00-0AA0-Z | Y15 | 3SU1051-1CD00-0AA0-ZY15 | 1 | UN | 1 | 10 | C | D | EAR99 | N | 85389099 | 1 |  | 0.046 | KG | 17.58 | 17.58 | CP20 | CP20 | Illuminated mushroom pushbutton, 22 mm, round, metal, shiny, amber, 60 mm, momentary contact type, with laser labeling, upper case and lower case, always upper case at the beginning of the word | - | 0 | 0
3SU1051-1CD00-0AA0-Z | Y19 | 3SU1051-1CD00-0AA0-ZY19 | 1 | UN | 1 | 10 | C | D | EAR99 | N | 85389099 | 1 |  | 0.046 | KG | 13.78 | 13.78 | CP20 | CP20 | Illuminated mushroom pushbutton, 22 mm, round, metal, shiny, amber, 60 mm, momentary contact type, with laser labeling, inscription or symbol Customer-specific selection with SIRIUS ACT configurator (CIN) | - | 0 | 0
3SU1051-1CD30-0AA0 |  | 3SU1051-1CD30-0AA0 | 1 | UN | 1 | 5 | B | D | N | N | 85389099 | 1 | 4011209968691 | 0.055 | KG | 12.83 | 12.45 | CP20 | CP20 | Illuminated mushroom pushbutton, 22 mm, round, metal, shiny, yellow, 60 mm, momentary contact type | Lista Papel 2020 SI | 0 | 0
3SU1051-1CD30-0AA0-Z | X90 | 3SU1051-1CD30-0AA0-ZX90 | 1 | UN | 1 | 5 | B | D | EAR99 | N | 85389099 | 50 |  | 0.046 | KG | 12.83 | 12.83 | CP20 | CP20 | Illuminated mushroom pushbutton, 22 mm, round, metal, shiny, yellow, 60 mm, momentary contact type, Z=40-unit packaging | - | 0 | 0
3SU1051-1CD30-0AA0-Z | Y10 | 3SU1051-1CD30-0AA0-ZY10 | 1 | UN | 1 | 10 | C | D | EAR99 | N | 85389099 | 1 |  | 0.046 | KG | 17.58 | 17.58 | CP20 | CP20 | Illuminated mushroom pushbutton, 22 mm, round, metal, shiny, yellow, 60 mm, momentary contact type, with laser labeling, upper case and lower case, always upper case at beginning of line | - | 0 | 0
3SU1051-1CD30-0AA0-Z | Y11 | 3SU1051-1CD30-0AA0-ZY11 | 1 | UN | 1 | 10 | C | D | EAR99 | N | 85389099 | 1 |  | 0.046 | KG | 17.58 | 17.58 | CP20 | CP20 | Illuminated mushroom pushbutton, 22 mm, round, metal, shiny, yellow, 60 mm, momentary contact type, with laser labeling, upper case | - | 0 | 0
3SU1051-1CD30-0AA0-Z | Y12 | 3SU1051-1CD30-0AA0-ZY12 | 1 | UN | 1 | 10 | C | D | EAR99 | N | 85389099 | 1 |  | 0.046 | KG | 17.58 | 17.58 | CP20 | CP20 | Illuminated mushroom pushbutton, 22 mm, round, metal, shiny, yellow, 60 mm, momentary contact type, with laser labeling, lower case | - | 0 | 0
3SU1051-1CD30-0AA0-Z | Y13 | 3SU1051-1CD30-0AA0-ZY13 | 1 | UN | 1 | 10 | C | D | EAR99 | N | 85389099 | 1 |  | 0.046 | KG | 17.58 | 17.58 | CP20 | CP20 | Illuminated mushroom pushbutton, 22 mm, round, metal, shiny, yellow, 60 mm, momentary contact type, with laser labeling, symbol number according to, ISO 7000 or IEC 60417 | - | 0 | 0
3SU1051-1CD30-0AA0-Z | Y15 | 3SU1051-1CD30-0AA0-ZY15 | 1 | UN | 1 | 10 | C | D | EAR99 | N | 85389099 | 1 |  | 0.046 | KG | 17.58 | 17.58 | CP20 | CP20 | Illuminated mushroom pushbutton, 22 mm, round, metal, shiny, yellow, 60 mm, momentary contact type, with laser labeling, upper case and lower case, always upper case at the beginning of the word | - | 0 | 0
3SU1051-1CD30-0AA0-Z | Y19 | 3SU1051-1CD30-0AA0-ZY19 | 1 | UN | 1 | 10 | C | D | EAR99 | N | 85389099 | 1 |  | 0.046 | KG | 13.78 | 13.78 | CP20 | CP20 | Illuminated mushroom pushbutton, 22 mm, round, metal, shiny, yellow, 60 mm, momentary contact type, with laser labeling, inscription or symbol Customer-specific selection with SIRIUS ACT configurator (CIN) | - | 0 | 0
3SU1051-1CD40-0AA0 |  | 3SU1051-1CD40-0AA0 | 1 | UN | 1 | 5 | B | D | N | N | 85389099 | 1 | 4011209968707 | 0.055 | KG | 12.83 | 12.45 | CP20 | CP20 | Illuminated mushroom pushbutton, 22 mm, round, metal, shiny, green, 60 mm, momentary contact type | Lista Papel 2020 SI | 0 | 0
3SU1051-1CD40-0AA0-Z | X90 | 3SU1051-1CD40-0AA0-ZX90 | 1 | UN | 1 | 5 | B | D | EAR99 | N | 85389099 | 50 |  | 0.046 | KG | 12.83 | 12.83 | CP20 | CP20 | Illuminated mushroom pushbutton, 22 mm, round, metal, shiny, green, 60 mm, momentary contact type, Z=40-unit packaging | - | 0 | 0
3SU1051-1CD40-0AA0-Z | Y10 | 3SU1051-1CD40-0AA0-ZY10 | 1 | UN | 1 | 10 | C | D | EAR99 | N | 85389099 | 1 |  | 0.046 | KG | 17.58 | 17.58 | CP20 | CP20 | Illuminated mushroom pushbutton, 22 mm, round, metal, shiny, green, 60 mm, momentary contact type, with laser labeling, upper case and lower case, always upper case at beginning of line | - | 0 | 0
3SU1051-1CD40-0AA0-Z | Y11 | 3SU1051-1CD40-0AA0-ZY11 | 1 | UN | 1 | 10 | C | D | EAR99 | N | 85389099 | 1 |  | 0.046 | KG | 17.58 | 17.58 | CP20 | CP20 | Illuminated mushroom pushbutton, 22 mm, round, metal, shiny, green, 60 mm, momentary contact type, with laser labeling, upper case | - | 0 | 0
3SU1051-1CD40-0AA0-Z | Y12 | 3SU1051-1CD40-0AA0-ZY12 | 1 | UN | 1 | 10 | C | D | EAR99 | N | 85389099 | 1 |  | 0.046 | KG | 17.58 | 17.58 | CP20 | CP20 | Illuminated mushroom pushbutton, 22 mm, round, metal, shiny, green, 60 mm, momentary contact type, with laser labeling, lower case | - | 0 | 0
3SU1051-1CD40-0AA0-Z | Y13 | 3SU1051-1CD40-0AA0-ZY13 | 1 | UN | 1 | 10 | C | D | EAR99 | N | 85389099 | 1 |  | 0.046 | KG | 17.58 | 17.58 | CP20 | CP20 | Illuminated mushroom pushbutton, 22 mm, round, metal, shiny, green, 60 mm, momentary contact type, with laser labeling, symbol number according to, ISO 7000 or IEC 60417 | - | 0 | 0
3SU1051-1CD40-0AA0-Z | Y15 | 3SU1051-1CD40-0AA0-ZY15 | 1 | UN | 1 | 10 | C | D | EAR99 | N | 85389099 | 1 |  | 0.046 | KG | 17.58 | 17.58 | CP20 | CP20 | Illuminated mushroom pushbutton, 22 mm, round, metal, shiny, green, 60 mm, momentary contact type, with laser labeling, upper case and lower case, always upper case at the beginning of the word | - | 0 | 0
3SU1051-1CD40-0AA0-Z | Y19 | 3SU1051-1CD40-0AA0-ZY19 | 1 | UN | 1 | 10 | C | D | EAR99 | N | 85389099 | 1 |  | 0.046 | KG | 13.78 | 13.78 | CP20 | CP20 | Illuminated mushroom pushbutton, 22 mm, round, metal, shiny, green, 60 mm, momentary contact type, with laser labeling, inscription or symbol Customer-specific selection with SIRIUS ACT configurator (CIN) | - | 0 | 0
3SU1051-1CD60-0AA0 |  | 3SU1051-1CD60-0AA0 | 1 | UN | 1 | 5 | B | D | N | N | 85389099 | 1 | 4011209968714 | 0.054 | KG | 12.83 | 12.45 | CP20 | CP20 | Illuminated mushroom pushbutton, 22 mm, round, metal, shiny, white, 60 mm, momentary contact type | Lista Papel 2020 SI | 0 | 0
3SU1051-1CD60-0AA0-Z | X90 | 3SU1051-1CD60-0AA0-ZX90 | 1 | UN | 1 | 5 | B | D | EAR99 | N | 85389099 | 50 |  | 0.046 | KG | 12.83 | 12.83 | CP20 | CP20 | Illuminated mushroom pushbutton, 22 mm, round, metal, shiny, white, 60 mm, momentary contact type, Z=40-unit packaging | - | 0 | 0
3SU1051-1CD60-0AA0-Z | Y10 | 3SU1051-1CD60-0AA0-ZY10 | 1 | UN | 1 | 10 | C | D | EAR99 | N | 85389099 | 1 |  | 0.046 | KG | 17.58 | 17.58 | CP20 | CP20 | Illuminated mushroom pushbutton, 22 mm, round, metal, shiny, white, 60 mm, momentary contact type, with laser labeling, upper case and lower case, always upper case at beginning of line | - | 0 | 0
3SU1051-1CD60-0AA0-Z | Y11 | 3SU1051-1CD60-0AA0-ZY11 | 1 | UN | 1 | 10 | C | D | EAR99 | N | 85389099 | 1 |  | 0.046 | KG | 17.58 | 17.58 | CP20 | CP20 | Illuminated mushroom pushbutton, 22 mm, round, metal, shiny, white, 60 mm, momentary contact type, with laser labeling, upper case | - | 0 | 0
3SU1051-1CD60-0AA0-Z | Y12 | 3SU1051-1CD60-0AA0-ZY12 | 1 | UN | 1 | 10 | C | D | EAR99 | N | 85389099 | 1 |  | 0.046 | KG | 17.58 | 17.58 | CP20 | CP20 | Illuminated mushroom pushbutton, 22 mm, round, metal, shiny, white, 60 mm, momentary contact type, with laser labeling, lower case | - | 0 | 0
3SU1051-1CD60-0AA0-Z | Y13 | 3SU1051-1CD60-0AA0-ZY13 | 1 | UN | 1 | 10 | C | D | EAR99 | N | 85389099 | 1 |  | 0.046 | KG | 17.58 | 17.58 | CP20 | CP20 | Illuminated mushroom pushbutton, 22 mm, round, metal, shiny, white, 60 mm, momentary contact type, with laser labeling, symbol number according to, ISO 7000 or IEC 60417 | - | 0 | 0
3SU1051-1CD60-0AA0-Z | Y15 | 3SU1051-1CD60-0AA0-ZY15 | 1 | UN | 1 | 10 | C | D | EAR99 | N | 85389099 | 1 |  | 0.046 | KG | 17.58 | 17.58 | CP20 | CP20 | Illuminated mushroom pushbutton, 22 mm, round, metal, shiny, white, 60 mm, momentary contact type, with laser labeling, upper case and lower case, always upper case at the beginning of the word | - | 0 | 0
3SU1051-1CD60-0AA0-Z | Y19 | 3SU1051-1CD60-0AA0-ZY19 | 1 | UN | 1 | 10 | C | D | EAR99 | N | 85389099 | 1 |  | 0.046 | KG | 13.78 | 13.78 | CP20 | CP20 | Illuminated mushroom pushbutton, 22 mm, round, metal, shiny, white, 60 mm, momentary contact type, with laser labeling, inscription or symbol Customer-specific selection with SIRIUS ACT configurator (CIN) | - | 0 | 0
3SU1051-1EA20-0AA0 |  | 3SU1051-1EA20-0AA0 | 1 | UN | 1 | 5 | B | D | N | N | 85389099 | 1 | 4011209968806 | 0.062 | KG | 46.46 | 46.46 | CP20 | CP20 | Illuminated mushroom pushbutton, 22 mm, round, metal, shiny, red, 40 mm, 3 switch positions, latches after pushing in, unlatches by pull-to-unlatch mechanism to center position, after pulling out the button Retraction to center position | - | 0 | 0
3SU1051-1EA20-0AA0-Z | X90 | 3SU1051-1EA20-0AA0-ZX90 | 1 | UN | 1 | 5 | B | D | EAR99 | N | 85389099 | 50 |  | 0.052 | KG | 46.46 | 46.46 | CP20 | CP20 | Illuminated mushroom pushbutton, 22 mm, round, metal, shiny, red, 40 mm, 3 switch positions, latches after pushing in, unlatches by pull-to-unlatch mechanism to center position, after pulling out the button Retraction to center position, Z=50-unit packaging | - | 0 | 0
3SU1051-1EA20-0AA0-Z | Y10 | 3SU1051-1EA20-0AA0-ZY10 | 1 | UN | 1 | 10 | C | D | EAR99 | N | 85389099 | 1 |  | 0.052 | KG | 51.21 | 51.21 | CP20 | CP20 | Illuminated mushroom pushbutton, 22 mm, round, metal, shiny, red, 40 mm, 3 switch positions, latches after pushing in, unlatches by pull-to-unlatch mechanism to center position, after pulling out the button Retraction to center position, with laser labeling, upper case and lower case, always upper case at beginning of line | - | 0 | 0
3SU1051-1EA20-0AA0-Z | Y11 | 3SU1051-1EA20-0AA0-ZY11 | 1 | UN | 1 | 10 | C | D | EAR99 | N | 85389099 | 1 |  | 0.052 | KG | 51.21 | 51.21 | CP20 | CP20 | Illuminated mushroom pushbutton, 22 mm, round, metal, shiny, red, 40 mm, 3 switch positions, latches after pushing in, unlatches by pull-to-unlatch mechanism to center position, after pulling out the button Retraction to center position, with laser labeling, upper case | - | 0 | 0
3SU1051-1EA20-0AA0-Z | Y12 | 3SU1051-1EA20-0AA0-ZY12 | 1 | UN | 1 | 10 | C | D | EAR99 | N | 85389099 | 1 |  | 0.052 | KG | 51.21 | 51.21 | CP20 | CP20 | Illuminated mushroom pushbutton, 22 mm, round, metal, shiny, red, 40 mm, 3 switch positions, latches after pushing in, unlatches by pull-to-unlatch mechanism to center position, after pulling out the button Retraction to center position, with laser labeling, lower case | - | 0 | 0
3SU1051-1EA20-0AA0-Z | Y13 | 3SU1051-1EA20-0AA0-ZY13 | 1 | UN | 1 | 10 | C | D | EAR99 | N | 85389099 | 1 |  | 0.052 | KG | 51.21 | 51.21 | CP20 | CP20 | Illuminated mushroom pushbutton, 22 mm, round, metal, shiny, red, 40 mm, 3 switch positions, latches after pushing in, unlatches by pull-to-unlatch mechanism to center position, after pulling out the button Retraction to center position, with laser labeling, symbol number according to, ISO 7000 or IEC 60417 | - | 0 | 0
3SU1051-1EA20-0AA0-Z | Y15 | 3SU1051-1EA20-0AA0-ZY15 | 1 | UN | 1 | 10 | C | D | EAR99 | N | 85389099 | 1 |  | 0.052 | KG | 51.21 | 51.21 | CP20 | CP20 | Illuminated mushroom pushbutton, 22 mm, round, metal, shiny, red, 40 mm, 3 switch positions, latches after pushing in, unlatches by pull-to-unlatch mechanism to center position, after pulling out the button Retraction to center position, with laser labeling, upper case and lower case, always upper case at the beginning of the word | - | 0 | 0
3SU1051-1EA20-0AA0-Z | Y19 | 3SU1051-1EA20-0AA0-ZY19 | 1 | UN | 1 | 10 | C | D | EAR99 | N | 85389099 | 1 |  | 0.052 | KG | 47.41 | 47.41 | CP20 | CP20 | Illuminated mushroom pushbutton, 22 mm, round, metal, shiny, red, 40 mm, 3 switch positions, latches after pushing in, unlatches by pull-to-unlatch mechanism to center position, after pulling out the button Retraction to center position, with laser labeling, inscription or symbol Customer-specific selection with SIRIUS ACT configurator (CIN) | - | 0 | 0
3SU1051-1EA40-0AA0 |  | 3SU1051-1EA40-0AA0 | 1 | UN | 1 | 5 | B | D | N | N | 85389099 | 1 | 4011209968813 | 0.061 | KG | 46.46 | 46.46 | CP20 | CP20 | Illuminated mushroom pushbutton, 22 mm, round, metal, shiny, green, 40 mm, 3 switch positions, latches after pushing in, unlatches by pull-to-unlatch mechanism to center position, after pulling out the button Retraction to center position | - | 0 | 0
3SU1051-1EA40-0AA0-Z | X90 | 3SU1051-1EA40-0AA0-ZX90 | 1 | UN | 1 | 5 | B | D | EAR99 | N | 85389099 | 50 |  | 0.052 | KG | 46.46 | 46.46 | CP20 | CP20 | Illuminated mushroom pushbutton, 22 mm, round, metal, shiny, green, 40 mm, 3 switch positions, latches after pushing in, unlatches by pull-to-unlatch mechanism to center position, after pulling out the button Retraction to center position, Z=50-unit packaging | - | 0 | 0
3SU1051-1EA40-0AA0-Z | Y10 | 3SU1051-1EA40-0AA0-ZY10 | 1 | UN | 1 | 10 | C | D | EAR99 | N | 85389099 | 1 |  | 0.052 | KG | 51.21 | 51.21 | CP20 | CP20 | Illuminated mushroom pushbutton, 22 mm, round, metal, shiny, green, 40 mm, 3 switch positions, latches after pushing in, unlatches by pull-to-unlatch mechanism to center position, after pulling out the button Retraction to center position, with laser labeling, upper case and lower case, always upper case at beginning of line | - | 0 | 0
3SU1051-1EA40-0AA0-Z | Y11 | 3SU1051-1EA40-0AA0-ZY11 | 1 | UN | 1 | 10 | C | D | EAR99 | N | 85389099 | 1 |  | 0.052 | KG | 51.21 | 51.21 | CP20 | CP20 | Illuminated mushroom pushbutton, 22 mm, round, metal, shiny, green, 40 mm, 3 switch positions, latches after pushing in, unlatches by pull-to-unlatch mechanism to center position, after pulling out the button Retraction to center position, with laser labeling, upper case | - | 0 | 0
3SU1051-1EA40-0AA0-Z | Y12 | 3SU1051-1EA40-0AA0-ZY12 | 1 | UN | 1 | 10 | C | D | EAR99 | N | 85389099 | 1 |  | 0.052 | KG | 51.21 | 51.21 | CP20 | CP20 | Illuminated mushroom pushbutton, 22 mm, round, metal, shiny, green, 40 mm, 3 switch positions, latches after pushing in, unlatches by pull-to-unlatch mechanism to center position, after pulling out the button Retraction to center position, with laser labeling, lower case | - | 0 | 0
3SU1051-1EA40-0AA0-Z | Y13 | 3SU1051-1EA40-0AA0-ZY13 | 1 | UN | 1 | 10 | C | D | EAR99 | N | 85389099 | 1 |  | 0.052 | KG | 51.21 | 51.21 | CP20 | CP20 | Illuminated mushroom pushbutton, 22 mm, round, metal, shiny, green, 40 mm, 3 switch positions, latches after pushing in, unlatches by pull-to-unlatch mechanism to center position, after pulling out the button Retraction to center position, with laser labeling, symbol number according to, ISO 7000 or IEC 60417 | - | 0 | 0
3SU1051-1EA40-0AA0-Z | Y15 | 3SU1051-1EA40-0AA0-ZY15 | 1 | UN | 1 | 10 | C | D | EAR99 | N | 85389099 | 1 |  | 0.052 | KG | 51.21 | 51.21 | CP20 | CP20 | Illuminated mushroom pushbutton, 22 mm, round, metal, shiny, green, 40 mm, 3 switch positions, latches after pushing in, unlatches by pull-to-unlatch mechanism to center position, after pulling out the button Retraction to center position, with laser labeling, upper case and lower case, always upper case at the beginning of the word | - | 0 | 0
3SU1051-1EA40-0AA0-Z | Y19 | 3SU1051-1EA40-0AA0-ZY19 | 1 | UN | 1 | 10 | C | D | EAR99 | N | 85389099 | 1 |  | 0.052 | KG | 47.41 | 47.41 | CP20 | CP20 | Illuminated mushroom pushbutton, 22 mm, round, metal, shiny, green, 40 mm, 3 switch positions, latches after pushing in, unlatches by pull-to-unlatch mechanism to center position, after pulling out the button Retraction to center position, with laser labeling, inscription or symbol Customer-specific selection with SIRIUS ACT configurator (CIN) | - | 0 | 0
3SU1051-1ED20-0AA0 |  | 3SU1051-1ED20-0AA0 | 1 | UN | 1 | 5 | B | D | N | N | 85389099 | 1 | 4011209968783 | 0.061 | KG | 41.99 | 41.99 | CP20 | CP20 | Illuminated mushroom pushbutton, 22 mm, round, metal, shiny, red, 40 mm, 3 switch positions, after pushing in Retraction to center position, after pulling out the button Retraction to center position | - | 0 | 0
3SU1051-1ED20-0AA0-Z | X90 | 3SU1051-1ED20-0AA0-ZX90 | 1 | UN | 1 | 5 | B | D | EAR99 | N | 85389099 | 50 |  | 0.052 | KG | 41.99 | 41.99 | CP20 | CP20 | Illuminated mushroom pushbutton, 22 mm, round, metal, shiny, red, 40 mm, 3 switch positions, after pushing in Retraction to center position, after pulling out the button Retraction to center position, Z=50-unit packaging | - | 0 | 0
3SU1051-1ED20-0AA0-Z | Y10 | 3SU1051-1ED20-0AA0-ZY10 | 1 | UN | 1 | 10 | C | D | EAR99 | N | 85389099 | 1 |  | 0.052 | KG | 46.74 | 46.74 | CP20 | CP20 | Illuminated mushroom pushbutton, 22 mm, round, metal, shiny, red, 40 mm, 3 switch positions, after pushing in Retraction to center position, after pulling out the button Retraction to center position, with laser labeling, upper case and lower case, always upper case at beginning of line | - | 0 | 0
3SU1051-1ED20-0AA0-Z | Y11 | 3SU1051-1ED20-0AA0-ZY11 | 1 | UN | 1 | 10 | C | D | EAR99 | N | 85389099 | 1 |  | 0.052 | KG | 46.74 | 46.74 | CP20 | CP20 | Illuminated mushroom pushbutton, 22 mm, round, metal, shiny, red, 40 mm, 3 switch positions, after pushing in Retraction to center position, after pulling out the button Retraction to center position, with laser labeling, upper case | - | 0 | 0
3SU1051-1ED20-0AA0-Z | Y12 | 3SU1051-1ED20-0AA0-ZY12 | 1 | UN | 1 | 10 | C | D | EAR99 | N | 85389099 | 1 |  | 0.052 | KG | 46.74 | 46.74 | CP20 | CP20 | Illuminated mushroom pushbutton, 22 mm, round, metal, shiny, red, 40 mm, 3 switch positions, after pushing in Retraction to center position, after pulling out the button Retraction to center position, with laser labeling, lower case | - | 0 | 0
3SU1051-1ED20-0AA0-Z | Y13 | 3SU1051-1ED20-0AA0-ZY13 | 1 | UN | 1 | 10 | C | D | EAR99 | N | 85389099 | 1 |  | 0.052 | KG | 46.74 | 46.74 | CP20 | CP20 | Illuminated mushroom pushbutton, 22 mm, round, metal, shiny, red, 40 mm, 3 switch positions, after pushing in Retraction to center position, after pulling out the button Retraction to center position, with laser labeling, symbol number according to, ISO 7000 or IEC 60417 | - | 0 | 0
3SU1051-1ED20-0AA0-Z | Y15 | 3SU1051-1ED20-0AA0-ZY15 | 1 | UN | 1 | 10 | C | D | EAR99 | N | 85389099 | 1 |  | 0.052 | KG | 46.74 | 46.74 | CP20 | CP20 | Illuminated mushroom pushbutton, 22 mm, round, metal, shiny, red, 40 mm, 3 switch positions, after pushing in Retraction to center position, after pulling out the button Retraction to center position, with laser labeling, upper case and lower case, always upper case at the beginning of the word | - | 0 | 0
3SU1051-1ED20-0AA0-Z | Y19 | 3SU1051-1ED20-0AA0-ZY19 | 1 | UN | 1 | 10 | C | D | EAR99 | N | 85389099 | 1 |  | 0.052 | KG | 42.94 | 42.94 | CP20 | CP20 | Illuminated mushroom pushbutton, 22 mm, round, metal, shiny, red, 40 mm, 3 switch positions, after pushing in Retraction to center position, after pulling out the button Retraction to center position, with laser labeling, inscription or symbol Customer-specific selection with SIRIUS ACT configurator (CIN) | - | 0 | 0
3SU1051-1ED60-0AA0 |  | 3SU1051-1ED60-0AA0 | 1 | UN | 1 | 5 | B | D | N | N | 85389099 | 1 | 4011209968790 | 0.06 | KG | 41.99 | 41.99 | CP20 | CP20 | Illuminated mushroom pushbutton, 22 mm, round, metal, shiny, white, 40 mm, 3 switch positions, after pushing in Retraction to center position, after pulling out the button Retraction to center position | - | 0 | 0
3SU1051-1ED60-0AA0-Z | X90 | 3SU1051-1ED60-0AA0-ZX90 | 1 | UN | 1 | 5 | B | D | EAR99 | N | 85389099 | 50 |  | 0.052 | KG | 41.99 | 41.99 | CP20 | CP20 | Illuminated mushroom pushbutton, 22 mm, round, metal, shiny, white, 40 mm, 3 switch positions, after pushing in Retraction to center position, after pulling out the button Retraction to center position, Z=50-unit packaging | - | 0 | 0
3SU1051-1ED60-0AA0-Z | Y10 | 3SU1051-1ED60-0AA0-ZY10 | 1 | UN | 1 | 10 | C | D | EAR99 | N | 85389099 | 1 |  | 0.052 | KG | 46.74 | 46.74 | CP20 | CP20 | Illuminated mushroom pushbutton, 22 mm, round, metal, shiny, white, 40 mm, 3 switch positions, after pushing in Retraction to center position, after pulling out the button Retraction to center position, with laser labeling, upper case and lower case, always upper case at beginning of line | - | 0 | 0
3SU1051-1ED60-0AA0-Z | Y11 | 3SU1051-1ED60-0AA0-ZY11 | 1 | UN | 1 | 10 | C | D | EAR99 | N | 85389099 | 1 |  | 0.052 | KG | 46.74 | 46.74 | CP20 | CP20 | Illuminated mushroom pushbutton, 22 mm, round, metal, shiny, white, 40 mm, 3 switch positions, after pushing in Retraction to center position, after pulling out the button Retraction to center position, with laser labeling, upper case | - | 0 | 0
3SU1051-1ED60-0AA0-Z | Y12 | 3SU1051-1ED60-0AA0-ZY12 | 1 | UN | 1 | 10 | C | D | EAR99 | N | 85389099 | 1 |  | 0.052 | KG | 46.74 | 46.74 | CP20 | CP20 | Illuminated mushroom pushbutton, 22 mm, round, metal, shiny, white, 40 mm, 3 switch positions, after pushing in Retraction to center position, after pulling out the button Retraction to center position, with laser labeling, lower case | - | 0 | 0
3SU1051-1ED60-0AA0-Z | Y13 | 3SU1051-1ED60-0AA0-ZY13 | 1 | UN | 1 | 10 | C | D | EAR99 | N | 85389099 | 1 |  | 0.052 | KG | 46.74 | 46.74 | CP20 | CP20 | Illuminated mushroom pushbutton, 22 mm, round, metal, shiny, white, 40 mm, 3 switch positions, after pushing in Retraction to center position, after pulling out the button Retraction to center position, with laser labeling, symbol number according to, ISO 7000 or IEC 60417 | - | 0 | 0
3SU1051-1ED60-0AA0-Z | Y15 | 3SU1051-1ED60-0AA0-ZY15 | 1 | UN | 1 | 10 | C | D | EAR99 | N | 85389099 | 1 |  | 0.052 | KG | 46.74 | 46.74 | CP20 | CP20 | Illuminated mushroom pushbutton, 22 mm, round, metal, shiny, white, 40 mm, 3 switch positions, after pushing in Retraction to center position, after pulling out the button Retraction to center position, with laser labeling, upper case and lower case, always upper case at the beginning of the word | - | 0 | 0
3SU1051-1ED60-0AA0-Z | Y19 | 3SU1051-1ED60-0AA0-ZY19 | 1 | UN | 1 | 10 | C | D | EAR99 | N | 85389099 | 1 |  | 0.052 | KG | 42.94 | 42.94 | CP20 | CP20 | Illuminated mushroom pushbutton, 22 mm, round, metal, shiny, white, 40 mm, 3 switch positions, after pushing in Retraction to center position, after pulling out the button Retraction to center position, with laser labeling, inscription or symbol Customer-specific selection with SIRIUS ACT configurator (CIN) | - | 0 | 0
3SU1051-1GB20-0AA0 |  | 3SU1051-1GB20-0AA0 | 1 | UN | 1 | 1 | A | D | N | N | 85389099 | 1 | 4011209973008 | 0.096 | KG | 29.26 | 29.26 | CP20 | CP20 | EMERGENCY STOP mushroom pushbutton, illuminable, 22 mm, round, metal, shiny, red, 30 mm, positive latching, acc. to EN ISO 13850, rotate-to-unlatch | - | 0 | 0
3SU1051-1GB20-0AA0-Z | X90 | 3SU1051-1GB20-0AA0-ZX90 | 1 | UN | 1 | 5 | B | D | EAR99 | N | 85389099 | 50 |  | 0.089 | KG | 29.26 | 29.26 | CP20 | CP20 | EMERGENCY STOP mushroom pushbutton, illuminable, 22 mm, round, metal, shiny, red, 30 mm, positive latching, acc. to EN ISO 13850, rotate-to-unlatch, Z=50-unit packaging | - | 0 | 0
3SU1051-1GB20-0AA0-Z | Y10 | 3SU1051-1GB20-0AA0-ZY10 | 1 | UN | 1 | 10 | C | D | EAR99 | N | 85389099 | 1 |  | 0.089 | KG | 34.01 | 34.01 | CP20 | CP20 | EMERGENCY STOP mushroom pushbutton, illuminable, 22 mm, round, metal, shiny, red, 30 mm, positive latching, acc. to EN ISO 13850, rotate-to-unlatch, with laser labeling, upper case and lower case, always upper case at beginning of line | - | 0 | 0
3SU1051-1GB20-0AA0-Z | Y11 | 3SU1051-1GB20-0AA0-ZY11 | 1 | UN | 1 | 10 | C | D | EAR99 | N | 85389099 | 1 |  | 0.089 | KG | 34.01 | 34.01 | CP20 | CP20 | EMERGENCY STOP mushroom pushbutton, illuminable, 22 mm, round, metal, shiny, red, 30 mm, positive latching, acc. to EN ISO 13850, rotate-to-unlatch, with laser labeling, upper case | - | 0 | 0
3SU1051-1GB20-0AA0-Z | Y12 | 3SU1051-1GB20-0AA0-ZY12 | 1 | UN | 1 | 10 | C | D | EAR99 | N | 85389099 | 1 |  | 0.089 | KG | 34.01 | 34.01 | CP20 | CP20 | EMERGENCY STOP mushroom pushbutton, illuminable, 22 mm, round, metal, shiny, red, 30 mm, positive latching, acc. to EN ISO 13850, rotate-to-unlatch, with laser labeling, lower case | - | 0 | 0
3SU1051-1GB20-0AA0-Z | Y13 | 3SU1051-1GB20-0AA0-ZY13 | 1 | UN | 1 | 10 | C | D | EAR99 | N | 85389099 | 1 |  | 0.089 | KG | 34.01 | 34.01 | CP20 | CP20 | EMERGENCY STOP mushroom pushbutton, illuminable, 22 mm, round, metal, shiny, red, 30 mm, positive latching, acc. to EN ISO 13850, rotate-to-unlatch, with laser labeling, symbol number according to ISO 7000 or IEC 60417 | - | 0 | 0
3SU1051-1GB20-0AA0-Z | Y15 | 3SU1051-1GB20-0AA0-ZY15 | 1 | UN | 1 | 10 | C | D | EAR99 | N | 85389099 | 1 |  | 0.089 | KG | 34.01 | 34.01 | CP20 | CP20 | EMERGENCY STOP mushroom pushbutton, illuminable, 22 mm, round, metal, shiny, red, 30 mm, positive latching, acc. to EN ISO 13850, rotate-to-unlatch, with laser labeling, upper case and lower case, always upper case at the beginning of the word | - | 0 | 0
3SU1051-1GB20-0AA0-Z | Y19 | 3SU1051-1GB20-0AA0-ZY19 | 1 | UN | 1 | 10 | C | D | EAR99 | N | 85389099 | 1 |  | 0.089 | KG | 30.21 | 30.21 | CP20 | CP20 | EMERGENCY STOP mushroom pushbutton, illuminable, 22 mm, round, metal, shiny, red, 30 mm, positive latching, acc. to EN ISO 13850, rotate-to-unlatch, with laser labeling, inscription or symbol Customer-specific selection with SIRIUS ACT configurator (CIN) | - | 0 | 0
3SU1051-1HB20-0AA0 |  | 3SU1051-1HB20-0AA0 | 1 | UN | 1 | 1 | A | D | N | N | 85389099 | 1 | 4011209973015 | 0.095 | KG | 29.26 | 29.26 | CP20 | CP20 | EMERGENCY STOP mushroom pushbutton, illuminable, 22 mm, round, metal, shiny, red, 40 mm, positive latching, acc. to EN ISO 13850, rotate-to-unlatch | - | 0 | 0
3SU1051-1HB20-0AA0-Z | X90 | 3SU1051-1HB20-0AA0-ZX90 | 1 | UN | 1 | 5 | B | D | N | N | 85389099 | 50 | 4047621054841 | 0.097 | KG | 29.26 | 29.26 | CP20 | CP20 | EMERGENCY STOP mushroom pushbutton, illuminable, 22 mm, round, metal, shiny, red, 40 mm, positive latching, acc. to EN ISO 13850, rotate-to-unlatch, Z=50-unit packaging | - | 0 | 0
3SU1051-1HB20-0AA0-Z | Y10 | 3SU1051-1HB20-0AA0-ZY10 | 1 | UN | 1 | 10 | C | D | EAR99 | N | 85389099 | 1 |  | 0.091 | KG | 34.01 | 34.01 | CP20 | CP20 | EMERGENCY STOP mushroom pushbutton, illuminable, 22 mm, round, metal, shiny, red, 40 mm, positive latching, acc. to EN ISO 13850, rotate-to-unlatch, with laser labeling, upper case and lower case, always upper case at beginning of line | - | 0 | 0
3SU1051-1HB20-0AA0-Z | Y11 | 3SU1051-1HB20-0AA0-ZY11 | 1 | UN | 1 | 10 | C | D | EAR99 | N | 85389099 | 1 |  | 0.091 | KG | 34.01 | 34.01 | CP20 | CP20 | EMERGENCY STOP mushroom pushbutton, illuminable, 22 mm, round, metal, shiny, red, 40 mm, positive latching, acc. to EN ISO 13850, rotate-to-unlatch, with laser labeling, upper case | - | 0 | 0
3SU1051-1HB20-0AA0-Z | Y12 | 3SU1051-1HB20-0AA0-ZY12 | 1 | UN | 1 | 10 | C | D | EAR99 | N | 85389099 | 1 |  | 0.091 | KG | 34.01 | 34.01 | CP20 | CP20 | EMERGENCY STOP mushroom pushbutton, illuminable, 22 mm, round, metal, shiny, red, 40 mm, positive latching, acc. to EN ISO 13850, rotate-to-unlatch, with laser labeling, lower case | - | 0 | 0
3SU1051-1HB20-0AA0-Z | Y13 | 3SU1051-1HB20-0AA0-ZY13 | 1 | UN | 1 | 10 | C | D | EAR99 | N | 85389099 | 1 |  | 0.091 | KG | 34.01 | 34.01 | CP20 | CP20 | EMERGENCY STOP mushroom pushbutton, illuminable, 22 mm, round, metal, shiny, red, 40 mm, positive latching, acc. to EN ISO 13850, rotate-to-unlatch, with laser labeling, symbol number according to ISO 7000 or IEC 60417 | - | 0 | 0
3SU1051-1HB20-0AA0-Z | Y15 | 3SU1051-1HB20-0AA0-ZY15 | 1 | UN | 1 | 10 | C | D | EAR99 | N | 85389099 | 1 |  | 0.091 | KG | 34.01 | 34.01 | CP20 | CP20 | EMERGENCY STOP mushroom pushbutton, illuminable, 22 mm, round, metal, shiny, red, 40 mm, positive latching, acc. to EN ISO 13850, rotate-to-unlatch, with laser labeling, upper case and lower case, always upper case at the beginning of the word | - | 0 | 0
3SU1051-1HB20-0AA0-Z | Y19 | 3SU1051-1HB20-0AA0-ZY19 | 1 | UN | 1 | 10 | C | D | EAR99 | N | 85389099 | 1 |  | 0.091 | KG | 30.21 | 30.21 | CP20 | CP20 | EMERGENCY STOP mushroom pushbutton, illuminable, 22 mm, round, metal, shiny, red, 40 mm, positive latching, acc. to EN ISO 13850, rotate-to-unlatch, with laser labeling, inscription or symbol Customer-specific selection with SIRIUS ACT configurator (CIN) | - | 0 | 0
3SU1051-1JB20-0AA0 |  | 3SU1051-1JB20-0AA0 | 1 | UN | 1 | 1 | A | D | N | N | 85389099 | 1 | 4011209973022 | 0.104 | KG | 32.3 | 32.3 | CP20 | CP20 | EMERGENCY STOP mushroom pushbutton, illuminable, 22 mm, round, metal, shiny, red, 60 mm, positive latching, acc. to EN ISO 13850, rotate-to-unlatch | - | 0 | 0
3SU1051-1JB20-0AA0-Z | X90 | 3SU1051-1JB20-0AA0-ZX90 | 1 | UN | 1 | 5 | B | D | EAR99 | N | 85389099 | 40 |  | 0.099 | KG | 32.3 | 32.3 | CP20 | CP20 | EMERGENCY STOP mushroom pushbutton, illuminable, 22 mm, round, metal, shiny, red, 60 mm, positive latching, acc. to EN ISO 13850, rotate-to-unlatch, Z=40-unit packaging | - | 0 | 0
3SU1051-1JB20-0AA0-Z | Y10 | 3SU1051-1JB20-0AA0-ZY10 | 1 | UN | 1 | 10 | C | D | EAR99 | N | 85389099 | 1 |  | 0.099 | KG | 37.05 | 37.05 | CP20 | CP20 | EMERGENCY STOP mushroom pushbutton, illuminable, 22 mm, round, metal, shiny, red, 60 mm, positive latching, acc. to EN ISO 13850, rotate-to-unlatch, with laser labeling, upper case and lower case, always upper case at beginning of line | - | 0 | 0
3SU1051-1JB20-0AA0-Z | Y11 | 3SU1051-1JB20-0AA0-ZY11 | 1 | UN | 1 | 10 | C | D | EAR99 | N | 85389099 | 1 |  | 0.099 | KG | 37.05 | 37.05 | CP20 | CP20 | EMERGENCY STOP mushroom pushbutton, illuminable, 22 mm, round, metal, shiny, red, 60 mm, positive latching, acc. to EN ISO 13850, rotate-to-unlatch, with laser labeling, upper case | - | 0 | 0
3SU1051-1JB20-0AA0-Z | Y12 | 3SU1051-1JB20-0AA0-ZY12 | 1 | UN | 1 | 10 | C | D | EAR99 | N | 85389099 | 1 |  | 0.099 | KG | 37.05 | 37.05 | CP20 | CP20 | EMERGENCY STOP mushroom pushbutton, illuminable, 22 mm, round, metal, shiny, red, 60 mm, positive latching, acc. to EN ISO 13850, rotate-to-unlatch, with laser labeling, lower case | - | 0 | 0
3SU1051-1JB20-0AA0-Z | Y13 | 3SU1051-1JB20-0AA0-ZY13 | 1 | UN | 1 | 10 | C | D | EAR99 | N | 85389099 | 1 |  | 0.099 | KG | 37.05 | 37.05 | CP20 | CP20 | EMERGENCY STOP mushroom pushbutton, illuminable, 22 mm, round, metal, shiny, red, 60 mm, positive latching, acc. to EN ISO 13850, rotate-to-unlatch, with laser labeling, symbol number according to ISO 7000 or IEC 60417 | - | 0 | 0
3SU1051-1JB20-0AA0-Z | Y15 | 3SU1051-1JB20-0AA0-ZY15 | 1 | UN | 1 | 10 | C | D | EAR99 | N | 85389099 | 1 |  | 0.099 | KG | 37.05 | 37.05 | CP20 | CP20 | EMERGENCY STOP mushroom pushbutton, illuminable, 22 mm, round, metal, shiny, red, 60 mm, positive latching, acc. to EN ISO 13850, rotate-to-unlatch, with laser labeling, upper case and lower case, always upper case at the beginning of the word | - | 0 | 0
3SU1051-1JB20-0AA0-Z | Y19 | 3SU1051-1JB20-0AA0-ZY19 | 1 | UN | 1 | 10 | C | D | EAR99 | N | 85389099 | 1 |  | 0.099 | KG | 33.25 | 33.25 | CP20 | CP20 | EMERGENCY STOP mushroom pushbutton, illuminable, 22 mm, round, metal, shiny, red, 60 mm, positive latching, acc. to EN ISO 13850, rotate-to-unlatch, with laser labeling, inscription or symbol Customer-specific selection with SIRIUS ACT configurator (CIN) | - | 0 | 0
3SU1051-3AB42-0AA0 |  | 3SU1051-3AB42-0AA0 | 1 | UN | 1 | 1 | A | D | N | N | 85389099 | 1 | 4011209962873 | 0.069 | KG | 15.49 | 15.49 | CP20 | CP20 | Illuminated twin pushbutton, 22 mm, round, metal, shiny, green, red, pushbuttons, flat | - | 0 | 0
3SU1051-3AB42-0AA0-Z | X90 | 3SU1051-3AB42-0AA0-ZX90 | 1 | UN | 1 | 5 | B | D | EAR99 | N | 85389099 | 50 |  | 0.062 | KG | 15.49 | 15.49 | CP20 | CP20 | Illuminated twin pushbutton, 22 mm, round, metal, shiny, green, red, pushbuttons, flat, Z=50-unit packaging | - | 0 | 0
3SU1051-3AB42-0AA0-Z | Y10 | 3SU1051-3AB42-0AA0-ZY10 | 1 | UN | 1 | 10 | C | D | N | N | 85389099 | 1 |  | 0.062 | KG | 20.24 | 20.24 | CP20 | CP20 | Illuminated twin pushbutton, 22 mm, round, metal, shiny, green, red, pushbuttons, flat, with laser labeling, upper case and lower case, always upper case at beginning of line | - | 0 | 0
3SU1051-3AB42-0AA0-Z | Y11 | 3SU1051-3AB42-0AA0-ZY11 | 1 | UN | 1 | 10 | C | D | N | N | 85389099 | 1 |  | 0.062 | KG | 20.24 | 20.24 | CP20 | CP20 | Illuminated twin pushbutton, 22 mm, round, metal, shiny, green, red, pushbuttons, flat, with laser labeling, upper case | - | 0 | 0
3SU1051-3AB42-0AA0-Z | Y12 | 3SU1051-3AB42-0AA0-ZY12 | 1 | UN | 1 | 10 | C | D | N | N | 85389099 | 1 |  | 0.062 | KG | 20.24 | 20.24 | CP20 | CP20 | Illuminated twin pushbutton, 22 mm, round, metal, shiny, green, red, pushbuttons, flat, with laser labeling, lower case | - | 0 | 0
3SU1051-3AB42-0AA0-Z | Y13 | 3SU1051-3AB42-0AA0-ZY13 | 1 | UN | 1 | 10 | C | D | N | N | 85389099 | 1 |  | 0.062 | KG | 20.24 | 20.24 | CP20 | CP20 | Illuminated twin pushbutton, 22 mm, round, metal, shiny, green, red, pushbuttons, flat, with laser labeling, symbol number according to, ISO 7000 or IEC 60417 | - | 0 | 0
3SU1051-3AB42-0AA0-Z | Y15 | 3SU1051-3AB42-0AA0-ZY15 | 1 | UN | 1 | 10 | C | D | N | N | 85389099 | 1 |  | 0.062 | KG | 20.24 | 20.24 | CP20 | CP20 | Illuminated twin pushbutton, 22 mm, round, metal, shiny, green, red, pushbuttons, flat, with laser labeling, upper case and lower case, always upper case at the beginning of the word | - | 0 | 0
3SU1051-3AB42-0AA0-Z | Y19 | 3SU1051-3AB42-0AA0-ZY19 | 1 | UN | 1 | 10 | C | D | N | N | 85389099 | 1 |  | 0.07 | KG | 16.44 | 16.44 | CP20 | CP20 | Illuminated twin pushbutton, 22 mm, round, metal, shiny, green, red, pushbuttons, flat, with laser labeling, inscription or symbol Customer-specific selection with SIRIUS ACT configurator (CIN) | - | 0 | 0
3SU1051-3AB42-0AK0 |  | 3SU1051-3AB42-0AK0 | 1 | UN | 1 | 1 | A | D | N | N | 85389099 | 1 | 4011209972940 | 0.069 | KG | 16.82 | 16.82 | CP20 | CP20 | Illuminated twin pushbutton, 22 mm, round, metal, shiny, green: I, red: O, pushbuttons, flat | - | 0 | 0
3SU1051-3AB42-0AK0-Z | X90 | 3SU1051-3AB42-0AK0-ZX90 | 1 | UN | 1 | 5 | B | D | EAR99 | N | 85389099 | 50 |  | 0.062 | KG | 16.82 | 16.82 | CP20 | CP20 | Illuminated twin pushbutton, 22 mm, round, metal, shiny, green: I, red: O, pushbuttons, flat, Z=50-unit packaging | - | 0 | 0
3SU1051-3AB42-0AK0-Z | Y19 | 3SU1051-3AB42-0AK0-ZY19 | 1 | UN | 1 | 10 | C | D | N | N | 85389099 | 1 |  | 0.069 | KG | 17.77 | 17.77 | CP20 | CP20 | Illuminated twin pushbutton, 22 mm, round, metal, shiny, green: I, red: O, buttons, flat, customer-specific selection with SIRIUS ACT configurator (CIN) | - | 0 | 0
3SU1051-3AB42-0AN0 |  | 3SU1051-3AB42-0AN0 | 1 | UN | 1 | 5 | B | D | N | N | 85389099 | 1 | 4011209972964 | 0.072 | KG | 16.82 | 16.82 | CP20 | CP20 | Illuminated twin pushbutton, 22 mm, round, metal, shiny, red: arrow pointing up, green: arrow pointing down, pushbuttons, flat | - | 0 | 0
3SU1051-3AB42-0AN0-Z | X90 | 3SU1051-3AB42-0AN0-ZX90 | 1 | UN | 1 | 5 | B | D | EAR99 | N | 85389099 | 50 |  | 0.062 | KG | 16.82 | 16.82 | CP20 | CP20 | Illuminated twin pushbutton, 22 mm, round, metal, shiny, red: arrow pointing up, green: arrow pointing down, pushbuttons, flat, Z=50-unit packaging | - | 0 | 0
3SU1051-3AB42-0AN0-Z | Y19 | 3SU1051-3AB42-0AN0-ZY19 | 1 | UN | 1 | 10 | C | D | N | N | 85389099 | 1 |  | 0.068 | KG | 17.77 | 17.77 | CP20 | CP20 | Illuminated twin pushbutton, 22 mm, round, metal, shiny, red: arrow pointing up, green: arrow pointing down, buttons, flat, customer-specific selection with SIRIUS ACT configurator (CIN) | - | 0 | 0
3SU1051-3AB61-0AA0 |  | 3SU1051-3AB61-0AA0 | 1 | UN | 1 | 1 | A | D | N | N | 85389099 | 1 | 4011209962880 | 0.07 | KG | 15.49 | 15.49 | CP20 | CP20 | Illuminated twin pushbutton, 22 mm, round, metal, shiny, white, black, pushbuttons, flat | - | 0 | 0
3SU1051-3AB61-0AA0-Z | X90 | 3SU1051-3AB61-0AA0-ZX90 | 1 | UN | 1 | 5 | B | D | EAR99 | N | 85389099 | 50 |  | 0.062 | KG | 15.49 | 15.49 | CP20 | CP20 | Illuminated twin pushbutton, 22 mm, round, metal, shiny, white, black, pushbuttons, flat, Z=50-unit packaging | - | 0 | 0
3SU1051-3AB61-0AA0-Z | Y10 | 3SU1051-3AB61-0AA0-ZY10 | 1 | UN | 1 | 10 | C | D | N | N | 85389099 | 1 |  | 0.062 | KG | 20.24 | 20.24 | CP20 | CP20 | Illuminated twin pushbutton, 22 mm, round, metal, shiny, white, black, pushbuttons, flat, with laser labeling, upper case and lower case, always upper case at beginning of line | - | 0 | 0
3SU1051-3AB61-0AA0-Z | Y11 | 3SU1051-3AB61-0AA0-ZY11 | 1 | UN | 1 | 10 | C | D | N | N | 85389099 | 1 |  | 0.062 | KG | 20.24 | 20.24 | CP20 | CP20 | Illuminated twin pushbutton, 22 mm, round, metal, shiny, white, black, pushbuttons, flat, with laser labeling, upper case | - | 0 | 0
3SU1051-3AB61-0AA0-Z | Y12 | 3SU1051-3AB61-0AA0-ZY12 | 1 | UN | 1 | 10 | C | D | N | N | 85389099 | 1 |  | 0.062 | KG | 20.24 | 20.24 | CP20 | CP20 | Illuminated twin pushbutton, 22 mm, round, metal, shiny, white, black, pushbuttons, flat, with laser labeling, lower case | - | 0 | 0
3SU1051-3AB61-0AA0-Z | Y13 | 3SU1051-3AB61-0AA0-ZY13 | 1 | UN | 1 | 10 | C | D | N | N | 85389099 | 1 |  | 0.07 | KG | 20.24 | 20.24 | CP20 | CP20 | Illuminated twin pushbutton, 22 mm, round, metal, shiny, white, black, pushbuttons, flat, with laser labeling, symbol number according to, ISO 7000 or IEC 60417 | - | 0 | 0
3SU1051-3AB61-0AA0-Z | Y15 | 3SU1051-3AB61-0AA0-ZY15 | 1 | UN | 1 | 10 | C | D | N | N | 85389099 | 1 |  | 0.062 | KG | 20.24 | 20.24 | CP20 | CP20 | Illuminated twin pushbutton, 22 mm, round, metal, shiny, white, black, pushbuttons, flat, with laser labeling, upper case and lower case, always upper case at the beginning of the word | - | 0 | 0
3SU1051-3AB61-0AA0-Z | Y19 | 3SU1051-3AB61-0AA0-ZY19 | 1 | UN | 1 | 10 | C | D | N | N | 85389099 | 1 |  | 0.069 | KG | 16.44 | 16.44 | CP20 | CP20 | Illuminated twin pushbutton, 22 mm, round, metal, shiny, white, black, pushbuttons, flat, with laser labeling, inscription or symbol Customer-specific selection with SIRIUS ACT configurator (CIN) | - | 0 | 0
3SU1051-3AB61-0AK0 |  | 3SU1051-3AB61-0AK0 | 1 | UN | 1 | 3 | B | D | N | N | 85389099 | 1 | 4011209972957 | 0.069 | KG | 16.82 | 16.82 | CP20 | CP20 | Illuminated twin pushbutton, 22 mm, round, metal, shiny, white: I, Black: O, pushbuttons, flat | - | 0 | 0
3SU1051-3AB61-0AK0-Z | X90 | 3SU1051-3AB61-0AK0-ZX90 | 1 | UN | 1 | 5 | B | D | EAR99 | N | 85389099 | 50 |  | 0.062 | KG | 16.82 | 16.82 | CP20 | CP20 | Illuminated twin pushbutton, 22 mm, round, metal, shiny, white: I, Black: O, pushbuttons, flat, Z=50-unit packaging | - | 0 | 0
3SU1051-3AB61-0AK0-Z | Y19 | 3SU1051-3AB61-0AK0-ZY19 | 1 | UN | 1 | 10 | C | D | N | N | 85389099 | 1 |  | 0.077 | KG | 17.77 | 17.77 | CP20 | CP20 | Illuminated twin pushbutton, 22 mm, round, metal, shiny, white: I, black: O, buttons, flat, customer-specific selection with SIRIUS ACT configurator (CIN) | - | 0 | 0
3SU1051-3BB42-0AA0 |  | 3SU1051-3BB42-0AA0 | 1 | UN | 1 | 3 | B | D | N | N | 85389099 | 1 | 4011209962897 | 0.07 | KG | 15.49 | 15.49 | CP20 | CP20 | Illuminated twin pushbutton, 22 mm, round, metal, shiny, green, red, pushbuttons, flat and raised | - | 0 | 0
3SU1051-3BB42-0AA0-Z | X90 | 3SU1051-3BB42-0AA0-ZX90 | 1 | UN | 1 | 5 | B | D | EAR99 | N | 85389099 | 50 |  | 0.062 | KG | 15.49 | 15.49 | CP20 | CP20 | Illuminated twin pushbutton, 22 mm, round, metal, shiny, green, red, pushbuttons, flat and raised, Z=50-unit packaging | - | 0 | 0
3SU1051-3BB42-0AA0-Z | Y10 | 3SU1051-3BB42-0AA0-ZY10 | 1 | UN | 1 | 10 | C | D | N | N | 85389099 | 1 |  | 0.062 | KG | 20.24 | 20.24 | CP20 | CP20 | Illuminated twin pushbutton, 22 mm, round, metal, shiny, green, red, pushbuttons, flat and raised, with laser labeling, upper case and lower case, always upper case at beginning of line | - | 0 | 0
3SU1051-3BB42-0AA0-Z | Y11 | 3SU1051-3BB42-0AA0-ZY11 | 1 | UN | 1 | 10 | C | D | N | N | 85389099 | 1 |  | 0.078 | KG | 20.24 | 20.24 | CP20 | CP20 | Illuminated twin pushbutton, 22 mm, round, metal, shiny, green, red, pushbuttons, flat and raised, with laser labeling, upper case | - | 0 | 0
3SU1051-3BB42-0AA0-Z | Y12 | 3SU1051-3BB42-0AA0-ZY12 | 1 | UN | 1 | 10 | C | D | N | N | 85389099 | 1 |  | 0.062 | KG | 20.24 | 20.24 | CP20 | CP20 | Illuminated twin pushbutton, 22 mm, round, metal, shiny, green, red, pushbuttons, flat and raised, with laser labeling, lower case | - | 0 | 0
3SU1051-3BB42-0AA0-Z | Y13 | 3SU1051-3BB42-0AA0-ZY13 | 1 | UN | 1 | 10 | C | D | N | N | 85389099 | 1 |  | 0.062 | KG | 20.24 | 20.24 | CP20 | CP20 | Illuminated twin pushbutton, 22 mm, round, metal, shiny, green, red, pushbuttons, flat and raised, with laser labeling, symbol number according to, ISO 7000 or IEC 60417 | - | 0 | 0
3SU1051-3BB42-0AA0-Z | Y15 | 3SU1051-3BB42-0AA0-ZY15 | 1 | UN | 1 | 10 | C | D | N | N | 85389099 | 1 |  | 0.062 | KG | 20.24 | 20.24 | CP20 | CP20 | Illuminated twin pushbutton, 22 mm, round, metal, shiny, green, red, pushbuttons, flat and raised, with laser labeling, upper case and lower case, always upper case at the beginning of the word | - | 0 | 0
3SU1051-3BB42-0AA0-Z | Y19 | 3SU1051-3BB42-0AA0-ZY19 | 1 | UN | 1 | 10 | C | D | EAR99 | N | 85389099 | 1 |  | 0.062 | KG | 16.44 | 16.44 | CP20 | CP20 | Illuminated twin pushbutton, 22 mm, round, metal, shiny, green, red, pushbuttons, flat and raised, with laser labeling, inscription or symbol Customer-specific selection with SIRIUS ACT configurator (CIN) | - | 0 | 0
3SU1051-3BB42-0AK0 |  | 3SU1051-3BB42-0AK0 | 1 | UN | 1 | 1 | A | D | N | N | 85389099 | 1 | 4011209972971 | 0.071 | KG | 16.82 | 16.82 | CP20 | CP20 | Illuminated twin pushbutton, 22 mm, round, metal, shiny, green: I, red: O, pushbuttons, flat and raised | - | 0 | 0
3SU1051-3BB42-0AK0-Z | X90 | 3SU1051-3BB42-0AK0-ZX90 | 1 | UN | 1 | 5 | B | D | EAR99 | N | 85389099 | 50 |  | 0.062 | KG | 16.82 | 16.82 | CP20 | CP20 | Illuminated twin pushbutton, 22 mm, round, metal, shiny, green: I, red: O, pushbuttons, flat and raised, Z=50-unit packaging | - | 0 | 0
3SU1051-3BB42-0AK0-Z | Y19 | 3SU1051-3BB42-0AK0-ZY19 | 1 | UN | 1 | 10 | C | D | N | N | 85389099 | 1 |  | 0.071 | KG | 17.77 | 17.77 | CP20 | CP20 | Illuminated twin pushbutton, 22 mm, round, metal, shiny, green: I, red: O, buttons, flat and raised, customer-specific selection with SIRIUS ACT configurator (CIN) | - | 0 | 0
3SU1051-3BB61-0AA0 |  | 3SU1051-3BB61-0AA0 | 1 | UN | 1 | 3 | B | D | N | N | 85389099 | 1 | 4011209962903 | 0.07 | KG | 15.49 | 15.49 | CP20 | CP20 | Illuminated twin pushbutton, 22 mm, round, metal, shiny, white, black, pushbuttons, flat and raised | - | 0 | 0
3SU1051-3BB61-0AA0-Z | X90 | 3SU1051-3BB61-0AA0-ZX90 | 1 | UN | 1 | 5 | B | D | EAR99 | N | 85389099 | 50 |  | 0.062 | KG | 15.49 | 15.49 | CP20 | CP20 | Illuminated twin pushbutton, 22 mm, round, metal, shiny, white, black, pushbuttons, flat and raised, Z=50-unit packaging | - | 0 | 0
3SU1051-3BB61-0AA0-Z | Y10 | 3SU1051-3BB61-0AA0-ZY10 | 1 | UN | 1 | 10 | C | D | EAR99 | N | 85389099 | 1 |  | 0.062 | KG | 20.24 | 20.24 | CP20 | CP20 | Illuminated twin pushbutton, 22 mm, round, metal, shiny, white, black, pushbuttons, flat and raised, with laser labeling, upper case and lower case, always upper case at beginning of line | - | 0 | 0
3SU1051-3BB61-0AA0-Z | Y11 | 3SU1051-3BB61-0AA0-ZY11 | 1 | UN | 1 | 10 | C | D | EAR99 | N | 85389099 | 1 |  | 0.062 | KG | 20.24 | 20.24 | CP20 | CP20 | Illuminated twin pushbutton, 22 mm, round, metal, shiny, white, black, pushbuttons, flat and raised, with laser labeling, upper case | - | 0 | 0
3SU1051-3BB61-0AA0-Z | Y12 | 3SU1051-3BB61-0AA0-ZY12 | 1 | UN | 1 | 10 | C | D | EAR99 | N | 85389099 | 1 |  | 0.062 | KG | 20.24 | 20.24 | CP20 | CP20 | Illuminated twin pushbutton, 22 mm, round, metal, shiny, white, black, pushbuttons, flat and raised, with laser labeling, lower case | - | 0 | 0
3SU1051-3BB61-0AA0-Z | Y13 | 3SU1051-3BB61-0AA0-ZY13 | 1 | UN | 1 | 10 | C | D | EAR99 | N | 85389099 | 1 |  | 0.062 | KG | 20.24 | 20.24 | CP20 | CP20 | Illuminated twin pushbutton, 22 mm, round, metal, shiny, white, black, pushbuttons, flat and raised, with laser labeling, symbol number according to, ISO 7000 or IEC 60417 | - | 0 | 0
3SU1051-3BB61-0AA0-Z | Y15 | 3SU1051-3BB61-0AA0-ZY15 | 1 | UN | 1 | 10 | C | D | EAR99 | N | 85389099 | 1 |  | 0.062 | KG | 20.24 | 20.24 | CP20 | CP20 | Illuminated twin pushbutton, 22 mm, round, metal, shiny, white, black, pushbuttons, flat and raised, with laser labeling, upper case and lower case, always upper case at the beginning of the word | - | 0 | 0
3SU1051-3BB61-0AA0-Z | Y19 | 3SU1051-3BB61-0AA0-ZY19 | 1 | UN | 1 | 10 | C | D | EAR99 | N | 85389099 | 1 |  | 0.062 | KG | 16.44 | 16.44 | CP20 | CP20 | Illuminated twin pushbutton, 22 mm, round, metal, shiny, white, black, pushbuttons, flat and raised, with laser labeling, inscription or symbol Customer-specific selection with SIRIUS ACT configurator (CIN) | - | 0 | 0
3SU1051-3BB61-0AK0 |  | 3SU1051-3BB61-0AK0 | 1 | UN | 1 | 5 | B | D | N | N | 85389099 | 1 | 4011209972988 | 0.072 | KG | 16.82 | 16.82 | CP20 | CP20 | Illuminated twin pushbutton, 22 mm, round, metal, shiny, white: I, Black: O, pushbuttons, flat and raised | - | 0 | 0
3SU1051-3BB61-0AK0-Z | X90 | 3SU1051-3BB61-0AK0-ZX90 | 1 | UN | 1 | 5 | B | D | EAR99 | N | 85389099 | 50 |  | 0.062 | KG | 16.82 | 16.82 | CP20 | CP20 | Illuminated twin pushbutton, 22 mm, round, metal, shiny, white: I, Black: O, pushbuttons, flat and raised, Z=50-unit packaging | - | 0 | 0
3SU1051-3BB61-0AK0-Z | Y19 | 3SU1051-3BB61-0AK0-ZY19 | 1 | UN | 1 | 10 | C | D | N | N | 85389099 | 1 |  | 0.072 | KG | 17.77 | 17.77 | CP20 | CP20 | Illuminated twin pushbutton, 22 mm, round, metal, shiny, white: I, black: O, buttons, flat and raised, customer-specific selection with SIRIUS ACT configurator (CIN) | - | 0 | 0
3SU1051-6AA00-0AA0 |  | 3SU1051-6AA00-0AA0 | 1 | UN | 1 | 3 | B | D | N | N | 85389099 | 1 | 4011209946484 | 0.027 | KG | 4.75 | 4.75 | CP20 | CP20 | Indicator lights, 22 mm, round, metal, shiny, amber, lens, smooth | - | 0 | 0
3SU1051-6AA00-0AA0-Z | X90 | 3SU1051-6AA00-0AA0-ZX90 | 1 | UN | 1 | 5 | B | D | EAR99 | N | 85389099 | 100 |  | 0.024 | KG | 4.75 | 4.75 | CP20 | CP20 | Indicator lights, 22 mm, round, metal, shiny, amber, lens, smooth, Z=100-unit packaging | - | 0 | 0
3SU1051-6AA00-0AA0-Z | Y10 | 3SU1051-6AA00-0AA0-ZY10 | 1 | UN | 1 | 10 | C | D | N | N | 85389099 | 1 |  | 0.024 | KG | 9.5 | 9.5 | CP20 | CP20 | Indicator light, 22 mm, round, metal, shiny, amber, lens, smooth, with laser labeling, upper case and lower case, always upper case at beginning of line | - | 0 | 0
3SU1051-6AA00-0AA0-Z | Y11 | 3SU1051-6AA00-0AA0-ZY11 | 1 | UN | 1 | 10 | C | D | N | N | 85389099 | 1 |  | 0.024 | KG | 9.5 | 9.5 | CP20 | CP20 | Indicator lights, 22 mm, round, metal, shiny, amber, lens, smooth, with laser labeling, upper case | - | 0 | 0
3SU1051-6AA00-0AA0-Z | Y12 | 3SU1051-6AA00-0AA0-ZY12 | 1 | UN | 1 | 10 | C | D | N | N | 85389099 | 1 |  | 0.024 | KG | 9.5 | 9.5 | CP20 | CP20 | Indicator lights, 22 mm, round, metal, shiny, amber, lens, smooth, with laser labeling, lower case | - | 0 | 0
3SU1051-6AA00-0AA0-Z | Y13 | 3SU1051-6AA00-0AA0-ZY13 | 1 | UN | 1 | 10 | C | D | N | N | 85389099 | 1 |  | 0.024 | KG | 9.5 | 9.5 | CP20 | CP20 | Indicator lights, 22 mm, round, metal, shiny, amber, lens, smooth, with laser labeling, symbol number according to, ISO 7000 or IEC 60417 | - | 0 | 0
3SU1051-6AA00-0AA0-Z | Y15 | 3SU1051-6AA00-0AA0-ZY15 | 1 | UN | 1 | 10 | C | D | N | N | 85389099 | 1 |  | 0.024 | KG | 9.5 | 9.5 | CP20 | CP20 | Indicator lights, 22 mm, round, metal, shiny, amber, lens, smooth, with laser labeling, upper case and lower case, always upper case at the beginning of the word | - | 0 | 0
3SU1051-6AA00-0AA0-Z | Y19 | 3SU1051-6AA00-0AA0-ZY19 | 1 | UN | 1 | 10 | C | D | N | N | 85389099 | 1 |  | 0.03 | KG | 5.7 | 5.7 | CP20 | CP20 | Indicator lights, 22 mm, round, metal, shiny, amber, lens, smooth, with laser labeling, inscription or symbol Customer-specific selection with SIRIUS ACT configurator (CIN) | - | 0 | 0
3SU1051-6AA20-0AA0 |  | 3SU1051-6AA20-0AA0 | 1 | UN | 1 | 1 | A | D | N | N | 85389099 | 1 | 4011209946385 | 0.027 | KG | 4.75 | 4.62 | CP20 | CP20 | Indicator lights, 22 mm, round, metal, shiny, red, lens, smooth | Lista Papel 2020 SI | 0 | 0
3SU1051-6AA20-0AA0-Z | X90 | 3SU1051-6AA20-0AA0-ZX90 | 1 | UN | 1 | 5 | B | D | N | N | 85389099 | 100 | 4047621064604 | 0.03 | KG | 4.75 | 4.75 | CP20 | CP20 | Indicator lights, 22 mm, round, metal, shiny, red, lens, smooth, Z=100-unit packaging | - | 0 | 0
3SU1051-6AA20-0AA0-Z | Y10 | 3SU1051-6AA20-0AA0-ZY10 | 1 | UN | 1 | 10 | C | D | N | N | 85389099 | 1 |  | 0.03 | KG | 9.5 | 9.5 | CP20 | CP20 | Indicator light, 22 mm, round, metal, shiny, red, lens, smooth, with laser labeling, upper case and lower case, always upper case at beginning of line | - | 0 | 0
3SU1051-6AA20-0AA0-Z | Y11 | 3SU1051-6AA20-0AA0-ZY11 | 1 | UN | 1 | 10 | C | D | N | N | 85389099 | 1 |  | 0.024 | KG | 9.5 | 9.5 | CP20 | CP20 | Indicator lights, 22 mm, round, metal, shiny, red, lens, smooth, with laser labeling, upper case | - | 0 | 0
3SU1051-6AA20-0AA0-Z | Y12 | 3SU1051-6AA20-0AA0-ZY12 | 1 | UN | 1 | 10 | C | D | N | N | 85389099 | 1 |  | 0.024 | KG | 9.5 | 9.5 | CP20 | CP20 | Indicator lights, 22 mm, round, metal, shiny, red, lens, smooth, with laser labeling, lower case | - | 0 | 0
3SU1051-6AA20-0AA0-Z | Y13 | 3SU1051-6AA20-0AA0-ZY13 | 1 | UN | 1 | 10 | C | D | N | N | 85389099 | 1 |  | 0.03 | KG | 9.5 | 9.5 | CP20 | CP20 | Indicator lights, 22 mm, round, metal, shiny, red, lens, smooth, with laser labeling, symbol number according to, ISO 7000 or IEC 60417 | - | 0 | 0
3SU1051-6AA20-0AA0-Z | Y15 | 3SU1051-6AA20-0AA0-ZY15 | 1 | UN | 1 | 10 | C | D | N | N | 85389099 | 1 |  | 0.024 | KG | 9.5 | 9.5 | CP20 | CP20 | Indicator lights, 22 mm, round, metal, shiny, red, lens, smooth, with laser labeling, upper case and lower case, always upper case at the beginning of the word | - | 0 | 0
3SU1051-6AA20-0AA0-Z | Y19 | 3SU1051-6AA20-0AA0-ZY19 | 1 | UN | 1 | 10 | C | D | N | N | 85389099 | 1 |  | 0.028 | KG | 5.7 | 5.7 | CP20 | CP20 | Indicator lights, 22 mm, round, metal, shiny, red, lens, smooth, with laser labeling, inscription or symbol Customer-specific selection with SIRIUS ACT configurator (CIN) | - | 0 | 0
3SU1051-6AA30-0AA0 |  | 3SU1051-6AA30-0AA0 | 1 | UN | 1 | 1 | A | D | N | N | 85389099 | 1 | 4011209946392 | 0.027 | KG | 4.75 | 4.62 | CP20 | CP20 | Indicator lights, 22 mm, round, metal, shiny, yellow, lens, smooth | Lista Papel 2020 SI | 0 | 0
3SU1051-6AA30-0AA0-Z | X90 | 3SU1051-6AA30-0AA0-ZX90 | 1 | UN | 1 | 5 | B | D | N | N | 85389099 | 100 | 4047621062068 | 0.03 | KG | 4.75 | 4.75 | CP20 | CP20 | Indicator lights, 22 mm, round, metal, shiny, yellow, lens, smooth, Z=100-unit packaging | - | 0 | 0
3SU1051-6AA30-0AA0-Z | Y10 | 3SU1051-6AA30-0AA0-ZY10 | 1 | UN | 1 | 10 | C | D | N | N | 85389099 | 1 |  | 0.03 | KG | 9.5 | 9.5 | CP20 | CP20 | Indicator light, 22 mm, round, metal, shiny, yellow, lens, smooth, with laser labeling, upper case and lower case, always upper case at beginning of line | - | 0 | 0
3SU1051-6AA30-0AA0-Z | Y11 | 3SU1051-6AA30-0AA0-ZY11 | 1 | UN | 1 | 10 | C | D | N | N | 85389099 | 1 |  | 0.024 | KG | 9.5 | 9.5 | CP20 | CP20 | Indicator lights, 22 mm, round, metal, shiny, yellow, lens, smooth, with laser labeling, upper case | - | 0 | 0
3SU1051-6AA30-0AA0-Z | Y12 | 3SU1051-6AA30-0AA0-ZY12 | 1 | UN | 1 | 10 | C | D | N | N | 85389099 | 1 |  | 0.024 | KG | 9.5 | 9.5 | CP20 | CP20 | Indicator lights, 22 mm, round, metal, shiny, yellow, lens, smooth, with laser labeling, lower case | - | 0 | 0
3SU1051-6AA30-0AA0-Z | Y13 | 3SU1051-6AA30-0AA0-ZY13 | 1 | UN | 1 | 10 | C | D | N | N | 85389099 | 1 |  | 0.028 | KG | 9.5 | 9.5 | CP20 | CP20 | Indicator lights, 22 mm, round, metal, shiny, yellow, lens, smooth, with laser labeling, symbol number according to, ISO 7000 or IEC 60417 | - | 0 | 0
3SU1051-6AA30-0AA0-Z | Y15 | 3SU1051-6AA30-0AA0-ZY15 | 1 | UN | 1 | 10 | C | D | N | N | 85389099 | 1 |  | 0.024 | KG | 9.5 | 9.5 | CP20 | CP20 | Indicator lights, 22 mm, round, metal, shiny, yellow, lens, smooth, with laser labeling, upper case and lower case, always upper case at the beginning of the word | - | 0 | 0
3SU1051-6AA30-0AA0-Z | Y19 | 3SU1051-6AA30-0AA0-ZY19 | 1 | UN | 1 | 10 | C | D | N | N | 85389099 | 1 |  | 0.028 | KG | 5.7 | 5.7 | CP20 | CP20 | Indicator lights, 22 mm, round, metal, shiny, yellow, lens, smooth, with laser labeling, inscription or symbol Customer-specific selection with SIRIUS ACT configurator (CIN) | - | 0 | 0
3SU1051-6AA40-0AA0 |  | 3SU1051-6AA40-0AA0 | 1 | UN | 1 | 1 | A | D | N | N | 85389099 | 1 | 4011209946408 | 0.025 | KG | 4.75 | 4.62 | CP20 | CP20 | Indicator lights, 22 mm, round, metal, shiny, green, lens, smooth | Lista Papel 2020 SI | 0 | 0
3SU1051-6AA40-0AA0-Z | X90 | 3SU1051-6AA40-0AA0-ZX90 | 1 | UN | 1 | 5 | B | D | N | N | 85389099 | 100 | 4047621064611 | 0.03 | KG | 4.75 | 4.75 | CP20 | CP20 | Indicator lights, 22 mm, round, metal, shiny, green, lens, smooth, Z=100-unit packaging | - | 0 | 0
3SU1051-6AA40-0AA0-Z | Y10 | 3SU1051-6AA40-0AA0-ZY10 | 1 | UN | 1 | 10 | C | D | N | N | 85389099 | 1 |  | 0.03 | KG | 9.5 | 9.5 | CP20 | CP20 | Indicator light, 22 mm, round, metal, shiny, green, lens, smooth, with laser labeling, upper case and lower case, always upper case at beginning of line | - | 0 | 0
3SU1051-6AA40-0AA0-Z | Y11 | 3SU1051-6AA40-0AA0-ZY11 | 1 | UN | 1 | 10 | C | D | N | N | 85389099 | 1 |  | 0.024 | KG | 9.5 | 9.5 | CP20 | CP20 | Indicator lights, 22 mm, round, metal, shiny, green, lens, smooth, with laser labeling, upper case | - | 0 | 0
3SU1051-6AA40-0AA0-Z | Y12 | 3SU1051-6AA40-0AA0-ZY12 | 1 | UN | 1 | 10 | C | D | N | N | 85389099 | 1 |  | 0.024 | KG | 9.5 | 9.5 | CP20 | CP20 | Indicator lights, 22 mm, round, metal, shiny, green, lens, smooth, with laser labeling, lower case | - | 0 | 0
3SU1051-6AA40-0AA0-Z | Y13 | 3SU1051-6AA40-0AA0-ZY13 | 1 | UN | 1 | 10 | C | D | N | N | 85389099 | 1 |  | 0.024 | KG | 9.5 | 9.5 | CP20 | CP20 | Indicator lights, 22 mm, round, metal, shiny, green, lens, smooth, with laser labeling, symbol number according to, ISO 7000 or IEC 60417 | - | 0 | 0
3SU1051-6AA40-0AA0-Z | Y15 | 3SU1051-6AA40-0AA0-ZY15 | 1 | UN | 1 | 10 | C | D | N | N | 85389099 | 1 |  | 0.024 | KG | 9.5 | 9.5 | CP20 | CP20 | Indicator lights, 22 mm, round, metal, shiny, green, lens, smooth, with laser labeling, upper case and lower case, always upper case at the beginning of the word | - | 0 | 0
3SU1051-6AA40-0AA0-Z | Y19 | 3SU1051-6AA40-0AA0-ZY19 | 1 | UN | 1 | 10 | C | D | N | N | 85389099 | 1 |  | 0.03 | KG | 5.7 | 5.7 | CP20 | CP20 | Indicator lights, 22 mm, round, metal, shiny, green, lens, smooth, with laser labeling, inscription or symbol Customer-specific selection with SIRIUS ACT configurator (CIN) | - | 0 | 0
3SU1051-6AA50-0AA0 |  | 3SU1051-6AA50-0AA0 | 1 | UN | 1 | 3 | B | D | N | N | 85389099 | 1 | 4011209946453 | 0.026 | KG | 4.75 | 4.62 | CP20 | CP20 | Indicator lights, 22 mm, round, metal, shiny, blue, lens, smooth | Lista Papel 2020 SI | 0 | 0
3SU1051-6AA50-0AA0-Z | X90 | 3SU1051-6AA50-0AA0-ZX90 | 1 | UN | 1 | 5 | B | D | EAR99 | N | 85389099 | 100 |  | 0.024 | KG | 4.75 | 4.75 | CP20 | CP20 | Indicator lights, 22 mm, round, metal, shiny, blue, lens, smooth, Z=100-unit packaging | - | 0 | 0
3SU1051-6AA50-0AA0-Z | Y10 | 3SU1051-6AA50-0AA0-ZY10 | 1 | UN | 1 | 10 | C | D | N | N | 85389099 | 1 |  | 0.024 | KG | 9.5 | 9.5 | CP20 | CP20 | Indicator light, 22 mm, round, metal, shiny, blue, lens, smooth, with laser labeling, upper case and lower case, always upper case at beginning of line | - | 0 | 0
3SU1051-6AA50-0AA0-Z | Y11 | 3SU1051-6AA50-0AA0-ZY11 | 1 | UN | 1 | 10 | C | D | N | N | 85389099 | 1 |  | 0.024 | KG | 9.5 | 9.5 | CP20 | CP20 | Indicator lights, 22 mm, round, metal, shiny, blue, lens, smooth, with laser labeling, upper case | - | 0 | 0
3SU1051-6AA50-0AA0-Z | Y12 | 3SU1051-6AA50-0AA0-ZY12 | 1 | UN | 1 | 10 | C | D | N | N | 85389099 | 1 |  | 0.024 | KG | 9.5 | 9.5 | CP20 | CP20 | Indicator lights, 22 mm, round, metal, shiny, blue, lens, smooth, with laser labeling, lower case | - | 0 | 0
3SU1051-6AA50-0AA0-Z | Y13 | 3SU1051-6AA50-0AA0-ZY13 | 1 | UN | 1 | 10 | C | D | N | N | 85389099 | 1 |  | 0.024 | KG | 9.5 | 9.5 | CP20 | CP20 | Indicator lights, 22 mm, round, metal, shiny, blue, lens, smooth, with laser labeling, symbol number according to, ISO 7000 or IEC 60417 | - | 0 | 0
3SU1051-6AA50-0AA0-Z | Y15 | 3SU1051-6AA50-0AA0-ZY15 | 1 | UN | 1 | 10 | C | D | N | N | 85389099 | 1 |  | 0.024 | KG | 9.5 | 9.5 | CP20 | CP20 | Indicator lights, 22 mm, round, metal, shiny, blue, lens, smooth, with laser labeling, upper case and lower case, always upper case at the beginning of the word | - | 0 | 0
3SU1051-6AA50-0AA0-Z | Y19 | 3SU1051-6AA50-0AA0-ZY19 | 1 | UN | 1 | 10 | C | D | N | N | 85389099 | 1 |  | 0.037 | KG | 5.7 | 5.7 | CP20 | CP20 | Indicator lights, 22 mm, round, metal, shiny, blue, lens, smooth, with laser labeling, inscription or symbol Customer-specific selection with SIRIUS ACT configurator (CIN) | - | 0 | 0
3SU1051-6AA60-0AA0 |  | 3SU1051-6AA60-0AA0 | 1 | UN | 1 | 1 | A | D | N | N | 85389099 | 1 | 4011209946460 | 0.025 | KG | 4.75 | 4.62 | CP20 | CP20 | Indicator lights, 22 mm, round, metal, shiny, white, lens, smooth | Lista Papel 2020 SI | 0 | 0
3SU1051-6AA60-0AA0-Z | X90 | 3SU1051-6AA60-0AA0-ZX90 | 1 | UN | 1 | 5 | B | D | N | N | 85389099 | 100 |  | 0.028 | KG | 4.75 | 4.75 | CP20 | CP20 | Indicator lights, 22 mm, round, metal, shiny, white, lens, smooth, Z=100-unit packaging | - | 0 | 0
3SU1051-6AA60-0AA0-Z | Y10 | 3SU1051-6AA60-0AA0-ZY10 | 1 | UN | 1 | 10 | C | D | N | N | 85389099 | 1 |  | 0.024 | KG | 9.5 | 9.5 | CP20 | CP20 | Indicator light, 22 mm, round, metal, shiny, white, lens, smooth, with laser labeling, upper case and lower case, always upper case at beginning of line | - | 0 | 0
3SU1051-6AA60-0AA0-Z | Y11 | 3SU1051-6AA60-0AA0-ZY11 | 1 | UN | 1 | 10 | C | D | N | N | 85389099 | 1 |  | 0.024 | KG | 9.5 | 9.5 | CP20 | CP20 | Indicator lights, 22 mm, round, metal, shiny, white, lens, smooth, with laser labeling, upper case | - | 0 | 0
3SU1051-6AA60-0AA0-Z | Y12 | 3SU1051-6AA60-0AA0-ZY12 | 1 | UN | 1 | 10 | C | D | N | N | 85389099 | 1 |  | 0.024 | KG | 9.5 | 9.5 | CP20 | CP20 | Indicator lights, 22 mm, round, metal, shiny, white, lens, smooth, with laser labeling, lower case | - | 0 | 0
3SU1051-6AA60-0AA0-Z | Y13 | 3SU1051-6AA60-0AA0-ZY13 | 1 | UN | 1 | 10 | C | D | N | N | 85389099 | 1 |  | 0.024 | KG | 9.5 | 9.5 | CP20 | CP20 | Indicator lights, 22 mm, round, metal, shiny, white, lens, smooth, with laser labeling, symbol number according to, ISO 7000 or IEC 60417 | - | 0 | 0
3SU1051-6AA60-0AA0-Z | Y15 | 3SU1051-6AA60-0AA0-ZY15 | 1 | UN | 1 | 10 | C | D | N | N | 85389099 | 1 |  | 0.024 | KG | 9.5 | 9.5 | CP20 | CP20 | Indicator lights, 22 mm, round, metal, shiny, white, lens, smooth, with laser labeling, upper case and lower case, always upper case at the beginning of the word | - | 0 | 0
3SU1051-6AA60-0AA0-Z | Y19 | 3SU1051-6AA60-0AA0-ZY19 | 1 | UN | 1 | 10 | C | D | N | N | 85389099 | 1 |  | 0.06 | KG | 5.7 | 5.7 | CP20 | CP20 | Indicator lights, 22 mm, round, metal, shiny, white, lens, smooth, with laser labeling, inscription or symbol Customer-specific selection with SIRIUS ACT configurator (CIN) | - | 0 | 0
3SU1051-6AA70-0AA0 |  | 3SU1051-6AA70-0AA0 | 1 | UN | 1 | 3 | B | D | N | N | 85389099 | 1 | 4011209946477 | 0.027 | KG | 4.75 | 4.62 | CP20 | CP20 | Indicator lights, 22 mm, round, metal, shiny, clear, lens, smooth | Lista Papel 2020 SI | 0 | 0
3SU1051-6AA70-0AA0-Z | X90 | 3SU1051-6AA70-0AA0-ZX90 | 1 | UN | 1 | 5 | B | D | EAR99 | N | 85389099 | 100 |  | 0.024 | KG | 4.75 | 4.75 | CP20 | CP20 | Indicator lights, 22 mm, round, metal, shiny, clear, lens, smooth, Z=100-unit packaging | - | 0 | 0
3SU1051-6AA70-0AA0-Z | Y10 | 3SU1051-6AA70-0AA0-ZY10 | 1 | UN | 1 | 10 | C | D | N | N | 85389099 | 1 |  | 0.024 | KG | 9.5 | 9.5 | CP20 | CP20 | Indicator light, 22 mm, round, metal, shiny, clear, lens, smooth, with laser labeling, upper case and lower case, always upper case at beginning of line | - | 0 | 0
3SU1051-6AA70-0AA0-Z | Y11 | 3SU1051-6AA70-0AA0-ZY11 | 1 | UN | 1 | 10 | C | D | N | N | 85389099 | 1 |  | 0.024 | KG | 9.5 | 9.5 | CP20 | CP20 | Indicator lights, 22 mm, round, metal, shiny, clear, lens, smooth, with laser labeling, upper case | - | 0 | 0
3SU1051-6AA70-0AA0-Z | Y12 | 3SU1051-6AA70-0AA0-ZY12 | 1 | UN | 1 | 10 | C | D | N | N | 85389099 | 1 |  | 0.024 | KG | 9.5 | 9.5 | CP20 | CP20 | Indicator lights, 22 mm, round, metal, shiny, clear, lens, smooth, with laser labeling, lower case | - | 0 | 0
3SU1051-6AA70-0AA0-Z | Y13 | 3SU1051-6AA70-0AA0-ZY13 | 1 | UN | 1 | 10 | C | D | N | N | 85389099 | 1 |  | 0.024 | KG | 9.5 | 9.5 | CP20 | CP20 | Indicator lights, 22 mm, round, metal, shiny, clear, lens, smooth, with laser labeling, symbol number according to, ISO 7000 or IEC 60417 | - | 0 | 0
3SU1051-6AA70-0AA0-Z | Y15 | 3SU1051-6AA70-0AA0-ZY15 | 1 | UN | 1 | 10 | C | D | N | N | 85389099 | 1 |  | 0.024 | KG | 9.5 | 9.5 | CP20 | CP20 | Indicator lights, 22 mm, round, metal, shiny, clear, lens, smooth, with laser labeling, upper case and lower case, always upper case at the beginning of the word | - | 0 | 0
3SU1051-6AA70-0AA0-Z | Y19 | 3SU1051-6AA70-0AA0-ZY19 | 1 | UN | 1 | 10 | C | D | N | N | 85389099 | 1 |  | 0.028 | KG | 5.7 | 5.7 | CP20 | CP20 | Indicator lights, 22 mm, round, metal, shiny, clear, lens, smooth, with laser labeling, inscription or symbol Customer-specific selection with SIRIUS ACT configurator (CIN) | - | 0 | 0
3SU1052-2BC10-0AA0 |  | 3SU1052-2BC10-0AA0 | 1 | UN | 1 | 3 | B | D | N | N | 85389099 | 1 | 4047621016580 | 0.02 | KG | 12.16 | 12.16 | CP20 | CP20 | Illuminable selector switch, 22 mm, round, metal shiny, black, Selector switch short, 2 switch positions O<I, momentary contact type, Actuating angle 45Â°, 10:30h/12h | - | 0 | 0
3SU1052-2BC10-0AA0-Z | X90 | 3SU1052-2BC10-0AA0-ZX90 | 1 | UN | 1 | 5 | B | D | EAR99 | N | 85389099 | 50 |  | 0.045 | KG | 12.16 | 12.16 | CP20 | CP20 | Illuminable selector switch, 22 mm, round, metal shiny, black, Selector switch short, 2 switch positions O<I, momentary contact type, Actuating angle 45Â°, 10:30/12, Z=50-unit packaging | - | 0 | 0
3SU1052-2BC10-0AA0-Z | Y10 | 3SU1052-2BC10-0AA0-ZY10 | 1 | UN | 1 | 10 | C | D | EAR99 | N | 85389099 | 1 |  | 0.045 | KG | 16.91 | 16.91 | CP20 | CP20 | Illuminable selector switch, 22 mm, round, metal shiny, black, Selector switch short, 2 switch positions O<I, momentary contact type, Actuating angle 45Â°, 10:30h/12h, with laser labeling, upper case and lower case, always upper case at beginning of line | - | 0 | 7
3SU1052-2BC10-0AA0-Z | Y11 | 3SU1052-2BC10-0AA0-ZY11 | 1 | UN | 1 | 10 | C | D | EAR99 | N | 85389099 | 1 |  | 0.045 | KG | 16.91 | 16.91 | CP20 | CP20 | Illuminable selector switch, 22 mm, round, metal shiny, black, Selector switch short, 2 switch positions O<I, momentary contact type, Actuating angle 45Â°, 10:30h/12h, with laser labeling, upper case | - | 0 | 7
3SU1052-2BC10-0AA0-Z | Y12 | 3SU1052-2BC10-0AA0-ZY12 | 1 | UN | 1 | 10 | C | D | EAR99 | N | 85389099 | 1 |  | 0.045 | KG | 16.91 | 16.91 | CP20 | CP20 | Illuminable selector switch, 22 mm, round, metal shiny, black, Selector switch short, 2 switch positions O<I, momentary contact type, Actuating angle 45Â°, 10:30h/12h, with laser labeling, lower case | - | 0 | 7
3SU1052-2BC10-0AA0-Z | Y15 | 3SU1052-2BC10-0AA0-ZY15 | 1 | UN | 1 | 10 | C | D | EAR99 | N | 85389099 | 1 |  | 0.045 | KG | 16.91 | 16.91 | CP20 | CP20 | Illuminable selector switch, 22 mm, round, metal shiny, black, Selector switch short, 2 switch positions O<I, momentary contact type, Actuating angle 45Â°, 10:30h/12h, with laser labeling, upper case and lower case, always upper case at the beginning of the word | - | 0 | 7
3SU1052-2BC10-0AA0-Z | Y19 | 3SU1052-2BC10-0AA0-ZY19 | 1 | UN | 1 | 10 | C | D | EAR99 | N | 85389099 | 1 |  | 0.045 | KG | 13.11 | 13.11 | CP20 | CP20 | Illuminable selector switch, 22 mm, round, metal shiny, black, Selector switch short, 2 switch positions O<I, momentary contact type, Actuating angle 45Â°, 10:30h/12h, with laser labeling, inscription or symbol, Customer-specific selection with SIRIUS ACT configurator (CIN) | - | 0 | 7
3SU1052-2BC20-0AA0 |  | 3SU1052-2BC20-0AA0 | 1 | UN | 1 | 1 | A | D | N | N | 85389099 | 1 | 4011209968837 | 0.02 | KG | 12.16 | 11.78 | CP20 | CP20 | Selector switch, illuminable, 22 mm, round, metal, shiny, red, selector switch, short, 2 switch positions O<I, momentary contact type, Actuating angle 45Â°, 10:30h/12h | Lista Papel 2020 SI | 0 | 0
3SU1052-2BC20-0AA0-Z | X90 | 3SU1052-2BC20-0AA0-ZX90 | 1 | UN | 1 | 5 | B | D | EAR99 | N | 85389099 | 50 |  | 0.045 | KG | 12.16 | 12.16 | CP20 | CP20 | Selector switch, illuminable, 22 mm, round, metal, shiny, red, selector switch, short, 2 switch positions O<I, momentary contact type, Actuating angle 45Â°, 10:30h/12h, Z=50-unit packaging | - | 0 | 0
3SU1052-2BC20-0AA0-Z | Y10 | 3SU1052-2BC20-0AA0-ZY10 | 1 | UN | 1 | 10 | C | D | EAR99 | N | 85389099 | 1 |  | 0.045 | KG | 16.91 | 16.91 | CP20 | CP20 | Selector switch, illuminable, 22 mm, round, metal, shiny, red, selector switch, short, 2 switch positions O<I, momentary contact type, Actuating angle 45Â°, 10:30h/12h, with laser labeling, upper case and lower case, always upper case at beginning of line | - | 0 | 7
3SU1052-2BC20-0AA0-Z | Y11 | 3SU1052-2BC20-0AA0-ZY11 | 1 | UN | 1 | 10 | C | D | EAR99 | N | 85389099 | 1 |  | 0.045 | KG | 16.91 | 16.91 | CP20 | CP20 | Selector switch, illuminable, 22 mm, round, metal, shiny, red, selector switch, short, 2 switch positions O<I, momentary contact type, Actuating angle 45Â°, 10:30h/12h, with laser labeling, upper case | - | 0 | 7
3SU1052-2BC20-0AA0-Z | Y12 | 3SU1052-2BC20-0AA0-ZY12 | 1 | UN | 1 | 10 | C | D | EAR99 | N | 85389099 | 1 |  | 0.045 | KG | 16.91 | 16.91 | CP20 | CP20 | Selector switch, illuminable, 22 mm, round, metal, shiny, red, selector switch, short, 2 switch positions O<I, momentary contact type, Actuating angle 45Â°, 10:30h/12h, with laser labeling, lower case | - | 0 | 7
3SU1052-2BC20-0AA0-Z | Y15 | 3SU1052-2BC20-0AA0-ZY15 | 1 | UN | 1 | 10 | C | D | EAR99 | N | 85389099 | 1 |  | 0.045 | KG | 16.91 | 16.91 | CP20 | CP20 | Selector switch, illuminable, 22 mm, round, metal, shiny, red, selector switch, short, 2 switch positions O<I, momentary contact type, Actuating angle 45Â°, 10:30h/12h, with laser labeling, upper case and lower case, always upper case at the beginning of the word | - | 0 | 7
3SU1052-2BC20-0AA0-Z | Y19 | 3SU1052-2BC20-0AA0-ZY19 | 1 | UN | 1 | 10 | C | D | N | N | 85389099 | 1 |  | 0.051 | KG | 13.11 | 13.11 | CP20 | CP20 | Selector switch, illuminable, 22 mm, round, metal, shiny, red, selector switch, short, 2 switch positions O<I, momentary contact type, actuating angle 45Â°, 10:30h/12h, customer-specific selection with SIRIUS ACT configurator (CIN) | - | 0 | 7
3SU1052-2BC30-0AA0 |  | 3SU1052-2BC30-0AA0 | 1 | UN | 1 | 5 | B | D | N | N | 85389099 | 1 | 4011209968844 | 0.02 | KG | 12.16 | 11.78 | CP20 | CP20 | Selector switch, illuminable, 22 mm, round, metal, shiny, yellow, selector switch, short, 2 switch positions O<I, momentary contact type, Actuating angle 45Â°, 10:30h/12h | Lista Papel 2020 SI | 0 | 0
3SU1052-2BC30-0AA0-Z | X90 | 3SU1052-2BC30-0AA0-ZX90 | 1 | UN | 1 | 5 | B | D | EAR99 | N | 85389099 | 50 |  | 0.045 | KG | 12.16 | 12.16 | CP20 | CP20 | Selector switch, illuminable, 22 mm, round, metal, shiny, yellow, selector switch, short, 2 switch positions O<I, momentary contact type, Actuating angle 45Â°, 10:30h/12h, Z=50-unit packaging | - | 0 | 0
3SU1052-2BC30-0AA0-Z | Y10 | 3SU1052-2BC30-0AA0-ZY10 | 1 | UN | 1 | 10 | C | D | EAR99 | N | 85389099 | 1 |  | 0.045 | KG | 16.91 | 16.91 | CP20 | CP20 | Selector switch, illuminable, 22 mm, round, metal, shiny, yellow, selector switch, short, 2 switch positions O<I, momentary contact type, Actuating angle 45Â°, 10:30h/12h, with laser labeling, upper case and lower case, always upper case at beginning of line | - | 0 | 7
3SU1052-2BC30-0AA0-Z | Y11 | 3SU1052-2BC30-0AA0-ZY11 | 1 | UN | 1 | 10 | C | D | EAR99 | N | 85389099 | 1 |  | 0.045 | KG | 16.91 | 16.91 | CP20 | CP20 | Selector switch, illuminable, 22 mm, round, metal, shiny, yellow, selector switch, short, 2 switch positions O<I, momentary contact type, Actuating angle 45Â°, 10:30h/12h, with laser labeling, upper case | - | 0 | 7
3SU1052-2BC30-0AA0-Z | Y12 | 3SU1052-2BC30-0AA0-ZY12 | 1 | UN | 1 | 10 | C | D | EAR99 | N | 85389099 | 1 |  | 0.045 | KG | 16.91 | 16.91 | CP20 | CP20 | Selector switch, illuminable, 22 mm, round, metal, shiny, yellow, selector switch, short, 2 switch positions O<I, momentary contact type, Actuating angle 45Â°, 10:30h/12h, with laser labeling, lower case | - | 0 | 7
3SU1052-2BC30-0AA0-Z | Y15 | 3SU1052-2BC30-0AA0-ZY15 | 1 | UN | 1 | 10 | C | D | EAR99 | N | 85389099 | 1 |  | 0.045 | KG | 16.91 | 16.91 | CP20 | CP20 | Selector switch, illuminable, 22 mm, round, metal, shiny, yellow, selector switch, short, 2 switch positions O<I, momentary contact type, Actuating angle 45Â°, 10:30h/12h, with laser labeling, upper case and lower case, always upper case at the beginning of the word | - | 0 | 7
3SU1052-2BC30-0AA0-Z | Y19 | 3SU1052-2BC30-0AA0-ZY19 | 1 | UN | 1 | 10 | C | D | EAR99 | N | 85389099 | 1 |  | 0.045 | KG | 13.11 | 13.11 | CP20 | CP20 | Selector switch, illuminable, 22 mm, round, metal, shiny, yellow, selector switch, short, 2 switch positions O<I, momentary contact type, Actuating angle 45Â°, 10:30h/12h, with laser labeling, inscription or symbol Customer-specific selection with SIRIUS ACT configurator (CIN) | - | 0 | 7
3SU1052-2BC40-0AA0 |  | 3SU1052-2BC40-0AA0 | 1 | UN | 1 | 1 | A | D | N | N | 85389099 | 1 | 4011209968851 | 0.02 | KG | 12.16 | 11.78 | CP20 | CP20 | Selector switch, illuminable, 22 mm, round, metal, shiny, green, selector switch, short, 2 switch positions O<I, momentary contact type, Actuating angle 45Â°, 10:30h/12h | Lista Papel 2020 SI | 0 | 0
3SU1052-2BC40-0AA0-Z | X90 | 3SU1052-2BC40-0AA0-ZX90 | 1 | UN | 1 | 5 | B | D | EAR99 | N | 85389099 | 50 |  | 0.045 | KG | 12.16 | 12.16 | CP20 | CP20 | Selector switch, illuminable, 22 mm, round, metal, shiny, green, selector switch, short, 2 switch positions O<I, momentary contact type, Actuating angle 45Â°, 10:30h/12h, Z=50-unit packaging | - | 0 | 0
3SU1052-2BC40-0AA0-Z | Y10 | 3SU1052-2BC40-0AA0-ZY10 | 1 | UN | 1 | 10 | C | D | EAR99 | N | 85389099 | 1 |  | 0.045 | KG | 16.91 | 16.91 | CP20 | CP20 | Selector switch, illuminable, 22 mm, round, metal, shiny, green, selector switch, short, 2 switch positions O<I, momentary contact type, Actuating angle 45Â°, 10:30h/12h, with laser labeling, upper case and lower case, always upper case at beginning of line | - | 0 | 7
3SU1052-2BC40-0AA0-Z | Y11 | 3SU1052-2BC40-0AA0-ZY11 | 1 | UN | 1 | 10 | C | D | EAR99 | N | 85389099 | 1 |  | 0.045 | KG | 16.91 | 16.91 | CP20 | CP20 | Selector switch, illuminable, 22 mm, round, metal, shiny, green, selector switch, short, 2 switch positions O<I, momentary contact type, Actuating angle 45Â°, 10:30h/12h, with laser labeling, upper case | - | 0 | 7
3SU1052-2BC40-0AA0-Z | Y12 | 3SU1052-2BC40-0AA0-ZY12 | 1 | UN | 1 | 10 | C | D | EAR99 | N | 85389099 | 1 |  | 0.045 | KG | 16.91 | 16.91 | CP20 | CP20 | Selector switch, illuminable, 22 mm, round, metal, shiny, green, selector switch, short, 2 switch positions O<I, momentary contact type, Actuating angle 45Â°, 10:30h/12h, with laser labeling, lower case | - | 0 | 7
3SU1052-2BC40-0AA0-Z | Y15 | 3SU1052-2BC40-0AA0-ZY15 | 1 | UN | 1 | 10 | C | D | EAR99 | N | 85389099 | 1 |  | 0.045 | KG | 16.91 | 16.91 | CP20 | CP20 | Selector switch, illuminable, 22 mm, round, metal, shiny, green, selector switch, short, 2 switch positions O<I, momentary contact type, Actuating angle 45Â°, 10:30h/12h, with laser labeling, upper case and lower case, always upper case at the beginning of the word | - | 0 | 7
3SU1052-2BC40-0AA0-Z | Y19 | 3SU1052-2BC40-0AA0-ZY19 | 1 | UN | 1 | 10 | C | D | N | N | 85389099 | 1 |  | 0.052 | KG | 13.11 | 13.11 | CP20 | CP20 | Selector switch, illuminable, 22 mm, round, metal, shiny, green, selector switch, short, 2 switch positions O<I, momentary contact type, actuating angle 45Â°, 10:30h/12h, customer-specific selection with SIRIUS ACT configurator (CIN) | - | 0 | 7
3SU1052-2BC50-0AA0 |  | 3SU1052-2BC50-0AA0 | 1 | UN | 1 | 1 | A | D | N | N | 85389099 | 1 | 4011209968868 | 0.02 | KG | 12.16 | 11.78 | CP20 | CP20 | Selector switch, illuminable, 22 mm, round, metal, shiny, blue, selector switch, short, 2 switch positions O<I, momentary contact type, Actuating angle 45Â°, 10:30h/12h | Lista Papel 2020 SI | 0 | 0
3SU1052-2BC50-0AA0-Z | X90 | 3SU1052-2BC50-0AA0-ZX90 | 1 | UN | 1 | 5 | B | D | EAR99 | N | 85389099 | 50 |  | 0.045 | KG | 12.16 | 12.16 | CP20 | CP20 | Selector switch, illuminable, 22 mm, round, metal, shiny, blue, selector switch, short, 2 switch positions O<I, momentary contact type, Actuating angle 45Â°, 10:30h/12h, Z=50-unit packaging | - | 0 | 0
3SU1052-2BC50-0AA0-Z | Y10 | 3SU1052-2BC50-0AA0-ZY10 | 1 | UN | 1 | 10 | C | D | EAR99 | N | 85389099 | 1 |  | 0.045 | KG | 16.91 | 16.91 | CP20 | CP20 | Selector switch, illuminable, 22 mm, round, metal, shiny, blue, selector switch, short, 2 switch positions O<I, momentary contact type, Actuating angle 45Â°, 10:30h/12h, with laser labeling, upper case and lower case, always upper case at beginning of line | - | 0 | 7
3SU1052-2BC50-0AA0-Z | Y11 | 3SU1052-2BC50-0AA0-ZY11 | 1 | UN | 1 | 10 | C | D | EAR99 | N | 85389099 | 1 |  | 0.045 | KG | 16.91 | 16.91 | CP20 | CP20 | Selector switch, illuminable, 22 mm, round, metal, shiny, blue, selector switch, short, 2 switch positions O<I, momentary contact type, Actuating angle 45Â°, 10:30h/12h, with laser labeling, upper case | - | 0 | 7
3SU1052-2BC50-0AA0-Z | Y12 | 3SU1052-2BC50-0AA0-ZY12 | 1 | UN | 1 | 10 | C | D | EAR99 | N | 85389099 | 1 |  | 0.045 | KG | 16.91 | 16.91 | CP20 | CP20 | Selector switch, illuminable, 22 mm, round, metal, shiny, blue, selector switch, short, 2 switch positions O<I, momentary contact type, Actuating angle 45Â°, 10:30h/12h, with laser labeling, lower case | - | 0 | 7
3SU1052-2BC50-0AA0-Z | Y15 | 3SU1052-2BC50-0AA0-ZY15 | 1 | UN | 1 | 10 | C | D | EAR99 | N | 85389099 | 1 |  | 0.045 | KG | 16.91 | 16.91 | CP20 | CP20 | Selector switch, illuminable, 22 mm, round, metal, shiny, blue, selector switch, short, 2 switch positions O<I, momentary contact type, Actuating angle 45Â°, 10:30h/12h, with laser labeling, upper case and lower case, always upper case at the beginning of the word | - | 0 | 7
3SU1052-2BC50-0AA0-Z | Y19 | 3SU1052-2BC50-0AA0-ZY19 | 1 | UN | 1 | 10 | C | D | EAR99 | N | 85389099 | 1 |  | 0.045 | KG | 13.11 | 13.11 | CP20 | CP20 | Selector switch, illuminable, 22 mm, round, metal, shiny, blue, selector switch, short, 2 switch positions O<I, momentary contact type, Actuating angle 45Â°, 10:30h/12h, with laser labeling, inscription or symbol Customer-specific selection with SIRIUS ACT configurator (CIN) | - | 0 | 7
3SU1052-2BC60-0AA0 |  | 3SU1052-2BC60-0AA0 | 1 | UN | 1 | 3 | B | D | N | N | 85389099 | 1 | 4011209968820 | 0.02 | KG | 12.16 | 11.78 | CP20 | CP20 | Selector switch, illuminable, 22 mm, round, metal, shiny, white, selector switch, short, 2 switch positions O<I, momentary contact type, Actuating angle 45Â°, 10:30h/12h | Lista Papel 2020 SI | 0 | 0
3SU1052-2BC60-0AA0-Z | X90 | 3SU1052-2BC60-0AA0-ZX90 | 1 | UN | 1 | 5 | B | D | EAR99 | N | 85389099 | 50 |  | 0.045 | KG | 12.16 | 12.16 | CP20 | CP20 | Selector switch, illuminable, 22 mm, round, metal, shiny, white, selector switch, short, 2 switch positions O<I, momentary contact type, Actuating angle 45Â°, 10:30h/12h, Z=50-unit packaging | - | 0 | 0
3SU1052-2BC60-0AA0-Z | Y10 | 3SU1052-2BC60-0AA0-ZY10 | 1 | UN | 1 | 10 | C | D | EAR99 | N | 85389099 | 1 |  | 0.045 | KG | 16.91 | 16.91 | CP20 | CP20 | Selector switch, illuminable, 22 mm, round, metal, shiny, white, selector switch, short, 2 switch positions O<I, momentary contact type, Actuating angle 45Â°, 10:30h/12h, with laser labeling, upper case and lower case, always upper case at beginning of line | - | 0 | 7
3SU1052-2BC60-0AA0-Z | Y11 | 3SU1052-2BC60-0AA0-ZY11 | 1 | UN | 1 | 10 | C | D | EAR99 | N | 85389099 | 1 |  | 0.045 | KG | 16.91 | 16.91 | CP20 | CP20 | Selector switch, illuminable, 22 mm, round, metal, shiny, white, selector switch, short, 2 switch positions O<I, momentary contact type, Actuating angle 45Â°, 10:30h/12h, with laser labeling, upper case | - | 0 | 7
3SU1052-2BC60-0AA0-Z | Y12 | 3SU1052-2BC60-0AA0-ZY12 | 1 | UN | 1 | 10 | C | D | EAR99 | N | 85389099 | 1 |  | 0.045 | KG | 16.91 | 16.91 | CP20 | CP20 | Selector switch, illuminable, 22 mm, round, metal, shiny, white, selector switch, short, 2 switch positions O<I, momentary contact type, Actuating angle 45Â°, 10:30h/12h, with laser labeling, lower case | - | 0 | 7
3SU1052-2BC60-0AA0-Z | Y15 | 3SU1052-2BC60-0AA0-ZY15 | 1 | UN | 1 | 10 | C | D | EAR99 | N | 85389099 | 1 |  | 0.045 | KG | 16.91 | 16.91 | CP20 | CP20 | Selector switch, illuminable, 22 mm, round, metal, shiny, white, selector switch, short, 2 switch positions O<I, momentary contact type, Actuating angle 45Â°, 10:30h/12h, with laser labeling, upper case and lower case, always upper case at the beginning of the word | - | 0 | 7
3SU1052-2BC60-0AA0-Z | Y19 | 3SU1052-2BC60-0AA0-ZY19 | 1 | UN | 1 | 10 | C | D | EAR99 | N | 85389099 | 1 |  | 0.045 | KG | 13.11 | 13.11 | CP20 | CP20 | Selector switch, illuminable, 22 mm, round, metal, shiny, white, selector switch, short, 2 switch positions O<I, momentary contact type, Actuating angle 45Â°, 10:30h/12h, with laser labeling, inscription or symbol Customer-specific selection with SIRIUS ACT configurator (CIN) | - | 0 | 7
3SU1052-2BF00-0AA0 |  | 3SU1052-2BF00-0AA0 | 1 | UN | 1 | 5 | B | D | N | N | 85389099 | 1 | 4011209969681 | 0.02 | KG | 12.16 | 12.16 | CP20 | CP20 | Selector switch, illuminable, 22 mm, round, metal, shiny, amber, selector switch, short, 2 switch positions O-I, latching, actuating angle 90Â°, 10:30h/13:30h | - | 0 | 0
3SU1052-2BF00-0AA0-Z | X90 | 3SU1052-2BF00-0AA0-ZX90 | 1 | UN | 1 | 5 | B | D | EAR99 | N | 85389099 | 50 |  | 0.045 | KG | 12.16 | 12.16 | CP20 | CP20 | Selector switch, illuminable, 22 mm, round, metal, shiny, amber, selector switch, short, 2 switch positions O-I, latching, actuating angle 90Â°, 10:30h/13:30h, Z=50-unit packaging | - | 0 | 0
3SU1052-2BF00-0AA0-Z | Y10 | 3SU1052-2BF00-0AA0-ZY10 | 1 | UN | 1 | 10 | C | D | EAR99 | N | 85389099 | 1 |  | 0.045 | KG | 16.91 | 16.91 | CP20 | CP20 | Selector switch, illuminable, 22 mm, round, metal, shiny, amber, selector switch, short, 2 switch positions O-I, latching, actuating angle 90Â°, 10:30h/13:30h, with laser labeling, upper case and lower case, always upper case at beginning of line | - | 0 | 7
3SU1052-2BF00-0AA0-Z | Y11 | 3SU1052-2BF00-0AA0-ZY11 | 1 | UN | 1 | 10 | C | D | EAR99 | N | 85389099 | 1 |  | 0.045 | KG | 16.91 | 16.91 | CP20 | CP20 | Selector switch, illuminable, 22 mm, round, metal, shiny, amber, selector switch, short, 2 switch positions O-I, latching, actuating angle 90Â°, 10:30h/13:30h, with laser labeling, upper case | - | 0 | 7
3SU1052-2BF00-0AA0-Z | Y12 | 3SU1052-2BF00-0AA0-ZY12 | 1 | UN | 1 | 10 | C | D | EAR99 | N | 85389099 | 1 |  | 0.045 | KG | 16.91 | 16.91 | CP20 | CP20 | Selector switch, illuminable, 22 mm, round, metal, shiny, amber, selector switch, short, 2 switch positions O-I, latching, actuating angle 90Â°, 10:30h/13:30h, with laser labeling, lower case | - | 0 | 7
3SU1052-2BF00-0AA0-Z | Y15 | 3SU1052-2BF00-0AA0-ZY15 | 1 | UN | 1 | 10 | C | D | EAR99 | N | 85389099 | 1 |  | 0.045 | KG | 16.91 | 16.91 | CP20 | CP20 | Selector switch, illuminable, 22 mm, round, metal, shiny, amber, selector switch, short, 2 switch positions O-I, latching, actuating angle 90Â°, 10:30h/13:30h, with laser labeling, upper case and lower case, always upper case at the beginning of the word | - | 0 | 7
3SU1052-2BF00-0AA0-Z | Y19 | 3SU1052-2BF00-0AA0-ZY19 | 1 | UN | 1 | 10 | C | D | EAR99 | N | 85389099 | 1 |  | 0.045 | KG | 13.11 | 13.11 | CP20 | CP20 | Selector switch, illuminable, 22 mm, round, metal, shiny, amber, selector switch, short, 2 switch positions O-I, latching, actuating angle 90Â°, 10:30h/13:30h, with laser labeling, inscription or symbol Customer-specific selection with SIRIUS ACT configurator (CIN) | - | 0 | 7
3SU1052-2BF10-0AA0 |  | 3SU1052-2BF10-0AA0 | 1 | UN | 1 | 1 | A | D | N | N | 85389099 | 1 | 4047621016597 | 0.02 | KG | 12.16 | 12.16 | CP20 | CP20 | Illuminable selector switch, 22 mm, round, metal shiny, black, Selector switch short, 2 switch positions O-I, latching, actuating angle 90Â°, 10:30h/13:30h | - | 0 | 0
3SU1052-2BF10-0AA0-Z | X90 | 3SU1052-2BF10-0AA0-ZX90 | 1 | UN | 1 | 5 | B | D | N | N | 85389099 | 50 |  | 0.054 | KG | 12.16 | 12.16 | CP20 | CP20 | Illuminable selector switch, 22 mm, round, metal shiny, black, Selector switch short, 2 switch positions O-I, latching, actuating angle 90Â°, 10:30 /13:30, Z=50-unit packaging | - | 0 | 0
3SU1052-2BF10-0AA0-Z | Y10 | 3SU1052-2BF10-0AA0-ZY10 | 1 | UN | 1 | 10 | C | D | EAR99 | N | 85389099 | 1 |  | 0.045 | KG | 16.91 | 16.91 | CP20 | CP20 | Illuminable selector switch, 22 mm, round, metal shiny, black, Selector switch short, 2 switch positions O-I, latching, actuating angle 90Â°, 10:30h/13:30h, with laser labeling, upper case and lower case, always upper case at beginning of line | - | 0 | 7
3SU1052-2BF10-0AA0-Z | Y11 | 3SU1052-2BF10-0AA0-ZY11 | 1 | UN | 1 | 10 | C | D | EAR99 | N | 85389099 | 1 |  | 0.045 | KG | 16.91 | 16.91 | CP20 | CP20 | Illuminable selector switch, 22 mm, round, metal shiny, black, Selector switch short, 2 switch positions O-I, latching, actuating angle 90Â°, 10:30h/13:30h, with laser labeling, upper case | - | 0 | 7
3SU1052-2BF10-0AA0-Z | Y12 | 3SU1052-2BF10-0AA0-ZY12 | 1 | UN | 1 | 10 | C | D | EAR99 | N | 85389099 | 1 |  | 0.045 | KG | 16.91 | 16.91 | CP20 | CP20 | Illuminable selector switch, 22 mm, round, metal shiny, black, Selector switch short, 2 switch positions O-I, latching, actuating angle 90Â°, 10:30h/13:30h, with laser labeling, lower case | - | 0 | 7
3SU1052-2BF10-0AA0-Z | Y15 | 3SU1052-2BF10-0AA0-ZY15 | 1 | UN | 1 | 10 | C | D | EAR99 | N | 85389099 | 1 |  | 0.045 | KG | 16.91 | 16.91 | CP20 | CP20 | Illuminable selector switch, 22 mm, round, metal shiny, black, Selector switch short, 2 switch positions O-I, latching, actuating angle 90Â°, 10:30h/13:30h, with laser labeling, upper case and lower case, always upper case at the beginning of the word | - | 0 | 7
3SU1052-2BF10-0AA0-Z | Y19 | 3SU1052-2BF10-0AA0-ZY19 | 1 | UN | 1 | 10 | C | D | EAR99 | N | 85389099 | 1 |  | 0.045 | KG | 13.11 | 13.11 | CP20 | CP20 | Illuminable selector switch, 22 mm, round, metal shiny, black, Selector switch short, 2 switch positions O-I, latching, actuating angle 90Â°, 10:30h/13:30h, with laser labeling, inscription or symbol, Customer-specific selection with SIRIUS ACT configurator (CIN) | - | 0 | 7
3SU1052-2BF20-0AA0 |  | 3SU1052-2BF20-0AA0 | 1 | UN | 1 | 3 | B | D | N | N | 85389099 | 1 | 4011209969667 | 0.02 | KG | 12.16 | 11.78 | CP20 | CP20 | Selector switch, illuminable, 22 mm, round, metal, shiny, red, selector switch, short, 2 switch positions O-I, latching, actuating angle 90Â°, 10:30h/13:30h | Lista Papel 2020 SI | 0 | 0
3SU1052-2BF20-0AA0-Z | X90 | 3SU1052-2BF20-0AA0-ZX90 | 1 | UN | 1 | 5 | B | D | N | N | 85389099 | 50 | 4047621064598 | 0.055 | KG | 12.16 | 12.16 | CP20 | CP20 | Selector switch, illuminable, 22 mm, round, metal, shiny, red, selector switch, short, 2 switch positions O-I, latching, actuating angle 90Â°, 10:30h/13:30h, Z=50-unit packaging | - | 0 | 0
3SU1052-2BF20-0AA0-Z | Y10 | 3SU1052-2BF20-0AA0-ZY10 | 1 | UN | 1 | 10 | C | D | EAR99 | N | 85389099 | 1 |  | 0.045 | KG | 16.91 | 16.91 | CP20 | CP20 | Selector switch, illuminable, 22 mm, round, metal, shiny, red, selector switch, short, 2 switch positions O-I, latching, actuating angle 90Â°, 10:30h/13:30h, with laser labeling, upper case and lower case, always upper case at beginning of line | - | 0 | 7
3SU1052-2BF20-0AA0-Z | Y11 | 3SU1052-2BF20-0AA0-ZY11 | 1 | UN | 1 | 10 | C | D | EAR99 | N | 85389099 | 1 |  | 0.045 | KG | 16.91 | 16.91 | CP20 | CP20 | Selector switch, illuminable, 22 mm, round, metal, shiny, red, selector switch, short, 2 switch positions O-I, latching, actuating angle 90Â°, 10:30h/13:30h, with laser labeling, upper case | - | 0 | 7
3SU1052-2BF20-0AA0-Z | Y12 | 3SU1052-2BF20-0AA0-ZY12 | 1 | UN | 1 | 10 | C | D | EAR99 | N | 85389099 | 1 |  | 0.045 | KG | 16.91 | 16.91 | CP20 | CP20 | Selector switch, illuminable, 22 mm, round, metal, shiny, red, selector switch, short, 2 switch positions O-I, latching, actuating angle 90Â°, 10:30h/13:30h, with laser labeling, lower case | - | 0 | 7
3SU1052-2BF20-0AA0-Z | Y15 | 3SU1052-2BF20-0AA0-ZY15 | 1 | UN | 1 | 10 | C | D | EAR99 | N | 85389099 | 1 |  | 0.045 | KG | 16.91 | 16.91 | CP20 | CP20 | Selector switch, illuminable, 22 mm, round, metal, shiny, red, selector switch, short, 2 switch positions O-I, latching, actuating angle 90Â°, 10:30h/13:30h, with laser labeling, upper case and lower case, always upper case at the beginning of the word | - | 0 | 7
3SU1052-2BF20-0AA0-Z | Y19 | 3SU1052-2BF20-0AA0-ZY19 | 1 | UN | 1 | 10 | C | D | N | N | 85389099 | 1 |  | 0.053 | KG | 13.11 | 13.11 | CP20 | CP20 | Selector switch, illuminable, 22 mm, round, metal, shiny, red, selector switch, short, 2 switch positions O-I, latching, actuating angle 90Â°, 10:30h/13:30h, customer-specific selection with SIRIUS ACT configurator (CIN) | - | 0 | 7
3SU1052-2BF30-0AA0 |  | 3SU1052-2BF30-0AA0 | 1 | UN | 1 | 7 | C | D | N | N | 85389099 | 1 | 4047621021201 | 0.052 | KG | 12.16 | 12.16 | CP20 | CP20 | Illuminable selector switch, 22 mm, round, metal shiny, yellow, Selector switch short, 2 switch positions O-I, latching, actuating angle 90Â°, 10:30h/13:30h | - | 0 | 0
3SU1052-2BF30-0AA0-Z | Y19 | 3SU1052-2BF30-0AA0-ZY19 | 1 | UN | 1 | 10 | C | D | N | N | 85389099 | 1 |  | 0.052 | KG | 13.11 | 13.11 | CP20 | CP20 | Illuminable selector switch, 22 mm, round, shiny metal, yellow, knob short, 2 switch positions O-I, latching, actuating angle 90Â°, 10:30h/13:30h, customer-specific selection with SIRIUS ACT configurator (CIN) | - | 0 | 0
3SU1052-2BF40-0AA0 |  | 3SU1052-2BF40-0AA0 | 1 | UN | 1 | 3 | B | D | N | N | 85389099 | 1 | 4011209969674 | 0.02 | KG | 12.16 | 11.78 | CP20 | CP20 | Selector switch, illuminable, 22 mm, round, metal, shiny, green, selector switch, short, 2 switch positions O-I, latching, actuating angle 90Â°, 10:30h/13:30h | Lista Papel 2020 SI | 0 | 0
3SU1052-2BF40-0AA0-Z | X90 | 3SU1052-2BF40-0AA0-ZX90 | 1 | UN | 1 | 5 | B | D | N | N | 85389099 | 50 | 4047621065878 | 0.056 | KG | 12.16 | 12.16 | CP20 | CP20 | Selector switch, illuminable, 22 mm, round, metal, shiny, green, selector switch, short, 2 switch positions O-I, latching, actuating angle 90Â°, 10:30h/13:30h, Z=50-unit packaging | - | 0 | 0
3SU1052-2BF40-0AA0-Z | Y10 | 3SU1052-2BF40-0AA0-ZY10 | 1 | UN | 1 | 10 | C | D | EAR99 | N | 85389099 | 1 |  | 0.045 | KG | 16.91 | 16.91 | CP20 | CP20 | Selector switch, illuminable, 22 mm, round, metal, shiny, green, selector switch, short, 2 switch positions O-I, latching, actuating angle 90Â°, 10:30h/13:30h, with laser labeling, upper case and lower case, always upper case at beginning of line | - | 0 | 7
3SU1052-2BF40-0AA0-Z | Y11 | 3SU1052-2BF40-0AA0-ZY11 | 1 | UN | 1 | 10 | C | D | EAR99 | N | 85389099 | 1 |  | 0.045 | KG | 16.91 | 16.91 | CP20 | CP20 | Selector switch, illuminable, 22 mm, round, metal, shiny, green, selector switch, short, 2 switch positions O-I, latching, actuating angle 90Â°, 10:30h/13:30h, with laser labeling, upper case | - | 0 | 7
3SU1052-2BF40-0AA0-Z | Y12 | 3SU1052-2BF40-0AA0-ZY12 | 1 | UN | 1 | 10 | C | D | EAR99 | N | 85389099 | 1 |  | 0.045 | KG | 16.91 | 16.91 | CP20 | CP20 | Selector switch, illuminable, 22 mm, round, metal, shiny, green, selector switch, short, 2 switch positions O-I, latching, actuating angle 90Â°, 10:30h/13:30h, with laser labeling, lower case | - | 0 | 7
3SU1052-2BF40-0AA0-Z | Y15 | 3SU1052-2BF40-0AA0-ZY15 | 1 | UN | 1 | 10 | C | D | EAR99 | N | 85389099 | 1 |  | 0.045 | KG | 16.91 | 16.91 | CP20 | CP20 | Selector switch, illuminable, 22 mm, round, metal, shiny, green, selector switch, short, 2 switch positions O-I, latching, actuating angle 90Â°, 10:30h/13:30h, with laser labeling, upper case and lower case, always upper case at the beginning of the word | - | 0 | 7
3SU1052-2BF40-0AA0-Z | Y19 | 3SU1052-2BF40-0AA0-ZY19 | 1 | UN | 1 | 10 | C | D | EAR99 | N | 85389099 | 1 |  | 0.045 | KG | 13.11 | 13.11 | CP20 | CP20 | Selector switch, illuminable, 22 mm, round, metal, shiny, green, selector switch, short, 2 switch positions O-I, latching, actuating angle 90Â°, 10:30h/13:30h, with laser labeling, inscription or symbol Customer-specific selection with SIRIUS ACT configurator (CIN) | - | 0 | 7
3SU1052-2BF50-0AA0 |  | 3SU1052-2BF50-0AA0 | 1 | UN | 1 | 7 | C | D | N | N | 85389099 | 1 | 4047621021218 | 0.02 | KG | 12.16 | 12.16 | CP20 | CP20 | Illuminable selector switch, 22 mm, round, metal shiny, blue, Selector switch short, 2 switch positions O-I, latching, actuating angle 90Â°, 10:30h/13:30h | - | 0 | 0
3SU1052-2BF50-0AA0-Z | Y19 | 3SU1052-2BF50-0AA0-ZY19 | 1 | UN | 1 | 10 | C | D | N | N | 85389099 | 1 |  | 0.051 | KG | 13.11 | 13.11 | CP20 | CP20 | Illuminable selector switch, 22 mm, round, shiny metal, blue, knob short, 2 switch positions O-I, latching, actuating angle 90Â°, 10:30h/13:30h, customer-specific selection with SIRIUS ACT configurator (CIN) | - | 0 | 0
3SU1052-2BF60-0AA0 |  | 3SU1052-2BF60-0AA0 | 1 | UN | 1 | 1 | A | D | N | N | 85389099 | 1 | 4011209969650 | 0.02 | KG | 12.16 | 11.78 | CP20 | CP20 | Selector switch, illuminable, 22 mm, round, metal, shiny, white, selector switch, short, 2 switch positions O-I, latching, actuating angle 90Â°, 10:30h/13:30h | Lista Papel 2020 SI | 0 | 0
3SU1052-2BF60-0AA0-Z | X90 | 3SU1052-2BF60-0AA0-ZX90 | 1 | UN | 1 | 5 | B | D | N | N | 85389099 | 50 | 4047621056630 | 0.054 | KG | 12.16 | 12.16 | CP20 | CP20 | Selector switch, illuminable, 22 mm, round, metal, shiny, white, selector switch, short, 2 switch positions O-I, latching, actuating angle 90Â°, 10:30h/13:30h, Z=50-unit packaging | - | 0 | 0
3SU1052-2BF60-0AA0-Z | Y10 | 3SU1052-2BF60-0AA0-ZY10 | 1 | UN | 1 | 10 | C | D | N | N | 85389099 | 1 |  | 0.045 | KG | 16.91 | 16.91 | CP20 | CP20 | Selector switch, illuminable, 22 mm, round, metal, shiny, white, selector switch, short, 2 switch positions O-I, latching, actuating angle 90Â°, 10:30h/13:30h, with laser labeling, upper case and lower case, always upper case at beginning of line | - | 0 | 7
3SU1052-2BF60-0AA0-Z | Y11 | 3SU1052-2BF60-0AA0-ZY11 | 1 | UN | 1 | 10 | C | D | N | N | 85389099 | 1 |  | 0.045 | KG | 16.91 | 16.91 | CP20 | CP20 | Selector switch, illuminable, 22 mm, round, metal, shiny, white, selector switch, short, 2 switch positions O-I, latching, actuating angle 90Â°, 10:30h/13:30h, with laser labeling, upper case | - | 0 | 7
3SU1052-2BF60-0AA0-Z | Y12 | 3SU1052-2BF60-0AA0-ZY12 | 1 | UN | 1 | 10 | C | D | N | N | 85389099 | 1 |  | 0.045 | KG | 16.91 | 16.91 | CP20 | CP20 | Selector switch, illuminable, 22 mm, round, metal, shiny, white, selector switch, short, 2 switch positions O-I, latching, actuating angle 90Â°, 10:30h/13:30h, with laser labeling, lower case | - | 0 | 7
3SU1052-2BF60-0AA0-Z | Y15 | 3SU1052-2BF60-0AA0-ZY15 | 1 | UN | 1 | 10 | C | D | N | N | 85389099 | 1 |  | 0.045 | KG | 16.91 | 16.91 | CP20 | CP20 | Selector switch, illuminable, 22 mm, round, metal, shiny, white, selector switch, short, 2 switch positions O-I, latching, actuating angle 90Â°, 10:30h/13:30h, with laser labeling, upper case and lower case, always upper case at the beginning of the word | - | 0 | 7
3SU1052-2BF60-0AA0-Z | Y19 | 3SU1052-2BF60-0AA0-ZY19 | 1 | UN | 1 | 10 | C | D | N | N | 85389099 | 1 |  | 0.05 | KG | 13.11 | 13.11 | CP20 | CP20 | Selector switch, illuminable, 22 mm, round, metal, shiny, white, selector switch, short, 2 switch positions O-I, latching, actuating angle 90Â°, 10:30h/13:30h, with laser labeling, inscription or symbol Customer-specific selection with SIRIUS ACT configurator (CIN) | - | 0 | 7
3SU1052-2BF60-0AA1 |  | 3SU1052-2BF60-0AA1 | 1 | UN | 1 | 10 | C | D | N | N | 85389099 | 1 | 4011209962057 | 0.045 | KG | 39.14 | 38 | CP20 | CP20 | Selector switch, illuminable, 22 mm, round, metal, shiny, white, selector switch, short, 2 switch positions O-I, latching, actuating angle 90Â°, 10:30h/13:30h, ATEX | Lista Papel 2020 SI | 0 | 9
3SU1052-2BF60-0AA1-Z | X90 | 3SU1052-2BF60-0AA1-ZX90 | 1 | UN | 1 | 10 | C | D | EAR99 | N | 85389099 | 50 |  | 0.045 | KG | 39.14 | 39.14 | CP20 | CP20 | Selector switch, illuminable, 22 mm, round, metal, shiny, white, selector switch, short, 2 switch positions O-I, latching, actuating angle 90Â°, 10:30h/13:30h, ATEX, Z=50-unit packaging | - | 0 | 9
3SU1052-2BF60-0AA1-Z | Y10 | 3SU1052-2BF60-0AA1-ZY10 | 1 | UN | 1 | 15 | C | D | EAR99 | N | 85389099 | 1 |  | 0.045 | KG | 43.89 | 43.89 | CP20 | CP20 | Selector switch, illuminable, 22 mm, round, metal, shiny, white, selector switch, short, 2 switch positions O-I, latching, actuating angle 90Â°, 10:30h/13:30h, ATEX, with laser labeling, upper case and lower case, always upper case at beginning of line | - | 0 | 9
3SU1052-2BF60-0AA1-Z | Y11 | 3SU1052-2BF60-0AA1-ZY11 | 1 | UN | 1 | 15 | C | D | EAR99 | N | 85389099 | 1 |  | 0.045 | KG | 43.89 | 43.89 | CP20 | CP20 | Selector switch, illuminable, 22 mm, round, metal, shiny, white, selector switch, short, 2 switch positions O-I, latching, actuating angle 90Â°, 10:30h/13:30h, ATEX, with laser labeling, upper case | - | 0 | 9
3SU1052-2BF60-0AA1-Z | Y12 | 3SU1052-2BF60-0AA1-ZY12 | 1 | UN | 1 | 15 | C | D | EAR99 | N | 85389099 | 1 |  | 0.045 | KG | 43.89 | 43.89 | CP20 | CP20 | Selector switch, illuminable, 22 mm, round, metal, shiny, white, selector switch, short, 2 switch positions O-I, latching, actuating angle 90Â°, 10:30h/13:30h, ATEX, with laser labeling, lower case | - | 0 | 9
3SU1052-2BF60-0AA1-Z | Y15 | 3SU1052-2BF60-0AA1-ZY15 | 1 | UN | 1 | 15 | C | D | EAR99 | N | 85389099 | 1 |  | 0.045 | KG | 43.89 | 43.89 | CP20 | CP20 | Selector switch, illuminable, 22 mm, round, metal, shiny, white, selector switch, short, 2 switch positions O-I, latching, actuating angle 90Â°, 10:30h/13:30h, ATEX, with laser labeling, upper case and lower case, always upper case at the beginning of the word | - | 0 | 9
3SU1052-2BF60-0AA1-Z | Y19 | 3SU1052-2BF60-0AA1-ZY19 | 1 | UN | 1 | 15 | C | D | EAR99 | N | 85389099 | 1 |  | 0.045 | KG | 40.09 | 40.09 | CP20 | CP20 | Selector switch, illuminable, 22 mm, round, metal, shiny, white, selector switch, short, 2 switch positions O-I, latching, actuating angle 90Â°, 10:30h/13:30h, ATEX, with laser labeling, inscription or symbol Customer-specific selection with SIRIUS ACT configurator (CIN) | - | 0 | 9
3SU1052-2BL00-0AA0 |  | 3SU1052-2BL00-0AA0 | 1 | UN | 1 | 5 | B | D | N | N | 85389099 | 1 | 4047621054247 | 0.05 | KG | 12.16 | 12.16 | CP20 | CP20 | Illuminable selector switch, 22 mm, round, metal shiny, amber, Selector switch short, 3 switch positions I-O-II, latching, actuating angle 2x45Â°, 10:30h/12h/13:30h | - | 0 | 0
3SU1052-2BL00-0AA0-Z | Y19 | 3SU1052-2BL00-0AA0-ZY19 | 1 | UN | 1 | 10 | C | D | N | N | 85389099 | 1 |  | 0.05 | KG | 13.11 | 13.11 | CP20 | CP20 | Illuminable selector switch, 22 mm, round, shiny metal, amber, knob short, 3 switch positions I-O-II, latching, actuating angle 2x45Â°, 10:30h/12h/13:30h, customer-specific selection with SIRIUS ACT configurator (CIN) | - | 0 | 0
3SU1052-2BL10-0AA0 |  | 3SU1052-2BL10-0AA0 | 1 | UN | 1 | 1 | A | D | N | N | 85389099 | 1 | 4047621016627 | 0.02 | KG | 12.16 | 12.16 | CP20 | CP20 | Illuminable selector switch, 22 mm, round, metal shiny, black, Selector switch short, 3 switch positions I-O-II, latching, actuating angle 2x45Â°, 10:30h/12h/13:30h | - | 0 | 0
3SU1052-2BL10-0AA0-Z | X90 | 3SU1052-2BL10-0AA0-ZX90 | 1 | UN | 1 | 5 | B | D | N | N | 85389099 | 50 | 4047621061955 | 0.055 | KG | 12.16 | 12.16 | CP20 | CP20 | Illuminable selector switch, 22 mm, round, metal shiny, black, Selector switch short, 3 switch positions I-O-II, latching, actuating angle 2x45Â°, 10:30 /12 /13:30, Z=50-unit packaging | - | 0 | 0
3SU1052-2BL10-0AA0-Z | Y10 | 3SU1052-2BL10-0AA0-ZY10 | 1 | UN | 1 | 10 | C | D | EAR99 | N | 85389099 | 1 |  | 0.045 | KG | 16.91 | 16.91 | CP20 | CP20 | Illuminable selector switch, 22 mm, round, metal shiny, black, Selector switch short, 3 switch positions I-O-II, latching, actuating angle 2x45Â°, 10:30h/12h/13:30h, with laser labeling, upper case and lower case, always upper case at beginning of line | - | 0 | 7
3SU1052-2BL10-0AA0-Z | Y11 | 3SU1052-2BL10-0AA0-ZY11 | 1 | UN | 1 | 10 | C | D | EAR99 | N | 85389099 | 1 |  | 0.045 | KG | 16.91 | 16.91 | CP20 | CP20 | Illuminable selector switch, 22 mm, round, metal shiny, black, Selector switch short, 3 switch positions I-O-II, latching, actuating angle 2x45Â°, 10:30h/12h/13:30h, with laser labeling, upper case | - | 0 | 7
3SU1052-2BL10-0AA0-Z | Y12 | 3SU1052-2BL10-0AA0-ZY12 | 1 | UN | 1 | 10 | C | D | EAR99 | N | 85389099 | 1 |  | 0.045 | KG | 16.91 | 16.91 | CP20 | CP20 | Illuminable selector switch, 22 mm, round, metal shiny, black, Selector switch short, 3 switch positions I-O-II, latching, actuating angle 2x45Â°, 10:30h/12h/13:30h, with laser labeling, lower case | - | 0 | 7
3SU1052-2BL10-0AA0-Z | Y15 | 3SU1052-2BL10-0AA0-ZY15 | 1 | UN | 1 | 10 | C | D | EAR99 | N | 85389099 | 1 |  | 0.045 | KG | 16.91 | 16.91 | CP20 | CP20 | Illuminable selector switch, 22 mm, round, metal shiny, black, Selector switch short, 3 switch positions I-O-II, latching, actuating angle 2x45Â°, 10:30h/12h/13:30h, with laser labeling, upper case and lower case, always upper case at the beginning of the word | - | 0 | 7
3SU1052-2BL10-0AA0-Z | Y19 | 3SU1052-2BL10-0AA0-ZY19 | 1 | UN | 1 | 10 | C | D | EAR99 | N | 85389099 | 1 |  | 0.045 | KG | 13.11 | 13.11 | CP20 | CP20 | Illuminable selector switch, 22 mm, round, metal shiny, black, Selector switch short, 3 switch positions I-O-II, latching, actuating angle 2x45Â°, 10:30h/12h/13:30h, with laser labeling, inscription or symbol, Customer-specific selection with SIRIUS ACT configurator (CIN) | - | 0 | 7
3SU1052-2BL20-0AA0 |  | 3SU1052-2BL20-0AA0 | 1 | UN | 1 | 1 | A | D | N | N | 85389099 | 1 | 4011209969797 | 0.02 | KG | 12.16 | 11.78 | CP20 | CP20 | Selector switch, illuminable, 22 mm, round, metal, shiny, red, selector switch, short, 3 switch positions I-O-II, latching, actuating angle 2x45Â°, 10:30h/12h/13:30h | Lista Papel 2020 SI | 0 | 0
3SU1052-2BL20-0AA0-Z | X90 | 3SU1052-2BL20-0AA0-ZX90 | 1 | UN | 1 | 5 | B | D | EAR99 | N | 85389099 | 50 |  | 0.045 | KG | 12.16 | 12.16 | CP20 | CP20 | Selector switch, illuminable, 22 mm, round, metal, shiny, red, selector switch, short, 3 switch positions I-O-II, latching, actuating angle 2x45Â°, 10:30h/12h/13:30h, Z=50-unit packaging | - | 0 | 0
3SU1052-2BL20-0AA0-Z | Y10 | 3SU1052-2BL20-0AA0-ZY10 | 1 | UN | 1 | 10 | C | D | EAR99 | N | 85389099 | 1 |  | 0.045 | KG | 16.91 | 16.91 | CP20 | CP20 | Selector switch, illuminable, 22 mm, round, metal, shiny, red, selector switch, short, 3 switch positions I-O-II, latching, actuating angle 2x45Â°, 10:30h/12h/13:30h, with laser labeling, upper case and lower case, always upper case at beginning of line | - | 0 | 7
3SU1052-2BL20-0AA0-Z | Y11 | 3SU1052-2BL20-0AA0-ZY11 | 1 | UN | 1 | 10 | C | D | EAR99 | N | 85389099 | 1 |  | 0.045 | KG | 16.91 | 16.91 | CP20 | CP20 | Selector switch, illuminable, 22 mm, round, metal, shiny, red, selector switch, short, 3 switch positions I-O-II, latching, actuating angle 2x45Â°, 10:30h/12h/13:30h, with laser labeling, upper case | - | 0 | 7
3SU1052-2BL20-0AA0-Z | Y12 | 3SU1052-2BL20-0AA0-ZY12 | 1 | UN | 1 | 10 | C | D | EAR99 | N | 85389099 | 1 |  | 0.045 | KG | 16.91 | 16.91 | CP20 | CP20 | Selector switch, illuminable, 22 mm, round, metal, shiny, red, selector switch, short, 3 switch positions I-O-II, latching, actuating angle 2x45Â°, 10:30h/12h/13:30h, with laser labeling, lower case | - | 0 | 7
3SU1052-2BL20-0AA0-Z | Y15 | 3SU1052-2BL20-0AA0-ZY15 | 1 | UN | 1 | 10 | C | D | EAR99 | N | 85389099 | 1 |  | 0.045 | KG | 16.91 | 16.91 | CP20 | CP20 | Selector switch, illuminable, 22 mm, round, metal, shiny, red, selector switch, short, 3 switch positions I-O-II, latching, actuating angle 2x45Â°, 10:30h/12h/13:30h, with laser labeling, upper case and lower case, always upper case at the beginning of the word | - | 0 | 7
3SU1052-2BL20-0AA0-Z | Y19 | 3SU1052-2BL20-0AA0-ZY19 | 1 | UN | 1 | 10 | C | D | EAR99 | N | 85389099 | 1 |  | 0.045 | KG | 13.11 | 13.11 | CP20 | CP20 | Selector switch, illuminable, 22 mm, round, metal, shiny, red, selector switch, short, 3 switch positions I-O-II, latching, actuating angle 2x45Â°, 10:30h/12h/13:30h, with laser labeling, inscription or symbol Customer-specific selection with SIRIUS ACT configurator (CIN) | - | 0 | 7
3SU1052-2BL30-0AA0 |  | 3SU1052-2BL30-0AA0 | 1 | UN | 1 | 1 | A | D | N | N | 85389099 | 1 | 4011209969803 | 0.02 | KG | 12.16 | 12.16 | CP20 | CP20 | Selector switch, illuminable, 22 mm, round, metal, shiny, yellow, selector switch, short, 3 switch positions I-O-II, latching, actuating angle 2x45Â°, 10:30h/12h/13:30h | - | 0 | 0
3SU1052-2BL30-0AA0-Z | X90 | 3SU1052-2BL30-0AA0-ZX90 | 1 | UN | 1 | 5 | B | D | EAR99 | N | 85389099 | 50 |  | 0.045 | KG | 12.16 | 12.16 | CP20 | CP20 | Selector switch, illuminable, 22 mm, round, metal, shiny, yellow, selector switch, short, 3 switch positions I-O-II, latching, actuating angle 2x45Â°, 10:30h/12h/13:30h, Z=50-unit packaging | - | 0 | 0
3SU1052-2BL30-0AA0-Z | Y10 | 3SU1052-2BL30-0AA0-ZY10 | 1 | UN | 1 | 10 | C | D | EAR99 | N | 85389099 | 1 |  | 0.045 | KG | 16.91 | 16.91 | CP20 | CP20 | Selector switch, illuminable, 22 mm, round, metal, shiny, yellow, selector switch, short, 3 switch positions I-O-II, latching, actuating angle 2x45Â°, 10:30h/12h/13:30h, with laser labeling, upper case and lower case, always upper case at beginning of line | - | 0 | 7
3SU1052-2BL30-0AA0-Z | Y11 | 3SU1052-2BL30-0AA0-ZY11 | 1 | UN | 1 | 10 | C | D | EAR99 | N | 85389099 | 1 |  | 0.045 | KG | 16.91 | 16.91 | CP20 | CP20 | Selector switch, illuminable, 22 mm, round, metal, shiny, yellow, selector switch, short, 3 switch positions I-O-II, latching, actuating angle 2x45Â°, 10:30h/12h/13:30h, with laser labeling, upper case | - | 0 | 7
3SU1052-2BL30-0AA0-Z | Y12 | 3SU1052-2BL30-0AA0-ZY12 | 1 | UN | 1 | 10 | C | D | EAR99 | N | 85389099 | 1 |  | 0.045 | KG | 16.91 | 16.91 | CP20 | CP20 | Selector switch, illuminable, 22 mm, round, metal, shiny, yellow, selector switch, short, 3 switch positions I-O-II, latching, actuating angle 2x45Â°, 10:30h/12h/13:30h, with laser labeling, lower case | - | 0 | 7
3SU1052-2BL30-0AA0-Z | Y15 | 3SU1052-2BL30-0AA0-ZY15 | 1 | UN | 1 | 10 | C | D | EAR99 | N | 85389099 | 1 |  | 0.045 | KG | 16.91 | 16.91 | CP20 | CP20 | Selector switch, illuminable, 22 mm, round, metal, shiny, yellow, selector switch, short, 3 switch positions I-O-II, latching, actuating angle 2x45Â°, 10:30h/12h/13:30h, with laser labeling, upper case and lower case, always upper case at the beginning of the word | - | 0 | 7
3SU1052-2BL30-0AA0-Z | Y19 | 3SU1052-2BL30-0AA0-ZY19 | 1 | UN | 1 | 10 | C | D | N | N | 85389099 | 1 |  | 0.051 | KG | 13.11 | 13.11 | CP20 | CP20 | Selector switch, illuminable, 22 mm, round, metal, shiny, yellow, selector switch, short, 3 switch positions I-O-II, latching, actuating angle 2x45Â°, 10:30h/12h/13:30h, customer-specific selection with SIRIUS ACT configurator (CIN) | - | 0 | 7
3SU1052-2BL40-0AA0 |  | 3SU1052-2BL40-0AA0 | 1 | UN | 1 | 3 | B | D | N | N | 85389099 | 1 | 4011209969810 | 0.02 | KG | 12.16 | 11.78 | CP20 | CP20 | Selector switch, illuminable, 22 mm, round, metal, shiny, green, selector switch, short, 3 switch positions I-O-II, latching, actuating angle 2x45Â°, 10:30h/12h/13:30h | Lista Papel 2020 SI | 0 | 0
3SU1052-2BL40-0AA0-Z | X90 | 3SU1052-2BL40-0AA0-ZX90 | 1 | UN | 1 | 5 | B | D | EAR99 | N | 85389099 | 50 |  | 0.045 | KG | 12.16 | 12.16 | CP20 | CP20 | Selector switch, illuminable, 22 mm, round, metal, shiny, green, selector switch, short, 3 switch positions I-O-II, latching, actuating angle 2x45Â°, 10:30h/12h/13:30h, Z=50-unit packaging | - | 0 | 0
3SU1052-2BL40-0AA0-Z | Y10 | 3SU1052-2BL40-0AA0-ZY10 | 1 | UN | 1 | 10 | C | D | EAR99 | N | 85389099 | 1 |  | 0.045 | KG | 16.91 | 16.91 | CP20 | CP20 | Selector switch, illuminable, 22 mm, round, metal, shiny, green, selector switch, short, 3 switch positions I-O-II, latching, actuating angle 2x45Â°, 10:30h/12h/13:30h, with laser labeling, upper case and lower case, always upper case at beginning of line | - | 0 | 7
3SU1052-2BL40-0AA0-Z | Y11 | 3SU1052-2BL40-0AA0-ZY11 | 1 | UN | 1 | 10 | C | D | EAR99 | N | 85389099 | 1 |  | 0.045 | KG | 16.91 | 16.91 | CP20 | CP20 | Selector switch, illuminable, 22 mm, round, metal, shiny, green, selector switch, short, 3 switch positions I-O-II, latching, actuating angle 2x45Â°, 10:30h/12h/13:30h, with laser labeling, upper case | - | 0 | 7
3SU1052-2BL40-0AA0-Z | Y12 | 3SU1052-2BL40-0AA0-ZY12 | 1 | UN | 1 | 10 | C | D | EAR99 | N | 85389099 | 1 |  | 0.045 | KG | 16.91 | 16.91 | CP20 | CP20 | Selector switch, illuminable, 22 mm, round, metal, shiny, green, selector switch, short, 3 switch positions I-O-II, latching, actuating angle 2x45Â°, 10:30h/12h/13:30h, with laser labeling, lower case | - | 0 | 7
3SU1052-2BL40-0AA0-Z | Y15 | 3SU1052-2BL40-0AA0-ZY15 | 1 | UN | 1 | 10 | C | D | EAR99 | N | 85389099 | 1 |  | 0.045 | KG | 16.91 | 16.91 | CP20 | CP20 | Selector switch, illuminable, 22 mm, round, metal, shiny, green, selector switch, short, 3 switch positions I-O-II, latching, actuating angle 2x45Â°, 10:30h/12h/13:30h, with laser labeling, upper case and lower case, always upper case at the beginning of the word | - | 0 | 7
3SU1052-2BL40-0AA0-Z | Y19 | 3SU1052-2BL40-0AA0-ZY19 | 1 | UN | 1 | 10 | C | D | EAR99 | N | 85389099 | 1 |  | 0.045 | KG | 13.11 | 13.11 | CP20 | CP20 | Selector switch, illuminable, 22 mm, round, metal, shiny, green, selector switch, short, 3 switch positions I-O-II, latching, actuating angle 2x45Â°, 10:30h/12h/13:30h, with laser labeling, inscription or symbol Customer-specific selection with SIRIUS ACT configurator (CIN) | - | 0 | 7
3SU1052-2BL60-0AA0 |  | 3SU1052-2BL60-0AA0 | 1 | UN | 1 | 1 | A | D | N | N | 85389099 | 1 | 4011209969780 | 0.02 | KG | 12.16 | 11.78 | CP20 | CP20 | Selector switch, illuminable, 22 mm, round, metal, shiny, white, selector switch, short, 3 switch positions I-O-II, latching, actuating angle 2x45Â°, 10:30h/12h/13:30h | Lista Papel 2020 SI | 0 | 0
3SU1052-2BL60-0AA0-Z | X90 | 3SU1052-2BL60-0AA0-ZX90 | 1 | UN | 1 | 5 | B | D | N | N | 85389099 | 50 | 4047621060033 | 0.054 | KG | 12.16 | 12.16 | CP20 | CP20 | Selector switch, illuminable, 22 mm, round, metal, shiny, white, selector switch, short, 3 switch positions I-O-II, latching, actuating angle 2x45Â°, 10:30h/12h/13:30h, Z=50-unit packaging | - | 0 | 0
3SU1052-2BL60-0AA0-Z | Y10 | 3SU1052-2BL60-0AA0-ZY10 | 1 | UN | 1 | 10 | C | D | EAR99 | N | 85389099 | 1 |  | 0.045 | KG | 16.91 | 16.91 | CP20 | CP20 | Selector switch, illuminable, 22 mm, round, metal, shiny, white, selector switch, short, 3 switch positions I-O-II, latching, actuating angle 2x45Â°, 10:30h/12h/13:30h, with laser labeling, upper case and lower case, always upper case at beginning of line | - | 0 | 7
3SU1052-2BL60-0AA0-Z | Y11 | 3SU1052-2BL60-0AA0-ZY11 | 1 | UN | 1 | 10 | C | D | EAR99 | N | 85389099 | 1 |  | 0.045 | KG | 16.91 | 16.91 | CP20 | CP20 | Selector switch, illuminable, 22 mm, round, metal, shiny, white, selector switch, short, 3 switch positions I-O-II, latching, actuating angle 2x45Â°, 10:30h/12h/13:30h, with laser labeling, upper case | - | 0 | 7
3SU1052-2BL60-0AA0-Z | Y12 | 3SU1052-2BL60-0AA0-ZY12 | 1 | UN | 1 | 10 | C | D | EAR99 | N | 85389099 | 1 |  | 0.045 | KG | 16.91 | 16.91 | CP20 | CP20 | Selector switch, illuminable, 22 mm, round, metal, shiny, white, selector switch, short, 3 switch positions I-O-II, latching, actuating angle 2x45Â°, 10:30h/12h/13:30h, with laser labeling, lower case | - | 0 | 7
3SU1052-2BL60-0AA0-Z | Y15 | 3SU1052-2BL60-0AA0-ZY15 | 1 | UN | 1 | 10 | C | D | EAR99 | N | 85389099 | 1 |  | 0.045 | KG | 16.91 | 16.91 | CP20 | CP20 | Selector switch, illuminable, 22 mm, round, metal, shiny, white, selector switch, short, 3 switch positions I-O-II, latching, actuating angle 2x45Â°, 10:30h/12h/13:30h, with laser labeling, upper case and lower case, always upper case at the beginning of the word | - | 0 | 7
3SU1052-2BL60-0AA0-Z | Y19 | 3SU1052-2BL60-0AA0-ZY19 | 1 | UN | 1 | 10 | C | D | EAR99 | N | 85389099 | 1 |  | 0.045 | KG | 13.11 | 13.11 | CP20 | CP20 | Selector switch, illuminable, 22 mm, round, metal, shiny, white, selector switch, short, 3 switch positions I-O-II, latching, actuating angle 2x45Â°, 10:30h/12h/13:30h, with laser labeling, inscription or symbol Customer-specific selection with SIRIUS ACT configurator (CIN) | - | 0 | 7
3SU1052-2BL60-0AA1 |  | 3SU1052-2BL60-0AA1 | 1 | UN | 1 | 10 | C | D | N | N | 85389099 | 1 | 4011209962064 | 0.045 | KG | 39.14 | 38 | CP20 | CP20 | Selector switch, illuminable, 22 mm, round, metal, shiny, white, selector switch, short, 3 switch positions I-O-II, latching, actuating angle 2x45Â°, 10:30h/12h/13:30h, ATEX | Lista Papel 2020 SI | 0 | 9
3SU1052-2BL60-0AA1-Z | X90 | 3SU1052-2BL60-0AA1-ZX90 | 1 | UN | 1 | 10 | C | D | EAR99 | N | 85389099 | 50 |  | 0.045 | KG | 39.14 | 39.14 | CP20 | CP20 | Selector switch, illuminable, 22 mm, round, metal, shiny, white, selector switch, short, 3 switch positions I-O-II, latching, actuating angle 2x45Â°, 10:30h/12h/13:30h, ATEX, Z=50-unit packaging | - | 0 | 9
3SU1052-2BL60-0AA1-Z | Y10 | 3SU1052-2BL60-0AA1-ZY10 | 1 | UN | 1 | 15 | C | D | EAR99 | N | 85389099 | 1 |  | 0.045 | KG | 43.89 | 43.89 | CP20 | CP20 | Selector switch, illuminable, 22 mm, round, metal, shiny, white, selector switch, short, 3 switch positions I-O-II, latching, actuating angle 2x45Â°, 10:30h/12h/13:30h, ATEX, with laser labeling, upper case and lower case, always upper case at beginning of line | - | 0 | 9
3SU1052-2BL60-0AA1-Z | Y11 | 3SU1052-2BL60-0AA1-ZY11 | 1 | UN | 1 | 15 | C | D | EAR99 | N | 85389099 | 1 |  | 0.045 | KG | 43.89 | 43.89 | CP20 | CP20 | Selector switch, illuminable, 22 mm, round, metal, shiny, white, selector switch, short, 3 switch positions I-O-II, latching, actuating angle 2x45Â°, 10:30h/12h/13:30h, ATEX, with laser labeling, upper case | - | 0 | 9
3SU1052-2BL60-0AA1-Z | Y12 | 3SU1052-2BL60-0AA1-ZY12 | 1 | UN | 1 | 15 | C | D | EAR99 | N | 85389099 | 1 |  | 0.045 | KG | 43.89 | 43.89 | CP20 | CP20 | Selector switch, illuminable, 22 mm, round, metal, shiny, white, selector switch, short, 3 switch positions I-O-II, latching, actuating angle 2x45Â°, 10:30h/12h/13:30h, ATEX, with laser labeling, lower case | - | 0 | 9
3SU1052-2BL60-0AA1-Z | Y15 | 3SU1052-2BL60-0AA1-ZY15 | 1 | UN | 1 | 15 | C | D | EAR99 | N | 85389099 | 1 |  | 0.045 | KG | 43.89 | 43.89 | CP20 | CP20 | Selector switch, illuminable, 22 mm, round, metal, shiny, white, selector switch, short, 3 switch positions I-O-II, latching, actuating angle 2x45Â°, 10:30h/12h/13:30h, ATEX, with laser labeling, upper case and lower case, always upper case at the beginning of the word | - | 0 | 9
3SU1052-2BL60-0AA1-Z | Y19 | 3SU1052-2BL60-0AA1-ZY19 | 1 | UN | 1 | 15 | C | D | EAR99 | N | 85389099 | 1 |  | 0.045 | KG | 40.09 | 40.09 | CP20 | CP20 | Selector switch, illuminable, 22 mm, round, metal, shiny, white, selector switch, short, 3 switch positions I-O-II, latching, actuating angle 2x45Â°, 10:30h/12h/13:30h, ATEX, with laser labeling, inscription or symbol Customer-specific selection with SIRIUS ACT configurator (CIN) | - | 0 | 9
3SU1052-2BM00-0AA0 |  | 3SU1052-2BM00-0AA0 | 1 | UN | 1 | 5 | B | D | N | N | 85389099 | 1 | 4011209969872 | 0.02 | KG | 12.16 | 12.16 | CP20 | CP20 | Selector switch, illuminable, 22 mm, round, metal, shiny, amber, selector switch, short, 3 switch positions I>O<II, momentary contact type, actuating angle 2x45Â°, 10:30h/12h/13:30h | - | 0 | 0
3SU1052-2BM00-0AA0-Z | X90 | 3SU1052-2BM00-0AA0-ZX90 | 1 | UN | 1 | 5 | B | D | EAR99 | N | 85389099 | 50 |  | 0.045 | KG | 12.16 | 12.16 | CP20 | CP20 | Selector switch, illuminable, 22 mm, round, metal, shiny, amber, selector switch, short, 3 switch positions I>O<II, momentary contact type, actuating angle 2x45Â°, 10:30h/12h/13:30h, Z=50-unit packaging | - | 0 | 0
3SU1052-2BM00-0AA0-Z | Y10 | 3SU1052-2BM00-0AA0-ZY10 | 1 | UN | 1 | 10 | C | D | EAR99 | N | 85389099 | 1 |  | 0.045 | KG | 16.91 | 16.91 | CP20 | CP20 | Selector switch, illuminable, 22 mm, round, metal, shiny, amber, selector switch, short, 3 switch positions I>O<II, momentary contact type, actuating angle 2x45Â°, 10:30h/12h/13:30h, with laser labeling, upper case and lower case, always upper case at beginning of line | - | 0 | 7
3SU1052-2BM00-0AA0-Z | Y11 | 3SU1052-2BM00-0AA0-ZY11 | 1 | UN | 1 | 10 | C | D | EAR99 | N | 85389099 | 1 |  | 0.045 | KG | 16.91 | 16.91 | CP20 | CP20 | Selector switch, illuminable, 22 mm, round, metal, shiny, amber, selector switch, short, 3 switch positions I>O<II, momentary contact type, actuating angle 2x45Â°, 10:30h/12h/13:30h, with laser labeling, upper case | - | 0 | 7
3SU1052-2BM00-0AA0-Z | Y12 | 3SU1052-2BM00-0AA0-ZY12 | 1 | UN | 1 | 10 | C | D | EAR99 | N | 85389099 | 1 |  | 0.045 | KG | 16.91 | 16.91 | CP20 | CP20 | Selector switch, illuminable, 22 mm, round, metal, shiny, amber, selector switch, short, 3 switch positions I>O<II, momentary contact type, actuating angle 2x45Â°, 10:30h/12h/13:30h, with laser labeling, lower case | - | 0 | 7
3SU1052-2BM00-0AA0-Z | Y15 | 3SU1052-2BM00-0AA0-ZY15 | 1 | UN | 1 | 10 | C | D | EAR99 | N | 85389099 | 1 |  | 0.045 | KG | 16.91 | 16.91 | CP20 | CP20 | Selector switch, illuminable, 22 mm, round, metal, shiny, amber, selector switch, short, 3 switch positions I>O<II, momentary contact type, actuating angle 2x45Â°, 10:30h/12h/13:30h, with laser labeling, upper case and lower case, always upper case at the beginning of the word | - | 0 | 7
3SU1052-2BM00-0AA0-Z | Y19 | 3SU1052-2BM00-0AA0-ZY19 | 1 | UN | 1 | 10 | C | D | N | N | 85389099 | 1 |  | 0.052 | KG | 13.11 | 13.11 | CP20 | CP20 | Selector switch, illuminable, 22 mm, round, metal, shiny, amber, selector switch, short, 3 switch positions I>O<II, momentary contact type, actuating angle 2x45Â°, 10:30h/12h/13:30h, customer-specific selection with SIRIUS ACT configurator (CIN) | - | 0 | 7
3SU1052-2BM10-0AA0 |  | 3SU1052-2BM10-0AA0 | 1 | UN | 1 | 1 | A | D | N | N | 85389099 | 1 | 4047621016634 | 0.02 | KG | 12.16 | 12.16 | CP20 | CP20 | Illuminable selector switch, 22 mm, round, metal shiny, black, Selector switch short, 3 switch positions I>O<II, momentary contact type, actuating angle 2x45Â°, 10:30h/12h/13:30h | - | 0 | 0
3SU1052-2BM10-0AA0-Z | X90 | 3SU1052-2BM10-0AA0-ZX90 | 1 | UN | 1 | 5 | B | D | N | N | 85389099 | 50 | 4047621062150 | 0.054 | KG | 12.16 | 12.16 | CP20 | CP20 | Illuminable selector switch, 22 mm, round, metal shiny, black, Selector switch short, 3 switch positions I>O<II, momentary contact type, actuating angle 2x45Â°, 10:30 /12 /13:30, Z=50-unit packaging | - | 0 | 0
3SU1052-2BM10-0AA0-Z | Y10 | 3SU1052-2BM10-0AA0-ZY10 | 1 | UN | 1 | 10 | C | D | EAR99 | N | 85389099 | 1 |  | 0.045 | KG | 16.91 | 16.91 | CP20 | CP20 | Illuminable selector switch, 22 mm, round, metal shiny, black, Selector switch short, 3 switch positions I>O<II, momentary contact type, actuating angle 2x45Â°, 10:30h/12h/13:30h, with laser labeling, upper case and lower case, always upper case at beginning of line | - | 0 | 7
3SU1052-2BM10-0AA0-Z | Y11 | 3SU1052-2BM10-0AA0-ZY11 | 1 | UN | 1 | 10 | C | D | EAR99 | N | 85389099 | 1 |  | 0.045 | KG | 16.91 | 16.91 | CP20 | CP20 | Illuminable selector switch, 22 mm, round, metal shiny, black, Selector switch short, 3 switch positions I>O<II, momentary contact type, actuating angle 2x45Â°, 10:30h/12h/13:30h, with laser labeling, upper case | - | 0 | 7
3SU1052-2BM10-0AA0-Z | Y12 | 3SU1052-2BM10-0AA0-ZY12 | 1 | UN | 1 | 10 | C | D | EAR99 | N | 85389099 | 1 |  | 0.045 | KG | 16.91 | 16.91 | CP20 | CP20 | Illuminable selector switch, 22 mm, round, metal shiny, black, Selector switch short, 3 switch positions I>O<II, momentary contact type, actuating angle 2x45Â°, 10:30h/12h/13:30h, with laser labeling, lower case | - | 0 | 7
3SU1052-2BM10-0AA0-Z | Y15 | 3SU1052-2BM10-0AA0-ZY15 | 1 | UN | 1 | 10 | C | D | EAR99 | N | 85389099 | 1 |  | 0.045 | KG | 16.91 | 16.91 | CP20 | CP20 | Illuminable selector switch, 22 mm, round, metal shiny, black, Selector switch short, 3 switch positions I>O<II, momentary contact type, actuating angle 2x45Â°, 10:30h/12h/13:30h, with laser labeling, upper case and lower case, always upper case at the beginning of the word | - | 0 | 7
3SU1052-2BM10-0AA0-Z | Y19 | 3SU1052-2BM10-0AA0-ZY19 | 1 | UN | 1 | 10 | C | D | EAR99 | N | 85389099 | 1 |  | 0.045 | KG | 13.11 | 13.11 | CP20 | CP20 | Illuminable selector switch, 22 mm, round, metal shiny, black, Selector switch short, 3 switch positions I>O<II, momentary contact type, actuating angle 2x45Â°, 10:30h/12h/13:30h, with laser labeling, inscription or symbol, Customer-specific selection with SIRIUS ACT configurator (CIN) | - | 0 | 7
3SU1052-2BM20-0AA0 |  | 3SU1052-2BM20-0AA0 | 1 | UN | 1 | 5 | B | D | N | N | 85389099 | 1 | 4011209969834 | 0.02 | KG | 12.16 | 11.78 | CP20 | CP20 | Selector switch, illuminable, 22 mm, round, metal, shiny, red, selector switch, short, 3 switch positions I>O<II, momentary contact type, actuating angle 2x45Â°, 10:30h/12h/13:30h | Lista Papel 2020 SI | 0 | 0
3SU1052-2BM20-0AA0-Z | X90 | 3SU1052-2BM20-0AA0-ZX90 | 1 | UN | 1 | 5 | B | D | EAR99 | N | 85389099 | 50 |  | 0.045 | KG | 12.16 | 12.16 | CP20 | CP20 | Selector switch, illuminable, 22 mm, round, metal, shiny, red, selector switch, short, 3 switch positions I>O<II, momentary contact type, actuating angle 2x45Â°, 10:30h/12h/13:30h, Z=50-unit packaging | - | 0 | 0
3SU1052-2BM20-0AA0-Z | Y10 | 3SU1052-2BM20-0AA0-ZY10 | 1 | UN | 1 | 10 | C | D | EAR99 | N | 85389099 | 1 |  | 0.045 | KG | 16.91 | 16.91 | CP20 | CP20 | Selector switch, illuminable, 22 mm, round, metal, shiny, red, selector switch, short, 3 switch positions I>O<II, momentary contact type, actuating angle 2x45Â°, 10:30h/12h/13:30h, with laser labeling, upper case and lower case, always upper case at beginning of line | - | 0 | 7
3SU1052-2BM20-0AA0-Z | Y11 | 3SU1052-2BM20-0AA0-ZY11 | 1 | UN | 1 | 10 | C | D | EAR99 | N | 85389099 | 1 |  | 0.045 | KG | 16.91 | 16.91 | CP20 | CP20 | Selector switch, illuminable, 22 mm, round, metal, shiny, red, selector switch, short, 3 switch positions I>O<II, momentary contact type, actuating angle 2x45Â°, 10:30h/12h/13:30h, with laser labeling, upper case | - | 0 | 7
3SU1052-2BM20-0AA0-Z | Y12 | 3SU1052-2BM20-0AA0-ZY12 | 1 | UN | 1 | 10 | C | D | EAR99 | N | 85389099 | 1 |  | 0.045 | KG | 16.91 | 16.91 | CP20 | CP20 | Selector switch, illuminable, 22 mm, round, metal, shiny, red, selector switch, short, 3 switch positions I>O<II, momentary contact type, actuating angle 2x45Â°, 10:30h/12h/13:30h, with laser labeling, lower case | - | 0 | 7
3SU1052-2BM20-0AA0-Z | Y15 | 3SU1052-2BM20-0AA0-ZY15 | 1 | UN | 1 | 10 | C | D | EAR99 | N | 85389099 | 1 |  | 0.045 | KG | 16.91 | 16.91 | CP20 | CP20 | Selector switch, illuminable, 22 mm, round, metal, shiny, red, selector switch, short, 3 switch positions I>O<II, momentary contact type, actuating angle 2x45Â°, 10:30h/12h/13:30h, with laser labeling, upper case and lower case, always upper case at the beginning of the word | - | 0 | 7
3SU1052-2BM20-0AA0-Z | Y19 | 3SU1052-2BM20-0AA0-ZY19 | 1 | UN | 1 | 10 | C | D | N | N | 85389099 | 1 |  | 0.05 | KG | 13.11 | 13.11 | CP20 | CP20 | Selector switch, illuminable, 22 mm, round, metal, shiny, red, selector switch, short, 3 switch positions I>O<II, momentary contact type, actuating angle 2x45Â°, 10:30h/12h/13:30h, customer-specific selection with SIRIUS ACT configurator (CIN) | - | 0 | 7
3SU1052-2BM30-0AA0 |  | 3SU1052-2BM30-0AA0 | 1 | UN | 1 | 5 | B | D | N | N | 85389099 | 1 | 4011209969841 | 0.02 | KG | 12.16 | 11.78 | CP20 | CP20 | Selector switch, illuminable, 22 mm, round, metal, shiny, yellow, selector switch, short, 3 switch positions I>O<II, momentary contact type, actuating angle 2x45Â°, 10:30h/12h/13:30h | Lista Papel 2020 SI | 0 | 0
3SU1052-2BM30-0AA0-Z | X90 | 3SU1052-2BM30-0AA0-ZX90 | 1 | UN | 1 | 5 | B | D | EAR99 | N | 85389099 | 50 |  | 0.045 | KG | 12.16 | 12.16 | CP20 | CP20 | Selector switch, illuminable, 22 mm, round, metal, shiny, yellow, selector switch, short, 3 switch positions I>O<II, momentary contact type, actuating angle 2x45Â°, 10:30h/12h/13:30h, Z=50-unit packaging | - | 0 | 0
3SU1052-2BM30-0AA0-Z | Y10 | 3SU1052-2BM30-0AA0-ZY10 | 1 | UN | 1 | 10 | C | D | EAR99 | N | 85389099 | 1 |  | 0.045 | KG | 16.91 | 16.91 | CP20 | CP20 | Selector switch, illuminable, 22 mm, round, metal, shiny, yellow, selector switch, short, 3 switch positions I>O<II, momentary contact type, actuating angle 2x45Â°, 10:30h/12h/13:30h, with laser labeling, upper case and lower case, always upper case at beginning of line | - | 0 | 7
3SU1052-2BM30-0AA0-Z | Y11 | 3SU1052-2BM30-0AA0-ZY11 | 1 | UN | 1 | 10 | C | D | EAR99 | N | 85389099 | 1 |  | 0.045 | KG | 16.91 | 16.91 | CP20 | CP20 | Selector switch, illuminable, 22 mm, round, metal, shiny, yellow, selector switch, short, 3 switch positions I>O<II, momentary contact type, actuating angle 2x45Â°, 10:30h/12h/13:30h, with laser labeling, upper case | - | 0 | 7
3SU1052-2BM30-0AA0-Z | Y12 | 3SU1052-2BM30-0AA0-ZY12 | 1 | UN | 1 | 10 | C | D | EAR99 | N | 85389099 | 1 |  | 0.045 | KG | 16.91 | 16.91 | CP20 | CP20 | Selector switch, illuminable, 22 mm, round, metal, shiny, yellow, selector switch, short, 3 switch positions I>O<II, momentary contact type, actuating angle 2x45Â°, 10:30h/12h/13:30h, with laser labeling, lower case | - | 0 | 7
3SU1052-2BM30-0AA0-Z | Y15 | 3SU1052-2BM30-0AA0-ZY15 | 1 | UN | 1 | 10 | C | D | EAR99 | N | 85389099 | 1 |  | 0.045 | KG | 16.91 | 16.91 | CP20 | CP20 | Selector switch, illuminable, 22 mm, round, metal, shiny, yellow, selector switch, short, 3 switch positions I>O<II, momentary contact type, actuating angle 2x45Â°, 10:30h/12h/13:30h, with laser labeling, upper case and lower case, always upper case at the beginning of the word | - | 0 | 7
3SU1052-2BM30-0AA0-Z | Y19 | 3SU1052-2BM30-0AA0-ZY19 | 1 | UN | 1 | 10 | C | D | EAR99 | N | 85389099 | 1 |  | 0.045 | KG | 13.11 | 13.11 | CP20 | CP20 | Selector switch, illuminable, 22 mm, round, metal, shiny, yellow, selector switch, short, 3 switch positions I>O<II, momentary contact type, actuating angle 2x45Â°, 10:30h/12h/13:30h, with laser labeling, inscription or symbol Customer-specific selection with SIRIUS ACT configurator (CIN) | - | 0 | 7
3SU1052-2BM40-0AA0 |  | 3SU1052-2BM40-0AA0 | 1 | UN | 1 | 1 | A | D | N | N | 85389099 | 1 | 4011209969858 | 0.02 | KG | 12.16 | 11.78 | CP20 | CP20 | Selector switch, illuminable, 22 mm, round, metal, shiny, green, selector switch, short, 3 switch positions I>O<II, momentary contact type, actuating angle 2x45Â°, 10:30h/12h/13:30h | Lista Papel 2020 SI | 0 | 0
3SU1052-2BM40-0AA0-Z | X90 | 3SU1052-2BM40-0AA0-ZX90 | 1 | UN | 1 | 5 | B | D | EAR99 | N | 85389099 | 50 |  | 0.045 | KG | 12.16 | 12.16 | CP20 | CP20 | Selector switch, illuminable, 22 mm, round, metal, shiny, green, selector switch, short, 3 switch positions I>O<II, momentary contact type, actuating angle 2x45Â°, 10:30h/12h/13:30h, Z=50-unit packaging | - | 0 | 0
3SU1052-2BM40-0AA0-Z | Y10 | 3SU1052-2BM40-0AA0-ZY10 | 1 | UN | 1 | 10 | C | D | EAR99 | N | 85389099 | 1 |  | 0.045 | KG | 16.91 | 16.91 | CP20 | CP20 | Selector switch, illuminable, 22 mm, round, metal, shiny, green, selector switch, short, 3 switch positions I>O<II, momentary contact type, actuating angle 2x45Â°, 10:30h/12h/13:30h, with laser labeling, upper case and lower case, always upper case at beginning of line | - | 0 | 7
3SU1052-2BM40-0AA0-Z | Y11 | 3SU1052-2BM40-0AA0-ZY11 | 1 | UN | 1 | 10 | C | D | EAR99 | N | 85389099 | 1 |  | 0.045 | KG | 16.91 | 16.91 | CP20 | CP20 | Selector switch, illuminable, 22 mm, round, metal, shiny, green, selector switch, short, 3 switch positions I>O<II, momentary contact type, actuating angle 2x45Â°, 10:30h/12h/13:30h, with laser labeling, upper case | - | 0 | 7
3SU1052-2BM40-0AA0-Z | Y12 | 3SU1052-2BM40-0AA0-ZY12 | 1 | UN | 1 | 10 | C | D | EAR99 | N | 85389099 | 1 |  | 0.045 | KG | 16.91 | 16.91 | CP20 | CP20 | Selector switch, illuminable, 22 mm, round, metal, shiny, green, selector switch, short, 3 switch positions I>O<II, momentary contact type, actuating angle 2x45Â°, 10:30h/12h/13:30h, with laser labeling, lower case | - | 0 | 7
3SU1052-2BM40-0AA0-Z | Y15 | 3SU1052-2BM40-0AA0-ZY15 | 1 | UN | 1 | 10 | C | D | EAR99 | N | 85389099 | 1 |  | 0.045 | KG | 16.91 | 16.91 | CP20 | CP20 | Selector switch, illuminable, 22 mm, round, metal, shiny, green, selector switch, short, 3 switch positions I>O<II, momentary contact type, actuating angle 2x45Â°, 10:30h/12h/13:30h, with laser labeling, upper case and lower case, always upper case at the beginning of the word | - | 0 | 7
3SU1052-2BM40-0AA0-Z | Y19 | 3SU1052-2BM40-0AA0-ZY19 | 1 | UN | 1 | 10 | C | D | EAR99 | N | 85389099 | 1 |  | 0.045 | KG | 13.11 | 13.11 | CP20 | CP20 | Selector switch, illuminable, 22 mm, round, metal, shiny, green, selector switch, short, 3 switch positions I>O<II, momentary contact type, actuating angle 2x45Â°, 10:30h/12h/13:30h, with laser labeling, inscription or symbol Customer-specific selection with SIRIUS ACT configurator (CIN) | - | 0 | 7
3SU1052-2BM50-0AA0 |  | 3SU1052-2BM50-0AA0 | 1 | UN | 1 | 1 | A | D | N | N | 85389099 | 1 | 4011209969865 | 0.02 | KG | 12.16 | 11.78 | CP20 | CP20 | Selector switch, illuminable, 22 mm, round, metal, shiny, blue, selector switch, short, 3 switch positions I>O<II, momentary contact type, actuating angle 2x45Â°, 10:30h/12h/13:30h | Lista Papel 2020 SI | 0 | 0
3SU1052-2BM50-0AA0-Z | X90 | 3SU1052-2BM50-0AA0-ZX90 | 1 | UN | 1 | 5 | B | D | EAR99 | N | 85389099 | 50 |  | 0.045 | KG | 12.16 | 12.16 | CP20 | CP20 | Selector switch, illuminable, 22 mm, round, metal, shiny, blue, selector switch, short, 3 switch positions I>O<II, momentary contact type, actuating angle 2x45Â°, 10:30h/12h/13:30h, Z=50-unit packaging | - | 0 | 0
3SU1052-2BM50-0AA0-Z | Y10 | 3SU1052-2BM50-0AA0-ZY10 | 1 | UN | 1 | 10 | C | D | EAR99 | N | 85389099 | 1 |  | 0.045 | KG | 16.91 | 16.91 | CP20 | CP20 | Selector switch, illuminable, 22 mm, round, metal, shiny, blue, selector switch, short, 3 switch positions I>O<II, momentary contact type, actuating angle 2x45Â°, 10:30h/12h/13:30h, with laser labeling, upper case and lower case, always upper case at beginning of line | - | 0 | 7
3SU1052-2BM50-0AA0-Z | Y11 | 3SU1052-2BM50-0AA0-ZY11 | 1 | UN | 1 | 10 | C | D | EAR99 | N | 85389099 | 1 |  | 0.045 | KG | 16.91 | 16.91 | CP20 | CP20 | Selector switch, illuminable, 22 mm, round, metal, shiny, blue, selector switch, short, 3 switch positions I>O<II, momentary contact type, actuating angle 2x45Â°, 10:30h/12h/13:30h, with laser labeling, upper case | - | 0 | 7
3SU1052-2BM50-0AA0-Z | Y12 | 3SU1052-2BM50-0AA0-ZY12 | 1 | UN | 1 | 10 | C | D | EAR99 | N | 85389099 | 1 |  | 0.045 | KG | 16.91 | 16.91 | CP20 | CP20 | Selector switch, illuminable, 22 mm, round, metal, shiny, blue, selector switch, short, 3 switch positions I>O<II, momentary contact type, actuating angle 2x45Â°, 10:30h/12h/13:30h, with laser labeling, lower case | - | 0 | 7
3SU1052-2BM50-0AA0-Z | Y15 | 3SU1052-2BM50-0AA0-ZY15 | 1 | UN | 1 | 10 | C | D | EAR99 | N | 85389099 | 1 |  | 0.045 | KG | 16.91 | 16.91 | CP20 | CP20 | Selector switch, illuminable, 22 mm, round, metal, shiny, blue, selector switch, short, 3 switch positions I>O<II, momentary contact type, actuating angle 2x45Â°, 10:30h/12h/13:30h, with laser labeling, upper case and lower case, always upper case at the beginning of the word | - | 0 | 7
3SU1052-2BM50-0AA0-Z | Y19 | 3SU1052-2BM50-0AA0-ZY19 | 1 | UN | 1 | 10 | C | D | N | N | 85389099 | 1 |  | 0.052 | KG | 13.11 | 13.11 | CP20 | CP20 | Selector switch, illuminable, 22 mm, round, metal, shiny, blue, selector switch, short, 3 switch positions I>O<II, momentary contact type, actuating angle 2x45Â°, 10:30h/12h/13:30h, customer-specific selection with SIRIUS ACT configurator (CIN) | - | 0 | 7
3SU1052-2BM60-0AA0 |  | 3SU1052-2BM60-0AA0 | 1 | UN | 1 | 1 | A | D | N | N | 85389099 | 1 | 4011209969827 | 0.02 | KG | 12.16 | 11.78 | CP20 | CP20 | Selector switch, illuminable, 22 mm, round, metal, shiny, white, selector switch, short, 3 switch positions I>O<II, momentary contact type, actuating angle 2x45Â°, 10:30h/12h/13:30h | Lista Papel 2020 SI | 0 | 0
3SU1052-2BM60-0AA0-Z | X90 | 3SU1052-2BM60-0AA0-ZX90 | 1 | UN | 1 | 5 | B | D | N | N | 85389099 | 50 | 4047621055503 | 0.054 | KG | 12.16 | 12.16 | CP20 | CP20 | Selector switch, illuminable, 22 mm, round, metal, shiny, white, selector switch, short, 3 switch positions I>O<II, momentary contact type, actuating angle 2x45Â°, 10:30h/12h/13:30h, Z=50-unit packaging | - | 0 | 0
3SU1052-2BM60-0AA0-Z | Y10 | 3SU1052-2BM60-0AA0-ZY10 | 1 | UN | 1 | 10 | C | D | N | N | 85389099 | 1 |  | 0.045 | KG | 16.91 | 16.91 | CP20 | CP20 | Selector switch, illuminable, 22 mm, round, metal, shiny, white, selector switch, short, 3 switch positions I>O<II, momentary contact type, actuating angle 2x45Â°, 10:30h/12h/13:30h, with laser labeling, upper case and lower case, always upper case at beginning of line | - | 0 | 7
3SU1052-2BM60-0AA0-Z | Y11 | 3SU1052-2BM60-0AA0-ZY11 | 1 | UN | 1 | 10 | C | D | N | N | 85389099 | 1 |  | 0.045 | KG | 16.91 | 16.91 | CP20 | CP20 | Selector switch, illuminable, 22 mm, round, metal, shiny, white, selector switch, short, 3 switch positions I>O<II, momentary contact type, actuating angle 2x45Â°, 10:30h/12h/13:30h, with laser labeling, upper case | - | 0 | 7
3SU1052-2BM60-0AA0-Z | Y12 | 3SU1052-2BM60-0AA0-ZY12 | 1 | UN | 1 | 10 | C | D | N | N | 85389099 | 1 |  | 0.045 | KG | 16.91 | 16.91 | CP20 | CP20 | Selector switch, illuminable, 22 mm, round, metal, shiny, white, selector switch, short, 3 switch positions I>O<II, momentary contact type, actuating angle 2x45Â°, 10:30h/12h/13:30h, with laser labeling, lower case | - | 0 | 7
3SU1052-2BM60-0AA0-Z | Y15 | 3SU1052-2BM60-0AA0-ZY15 | 1 | UN | 1 | 10 | C | D | N | N | 85389099 | 1 |  | 0.045 | KG | 16.91 | 16.91 | CP20 | CP20 | Selector switch, illuminable, 22 mm, round, metal, shiny, white, selector switch, short, 3 switch positions I>O<II, momentary contact type, actuating angle 2x45Â°, 10:30h/12h/13:30h, with laser labeling, upper case and lower case, always upper case at the beginning of the word | - | 0 | 7
3SU1052-2BM60-0AA0-Z | Y19 | 3SU1052-2BM60-0AA0-ZY19 | 1 | UN | 1 | 10 | C | D | N | N | 85389099 | 1 |  | 0.08 | KG | 13.11 | 13.11 | CP20 | CP20 | Selector switch, illuminable, 22 mm, round, metal, shiny, white, selector switch, short, 3 switch positions I>O<II, momentary contact type, actuating angle 2x45Â°, 10:30h/12h/13:30h, with laser labeling, inscription or symbol Customer-specific selection with SIRIUS ACT configurator (CIN) | - | 0 | 7
3SU1052-2BM60-0AA1 |  | 3SU1052-2BM60-0AA1 | 1 | UN | 1 | 10 | C | D | N | N | 85389099 | 1 | 4011209962071 | 0.045 | KG | 39.14 | 38 | CP20 | CP20 | Selector switch, illuminable, 22 mm, round, metal, shiny, white, selector switch, short, 3 switch positions I>O<II, momentary contact type, actuating angle 2x45Â°, 10:30h/12h/13:30h, ATEX | Lista Papel 2020 SI | 0 | 9
3SU1052-2BM60-0AA1-Z | X90 | 3SU1052-2BM60-0AA1-ZX90 | 1 | UN | 1 | 10 | C | D | EAR99 | N | 85389099 | 50 |  | 0.045 | KG | 39.14 | 39.14 | CP20 | CP20 | Selector switch, illuminable, 22 mm, round, metal, shiny, white, selector switch, short, 3 switch positions I>O<II, momentary contact type, actuating angle 2x45Â°, 10:30h/12h/13:30h, ATEX, Z=50-unit packaging | - | 0 | 9
3SU1052-2BM60-0AA1-Z | Y10 | 3SU1052-2BM60-0AA1-ZY10 | 1 | UN | 1 | 15 | C | D | EAR99 | N | 85389099 | 1 |  | 0.045 | KG | 43.89 | 43.89 | CP20 | CP20 | Selector switch, illuminable, 22 mm, round, metal, shiny, white, selector switch, short, 3 switch positions I>O<II, momentary contact type, actuating angle 2x45Â°, 10:30h/12h/13:30h, ATEX, with laser labeling, upper case and lower case, always upper case at beginning of line | - | 0 | 9
3SU1052-2BM60-0AA1-Z | Y11 | 3SU1052-2BM60-0AA1-ZY11 | 1 | UN | 1 | 15 | C | D | EAR99 | N | 85389099 | 1 |  | 0.045 | KG | 43.89 | 43.89 | CP20 | CP20 | Selector switch, illuminable, 22 mm, round, metal, shiny, white, selector switch, short, 3 switch positions I>O<II, momentary contact type, actuating angle 2x45Â°, 10:30h/12h/13:30h, ATEX, with laser labeling, upper case | - | 0 | 9
3SU1052-2BM60-0AA1-Z | Y12 | 3SU1052-2BM60-0AA1-ZY12 | 1 | UN | 1 | 15 | C | D | EAR99 | N | 85389099 | 1 |  | 0.045 | KG | 43.89 | 43.89 | CP20 | CP20 | Selector switch, illuminable, 22 mm, round, metal, shiny, white, selector switch, short, 3 switch positions I>O<II, momentary contact type, actuating angle 2x45Â°, 10:30h/12h/13:30h, ATEX, with laser labeling, lower case | - | 0 | 9
3SU1052-2BM60-0AA1-Z | Y15 | 3SU1052-2BM60-0AA1-ZY15 | 1 | UN | 1 | 15 | C | D | EAR99 | N | 85389099 | 1 |  | 0.045 | KG | 43.89 | 43.89 | CP20 | CP20 | Selector switch, illuminable, 22 mm, round, metal, shiny, white, selector switch, short, 3 switch positions I>O<II, momentary contact type, actuating angle 2x45Â°, 10:30h/12h/13:30h, ATEX, with laser labeling, upper case and lower case, always upper case at the beginning of the word | - | 0 | 9
3SU1052-2BM60-0AA1-Z | Y19 | 3SU1052-2BM60-0AA1-ZY19 | 1 | UN | 1 | 15 | C | D | EAR99 | N | 85389099 | 1 |  | 0.045 | KG | 40.09 | 40.09 | CP20 | CP20 | Selector switch, illuminable, 22 mm, round, metal, shiny, white, selector switch, short, 3 switch positions I>O<II, momentary contact type, actuating angle 2x45Â°, 10:30h/12h/13:30h, ATEX, with laser labeling, inscription or symbol Customer-specific selection with SIRIUS ACT configurator (CIN) | - | 0 | 9
3SU1052-2BN10-0AA0 |  | 3SU1052-2BN10-0AA0 | 1 | UN | 1 | 3 | B | D | N | N | 85389099 | 1 | 4047621016641 | 0.02 | KG | 12.35 | 12.35 | CP20 | CP20 | Illuminable selector switch, 22 mm, round, metal shiny, black, Selector switch short, 3 switch positions I-O<II, left latching, right momentary contact type, actuating angle 2x45Â°, 10:30h/12h/13:30h | - | 0 | 0
3SU1052-2BN10-0AA0-Z | X90 | 3SU1052-2BN10-0AA0-ZX90 | 1 | UN | 1 | 5 | B | D | EAR99 | N | 85389099 | 50 |  | 0.045 | KG | 12.35 | 12.35 | CP20 | CP20 | Illuminable selector switch, 22 mm, round, metal shiny, black, Selector switch short, 3 switch positions I-O<II, left latching, momentary contact type on the right, actuating angle 2x45Â°, 10:30 /12 /13:30, Z=50-unit packaging | - | 0 | 0
3SU1052-2BN10-0AA0-Z | Y10 | 3SU1052-2BN10-0AA0-ZY10 | 1 | UN | 1 | 10 | C | D | EAR99 | N | 85389099 | 1 |  | 0.045 | KG | 17.1 | 17.1 | CP20 | CP20 | Illuminable selector switch, 22 mm, round, metal shiny, black, Selector switch short, 3 switch positions I-O<II, left latching, right momentary contact type, actuating angle 2x45Â°, 10:30h/12h/13:30h, with laser labeling, upper case and lower case, always upper case at beginning of line | - | 0 | 7
3SU1052-2BN10-0AA0-Z | Y11 | 3SU1052-2BN10-0AA0-ZY11 | 1 | UN | 1 | 10 | C | D | EAR99 | N | 85389099 | 1 |  | 0.045 | KG | 17.1 | 17.1 | CP20 | CP20 | Illuminable selector switch, 22 mm, round, metal shiny, black, Selector switch short, 3 switch positions I-O<II, left latching, right momentary contact type, actuating angle 2x45Â°, 10:30h/12h/13:30h, with laser labeling, upper case | - | 0 | 7
3SU1052-2BN10-0AA0-Z | Y12 | 3SU1052-2BN10-0AA0-ZY12 | 1 | UN | 1 | 10 | C | D | EAR99 | N | 85389099 | 1 |  | 0.045 | KG | 17.1 | 17.1 | CP20 | CP20 | Illuminable selector switch, 22 mm, round, metal shiny, black, Selector switch short, 3 switch positions I-O<II, left latching, right momentary contact type, actuating angle 2x45Â°, 10:30h/12h/13:30h, with laser labeling, lower case | - | 0 | 7
3SU1052-2BN10-0AA0-Z | Y15 | 3SU1052-2BN10-0AA0-ZY15 | 1 | UN | 1 | 10 | C | D | EAR99 | N | 85389099 | 1 |  | 0.045 | KG | 17.1 | 17.1 | CP20 | CP20 | Illuminable selector switch, 22 mm, round, metal shiny, black, Selector switch short, 3 switch positions I-O<II, left latching, right momentary contact type, actuating angle 2x45Â°, 10:30h/12h/13:30h, with laser labeling, upper case and lower case, always upper case at the beginning of the word | - | 0 | 7
3SU1052-2BN10-0AA0-Z | Y19 | 3SU1052-2BN10-0AA0-ZY19 | 1 | UN | 1 | 10 | C | D | N | N | 85389099 | 1 |  | 0.05 | KG | 13.3 | 13.3 | CP20 | CP20 | Illuminable selector switch, 22 mm, round, metal shiny, black, selector switch short, 3 switch positions I-O<II, left latching, momentary contact type on the right, actuating angle 2x45Â°, 10:30h/12h/13:30h, customer-specific selection with SIRIUS ACT configurator (CIN) | - | 0 | 7
3SU1052-2BN20-0AA0 |  | 3SU1052-2BN20-0AA0 | 1 | UN | 1 | 5 | B | D | N | N | 85389099 | 1 | 4011209969896 | 0.02 | KG | 12.35 | 12.35 | CP20 | CP20 | Selector switch, illuminable, 22 mm, round, metal, shiny, red, selector switch, short, 3 switch positions I-O<II, left latching, right momentary contact type, actuating angle 2x45Â°, 10:30h/12h/13:30h | - | 0 | 0
3SU1052-2BN20-0AA0-Z | X90 | 3SU1052-2BN20-0AA0-ZX90 | 1 | UN | 1 | 5 | B | D | EAR99 | N | 85389099 | 50 |  | 0.045 | KG | 12.35 | 12.35 | CP20 | CP20 | Selector switch, illuminable, 22 mm, round, metal, shiny, red, selector switch, short, 3 switch positions I-O<II, left latching, right momentary contact type, actuating angle 2x45Â°, 10:30h/12h/13:30h, Z=50-unit packaging | - | 0 | 0
3SU1052-2BN20-0AA0-Z | Y10 | 3SU1052-2BN20-0AA0-ZY10 | 1 | UN | 1 | 10 | C | D | EAR99 | N | 85389099 | 1 |  | 0.045 | KG | 17.1 | 17.1 | CP20 | CP20 | Selector switch, illuminable, 22 mm, round, metal, shiny, red, selector switch, short, 3 switch positions I-O<II, left latching, right momentary contact type, actuating angle 2x45Â°, 10:30h/12h/13:30h, with laser labeling, upper case and lower case, always upper case at beginning of line | - | 0 | 7
3SU1052-2BN20-0AA0-Z | Y11 | 3SU1052-2BN20-0AA0-ZY11 | 1 | UN | 1 | 10 | C | D | EAR99 | N | 85389099 | 1 |  | 0.045 | KG | 17.1 | 17.1 | CP20 | CP20 | Selector switch, illuminable, 22 mm, round, metal, shiny, red, selector switch, short, 3 switch positions I-O<II, left latching, right momentary contact type, actuating angle 2x45Â°, 10:30h/12h/13:30h, with laser labeling, upper case | - | 0 | 7
3SU1052-2BN20-0AA0-Z | Y12 | 3SU1052-2BN20-0AA0-ZY12 | 1 | UN | 1 | 10 | C | D | EAR99 | N | 85389099 | 1 |  | 0.045 | KG | 17.1 | 17.1 | CP20 | CP20 | Selector switch, illuminable, 22 mm, round, metal, shiny, red, selector switch, short, 3 switch positions I-O<II, left latching, right momentary contact type, actuating angle 2x45Â°, 10:30h/12h/13:30h, with laser labeling, lower case | - | 0 | 7
3SU1052-2BN20-0AA0-Z | Y15 | 3SU1052-2BN20-0AA0-ZY15 | 1 | UN | 1 | 10 | C | D | EAR99 | N | 85389099 | 1 |  | 0.045 | KG | 17.1 | 17.1 | CP20 | CP20 | Selector switch, illuminable, 22 mm, round, metal, shiny, red, selector switch, short, 3 switch positions I-O<II, left latching, right momentary contact type, actuating angle 2x45Â°, 10:30h/12h/13:30h, with laser labeling, upper case and lower case, always upper case at the beginning of the word | - | 0 | 7
3SU1052-2BN20-0AA0-Z | Y19 | 3SU1052-2BN20-0AA0-ZY19 | 1 | UN | 1 | 10 | C | D | N | N | 85389099 | 1 |  | 0.052 | KG | 13.3 | 13.3 | CP20 | CP20 | Selector switch, illuminable, 22 mm, round, metal, shiny, red, selector switch, short, 3 switch positions I-O<II, left latching, momentary contact type on the right, actuating angle 2x45Â°, 10:30h/12h/13:30h, customer-specific selection with SIRIUS ACT configurator (CIN) | - | 0 | 7
3SU1052-2BN40-0AA0 |  | 3SU1052-2BN40-0AA0 | 1 | UN | 1 | 1 | A | D | N | N | 85389099 | 1 | 4011209969902 | 0.02 | KG | 12.35 | 12.35 | CP20 | CP20 | Selector switch, illuminable, 22 mm, round, metal, shiny, green, selector switch, short, 3 switch positions I-O<II, left latching, right momentary contact type, actuating angle 2x45Â°, 10:30h/12h/13:30h | - | 0 | 0
3SU1052-2BN40-0AA0-Z | X90 | 3SU1052-2BN40-0AA0-ZX90 | 1 | UN | 1 | 5 | B | D | EAR99 | N | 85389099 | 50 |  | 0.045 | KG | 12.35 | 12.35 | CP20 | CP20 | Selector switch, illuminable, 22 mm, round, metal, shiny, green, selector switch, short, 3 switch positions I-O<II, left latching, right momentary contact type, actuating angle 2x45Â°, 10:30h/12h/13:30h, Z=50-unit packaging | - | 0 | 0
3SU1052-2BN40-0AA0-Z | Y10 | 3SU1052-2BN40-0AA0-ZY10 | 1 | UN | 1 | 10 | C | D | EAR99 | N | 85389099 | 1 |  | 0.045 | KG | 17.1 | 17.1 | CP20 | CP20 | Selector switch, illuminable, 22 mm, round, metal, shiny, green, selector switch, short, 3 switch positions I-O<II, left latching, right momentary contact type, actuating angle 2x45Â°, 10:30h/12h/13:30h, with laser labeling, upper case and lower case, always upper case at beginning of line | - | 0 | 7
3SU1052-2BN40-0AA0-Z | Y11 | 3SU1052-2BN40-0AA0-ZY11 | 1 | UN | 1 | 10 | C | D | EAR99 | N | 85389099 | 1 |  | 0.045 | KG | 17.1 | 17.1 | CP20 | CP20 | Selector switch, illuminable, 22 mm, round, metal, shiny, green, selector switch, short, 3 switch positions I-O<II, left latching, right momentary contact type, actuating angle 2x45Â°, 10:30h/12h/13:30h, with laser labeling, upper case | - | 0 | 7
3SU1052-2BN40-0AA0-Z | Y12 | 3SU1052-2BN40-0AA0-ZY12 | 1 | UN | 1 | 10 | C | D | EAR99 | N | 85389099 | 1 |  | 0.045 | KG | 17.1 | 17.1 | CP20 | CP20 | Selector switch, illuminable, 22 mm, round, metal, shiny, green, selector switch, short, 3 switch positions I-O<II, left latching, right momentary contact type, actuating angle 2x45Â°, 10:30h/12h/13:30h, with laser labeling, lower case | - | 0 | 7
3SU1052-2BN40-0AA0-Z | Y15 | 3SU1052-2BN40-0AA0-ZY15 | 1 | UN | 1 | 10 | C | D | EAR99 | N | 85389099 | 1 |  | 0.045 | KG | 17.1 | 17.1 | CP20 | CP20 | Selector switch, illuminable, 22 mm, round, metal, shiny, green, selector switch, short, 3 switch positions I-O<II, left latching, right momentary contact type, actuating angle 2x45Â°, 10:30h/12h/13:30h, with laser labeling, upper case and lower case, always upper case at the beginning of the word | - | 0 | 7
3SU1052-2BN40-0AA0-Z | Y19 | 3SU1052-2BN40-0AA0-ZY19 | 1 | UN | 1 | 10 | C | D | EAR99 | N | 85389099 | 1 |  | 0.045 | KG | 13.3 | 13.3 | CP20 | CP20 | Selector switch, illuminable, 22 mm, round, metal, shiny, green, selector switch, short, 3 switch positions I-O<II, left latching, right momentary contact type, actuating angle 2x45Â°, 10:30h/12h/13:30h, with laser labeling, inscription or symbol Customer-specific selection with SIRIUS ACT configurator (CIN) | - | 0 | 7
3SU1052-2BN60-0AA0 |  | 3SU1052-2BN60-0AA0 | 1 | UN | 1 | 3 | B | D | N | N | 85389099 | 1 | 4011209969889 | 0.02 | KG | 12.35 | 12.35 | CP20 | CP20 | Selector switch, illuminable, 22 mm, round, metal, shiny, white, selector switch, short, 3 switch positions I-O<II, left latching, right momentary contact type, actuating angle 2x45Â°, 10:30h/12h/13:30h | - | 0 | 0
3SU1052-2BN60-0AA0-Z | X90 | 3SU1052-2BN60-0AA0-ZX90 | 1 | UN | 1 | 5 | B | D | EAR99 | N | 85389099 | 50 |  | 0.045 | KG | 12.35 | 12.35 | CP20 | CP20 | Selector switch, illuminable, 22 mm, round, metal, shiny, white, selector switch, short, 3 switch positions I-O<II, left latching, right momentary contact type, actuating angle 2x45Â°, 10:30h/12h/13:30h, Z=50-unit packaging | - | 0 | 0
3SU1052-2BN60-0AA0-Z | Y10 | 3SU1052-2BN60-0AA0-ZY10 | 1 | UN | 1 | 10 | C | D | EAR99 | N | 85389099 | 1 |  | 0.045 | KG | 17.1 | 17.1 | CP20 | CP20 | Selector switch, illuminable, 22 mm, round, metal, shiny, white, selector switch, short, 3 switch positions I-O<II, left latching, right momentary contact type, actuating angle 2x45Â°, 10:30h/12h/13:30h, with laser labeling, upper case and lower case, always upper case at beginning of line | - | 0 | 7
3SU1052-2BN60-0AA0-Z | Y11 | 3SU1052-2BN60-0AA0-ZY11 | 1 | UN | 1 | 10 | C | D | EAR99 | N | 85389099 | 1 |  | 0.045 | KG | 17.1 | 17.1 | CP20 | CP20 | Selector switch, illuminable, 22 mm, round, metal, shiny, white, selector switch, short, 3 switch positions I-O<II, left latching, right momentary contact type, actuating angle 2x45Â°, 10:30h/12h/13:30h, with laser labeling, upper case | - | 0 | 7
3SU1052-2BN60-0AA0-Z | Y12 | 3SU1052-2BN60-0AA0-ZY12 | 1 | UN | 1 | 10 | C | D | EAR99 | N | 85389099 | 1 |  | 0.045 | KG | 17.1 | 17.1 | CP20 | CP20 | Selector switch, illuminable, 22 mm, round, metal, shiny, white, selector switch, short, 3 switch positions I-O<II, left latching, right momentary contact type, actuating angle 2x45Â°, 10:30h/12h/13:30h, with laser labeling, lower case | - | 0 | 7
3SU1052-2BN60-0AA0-Z | Y15 | 3SU1052-2BN60-0AA0-ZY15 | 1 | UN | 1 | 10 | C | D | EAR99 | N | 85389099 | 1 |  | 0.045 | KG | 17.1 | 17.1 | CP20 | CP20 | Selector switch, illuminable, 22 mm, round, metal, shiny, white, selector switch, short, 3 switch positions I-O<II, left latching, right momentary contact type, actuating angle 2x45Â°, 10:30h/12h/13:30h, with laser labeling, upper case and lower case, always upper case at the beginning of the word | - | 0 | 7
3SU1052-2BN60-0AA0-Z | Y19 | 3SU1052-2BN60-0AA0-ZY19 | 1 | UN | 1 | 10 | C | D | EAR99 | N | 85389099 | 1 |  | 0.045 | KG | 13.3 | 13.3 | CP20 | CP20 | Selector switch, illuminable, 22 mm, round, metal, shiny, white, selector switch, short, 3 switch positions I-O<II, left latching, right momentary contact type, actuating angle 2x45Â°, 10:30h/12h/13:30h, with laser labeling, inscription or symbol Customer-specific selection with SIRIUS ACT configurator (CIN) | - | 0 | 7
3SU1052-2BP10-0AA0 |  | 3SU1052-2BP10-0AA0 | 1 | UN | 1 | 5 | B | D | N | N | 85389099 | 1 | 4047621016658 | 0.02 | KG | 12.35 | 12.35 | CP20 | CP20 | Illuminable selector switch, 22 mm, round, metal shiny, black, Selector switch short, 3 switch positions I>O<II, momentary contact on the left, latching on the right, actuating angle 2x45Â°, 10:30h/12h/13:30h | - | 0 | 0
3SU1052-2BP10-0AA0-Z | X90 | 3SU1052-2BP10-0AA0-ZX90 | 1 | UN | 1 | 5 | B | D | EAR99 | N | 85389099 | 50 |  | 0.045 | KG | 12.35 | 12.35 | CP20 | CP20 | Illuminable selector switch, 22 mm, round, metal shiny, black, Selector switch short, 3 switch positions I>O<II, momentary contact on the left, latching on the right, actuating angle 2x45Â°, 10:30 /12 /13:30, Z=50-unit packaging | - | 0 | 0
3SU1052-2BP10-0AA0-Z | Y10 | 3SU1052-2BP10-0AA0-ZY10 | 1 | UN | 1 | 10 | C | D | EAR99 | N | 85389099 | 1 |  | 0.045 | KG | 17.1 | 17.1 | CP20 | CP20 | Illuminable selector switch, 22 mm, round, metal shiny, black, Selector switch short, 3 switch positions I>O<II, momentary contact on the left, latching on the right, actuating angle 2x45Â°, 10:30h/12h/13:30h, with laser labeling, upper case and lower case, always upper case at beginning of line | - | 0 | 7
3SU1052-2BP10-0AA0-Z | Y11 | 3SU1052-2BP10-0AA0-ZY11 | 1 | UN | 1 | 10 | C | D | EAR99 | N | 85389099 | 1 |  | 0.045 | KG | 17.1 | 17.1 | CP20 | CP20 | Illuminable selector switch, 22 mm, round, metal shiny, black, Selector switch short, 3 switch positions I>O<II, momentary contact on the left, latching on the right, actuating angle 2x45Â°, 10:30h/12h/13:30h, with laser labeling, upper case | - | 0 | 7
3SU1052-2BP10-0AA0-Z | Y12 | 3SU1052-2BP10-0AA0-ZY12 | 1 | UN | 1 | 10 | C | D | EAR99 | N | 85389099 | 1 |  | 0.045 | KG | 17.1 | 17.1 | CP20 | CP20 | Illuminable selector switch, 22 mm, round, metal shiny, black, Selector switch short, 3 switch positions I>O<II, momentary contact on the left, latching on the right, actuating angle 2x45Â°, 10:30h/12h/13:30h, with laser labeling, lower case | - | 0 | 7
3SU1052-2BP10-0AA0-Z | Y15 | 3SU1052-2BP10-0AA0-ZY15 | 1 | UN | 1 | 10 | C | D | EAR99 | N | 85389099 | 1 |  | 0.045 | KG | 17.1 | 17.1 | CP20 | CP20 | Illuminable selector switch, 22 mm, round, metal shiny, black, Selector switch short, 3 switch positions I>O<II, momentary contact on the left, latching on the right, actuating angle 2x45Â°, 10:30h/12h/13:30h, with laser labeling, upper case and lower case, always upper case at the beginning of the word | - | 0 | 7
3SU1052-2BP10-0AA0-Z | Y19 | 3SU1052-2BP10-0AA0-ZY19 | 1 | UN | 1 | 10 | C | D | N | N | 85389099 | 1 |  | 0.051 | KG | 13.3 | 13.3 | CP20 | CP20 | Illuminable selector switch, 22 mm, round, metal shiny, black, selector switch short, 3 switch positions I>O<II, momentary contact on the left, latching on the right, actuating angle 2x45Â°, 10:30h/12h/13:30h, customer-specific selection with SIRIUS ACT configurator (CIN) | - | 0 | 7
3SU1052-2BP20-0AA0 |  | 3SU1052-2BP20-0AA0 | 1 | UN | 1 | 5 | B | D | N | N | 85389099 | 1 | 4047621054254 | 0.051 | KG | 12.35 | 12.35 | CP20 | CP20 | Selector switch, illuminable, 22 mm, round, metal, shiny, red, selector switch, short, 3 switch positions I>O<II, momentary contact on the left, latching on the right, actuating angle 2x45Â°, 10:30h/12h/13:30h | - | 0 | 0
3SU1052-2BP20-0AA0-Z | X90 | 3SU1052-2BP20-0AA0-ZX90 | 1 | UN | 1 | 10 | C | D | N | N | 85389099 | 50 |  | 0.045 | KG | 12.35 | 12.35 | CP20 | CP20 | Selector switch, illuminable, 22 mm, round, metal, shiny, red, selector switch, short, 3 switch positions I>O<II, momentary contact on the left, latching on the right, actuating angle 2x45Â°, 10:30h/12h/13:30h, Z=50-unit packaging | - | 0 | 0
3SU1052-2BP20-0AA0-Z | Y19 | 3SU1052-2BP20-0AA0-ZY19 | 1 | UN | 1 | 10 | C | D | N | N | 85389099 | 1 |  | 0.051 | KG | 13.3 | 13.3 | CP20 | CP20 | Illuminable selector switch, 22 mm, round, shiny metal, red, knob, short, 3 switch positions I>O<II, momentary contact on the left, latching on the right, actuating angle 2x45Â°, 10:30h/12h/13:30h, Customer-specific selection with SIRIUS ACT configurator (CIN) | - | 0 | 0
3SU1052-2BP40-0AA0 |  | 3SU1052-2BP40-0AA0 | 1 | UN | 1 | 5 | B | D | N | N | 85389099 | 1 | 4047621054261 | 0.051 | KG | 12.35 | 12.35 | CP20 | CP20 | Selector switch, illuminable, 22 mm, round, metal, shiny, green, selector switch, short, 3 switch positions I>O<II, momentary contact on the left, latching on the right, actuating angle 2x45Â°, 10:30h/12h/13:30h | - | 0 | 0
3SU1052-2BP40-0AA0-Z | X90 | 3SU1052-2BP40-0AA0-ZX90 | 1 | UN | 1 | 10 | C | D | N | N | 85389099 | 50 |  | 0.045 | KG | 12.35 | 12.35 | CP20 | CP20 | Selector switch, illuminable, 22 mm, round, metal, shiny, green, selector switch, short, 3 switch positions I>O<II, momentary contact on the left, latching on the right, actuating angle 2x45Â°, 10:30h/12h/13:30h, Z=50-unit packaging | - | 0 | 0
3SU1052-2BP40-0AA0-Z | Y19 | 3SU1052-2BP40-0AA0-ZY19 | 1 | UN | 1 | 10 | C | D | N | N | 85389099 | 1 |  | 0.051 | KG | 13.3 | 13.3 | CP20 | CP20 | Illuminable selector switch, 22 mm, round, shiny metal, green, knob, short, 3 switch positions I>O<II, momentary contact on the left, latching on the right, actuating angle 2x45Â°, 10:30h/12h/13:30h, Customer-specific selection with SIRIUS ACT configurator (CIN) | - | 0 | 0
3SU1052-2BP60-0AA0 |  | 3SU1052-2BP60-0AA0 | 1 | UN | 1 | 5 | B | D | N | N | 85389099 | 1 | 4011209970694 | 0.02 | KG | 12.35 | 12.35 | CP20 | CP20 | Selector switch, illuminable, 22 mm, round, metal, shiny, white, selector switch, short, 3 switch positions I>O<II, momentary contact on the left, latching on the right, actuating angle 2x45Â°, 10:30h/12h/13:30h | - | 0 | 0
3SU1052-2BP60-0AA0-Z | X90 | 3SU1052-2BP60-0AA0-ZX90 | 1 | UN | 1 | 5 | B | D | EAR99 | N | 85389099 | 50 |  | 0.045 | KG | 12.35 | 12.35 | CP20 | CP20 | Selector switch, illuminable, 22 mm, round, metal, shiny, white, selector switch, short, 3 switch positions I>O<II, momentary contact on the left, latching on the right, actuating angle 2x45Â°, 10:30h/12h/13:30h, Z=50-unit packaging | - | 0 | 0
3SU1052-2BP60-0AA0-Z | Y10 | 3SU1052-2BP60-0AA0-ZY10 | 1 | UN | 1 | 10 | C | D | EAR99 | N | 85389099 | 1 |  | 0.045 | KG | 17.1 | 17.1 | CP20 | CP20 | Selector switch, illuminable, 22 mm, round, metal, shiny, white, selector switch, short, 3 switch positions I>O<II, momentary contact on the left, latching on the right, actuating angle 2x45Â°, 10:30h/12h/13:30h, with laser labeling, upper case and lower case, always upper case at beginning of line | - | 0 | 7
3SU1052-2BP60-0AA0-Z | Y11 | 3SU1052-2BP60-0AA0-ZY11 | 1 | UN | 1 | 10 | C | D | EAR99 | N | 85389099 | 1 |  | 0.045 | KG | 17.1 | 17.1 | CP20 | CP20 | Selector switch, illuminable, 22 mm, round, metal, shiny, white, selector switch, short, 3 switch positions I>O<II, momentary contact on the left, latching on the right, actuating angle 2x45Â°, 10:30h/12h/13:30h, with laser labeling, upper case | - | 0 | 7
3SU1052-2BP60-0AA0-Z | Y12 | 3SU1052-2BP60-0AA0-ZY12 | 1 | UN | 1 | 10 | C | D | EAR99 | N | 85389099 | 1 |  | 0.045 | KG | 17.1 | 17.1 | CP20 | CP20 | Selector switch, illuminable, 22 mm, round, metal, shiny, white, selector switch, short, 3 switch positions I>O<II, momentary contact on the left, latching on the right, actuating angle 2x45Â°, 10:30h/12h/13:30h, with laser labeling, lower case | - | 0 | 7
3SU1052-2BP60-0AA0-Z | Y15 | 3SU1052-2BP60-0AA0-ZY15 | 1 | UN | 1 | 10 | C | D | EAR99 | N | 85389099 | 1 |  | 0.045 | KG | 17.1 | 17.1 | CP20 | CP20 | Selector switch, illuminable, 22 mm, round, metal, shiny, white, selector switch, short, 3 switch positions I>O<II, momentary contact on the left, latching on the right, actuating angle 2x45Â°, 10:30h/12h/13:30h, with laser labeling, upper case and lower case, always upper case at the beginning of the word | - | 0 | 7
3SU1052-2BP60-0AA0-Z | Y19 | 3SU1052-2BP60-0AA0-ZY19 | 1 | UN | 1 | 10 | C | D | EAR99 | N | 85389099 | 1 |  | 0.045 | KG | 13.3 | 13.3 | CP20 | CP20 | Selector switch, illuminable, 22 mm, round, metal, shiny, white, selector switch, short, 3 switch positions I>O<II, momentary contact on the left, latching on the right, actuating angle 2x45Â°, 10:30h/12h/13:30h, with laser labeling, inscription or symbol Customer-specific selection with SIRIUS ACT configurator (CIN) | - | 0 | 7
3SU1052-2CC10-0AA0 |  | 3SU1052-2CC10-0AA0 | 1 | UN | 1 | 5 | B | D | N | N | 85389099 | 1 | 4047621016603 | 0.02 | KG | 18.62 | 18.62 | CP20 | CP20 | Illuminable selector switch, 22 mm, round, metal shiny, black, Selector switch long, 2 switch positions O<I, momentary contact type, Actuating angle 45Â°, 10:30h/12h | - | 0 | 0
3SU1052-2CC10-0AA0-Z | X90 | 3SU1052-2CC10-0AA0-ZX90 | 1 | UN | 1 | 5 | B | D | EAR99 | N | 85389099 | 50 |  | 0.045 | KG | 18.62 | 18.62 | CP20 | CP20 | Illuminable selector switch, 22 mm, round, metal shiny, black, Selector switch long, 2 switch positions O<I, momentary contact type, Actuating angle 45Â°, 10:30/12, Z=50-unit packaging | - | 0 | 0
3SU1052-2CC10-0AA0-Z | Y10 | 3SU1052-2CC10-0AA0-ZY10 | 1 | UN | 1 | 10 | C | D | EAR99 | N | 85389099 | 1 |  | 0.045 | KG | 23.37 | 23.37 | CP20 | CP20 | Illuminable selector switch, 22 mm, round, metal shiny, black, Selector switch long, 2 switch positions O<I, momentary contact type, Actuating angle 45Â°, 10:30h/12h, with laser labeling, upper case and lower case, always upper case at beginning of line | - | 0 | 7
3SU1052-2CC10-0AA0-Z | Y11 | 3SU1052-2CC10-0AA0-ZY11 | 1 | UN | 1 | 10 | C | D | EAR99 | N | 85389099 | 1 |  | 0.045 | KG | 23.37 | 23.37 | CP20 | CP20 | Illuminable selector switch, 22 mm, round, metal shiny, black, Selector switch long, 2 switch positions O<I, momentary contact type, Actuating angle 45Â°, 10:30h/12h, with laser labeling, upper case | - | 0 | 7
3SU1052-2CC10-0AA0-Z | Y12 | 3SU1052-2CC10-0AA0-ZY12 | 1 | UN | 1 | 10 | C | D | EAR99 | N | 85389099 | 1 |  | 0.045 | KG | 23.37 | 23.37 | CP20 | CP20 | Illuminable selector switch, 22 mm, round, metal shiny, black, Selector switch long, 2 switch positions O<I, momentary contact type, Actuating angle 45Â°, 10:30h/12h, with laser labeling, lower case | - | 0 | 7
3SU1052-2CC10-0AA0-Z | Y15 | 3SU1052-2CC10-0AA0-ZY15 | 1 | UN | 1 | 10 | C | D | EAR99 | N | 85389099 | 1 |  | 0.045 | KG | 23.37 | 23.37 | CP20 | CP20 | Illuminable selector switch, 22 mm, round, metal shiny, black, Selector switch long, 2 switch positions O<I, momentary contact type, Actuating angle 45Â°, 10:30h/12h, with laser labeling, upper case and lower case, always upper case at the beginning of the word | - | 0 | 7
3SU1052-2CC10-0AA0-Z | Y19 | 3SU1052-2CC10-0AA0-ZY19 | 1 | UN | 1 | 10 | C | D | N | N | 85389099 | 1 |  | 0.054 | KG | 19.57 | 19.57 | CP20 | CP20 | Illuminable selector switch, 22 mm, round, metal shiny, black, selector switch long, 2 switch positions O<I, momentary contact type, actuating angle 45Â°, 10:30h/12h, customer-specific selection with SIRIUS ACT configurator (CIN) | - | 0 | 7
3SU1052-2CC30-0AA0 |  | 3SU1052-2CC30-0AA0 | 1 | UN | 1 | 5 | B | D | N | N | 85389099 | 1 | 4011209969704 | 0.052 | KG | 18.62 | 18.62 | CP20 | CP20 | Selector switch, illuminable, 22 mm, round, metal, shiny, yellow, selector switch, long, 2 switch positions O<I, momentary contact type, Actuating angle 45Â°, 10:30h/12h | - | 0 | 0
3SU1052-2CC30-0AA0-Z | X90 | 3SU1052-2CC30-0AA0-ZX90 | 1 | UN | 1 | 5 | B | D | EAR99 | N | 85389099 | 50 |  | 0.045 | KG | 18.62 | 18.62 | CP20 | CP20 | Selector switch, illuminable, 22 mm, round, metal, shiny, yellow, selector switch, long, 2 switch positions O<I, momentary contact type, Actuating angle 45Â°, 10:30h/12h, Z=50-unit packaging | - | 0 | 0
3SU1052-2CC30-0AA0-Z | Y10 | 3SU1052-2CC30-0AA0-ZY10 | 1 | UN | 1 | 10 | C | D | EAR99 | N | 85389099 | 1 |  | 0.045 | KG | 23.37 | 23.37 | CP20 | CP20 | Selector switch, illuminable, 22 mm, round, metal, shiny, yellow, selector switch, long, 2 switch positions O<I, momentary contact type, Actuating angle 45Â°, 10:30h/12h, with laser labeling, upper case and lower case, always upper case at beginning of line | - | 0 | 7
3SU1052-2CC30-0AA0-Z | Y11 | 3SU1052-2CC30-0AA0-ZY11 | 1 | UN | 1 | 10 | C | D | EAR99 | N | 85389099 | 1 |  | 0.045 | KG | 23.37 | 23.37 | CP20 | CP20 | Selector switch, illuminable, 22 mm, round, metal, shiny, yellow, selector switch, long, 2 switch positions O<I, momentary contact type, Actuating angle 45Â°, 10:30h/12h, with laser labeling, upper case | - | 0 | 7
3SU1052-2CC30-0AA0-Z | Y12 | 3SU1052-2CC30-0AA0-ZY12 | 1 | UN | 1 | 10 | C | D | EAR99 | N | 85389099 | 1 |  | 0.045 | KG | 23.37 | 23.37 | CP20 | CP20 | Selector switch, illuminable, 22 mm, round, metal, shiny, yellow, selector switch, long, 2 switch positions O<I, momentary contact type, Actuating angle 45Â°, 10:30h/12h, with laser labeling, lower case | - | 0 | 7
3SU1052-2CC30-0AA0-Z | Y15 | 3SU1052-2CC30-0AA0-ZY15 | 1 | UN | 1 | 10 | C | D | EAR99 | N | 85389099 | 1 |  | 0.045 | KG | 23.37 | 23.37 | CP20 | CP20 | Selector switch, illuminable, 22 mm, round, metal, shiny, yellow, selector switch, long, 2 switch positions O<I, momentary contact type, Actuating angle 45Â°, 10:30h/12h, with laser labeling, upper case and lower case, always upper case at the beginning of the word | - | 0 | 7
3SU1052-2CC30-0AA0-Z | Y19 | 3SU1052-2CC30-0AA0-ZY19 | 1 | UN | 1 | 10 | C | D | N | N | 85389099 | 1 |  | 0.052 | KG | 19.57 | 19.57 | CP20 | CP20 | Selector switch, illuminable, 22 mm, round, metal, shiny, yellow, selector switch, long, 2 switch positions O<I, momentary contact type, actuating angle 45Â°, 10:30h/12h, customer-specific selection with SIRIUS ACT configurator (CIN) | - | 0 | 7
3SU1052-2CC40-0AA0 |  | 3SU1052-2CC40-0AA0 | 1 | UN | 1 | 5 | B | D | N | N | 85389099 | 1 | 4011209969711 | 0.053 | KG | 18.62 | 18.62 | CP20 | CP20 | Selector switch, illuminable, 22 mm, round, metal, shiny, green, selector switch, long, 2 switch positions O<I, momentary contact type, Actuating angle 45Â°, 10:30h/12h | - | 0 | 0
3SU1052-2CC40-0AA0-Z | X90 | 3SU1052-2CC40-0AA0-ZX90 | 1 | UN | 1 | 5 | B | D | EAR99 | N | 85389099 | 50 |  | 0.045 | KG | 18.62 | 18.62 | CP20 | CP20 | Selector switch, illuminable, 22 mm, round, metal, shiny, green, selector switch, long, 2 switch positions O<I, momentary contact type, Actuating angle 45Â°, 10:30h/12h, Z=50-unit packaging | - | 0 | 0
3SU1052-2CC40-0AA0-Z | Y10 | 3SU1052-2CC40-0AA0-ZY10 | 1 | UN | 1 | 10 | C | D | EAR99 | N | 85389099 | 1 |  | 0.045 | KG | 23.37 | 23.37 | CP20 | CP20 | Selector switch, illuminable, 22 mm, round, metal, shiny, green, selector switch, long, 2 switch positions O<I, momentary contact type, Actuating angle 45Â°, 10:30h/12h, with laser labeling, upper case and lower case, always upper case at beginning of line | - | 0 | 7
3SU1052-2CC40-0AA0-Z | Y11 | 3SU1052-2CC40-0AA0-ZY11 | 1 | UN | 1 | 10 | C | D | EAR99 | N | 85389099 | 1 |  | 0.045 | KG | 23.37 | 23.37 | CP20 | CP20 | Selector switch, illuminable, 22 mm, round, metal, shiny, green, selector switch, long, 2 switch positions O<I, momentary contact type, Actuating angle 45Â°, 10:30h/12h, with laser labeling, upper case | - | 0 | 7
3SU1052-2CC40-0AA0-Z | Y12 | 3SU1052-2CC40-0AA0-ZY12 | 1 | UN | 1 | 10 | C | D | EAR99 | N | 85389099 | 1 |  | 0.045 | KG | 23.37 | 23.37 | CP20 | CP20 | Selector switch, illuminable, 22 mm, round, metal, shiny, green, selector switch, long, 2 switch positions O<I, momentary contact type, Actuating angle 45Â°, 10:30h/12h, with laser labeling, lower case | - | 0 | 7
3SU1052-2CC40-0AA0-Z | Y15 | 3SU1052-2CC40-0AA0-ZY15 | 1 | UN | 1 | 10 | C | D | EAR99 | N | 85389099 | 1 |  | 0.045 | KG | 23.37 | 23.37 | CP20 | CP20 | Selector switch, illuminable, 22 mm, round, metal, shiny, green, selector switch, long, 2 switch positions O<I, momentary contact type, Actuating angle 45Â°, 10:30h/12h, with laser labeling, upper case and lower case, always upper case at the beginning of the word | - | 0 | 7
3SU1052-2CC40-0AA0-Z | Y19 | 3SU1052-2CC40-0AA0-ZY19 | 1 | UN | 1 | 10 | C | D | N | N | 85389099 | 1 |  | 0.053 | KG | 19.57 | 19.57 | CP20 | CP20 | Selector switch, illuminable, 22 mm, round, metal, shiny, green, selector switch, long, 2 switch positions O<I, momentary contact type, actuating angle 45Â°, 10:30h/12h, customer-specific selection with SIRIUS ACT configurator (CIN) | - | 0 | 7
3SU1052-2CC50-0AA0 |  | 3SU1052-2CC50-0AA0 | 1 | UN | 1 | 5 | B | D | N | N | 85389099 | 1 | 4011209969728 | 0.055 | KG | 18.62 | 18.62 | CP20 | CP20 | Selector switch, illuminable, 22 mm, round, metal, shiny, blue, selector switch, long, 2 switch positions O<I, momentary contact type, Actuating angle 45Â°, 10:30h/12h | - | 0 | 0
3SU1052-2CC50-0AA0-Z | X90 | 3SU1052-2CC50-0AA0-ZX90 | 1 | UN | 1 | 5 | B | D | EAR99 | N | 85389099 | 50 |  | 0.045 | KG | 18.62 | 18.62 | CP20 | CP20 | Selector switch, illuminable, 22 mm, round, metal, shiny, blue, selector switch, long, 2 switch positions O<I, momentary contact type, Actuating angle 45Â°, 10:30h/12h, Z=50-unit packaging | - | 0 | 0
3SU1052-2CC50-0AA0-Z | Y10 | 3SU1052-2CC50-0AA0-ZY10 | 1 | UN | 1 | 10 | C | D | EAR99 | N | 85389099 | 1 |  | 0.045 | KG | 23.37 | 23.37 | CP20 | CP20 | Selector switch, illuminable, 22 mm, round, metal, shiny, blue, selector switch, long, 2 switch positions O<I, momentary contact type, Actuating angle 45Â°, 10:30h/12h, with laser labeling, upper case and lower case, always upper case at beginning of line | - | 0 | 7
3SU1052-2CC50-0AA0-Z | Y11 | 3SU1052-2CC50-0AA0-ZY11 | 1 | UN | 1 | 10 | C | D | EAR99 | N | 85389099 | 1 |  | 0.045 | KG | 23.37 | 23.37 | CP20 | CP20 | Selector switch, illuminable, 22 mm, round, metal, shiny, blue, selector switch, long, 2 switch positions O<I, momentary contact type, Actuating angle 45Â°, 10:30h/12h, with laser labeling, upper case | - | 0 | 7
3SU1052-2CC50-0AA0-Z | Y12 | 3SU1052-2CC50-0AA0-ZY12 | 1 | UN | 1 | 10 | C | D | EAR99 | N | 85389099 | 1 |  | 0.045 | KG | 23.37 | 23.37 | CP20 | CP20 | Selector switch, illuminable, 22 mm, round, metal, shiny, blue, selector switch, long, 2 switch positions O<I, momentary contact type, Actuating angle 45Â°, 10:30h/12h, with laser labeling, lower case | - | 0 | 7
3SU1052-2CC50-0AA0-Z | Y15 | 3SU1052-2CC50-0AA0-ZY15 | 1 | UN | 1 | 10 | C | D | EAR99 | N | 85389099 | 1 |  | 0.045 | KG | 23.37 | 23.37 | CP20 | CP20 | Selector switch, illuminable, 22 mm, round, metal, shiny, blue, selector switch, long, 2 switch positions O<I, momentary contact type, Actuating angle 45Â°, 10:30h/12h, with laser labeling, upper case and lower case, always upper case at the beginning of the word | - | 0 | 7
3SU1052-2CC50-0AA0-Z | Y19 | 3SU1052-2CC50-0AA0-ZY19 | 1 | UN | 1 | 10 | C | D | N | N | 85389099 | 1 |  | 0.055 | KG | 19.57 | 19.57 | CP20 | CP20 | Selector switch, illuminable, 22 mm, round, metal, shiny, blue, selector switch, long, 2 switch positions O<I, momentary contact type, actuating angle 45Â°, 10:30h/12h, customer-specific selection with SIRIUS ACT configurator (CIN) | - | 0 | 7
3SU1052-2CC60-0AA0 |  | 3SU1052-2CC60-0AA0 | 1 | UN | 1 | 5 | B | D | N | N | 85389099 | 1 | 4011209969698 | 0.02 | KG | 18.62 | 18.62 | CP20 | CP20 | Selector switch, illuminable, 22 mm, round, metal, shiny, white, selector switch, long, 2 switch positions O<I, momentary contact type, Actuating angle 45Â°, 10:30h/12h | - | 0 | 0
3SU1052-2CC60-0AA0-Z | X90 | 3SU1052-2CC60-0AA0-ZX90 | 1 | UN | 1 | 5 | B | D | EAR99 | N | 85389099 | 50 |  | 0.045 | KG | 18.62 | 18.62 | CP20 | CP20 | Selector switch, illuminable, 22 mm, round, metal, shiny, white, selector switch, long, 2 switch positions O<I, momentary contact type, Actuating angle 45Â°, 10:30h/12h, Z=50-unit packaging | - | 0 | 0
3SU1052-2CC60-0AA0-Z | Y10 | 3SU1052-2CC60-0AA0-ZY10 | 1 | UN | 1 | 10 | C | D | EAR99 | N | 85389099 | 1 |  | 0.045 | KG | 23.37 | 23.37 | CP20 | CP20 | Selector switch, illuminable, 22 mm, round, metal, shiny, white, selector switch, long, 2 switch positions O<I, momentary contact type, Actuating angle 45Â°, 10:30h/12h, with laser labeling, upper case and lower case, always upper case at beginning of line | - | 0 | 7
3SU1052-2CC60-0AA0-Z | Y11 | 3SU1052-2CC60-0AA0-ZY11 | 1 | UN | 1 | 10 | C | D | EAR99 | N | 85389099 | 1 |  | 0.045 | KG | 23.37 | 23.37 | CP20 | CP20 | Selector switch, illuminable, 22 mm, round, metal, shiny, white, selector switch, long, 2 switch positions O<I, momentary contact type, Actuating angle 45Â°, 10:30h/12h, with laser labeling, upper case | - | 0 | 7
3SU1052-2CC60-0AA0-Z | Y12 | 3SU1052-2CC60-0AA0-ZY12 | 1 | UN | 1 | 10 | C | D | EAR99 | N | 85389099 | 1 |  | 0.045 | KG | 23.37 | 23.37 | CP20 | CP20 | Selector switch, illuminable, 22 mm, round, metal, shiny, white, selector switch, long, 2 switch positions O<I, momentary contact type, Actuating angle 45Â°, 10:30h/12h, with laser labeling, lower case | - | 0 | 7
3SU1052-2CC60-0AA0-Z | Y15 | 3SU1052-2CC60-0AA0-ZY15 | 1 | UN | 1 | 10 | C | D | EAR99 | N | 85389099 | 1 |  | 0.045 | KG | 23.37 | 23.37 | CP20 | CP20 | Selector switch, illuminable, 22 mm, round, metal, shiny, white, selector switch, long, 2 switch positions O<I, momentary contact type, Actuating angle 45Â°, 10:30h/12h, with laser labeling, upper case and lower case, always upper case at the beginning of the word | - | 0 | 7
3SU1052-2CC60-0AA0-Z | Y19 | 3SU1052-2CC60-0AA0-ZY19 | 1 | UN | 1 | 10 | C | D | N | N | 85389099 | 1 |  | 0.052 | KG | 19.57 | 19.57 | CP20 | CP20 | Selector switch, illuminable, 22 mm, round, metal, shiny, white, selector switch, long, 2 switch positions O<I, momentary contact type, actuating angle 45Â°, 10:30h/12h, customer-specific selection with SIRIUS ACT configurator (CIN) | - | 0 | 7
3SU1052-2CF10-0AA0 |  | 3SU1052-2CF10-0AA0 | 1 | UN | 1 | 5 | B | D | N | N | 85389099 | 1 | 4047621016610 | 0.02 | KG | 16.82 | 16.82 | CP20 | CP20 | Illuminable selector switch, 22 mm, round, metal shiny, black, Selector switch long, 2 switch positions O-I, latching, actuating angle 90Â°, 10:30h/13:30h | - | 0 | 0
3SU1052-2CF10-0AA0-Z | X90 | 3SU1052-2CF10-0AA0-ZX90 | 1 | UN | 1 | 5 | B | D | EAR99 | N | 85389099 | 50 |  | 0.045 | KG | 16.82 | 16.82 | CP20 | CP20 | Illuminable selector switch, 22 mm, round, metal shiny, black, Selector switch long, 2 switch positions O-I, latching, actuating angle 90Â°, 10:30 /13:30, Z=50-unit packaging | - | 0 | 0
3SU1052-2CF10-0AA0-Z | Y10 | 3SU1052-2CF10-0AA0-ZY10 | 1 | UN | 1 | 10 | C | D | EAR99 | N | 85389099 | 1 |  | 0.045 | KG | 21.57 | 21.57 | CP20 | CP20 | Illuminable selector switch, 22 mm, round, metal shiny, black, Selector switch long, 2 switch positions O-I, latching, actuating angle 90Â°, 10:30h/13:30h, with laser labeling, upper case and lower case, always upper case at beginning of line | - | 0 | 7
3SU1052-2CF10-0AA0-Z | Y11 | 3SU1052-2CF10-0AA0-ZY11 | 1 | UN | 1 | 10 | C | D | EAR99 | N | 85389099 | 1 |  | 0.045 | KG | 21.57 | 21.57 | CP20 | CP20 | Illuminable selector switch, 22 mm, round, metal shiny, black, Selector switch long, 2 switch positions O-I, latching, actuating angle 90Â°, 10:30h/13:30h, with laser labeling, upper case | - | 0 | 7
3SU1052-2CF10-0AA0-Z | Y12 | 3SU1052-2CF10-0AA0-ZY12 | 1 | UN | 1 | 10 | C | D | EAR99 | N | 85389099 | 1 |  | 0.045 | KG | 21.57 | 21.57 | CP20 | CP20 | Illuminable selector switch, 22 mm, round, metal shiny, black, Selector switch long, 2 switch positions O-I, latching, actuating angle 90Â°, 10:30h/13:30h, with laser labeling, lower case | - | 0 | 7
3SU1052-2CF10-0AA0-Z | Y15 | 3SU1052-2CF10-0AA0-ZY15 | 1 | UN | 1 | 10 | C | D | EAR99 | N | 85389099 | 1 |  | 0.045 | KG | 21.57 | 21.57 | CP20 | CP20 | Illuminable selector switch, 22 mm, round, metal shiny, black, Selector switch long, 2 switch positions O-I, latching, actuating angle 90Â°, 10:30h/13:30h, with laser labeling, upper case and lower case, always upper case at the beginning of the word | - | 0 | 7
3SU1052-2CF10-0AA0-Z | Y19 | 3SU1052-2CF10-0AA0-ZY19 | 1 | UN | 1 | 10 | C | D | N | N | 85389099 | 1 |  | 0.053 | KG | 17.77 | 17.77 | CP20 | CP20 | Illuminable selector switch, 22 mm, round, metal shiny, black, selector switch long, 2 switch positions O-I, latching, actuating angle 90Â°, 10:30h/13:30h, customer-specific selection with SIRIUS ACT configurator (CIN) | - | 0 | 7
3SU1052-2CF20-0AA0 |  | 3SU1052-2CF20-0AA0 | 1 | UN | 1 | 5 | B | D | N | N | 85389099 | 1 | 4011209969742 | 0.02 | KG | 16.82 | 16.82 | CP20 | CP20 | Selector switch, illuminable, 22 mm, round, metal, shiny, red, selector switch, long, 2 switch positions O-I, latching, actuating angle 90Â°, 10:30h/13:30h | - | 0 | 0
3SU1052-2CF20-0AA0-Z | X90 | 3SU1052-2CF20-0AA0-ZX90 | 1 | UN | 1 | 5 | B | D | EAR99 | N | 85389099 | 50 |  | 0.045 | KG | 16.82 | 16.82 | CP20 | CP20 | Selector switch, illuminable, 22 mm, round, metal, shiny, red, selector switch, long, 2 switch positions O-I, latching, actuating angle 90Â°, 10:30h/13:30h, Z=50-unit packaging | - | 0 | 0
3SU1052-2CF20-0AA0-Z | Y10 | 3SU1052-2CF20-0AA0-ZY10 | 1 | UN | 1 | 10 | C | D | EAR99 | N | 85389099 | 1 |  | 0.045 | KG | 21.57 | 21.57 | CP20 | CP20 | Selector switch, illuminable, 22 mm, round, metal, shiny, red, selector switch, long, 2 switch positions O-I, latching, actuating angle 90Â°, 10:30h/13:30h, with laser labeling, upper case and lower case, always upper case at beginning of line | - | 0 | 7
3SU1052-2CF20-0AA0-Z | Y11 | 3SU1052-2CF20-0AA0-ZY11 | 1 | UN | 1 | 10 | C | D | EAR99 | N | 85389099 | 1 |  | 0.045 | KG | 21.57 | 21.57 | CP20 | CP20 | Selector switch, illuminable, 22 mm, round, metal, shiny, red, selector switch, long, 2 switch positions O-I, latching, actuating angle 90Â°, 10:30h/13:30h, with laser labeling, upper case | - | 0 | 7
3SU1052-2CF20-0AA0-Z | Y12 | 3SU1052-2CF20-0AA0-ZY12 | 1 | UN | 1 | 10 | C | D | EAR99 | N | 85389099 | 1 |  | 0.045 | KG | 21.57 | 21.57 | CP20 | CP20 | Selector switch, illuminable, 22 mm, round, metal, shiny, red, selector switch, long, 2 switch positions O-I, latching, actuating angle 90Â°, 10:30h/13:30h, with laser labeling, lower case | - | 0 | 7
3SU1052-2CF20-0AA0-Z | Y15 | 3SU1052-2CF20-0AA0-ZY15 | 1 | UN | 1 | 10 | C | D | EAR99 | N | 85389099 | 1 |  | 0.045 | KG | 21.57 | 21.57 | CP20 | CP20 | Selector switch, illuminable, 22 mm, round, metal, shiny, red, selector switch, long, 2 switch positions O-I, latching, actuating angle 90Â°, 10:30h/13:30h, with laser labeling, upper case and lower case, always upper case at the beginning of the word | - | 0 | 7
3SU1052-2CF20-0AA0-Z | Y19 | 3SU1052-2CF20-0AA0-ZY19 | 1 | UN | 1 | 10 | C | D | N | N | 85389099 | 1 |  | 0.052 | KG | 17.77 | 17.77 | CP20 | CP20 | Selector switch, illuminable, 22 mm, round, metal, shiny, red, selector switch, long, 2 switch positions O-I, latching, actuating angle 90Â°, 10:30h/13:30h, customer-specific selection with SIRIUS ACT configurator (CIN) | - | 0 | 7
3SU1052-2CF30-0AA0 |  | 3SU1052-2CF30-0AA0 | 1 | UN | 1 | 5 | B | D | N | N | 85389099 | 1 | 4011209969759 | 0.02 | KG | 16.82 | 16.82 | CP20 | CP20 | Selector switch, illuminable, 22 mm, round, metal, shiny, yellow, selector switch, long, 2 switch positions O-I, latching, actuating angle 90Â°, 10:30h/13:30h | - | 0 | 0
3SU1052-2CF30-0AA0-Z | X90 | 3SU1052-2CF30-0AA0-ZX90 | 1 | UN | 1 | 5 | B | D | EAR99 | N | 85389099 | 50 |  | 0.045 | KG | 16.82 | 16.82 | CP20 | CP20 | Selector switch, illuminable, 22 mm, round, metal, shiny, yellow, selector switch, long, 2 switch positions O-I, latching, actuating angle 90Â°, 10:30h/13:30h, Z=50-unit packaging | - | 0 | 0
3SU1052-2CF30-0AA0-Z | Y10 | 3SU1052-2CF30-0AA0-ZY10 | 1 | UN | 1 | 10 | C | D | EAR99 | N | 85389099 | 1 |  | 0.045 | KG | 21.57 | 21.57 | CP20 | CP20 | Selector switch, illuminable, 22 mm, round, metal, shiny, yellow, selector switch, long, 2 switch positions O-I, latching, actuating angle 90Â°, 10:30h/13:30h, with laser labeling, upper case and lower case, always upper case at beginning of line | - | 0 | 7
3SU1052-2CF30-0AA0-Z | Y11 | 3SU1052-2CF30-0AA0-ZY11 | 1 | UN | 1 | 10 | C | D | EAR99 | N | 85389099 | 1 |  | 0.045 | KG | 21.57 | 21.57 | CP20 | CP20 | Selector switch, illuminable, 22 mm, round, metal, shiny, yellow, selector switch, long, 2 switch positions O-I, latching, actuating angle 90Â°, 10:30h/13:30h, with laser labeling, upper case | - | 0 | 7
3SU1052-2CF30-0AA0-Z | Y12 | 3SU1052-2CF30-0AA0-ZY12 | 1 | UN | 1 | 10 | C | D | EAR99 | N | 85389099 | 1 |  | 0.045 | KG | 21.57 | 21.57 | CP20 | CP20 | Selector switch, illuminable, 22 mm, round, metal, shiny, yellow, selector switch, long, 2 switch positions O-I, latching, actuating angle 90Â°, 10:30h/13:30h, with laser labeling, lower case | - | 0 | 7
3SU1052-2CF30-0AA0-Z | Y15 | 3SU1052-2CF30-0AA0-ZY15 | 1 | UN | 1 | 10 | C | D | EAR99 | N | 85389099 | 1 |  | 0.045 | KG | 21.57 | 21.57 | CP20 | CP20 | Selector switch, illuminable, 22 mm, round, metal, shiny, yellow, selector switch, long, 2 switch positions O-I, latching, actuating angle 90Â°, 10:30h/13:30h, with laser labeling, upper case and lower case, always upper case at the beginning of the word | - | 0 | 7
3SU1052-2CF30-0AA0-Z | Y19 | 3SU1052-2CF30-0AA0-ZY19 | 1 | UN | 1 | 10 | C | D | N | N | 85389099 | 1 |  | 0.052 | KG | 17.77 | 17.77 | CP20 | CP20 | Selector switch, illuminable, 22 mm, round, metal, shiny, yellow, selector switch, long, 2 switch positions O-I, latching, actuating angle 90Â°, 10:30h/13:30h, customer-specific selection with SIRIUS ACT configurator (CIN) | - | 0 | 7
3SU1052-2CF40-0AA0 |  | 3SU1052-2CF40-0AA0 | 1 | UN | 1 | 5 | B | D | N | N | 85389099 | 1 | 4011209969766 | 0.02 | KG | 16.82 | 16.82 | CP20 | CP20 | Selector switch, illuminable, 22 mm, round, metal, shiny, green, selector switch, long, 2 switch positions O-I, latching, actuating angle 90Â°, 10:30h/13:30h | - | 0 | 0
3SU1052-2CF40-0AA0-Z | X90 | 3SU1052-2CF40-0AA0-ZX90 | 1 | UN | 1 | 5 | B | D | EAR99 | N | 85389099 | 50 |  | 0.045 | KG | 16.82 | 16.82 | CP20 | CP20 | Selector switch, illuminable, 22 mm, round, metal, shiny, green, selector switch, long, 2 switch positions O-I, latching, actuating angle 90Â°, 10:30h/13:30h, Z=50-unit packaging | - | 0 | 0
3SU1052-2CF40-0AA0-Z | Y10 | 3SU1052-2CF40-0AA0-ZY10 | 1 | UN | 1 | 10 | C | D | EAR99 | N | 85389099 | 1 |  | 0.045 | KG | 21.57 | 21.57 | CP20 | CP20 | Selector switch, illuminable, 22 mm, round, metal, shiny, green, selector switch, long, 2 switch positions O-I, latching, actuating angle 90Â°, 10:30h/13:30h, with laser labeling, upper case and lower case, always upper case at beginning of line | - | 0 | 7
3SU1052-2CF40-0AA0-Z | Y11 | 3SU1052-2CF40-0AA0-ZY11 | 1 | UN | 1 | 10 | C | D | EAR99 | N | 85389099 | 1 |  | 0.045 | KG | 21.57 | 21.57 | CP20 | CP20 | Selector switch, illuminable, 22 mm, round, metal, shiny, green, selector switch, long, 2 switch positions O-I, latching, actuating angle 90Â°, 10:30h/13:30h, with laser labeling, upper case | - | 0 | 7
3SU1052-2CF40-0AA0-Z | Y12 | 3SU1052-2CF40-0AA0-ZY12 | 1 | UN | 1 | 10 | C | D | EAR99 | N | 85389099 | 1 |  | 0.045 | KG | 21.57 | 21.57 | CP20 | CP20 | Selector switch, illuminable, 22 mm, round, metal, shiny, green, selector switch, long, 2 switch positions O-I, latching, actuating angle 90Â°, 10:30h/13:30h, with laser labeling, lower case | - | 0 | 7
3SU1052-2CF40-0AA0-Z | Y15 | 3SU1052-2CF40-0AA0-ZY15 | 1 | UN | 1 | 10 | C | D | EAR99 | N | 85389099 | 1 |  | 0.045 | KG | 21.57 | 21.57 | CP20 | CP20 | Selector switch, illuminable, 22 mm, round, metal, shiny, green, selector switch, long, 2 switch positions O-I, latching, actuating angle 90Â°, 10:30h/13:30h, with laser labeling, upper case and lower case, always upper case at the beginning of the word | - | 0 | 7
3SU1052-2CF40-0AA0-Z | Y19 | 3SU1052-2CF40-0AA0-ZY19 | 1 | UN | 1 | 10 | C | D | N | N | 85389099 | 1 |  | 0.05 | KG | 17.77 | 17.77 | CP20 | CP20 | Selector switch, illuminable, 22 mm, round, metal, shiny, green, selector switch, long, 2 switch positions O-I, latching, actuating angle 90Â°, 10:30h/13:30h, customer-specific selection with SIRIUS ACT configurator (CIN) | - | 0 | 7
3SU1052-2CF50-0AA0 |  | 3SU1052-2CF50-0AA0 | 1 | UN | 1 | 5 | B | D | N | N | 85389099 | 1 | 4011209969773 | 0.02 | KG | 16.82 | 16.82 | CP20 | CP20 | Selector switch, illuminable, 22 mm, round, metal, shiny, blue, selector switch, long, 2 switch positions O-I, latching, actuating angle 90Â°, 10:30h/13:30h | - | 0 | 0
3SU1052-2CF50-0AA0-Z | X90 | 3SU1052-2CF50-0AA0-ZX90 | 1 | UN | 1 | 5 | B | D | EAR99 | N | 85389099 | 50 |  | 0.045 | KG | 16.82 | 16.82 | CP20 | CP20 | Selector switch, illuminable, 22 mm, round, metal, shiny, blue, selector switch, long, 2 switch positions O-I, latching, actuating angle 90Â°, 10:30h/13:30h, Z=50-unit packaging | - | 0 | 0
3SU1052-2CF50-0AA0-Z | Y10 | 3SU1052-2CF50-0AA0-ZY10 | 1 | UN | 1 | 10 | C | D | EAR99 | N | 85389099 | 1 |  | 0.045 | KG | 21.57 | 21.57 | CP20 | CP20 | Selector switch, illuminable, 22 mm, round, metal, shiny, blue, selector switch, long, 2 switch positions O-I, latching, actuating angle 90Â°, 10:30h/13:30h, with laser labeling, upper case and lower case, always upper case at beginning of line | - | 0 | 7
3SU1052-2CF50-0AA0-Z | Y11 | 3SU1052-2CF50-0AA0-ZY11 | 1 | UN | 1 | 10 | C | D | EAR99 | N | 85389099 | 1 |  | 0.045 | KG | 21.57 | 21.57 | CP20 | CP20 | Selector switch, illuminable, 22 mm, round, metal, shiny, blue, selector switch, long, 2 switch positions O-I, latching, actuating angle 90Â°, 10:30h/13:30h, with laser labeling, upper case | - | 0 | 7
3SU1052-2CF50-0AA0-Z | Y12 | 3SU1052-2CF50-0AA0-ZY12 | 1 | UN | 1 | 10 | C | D | EAR99 | N | 85389099 | 1 |  | 0.045 | KG | 21.57 | 21.57 | CP20 | CP20 | Selector switch, illuminable, 22 mm, round, metal, shiny, blue, selector switch, long, 2 switch positions O-I, latching, actuating angle 90Â°, 10:30h/13:30h, with laser labeling, lower case | - | 0 | 7
3SU1052-2CF50-0AA0-Z | Y15 | 3SU1052-2CF50-0AA0-ZY15 | 1 | UN | 1 | 10 | C | D | EAR99 | N | 85389099 | 1 |  | 0.045 | KG | 21.57 | 21.57 | CP20 | CP20 | Selector switch, illuminable, 22 mm, round, metal, shiny, blue, selector switch, long, 2 switch positions O-I, latching, actuating angle 90Â°, 10:30h/13:30h, with laser labeling, upper case and lower case, always upper case at the beginning of the word | - | 0 | 7
3SU1052-2CF50-0AA0-Z | Y19 | 3SU1052-2CF50-0AA0-ZY19 | 1 | UN | 1 | 10 | C | D | EAR99 | N | 85389099 | 1 |  | 0.045 | KG | 17.77 | 17.77 | CP20 | CP20 | Selector switch, illuminable, 22 mm, round, metal, shiny, blue, selector switch, long, 2 switch positions O-I, latching, actuating angle 90Â°, 10:30h/13:30h, with laser labeling, inscription or symbol Customer-specific selection with SIRIUS ACT configurator (CIN) | - | 0 | 7
3SU1052-2CF60-0AA0 |  | 3SU1052-2CF60-0AA0 | 1 | UN | 1 | 5 | B | D | N | N | 85389099 | 1 | 4011209969735 | 0.02 | KG | 16.82 | 16.82 | CP20 | CP20 | Selector switch, illuminable, 22 mm, round, metal, shiny, white, selector switch, long, 2 switch positions O-I, latching, actuating angle 90Â°, 10:30h/13:30h | - | 0 | 0
3SU1052-2CF60-0AA0-Z | X90 | 3SU1052-2CF60-0AA0-ZX90 | 1 | UN | 1 | 5 | B | D | N | N | 85389099 | 50 | 4047621051864 | 0.054 | KG | 16.82 | 16.82 | CP20 | CP20 | Selector switch, illuminable, 22 mm, round, metal, shiny, white, selector switch, long, 2 switch positions O-I, latching, actuating angle 90Â°, 10:30h/13:30h, Z=50-unit packaging | - | 0 | 0
3SU1052-2CF60-0AA0-Z | Y10 | 3SU1052-2CF60-0AA0-ZY10 | 1 | UN | 1 | 10 | C | D | EAR99 | N | 85389099 | 1 |  | 0.045 | KG | 21.57 | 21.57 | CP20 | CP20 | Selector switch, illuminable, 22 mm, round, metal, shiny, white, selector switch, long, 2 switch positions O-I, latching, actuating angle 90Â°, 10:30h/13:30h, with laser labeling, upper case and lower case, always upper case at beginning of line | - | 0 | 7
3SU1052-2CF60-0AA0-Z | Y11 | 3SU1052-2CF60-0AA0-ZY11 | 1 | UN | 1 | 10 | C | D | EAR99 | N | 85389099 | 1 |  | 0.045 | KG | 21.57 | 21.57 | CP20 | CP20 | Selector switch, illuminable, 22 mm, round, metal, shiny, white, selector switch, long, 2 switch positions O-I, latching, actuating angle 90Â°, 10:30h/13:30h, with laser labeling, upper case | - | 0 | 7
3SU1052-2CF60-0AA0-Z | Y12 | 3SU1052-2CF60-0AA0-ZY12 | 1 | UN | 1 | 10 | C | D | EAR99 | N | 85389099 | 1 |  | 0.045 | KG | 21.57 | 21.57 | CP20 | CP20 | Selector switch, illuminable, 22 mm, round, metal, shiny, white, selector switch, long, 2 switch positions O-I, latching, actuating angle 90Â°, 10:30h/13:30h, with laser labeling, lower case | - | 0 | 7
3SU1052-2CF60-0AA0-Z | Y15 | 3SU1052-2CF60-0AA0-ZY15 | 1 | UN | 1 | 10 | C | D | EAR99 | N | 85389099 | 1 |  | 0.045 | KG | 21.57 | 21.57 | CP20 | CP20 | Selector switch, illuminable, 22 mm, round, metal, shiny, white, selector switch, long, 2 switch positions O-I, latching, actuating angle 90Â°, 10:30h/13:30h, with laser labeling, upper case and lower case, always upper case at the beginning of the word | - | 0 | 7
3SU1052-2CF60-0AA0-Z | Y19 | 3SU1052-2CF60-0AA0-ZY19 | 1 | UN | 1 | 10 | C | D | EAR99 | N | 85389099 | 1 |  | 0.045 | KG | 17.77 | 17.77 | CP20 | CP20 | Selector switch, illuminable, 22 mm, round, metal, shiny, white, selector switch, long, 2 switch positions O-I, latching, actuating angle 90Â°, 10:30h/13:30h, with laser labeling, inscription or symbol Customer-specific selection with SIRIUS ACT configurator (CIN) | - | 0 | 7
3SU1052-2CL10-0AA0 |  | 3SU1052-2CL10-0AA0 | 1 | UN | 1 | 5 | B | D | N | N | 85389099 | 1 | 4047621016665 | 0.02 | KG | 16.82 | 16.82 | CP20 | CP20 | Illuminable selector switch, 22 mm, round, metal shiny, black, Selector switch long, 3 switch positions I-O-II, latching, actuating angle 2x45Â°, 10:30h/12h/13:30h | - | 0 | 0
3SU1052-2CL10-0AA0-Z | X90 | 3SU1052-2CL10-0AA0-ZX90 | 1 | UN | 1 | 5 | B | D | EAR99 | N | 85389099 | 50 |  | 0.045 | KG | 16.82 | 16.82 | CP20 | CP20 | Illuminable selector switch, 22 mm, round, metal shiny, black, Selector switch long, 3 switch positions I-O-II, latching, actuating angle 2x45Â°, 10:30 /12 /13:30, Z=50-unit packaging | - | 0 | 0
3SU1052-2CL10-0AA0-Z | Y10 | 3SU1052-2CL10-0AA0-ZY10 | 1 | UN | 1 | 10 | C | D | EAR99 | N | 85389099 | 1 |  | 0.045 | KG | 21.57 | 21.57 | CP20 | CP20 | Illuminable selector switch, 22 mm, round, metal shiny, black, Selector switch long, 3 switch positions I-O-II, latching, actuating angle 2x45Â°, 10:30h/12h/13:30h, with laser labeling, upper case and lower case, always upper case at beginning of line | - | 0 | 7
3SU1052-2CL10-0AA0-Z | Y11 | 3SU1052-2CL10-0AA0-ZY11 | 1 | UN | 1 | 10 | C | D | EAR99 | N | 85389099 | 1 |  | 0.045 | KG | 21.57 | 21.57 | CP20 | CP20 | Illuminable selector switch, 22 mm, round, metal shiny, black, Selector switch long, 3 switch positions I-O-II, latching, actuating angle 2x45Â°, 10:30h/12h/13:30h, with laser labeling, upper case | - | 0 | 7
3SU1052-2CL10-0AA0-Z | Y12 | 3SU1052-2CL10-0AA0-ZY12 | 1 | UN | 1 | 10 | C | D | EAR99 | N | 85389099 | 1 |  | 0.045 | KG | 21.57 | 21.57 | CP20 | CP20 | Illuminable selector switch, 22 mm, round, metal shiny, black, Selector switch long, 3 switch positions I-O-II, latching, actuating angle 2x45Â°, 10:30h/12h/13:30h, with laser labeling, lower case | - | 0 | 7
3SU1052-2CL10-0AA0-Z | Y15 | 3SU1052-2CL10-0AA0-ZY15 | 1 | UN | 1 | 10 | C | D | EAR99 | N | 85389099 | 1 |  | 0.045 | KG | 21.57 | 21.57 | CP20 | CP20 | Illuminable selector switch, 22 mm, round, metal shiny, black, Selector switch long, 3 switch positions I-O-II, latching, actuating angle 2x45Â°, 10:30h/12h/13:30h, with laser labeling, upper case and lower case, always upper case at the beginning of the word | - | 0 | 7
3SU1052-2CL10-0AA0-Z | Y19 | 3SU1052-2CL10-0AA0-ZY19 | 1 | UN | 1 | 10 | C | D | N | N | 85389099 | 1 |  | 0.051 | KG | 17.77 | 17.77 | CP20 | CP20 | Illuminable selector switch, 22 mm, round, metal shiny, black, selector switch long, 3 switch positions I-O-II, latching, actuating angle 2x45Â°, 10:30h/12h/13:30h, customer-specific selection with SIRIUS ACT configurator (CIN) | - | 0 | 7
3SU1052-2CL20-0AA0 |  | 3SU1052-2CL20-0AA0 | 1 | UN | 1 | 5 | B | D | N | N | 85389099 | 1 | 4011209970717 | 0.052 | KG | 16.82 | 16.82 | CP20 | CP20 | Selector switch, illuminable, 22 mm, round, metal, shiny, red, selector switch, long, 3 switch positions I-O-II, latching, actuating angle 2x45Â°, 10:30h/12h/13:30h | - | 0 | 0
3SU1052-2CL20-0AA0-Z | X90 | 3SU1052-2CL20-0AA0-ZX90 | 1 | UN | 1 | 5 | B | D | EAR99 | N | 85389099 | 50 |  | 0.045 | KG | 16.82 | 16.82 | CP20 | CP20 | Selector switch, illuminable, 22 mm, round, metal, shiny, red, selector switch, long, 3 switch positions I-O-II, latching, actuating angle 2x45Â°, 10:30h/12h/13:30h, Z=50-unit packaging | - | 0 | 0
3SU1052-2CL20-0AA0-Z | Y10 | 3SU1052-2CL20-0AA0-ZY10 | 1 | UN | 1 | 10 | C | D | EAR99 | N | 85389099 | 1 |  | 0.045 | KG | 21.57 | 21.57 | CP20 | CP20 | Selector switch, illuminable, 22 mm, round, metal, shiny, red, selector switch, long, 3 switch positions I-O-II, latching, actuating angle 2x45Â°, 10:30h/12h/13:30h, with laser labeling, upper case and lower case, always upper case at beginning of line | - | 0 | 7
3SU1052-2CL20-0AA0-Z | Y11 | 3SU1052-2CL20-0AA0-ZY11 | 1 | UN | 1 | 10 | C | D | EAR99 | N | 85389099 | 1 |  | 0.045 | KG | 21.57 | 21.57 | CP20 | CP20 | Selector switch, illuminable, 22 mm, round, metal, shiny, red, selector switch, long, 3 switch positions I-O-II, latching, actuating angle 2x45Â°, 10:30h/12h/13:30h, with laser labeling, upper case | - | 0 | 7
3SU1052-2CL20-0AA0-Z | Y12 | 3SU1052-2CL20-0AA0-ZY12 | 1 | UN | 1 | 10 | C | D | EAR99 | N | 85389099 | 1 |  | 0.045 | KG | 21.57 | 21.57 | CP20 | CP20 | Selector switch, illuminable, 22 mm, round, metal, shiny, red, selector switch, long, 3 switch positions I-O-II, latching, actuating angle 2x45Â°, 10:30h/12h/13:30h, with laser labeling, lower case | - | 0 | 7
3SU1052-2CL20-0AA0-Z | Y15 | 3SU1052-2CL20-0AA0-ZY15 | 1 | UN | 1 | 10 | C | D | EAR99 | N | 85389099 | 1 |  | 0.045 | KG | 21.57 | 21.57 | CP20 | CP20 | Selector switch, illuminable, 22 mm, round, metal, shiny, red, selector switch, long, 3 switch positions I-O-II, latching, actuating angle 2x45Â°, 10:30h/12h/13:30h, with laser labeling, upper case and lower case, always upper case at the beginning of the word | - | 0 | 7
3SU1052-2CL20-0AA0-Z | Y19 | 3SU1052-2CL20-0AA0-ZY19 | 1 | UN | 1 | 10 | C | D | N | N | 85389099 | 1 |  | 0.052 | KG | 17.77 | 17.77 | CP20 | CP20 | Selector switch, illuminable, 22 mm, round, metal, shiny, red, selector switch, long, 3 switch positions I-O-II, latching, actuating angle 2x45Â°, 10:30h/12h/13:30h, customer-specific selection with SIRIUS ACT configurator (CIN) | - | 0 | 7
3SU1052-2CL40-0AA0 |  | 3SU1052-2CL40-0AA0 | 1 | UN | 1 | 5 | B | D | N | N | 85389099 | 1 | 4011209970724 | 0.02 | KG | 16.82 | 16.82 | CP20 | CP20 | Selector switch, illuminable, 22 mm, round, metal, shiny, green, selector switch, long, 3 switch positions I-O-II, latching, actuating angle 2x45Â°, 10:30h/12h/13:30h | - | 0 | 0
3SU1052-2CL40-0AA0-Z | X90 | 3SU1052-2CL40-0AA0-ZX90 | 1 | UN | 1 | 5 | B | D | EAR99 | N | 85389099 | 50 |  | 0.045 | KG | 16.82 | 16.82 | CP20 | CP20 | Selector switch, illuminable, 22 mm, round, metal, shiny, green, selector switch, long, 3 switch positions I-O-II, latching, actuating angle 2x45Â°, 10:30h/12h/13:30h, Z=50-unit packaging | - | 0 | 0
3SU1052-2CL40-0AA0-Z | Y10 | 3SU1052-2CL40-0AA0-ZY10 | 1 | UN | 1 | 10 | C | D | EAR99 | N | 85389099 | 1 |  | 0.045 | KG | 21.57 | 21.57 | CP20 | CP20 | Selector switch, illuminable, 22 mm, round, metal, shiny, green, selector switch, long, 3 switch positions I-O-II, latching, actuating angle 2x45Â°, 10:30h/12h/13:30h, with laser labeling, upper case and lower case, always upper case at beginning of line | - | 0 | 7
3SU1052-2CL40-0AA0-Z | Y11 | 3SU1052-2CL40-0AA0-ZY11 | 1 | UN | 1 | 10 | C | D | EAR99 | N | 85389099 | 1 |  | 0.045 | KG | 21.57 | 21.57 | CP20 | CP20 | Selector switch, illuminable, 22 mm, round, metal, shiny, green, selector switch, long, 3 switch positions I-O-II, latching, actuating angle 2x45Â°, 10:30h/12h/13:30h, with laser labeling, upper case | - | 0 | 7
3SU1052-2CL40-0AA0-Z | Y12 | 3SU1052-2CL40-0AA0-ZY12 | 1 | UN | 1 | 10 | C | D | EAR99 | N | 85389099 | 1 |  | 0.045 | KG | 21.57 | 21.57 | CP20 | CP20 | Selector switch, illuminable, 22 mm, round, metal, shiny, green, selector switch, long, 3 switch positions I-O-II, latching, actuating angle 2x45Â°, 10:30h/12h/13:30h, with laser labeling, lower case | - | 0 | 7
3SU1052-2CL40-0AA0-Z | Y15 | 3SU1052-2CL40-0AA0-ZY15 | 1 | UN | 1 | 10 | C | D | EAR99 | N | 85389099 | 1 |  | 0.045 | KG | 21.57 | 21.57 | CP20 | CP20 | Selector switch, illuminable, 22 mm, round, metal, shiny, green, selector switch, long, 3 switch positions I-O-II, latching, actuating angle 2x45Â°, 10:30h/12h/13:30h, with laser labeling, upper case and lower case, always upper case at the beginning of the word | - | 0 | 7
3SU1052-2CL40-0AA0-Z | Y19 | 3SU1052-2CL40-0AA0-ZY19 | 1 | UN | 1 | 10 | C | D | N | N | 85389099 | 1 |  | 0.053 | KG | 17.77 | 17.77 | CP20 | CP20 | Selector switch, illuminable, 22 mm, round, metal, shiny, green, selector switch, long, 3 switch positions I-O-II, latching, actuating angle 2x45Â°, 10:30h/12h/13:30h, customer-specific selection with SIRIUS ACT configurator (CIN) | - | 0 | 7
3SU1052-2CL60-0AA0 |  | 3SU1052-2CL60-0AA0 | 1 | UN | 1 | 5 | B | D | N | N | 85389099 | 1 | 4011209970700 | 0.02 | KG | 16.82 | 16.82 | CP20 | CP20 | Selector switch, illuminable, 22 mm, round, metal, shiny, white, selector switch, long, 3 switch positions I-O-II, latching, actuating angle 2x45Â°, 10:30h/12h/13:30h | - | 0 | 0
3SU1052-2CL60-0AA0-Z | X90 | 3SU1052-2CL60-0AA0-ZX90 | 1 | UN | 1 | 5 | B | D | EAR99 | N | 85389099 | 50 |  | 0.045 | KG | 16.82 | 16.82 | CP20 | CP20 | Selector switch, illuminable, 22 mm, round, metal, shiny, white, selector switch, long, 3 switch positions I-O-II, latching, actuating angle 2x45Â°, 10:30h/12h/13:30h, Z=50-unit packaging | - | 0 | 0
3SU1052-2CL60-0AA0-Z | Y10 | 3SU1052-2CL60-0AA0-ZY10 | 1 | UN | 1 | 10 | C | D | EAR99 | N | 85389099 | 1 |  | 0.045 | KG | 21.57 | 21.57 | CP20 | CP20 | Selector switch, illuminable, 22 mm, round, metal, shiny, white, selector switch, long, 3 switch positions I-O-II, latching, actuating angle 2x45Â°, 10:30h/12h/13:30h, with laser labeling, upper case and lower case, always upper case at beginning of line | - | 0 | 7
3SU1052-2CL60-0AA0-Z | Y11 | 3SU1052-2CL60-0AA0-ZY11 | 1 | UN | 1 | 10 | C | D | EAR99 | N | 85389099 | 1 |  | 0.045 | KG | 21.57 | 21.57 | CP20 | CP20 | Selector switch, illuminable, 22 mm, round, metal, shiny, white, selector switch, long, 3 switch positions I-O-II, latching, actuating angle 2x45Â°, 10:30h/12h/13:30h, with laser labeling, upper case | - | 0 | 7
3SU1052-2CL60-0AA0-Z | Y12 | 3SU1052-2CL60-0AA0-ZY12 | 1 | UN | 1 | 10 | C | D | EAR99 | N | 85389099 | 1 |  | 0.045 | KG | 21.57 | 21.57 | CP20 | CP20 | Selector switch, illuminable, 22 mm, round, metal, shiny, white, selector switch, long, 3 switch positions I-O-II, latching, actuating angle 2x45Â°, 10:30h/12h/13:30h, with laser labeling, lower case | - | 0 | 7
3SU1052-2CL60-0AA0-Z | Y15 | 3SU1052-2CL60-0AA0-ZY15 | 1 | UN | 1 | 10 | C | D | EAR99 | N | 85389099 | 1 |  | 0.045 | KG | 21.57 | 21.57 | CP20 | CP20 | Selector switch, illuminable, 22 mm, round, metal, shiny, white, selector switch, long, 3 switch positions I-O-II, latching, actuating angle 2x45Â°, 10:30h/12h/13:30h, with laser labeling, upper case and lower case, always upper case at the beginning of the word | - | 0 | 7
3SU1052-2CL60-0AA0-Z | Y19 | 3SU1052-2CL60-0AA0-ZY19 | 1 | UN | 1 | 10 | C | D | EAR99 | N | 85389099 | 1 |  | 0.045 | KG | 17.77 | 17.77 | CP20 | CP20 | Selector switch, illuminable, 22 mm, round, metal, shiny, white, selector switch, long, 3 switch positions I-O-II, latching, actuating angle 2x45Â°, 10:30h/12h/13:30h, with laser labeling, inscription or symbol Customer-specific selection with SIRIUS ACT configurator (CIN) | - | 0 | 7
3SU1052-2CM10-0AA0 |  | 3SU1052-2CM10-0AA0 | 1 | UN | 1 | 3 | B | D | N | N | 85389099 | 1 | 4047621016672 | 0.02 | KG | 16.82 | 16.82 | CP20 | CP20 | Illuminable selector switch, 22 mm, round, metal shiny, black, Selector switch long, 3 switch positions I>O<II, momentary contact type, actuating angle 2x45Â°, 10:30h/12h/13:30h | - | 0 | 0
3SU1052-2CM10-0AA0-Z | X90 | 3SU1052-2CM10-0AA0-ZX90 | 1 | UN | 1 | 5 | B | D | EAR99 | N | 85389099 | 50 |  | 0.045 | KG | 16.82 | 16.82 | CP20 | CP20 | Illuminable selector switch, 22 mm, round, metal shiny, black, Selector switch long, 3 switch positions I>O<II, momentary contact type, actuating angle 2x45Â°, 10:30 /12 /13:30, Z=50-unit packaging | - | 0 | 0
3SU1052-2CM10-0AA0-Z | Y10 | 3SU1052-2CM10-0AA0-ZY10 | 1 | UN | 1 | 10 | C | D | EAR99 | N | 85389099 | 1 |  | 0.045 | KG | 21.57 | 21.57 | CP20 | CP20 | Illuminable selector switch, 22 mm, round, metal shiny, black, Selector switch long, 3 switch positions I>O<II, momentary contact type, actuating angle 2x45Â°, 10:30h/12h/13:30h, with laser labeling, upper case and lower case, always upper case at beginning of line | - | 0 | 7
3SU1052-2CM10-0AA0-Z | Y11 | 3SU1052-2CM10-0AA0-ZY11 | 1 | UN | 1 | 10 | C | D | EAR99 | N | 85389099 | 1 |  | 0.045 | KG | 21.57 | 21.57 | CP20 | CP20 | Illuminable selector switch, 22 mm, round, metal shiny, black, Selector switch long, 3 switch positions I>O<II, momentary contact type, actuating angle 2x45Â°, 10:30h/12h/13:30h, with laser labeling, upper case | - | 0 | 7
3SU1052-2CM10-0AA0-Z | Y12 | 3SU1052-2CM10-0AA0-ZY12 | 1 | UN | 1 | 10 | C | D | EAR99 | N | 85389099 | 1 |  | 0.045 | KG | 21.57 | 21.57 | CP20 | CP20 | Illuminable selector switch, 22 mm, round, metal shiny, black, Selector switch long, 3 switch positions I>O<II, momentary contact type, actuating angle 2x45Â°, 10:30h/12h/13:30h, with laser labeling, lower case | - | 0 | 7
3SU1052-2CM10-0AA0-Z | Y15 | 3SU1052-2CM10-0AA0-ZY15 | 1 | UN | 1 | 10 | C | D | EAR99 | N | 85389099 | 1 |  | 0.045 | KG | 21.57 | 21.57 | CP20 | CP20 | Illuminable selector switch, 22 mm, round, metal shiny, black, Selector switch long, 3 switch positions I>O<II, momentary contact type, actuating angle 2x45Â°, 10:30h/12h/13:30h, with laser labeling, upper case and lower case, always upper case at the beginning of the word | - | 0 | 7
3SU1052-2CM10-0AA0-Z | Y19 | 3SU1052-2CM10-0AA0-ZY19 | 1 | UN | 1 | 10 | C | D | EAR99 | N | 85389099 | 1 |  | 0.045 | KG | 17.77 | 17.77 | CP20 | CP20 | Illuminable selector switch, 22 mm, round, metal shiny, black, Selector switch long, 3 switch positions I>O<II, momentary contact type, actuating angle 2x45Â°, 10:30h/12h/13:30h, with laser labeling, inscription or symbol, Customer-specific selection with SIRIUS ACT configurator (CIN) | - | 0 | 7
3SU1052-2CM20-0AA0 |  | 3SU1052-2CM20-0AA0 | 1 | UN | 1 | 5 | B | D | N | N | 85389099 | 1 | 4011209970748 | 0.02 | KG | 16.82 | 16.82 | CP20 | CP20 | Selector switch, illuminable, 22 mm, round, metal, shiny, red, selector switch, long, 3 switch positions I>O<II, momentary contact type, actuating angle 2x45Â°, 10:30h/12h/13:30h | - | 0 | 0
3SU1052-2CM20-0AA0-Z | X90 | 3SU1052-2CM20-0AA0-ZX90 | 1 | UN | 1 | 5 | B | D | EAR99 | N | 85389099 | 50 |  | 0.045 | KG | 16.82 | 16.82 | CP20 | CP20 | Selector switch, illuminable, 22 mm, round, metal, shiny, red, selector switch, long, 3 switch positions I>O<II, momentary contact type, actuating angle 2x45Â°, 10:30h/12h/13:30h, Z=50-unit packaging | - | 0 | 0
3SU1052-2CM20-0AA0-Z | Y10 | 3SU1052-2CM20-0AA0-ZY10 | 1 | UN | 1 | 10 | C | D | EAR99 | N | 85389099 | 1 |  | 0.045 | KG | 21.57 | 21.57 | CP20 | CP20 | Selector switch, illuminable, 22 mm, round, metal, shiny, red, selector switch, long, 3 switch positions I>O<II, momentary contact type, actuating angle 2x45Â°, 10:30h/12h/13:30h, with laser labeling, upper case and lower case, always upper case at beginning of line | - | 0 | 7
3SU1052-2CM20-0AA0-Z | Y11 | 3SU1052-2CM20-0AA0-ZY11 | 1 | UN | 1 | 10 | C | D | EAR99 | N | 85389099 | 1 |  | 0.045 | KG | 21.57 | 21.57 | CP20 | CP20 | Selector switch, illuminable, 22 mm, round, metal, shiny, red, selector switch, long, 3 switch positions I>O<II, momentary contact type, actuating angle 2x45Â°, 10:30h/12h/13:30h, with laser labeling, upper case | - | 0 | 7
3SU1052-2CM20-0AA0-Z | Y12 | 3SU1052-2CM20-0AA0-ZY12 | 1 | UN | 1 | 10 | C | D | EAR99 | N | 85389099 | 1 |  | 0.045 | KG | 21.57 | 21.57 | CP20 | CP20 | Selector switch, illuminable, 22 mm, round, metal, shiny, red, selector switch, long, 3 switch positions I>O<II, momentary contact type, actuating angle 2x45Â°, 10:30h/12h/13:30h, with laser labeling, lower case | - | 0 | 7
3SU1052-2CM20-0AA0-Z | Y15 | 3SU1052-2CM20-0AA0-ZY15 | 1 | UN | 1 | 10 | C | D | EAR99 | N | 85389099 | 1 |  | 0.045 | KG | 21.57 | 21.57 | CP20 | CP20 | Selector switch, illuminable, 22 mm, round, metal, shiny, red, selector switch, long, 3 switch positions I>O<II, momentary contact type, actuating angle 2x45Â°, 10:30h/12h/13:30h, with laser labeling, upper case and lower case, always upper case at the beginning of the word | - | 0 | 7
3SU1052-2CM20-0AA0-Z | Y19 | 3SU1052-2CM20-0AA0-ZY19 | 1 | UN | 1 | 10 | C | D | N | N | 85389099 | 1 |  | 0.054 | KG | 17.77 | 17.77 | CP20 | CP20 | Selector switch, illuminable, 22 mm, round, metal, shiny, red, selector switch, long, 3 switch positions I>O<II, momentary contact type, actuating angle 2x45Â°, 10:30h/12h/13:30h, customer-specific selection with SIRIUS ACT configurator (CIN) | - | 0 | 7
3SU1052-2CM40-0AA0 |  | 3SU1052-2CM40-0AA0 | 1 | UN | 1 | 5 | B | D | N | N | 85389099 | 1 | 4011209970755 | 0.02 | KG | 16.82 | 16.82 | CP20 | CP20 | Selector switch, illuminable, 22 mm, round, metal, shiny, green, selector switch, long, 3 switch positions I>O<II, momentary contact type, actuating angle 2x45Â°, 10:30h/12h/13:30h | - | 0 | 0
3SU1052-2CM40-0AA0-Z | X90 | 3SU1052-2CM40-0AA0-ZX90 | 1 | UN | 1 | 5 | B | D | EAR99 | N | 85389099 | 50 |  | 0.045 | KG | 16.82 | 16.82 | CP20 | CP20 | Selector switch, illuminable, 22 mm, round, metal, shiny, green, selector switch, long, 3 switch positions I>O<II, momentary contact type, actuating angle 2x45Â°, 10:30h/12h/13:30h, Z=50-unit packaging | - | 0 | 0
3SU1052-2CM40-0AA0-Z | Y10 | 3SU1052-2CM40-0AA0-ZY10 | 1 | UN | 1 | 10 | C | D | EAR99 | N | 85389099 | 1 |  | 0.045 | KG | 21.57 | 21.57 | CP20 | CP20 | Selector switch, illuminable, 22 mm, round, metal, shiny, green, selector switch, long, 3 switch positions I>O<II, momentary contact type, actuating angle 2x45Â°, 10:30h/12h/13:30h, with laser labeling, upper case and lower case, always upper case at beginning of line | - | 0 | 7
3SU1052-2CM40-0AA0-Z | Y11 | 3SU1052-2CM40-0AA0-ZY11 | 1 | UN | 1 | 10 | C | D | EAR99 | N | 85389099 | 1 |  | 0.045 | KG | 21.57 | 21.57 | CP20 | CP20 | Selector switch, illuminable, 22 mm, round, metal, shiny, green, selector switch, long, 3 switch positions I>O<II, momentary contact type, actuating angle 2x45Â°, 10:30h/12h/13:30h, with laser labeling, upper case | - | 0 | 7
3SU1052-2CM40-0AA0-Z | Y12 | 3SU1052-2CM40-0AA0-ZY12 | 1 | UN | 1 | 10 | C | D | EAR99 | N | 85389099 | 1 |  | 0.045 | KG | 21.57 | 21.57 | CP20 | CP20 | Selector switch, illuminable, 22 mm, round, metal, shiny, green, selector switch, long, 3 switch positions I>O<II, momentary contact type, actuating angle 2x45Â°, 10:30h/12h/13:30h, with laser labeling, lower case | - | 0 | 7
3SU1052-2CM40-0AA0-Z | Y15 | 3SU1052-2CM40-0AA0-ZY15 | 1 | UN | 1 | 10 | C | D | EAR99 | N | 85389099 | 1 |  | 0.045 | KG | 21.57 | 21.57 | CP20 | CP20 | Selector switch, illuminable, 22 mm, round, metal, shiny, green, selector switch, long, 3 switch positions I>O<II, momentary contact type, actuating angle 2x45Â°, 10:30h/12h/13:30h, with laser labeling, upper case and lower case, always upper case at the beginning of the word | - | 0 | 7
3SU1052-2CM40-0AA0-Z | Y19 | 3SU1052-2CM40-0AA0-ZY19 | 1 | UN | 1 | 10 | C | D | N | N | 85389099 | 1 |  | 0.052 | KG | 17.77 | 17.77 | CP20 | CP20 | Selector switch, illuminable, 22 mm, round, metal, shiny, green, selector switch, long, 3 switch positions I>O<II, momentary contact type, actuating angle 2x45Â°, 10:30h/12h/13:30h, customer-specific selection with SIRIUS ACT configurator (CIN) | - | 0 | 7
3SU1052-2CM60-0AA0 |  | 3SU1052-2CM60-0AA0 | 1 | UN | 1 | 3 | B | D | N | N | 85389099 | 1 | 4011209970731 | 0.02 | KG | 16.82 | 16.82 | CP20 | CP20 | Selector switch, illuminable, 22 mm, round, metal, shiny, white, selector switch, long, 3 switch positions I>O<II, momentary contact type, actuating angle 2x45Â°, 10:30h/12h/13:30h | - | 0 | 0
3SU1052-2CM60-0AA0-Z | X90 | 3SU1052-2CM60-0AA0-ZX90 | 1 | UN | 1 | 5 | B | D | EAR99 | N | 85389099 | 50 |  | 0.045 | KG | 16.82 | 16.82 | CP20 | CP20 | Selector switch, illuminable, 22 mm, round, metal, shiny, white, selector switch, long, 3 switch positions I>O<II, momentary contact type, actuating angle 2x45Â°, 10:30h/12h/13:30h, Z=50-unit packaging | - | 0 | 0
3SU1052-2CM60-0AA0-Z | Y10 | 3SU1052-2CM60-0AA0-ZY10 | 1 | UN | 1 | 10 | C | D | EAR99 | N | 85389099 | 1 |  | 0.045 | KG | 21.57 | 21.57 | CP20 | CP20 | Selector switch, illuminable, 22 mm, round, metal, shiny, white, selector switch, long, 3 switch positions I>O<II, momentary contact type, actuating angle 2x45Â°, 10:30h/12h/13:30h, with laser labeling, upper case and lower case, always upper case at beginning of line | - | 0 | 7
3SU1052-2CM60-0AA0-Z | Y11 | 3SU1052-2CM60-0AA0-ZY11 | 1 | UN | 1 | 10 | C | D | EAR99 | N | 85389099 | 1 |  | 0.045 | KG | 21.57 | 21.57 | CP20 | CP20 | Selector switch, illuminable, 22 mm, round, metal, shiny, white, selector switch, long, 3 switch positions I>O<II, momentary contact type, actuating angle 2x45Â°, 10:30h/12h/13:30h, with laser labeling, upper case | - | 0 | 7
3SU1052-2CM60-0AA0-Z | Y12 | 3SU1052-2CM60-0AA0-ZY12 | 1 | UN | 1 | 10 | C | D | EAR99 | N | 85389099 | 1 |  | 0.045 | KG | 21.57 | 21.57 | CP20 | CP20 | Selector switch, illuminable, 22 mm, round, metal, shiny, white, selector switch, long, 3 switch positions I>O<II, momentary contact type, actuating angle 2x45Â°, 10:30h/12h/13:30h, with laser labeling, lower case | - | 0 | 7
3SU1052-2CM60-0AA0-Z | Y15 | 3SU1052-2CM60-0AA0-ZY15 | 1 | UN | 1 | 10 | C | D | EAR99 | N | 85389099 | 1 |  | 0.045 | KG | 21.57 | 21.57 | CP20 | CP20 | Selector switch, illuminable, 22 mm, round, metal, shiny, white, selector switch, long, 3 switch positions I>O<II, momentary contact type, actuating angle 2x45Â°, 10:30h/12h/13:30h, with laser labeling, upper case and lower case, always upper case at the beginning of the word | - | 0 | 7
3SU1052-2CM60-0AA0-Z | Y19 | 3SU1052-2CM60-0AA0-ZY19 | 1 | UN | 1 | 10 | C | D | EAR99 | N | 85389099 | 1 |  | 0.045 | KG | 17.77 | 17.77 | CP20 | CP20 | Selector switch, illuminable, 22 mm, round, metal, shiny, white, selector switch, long, 3 switch positions I>O<II, momentary contact type, actuating angle 2x45Â°, 10:30h/12h/13:30h, with laser labeling, inscription or symbol Customer-specific selection with SIRIUS ACT configurator (CIN) | - | 0 | 7
3SU1052-2CN10-0AA0 |  | 3SU1052-2CN10-0AA0 | 1 | UN | 1 | 5 | B | D | N | N | 85389099 | 1 | 4047621016689 | 0.051 | KG | 16.91 | 16.91 | CP20 | CP20 | Illuminable selector switch, 22 mm, round, metal shiny, black, Selector switch long, 3 switch positions I-O<II, left latching, right momentary contact type, actuating angle 2x45Â°, 10:30h/12h/13:30h | - | 0 | 0
3SU1052-2CN10-0AA0-Z | X90 | 3SU1052-2CN10-0AA0-ZX90 | 1 | UN | 1 | 5 | B | D | EAR99 | N | 85389099 | 50 |  | 0.045 | KG | 16.91 | 16.91 | CP20 | CP20 | Illuminable selector switch, 22 mm, round, metal shiny, black, Selector switch long, 3 switch positions I-O<II, left latching, momentary contact type on the right, actuating angle 2x45Â°, 10:30 /12 /13:30, Z=50-unit packaging | - | 0 | 0
3SU1052-2CN10-0AA0-Z | Y10 | 3SU1052-2CN10-0AA0-ZY10 | 1 | UN | 1 | 10 | C | D | EAR99 | N | 85389099 | 1 |  | 0.045 | KG | 21.66 | 21.66 | CP20 | CP20 | Illuminable selector switch, 22 mm, round, metal shiny, black, Selector switch long, 3 switch positions I-O<II, left latching, right momentary contact type, actuating angle 2x45Â°, 10:30h/12h/13:30h, with laser labeling, upper case and lower case, always upper case at beginning of line | - | 0 | 7
3SU1052-2CN10-0AA0-Z | Y11 | 3SU1052-2CN10-0AA0-ZY11 | 1 | UN | 1 | 10 | C | D | EAR99 | N | 85389099 | 1 |  | 0.045 | KG | 21.66 | 21.66 | CP20 | CP20 | Illuminable selector switch, 22 mm, round, metal shiny, black, Selector switch long, 3 switch positions I-O<II, left latching, right momentary contact type, actuating angle 2x45Â°, 10:30h/12h/13:30h, with laser labeling, upper case | - | 0 | 7
3SU1052-2CN10-0AA0-Z | Y12 | 3SU1052-2CN10-0AA0-ZY12 | 1 | UN | 1 | 10 | C | D | EAR99 | N | 85389099 | 1 |  | 0.045 | KG | 21.66 | 21.66 | CP20 | CP20 | Illuminable selector switch, 22 mm, round, metal shiny, black, Selector switch long, 3 switch positions I-O<II, left latching, right momentary contact type, actuating angle 2x45Â°, 10:30h/12h/13:30h, with laser labeling, lower case | - | 0 | 7
3SU1052-2CN10-0AA0-Z | Y15 | 3SU1052-2CN10-0AA0-ZY15 | 1 | UN | 1 | 10 | C | D | EAR99 | N | 85389099 | 1 |  | 0.045 | KG | 21.66 | 21.66 | CP20 | CP20 | Illuminable selector switch, 22 mm, round, metal shiny, black, Selector switch long, 3 switch positions I-O<II, left latching, right momentary contact type, actuating angle 2x45Â°, 10:30h/12h/13:30h, with laser labeling, upper case and lower case, always upper case at the beginning of the word | - | 0 | 7
3SU1052-2CN10-0AA0-Z | Y19 | 3SU1052-2CN10-0AA0-ZY19 | 1 | UN | 1 | 10 | C | D | N | N | 85389099 | 1 |  | 0.051 | KG | 17.86 | 17.86 | CP20 | CP20 | Illuminable selector switch, 22 mm, round, metal shiny, black, selector switch long, 3 switch positions I-O<II, left latching, momentary contact type on the right, actuating angle 2x45Â°, 10:30h/12h/13:30h, customer-specific selection with SIRIUS ACT configurator (CIN) | - | 0 | 7
3SU1052-2CN20-0AA0 |  | 3SU1052-2CN20-0AA0 | 1 | UN | 1 | 5 | B | D | N | N | 85389099 | 1 | 4011209970779 | 0.052 | KG | 16.91 | 16.91 | CP20 | CP20 | Selector switch, illuminable, 22 mm, round, metal, shiny, red, selector switch, long, 3 switch positions I-O<II, left latching, right momentary contact type, actuating angle 2x45Â°, 10:30h/12h/13:30h | - | 0 | 0
3SU1052-2CN20-0AA0-Z | X90 | 3SU1052-2CN20-0AA0-ZX90 | 1 | UN | 1 | 5 | B | D | EAR99 | N | 85389099 | 50 |  | 0.045 | KG | 16.91 | 16.91 | CP20 | CP20 | Selector switch, illuminable, 22 mm, round, metal, shiny, red, selector switch, long, 3 switch positions I-O<II, left latching, right momentary contact type, actuating angle 2x45Â°, 10:30h/12h/13:30h, Z=50-unit packaging | - | 0 | 0
3SU1052-2CN20-0AA0-Z | Y10 | 3SU1052-2CN20-0AA0-ZY10 | 1 | UN | 1 | 10 | C | D | EAR99 | N | 85389099 | 1 |  | 0.045 | KG | 21.66 | 21.66 | CP20 | CP20 | Selector switch, illuminable, 22 mm, round, metal, shiny, red, selector switch, long, 3 switch positions I-O<II, left latching, right momentary contact type, actuating angle 2x45Â°, 10:30h/12h/13:30h, with laser labeling, upper case and lower case, always upper case at beginning of line | - | 0 | 7
3SU1052-2CN20-0AA0-Z | Y11 | 3SU1052-2CN20-0AA0-ZY11 | 1 | UN | 1 | 10 | C | D | EAR99 | N | 85389099 | 1 |  | 0.045 | KG | 21.66 | 21.66 | CP20 | CP20 | Selector switch, illuminable, 22 mm, round, metal, shiny, red, selector switch, long, 3 switch positions I-O<II, left latching, right momentary contact type, actuating angle 2x45Â°, 10:30h/12h/13:30h, with laser labeling, upper case | - | 0 | 7
3SU1052-2CN20-0AA0-Z | Y12 | 3SU1052-2CN20-0AA0-ZY12 | 1 | UN | 1 | 10 | C | D | EAR99 | N | 85389099 | 1 |  | 0.045 | KG | 21.66 | 21.66 | CP20 | CP20 | Selector switch, illuminable, 22 mm, round, metal, shiny, red, selector switch, long, 3 switch positions I-O<II, left latching, right momentary contact type, actuating angle 2x45Â°, 10:30h/12h/13:30h, with laser labeling, lower case | - | 0 | 7
3SU1052-2CN20-0AA0-Z | Y15 | 3SU1052-2CN20-0AA0-ZY15 | 1 | UN | 1 | 10 | C | D | EAR99 | N | 85389099 | 1 |  | 0.045 | KG | 21.66 | 21.66 | CP20 | CP20 | Selector switch, illuminable, 22 mm, round, metal, shiny, red, selector switch, long, 3 switch positions I-O<II, left latching, right momentary contact type, actuating angle 2x45Â°, 10:30h/12h/13:30h, with laser labeling, upper case and lower case, always upper case at the beginning of the word | - | 0 | 7
3SU1052-2CN20-0AA0-Z | Y19 | 3SU1052-2CN20-0AA0-ZY19 | 1 | UN | 1 | 10 | C | D | N | N | 85389099 | 1 |  | 0.052 | KG | 17.86 | 17.86 | CP20 | CP20 | Selector switch, illuminable, 22 mm, round, metal, shiny, red, selector switch, long, 3 switch positions I-O<II, left latching, momentary contact type on the right, actuating angle 2x45Â°, 10:30h/12h/13:30h, customer-specific selection with SIRIUS ACT configurator (CIN) | - | 0 | 7
3SU1052-2CN60-0AA0 |  | 3SU1052-2CN60-0AA0 | 1 | UN | 1 | 5 | B | D | N | N | 85389099 | 1 | 4011209970762 | 0.02 | KG | 16.91 | 16.91 | CP20 | CP20 | Selector switch, illuminable, 22 mm, round, metal, shiny, white, selector switch, long, 3 switch positions I-O<II, left latching, right momentary contact type, actuating angle 2x45Â°, 10:30h/12h/13:30h | - | 0 | 0
3SU1052-2CN60-0AA0-Z | X90 | 3SU1052-2CN60-0AA0-ZX90 | 1 | UN | 1 | 5 | B | D | EAR99 | N | 85389099 | 50 |  | 0.045 | KG | 16.91 | 16.91 | CP20 | CP20 | Selector switch, illuminable, 22 mm, round, metal, shiny, white, selector switch, long, 3 switch positions I-O<II, left latching, right momentary contact type, actuating angle 2x45Â°, 10:30h/12h/13:30h, Z=50-unit packaging | - | 0 | 0
3SU1052-2CN60-0AA0-Z | Y10 | 3SU1052-2CN60-0AA0-ZY10 | 1 | UN | 1 | 10 | C | D | EAR99 | N | 85389099 | 1 |  | 0.045 | KG | 21.66 | 21.66 | CP20 | CP20 | Selector switch, illuminable, 22 mm, round, metal, shiny, white, selector switch, long, 3 switch positions I-O<II, left latching, right momentary contact type, actuating angle 2x45Â°, 10:30h/12h/13:30h, with laser labeling, upper case and lower case, always upper case at beginning of line | - | 0 | 7
3SU1052-2CN60-0AA0-Z | Y11 | 3SU1052-2CN60-0AA0-ZY11 | 1 | UN | 1 | 10 | C | D | EAR99 | N | 85389099 | 1 |  | 0.045 | KG | 21.66 | 21.66 | CP20 | CP20 | Selector switch, illuminable, 22 mm, round, metal, shiny, white, selector switch, long, 3 switch positions I-O<II, left latching, right momentary contact type, actuating angle 2x45Â°, 10:30h/12h/13:30h, with laser labeling, upper case | - | 0 | 7
3SU1052-2CN60-0AA0-Z | Y12 | 3SU1052-2CN60-0AA0-ZY12 | 1 | UN | 1 | 10 | C | D | EAR99 | N | 85389099 | 1 |  | 0.045 | KG | 21.66 | 21.66 | CP20 | CP20 | Selector switch, illuminable, 22 mm, round, metal, shiny, white, selector switch, long, 3 switch positions I-O<II, left latching, right momentary contact type, actuating angle 2x45Â°, 10:30h/12h/13:30h, with laser labeling, lower case | - | 0 | 7
3SU1052-2CN60-0AA0-Z | Y15 | 3SU1052-2CN60-0AA0-ZY15 | 1 | UN | 1 | 10 | C | D | EAR99 | N | 85389099 | 1 |  | 0.045 | KG | 21.66 | 21.66 | CP20 | CP20 | Selector switch, illuminable, 22 mm, round, metal, shiny, white, selector switch, long, 3 switch positions I-O<II, left latching, right momentary contact type, actuating angle 2x45Â°, 10:30h/12h/13:30h, with laser labeling, upper case and lower case, always upper case at the beginning of the word | - | 0 | 7
3SU1052-2CN60-0AA0-Z | Y19 | 3SU1052-2CN60-0AA0-ZY19 | 1 | UN | 1 | 10 | C | D | N | N | 85389099 | 1 |  | 0.052 | KG | 17.86 | 17.86 | CP20 | CP20 | Selector switch, illuminable, 22 mm, round, metal, shiny, white, selector switch, long, 3 switch positions I-O<II, left latching, momentary contact type on the right, actuating angle 2x45Â°, 10:30h/12h/13:30h, customer-specific selection with SIRIUS ACT configurator (CIN) | - | 0 | 7
3SU1052-2CP10-0AA0 |  | 3SU1052-2CP10-0AA0 | 1 | UN | 1 | 5 | B | D | N | N | 85389099 | 1 | 4047621016696 | 0.052 | KG | 16.91 | 16.91 | CP20 | CP20 | Illuminable selector switch, 22 mm, round, metal shiny, black, Selector switch long, 3 switch positions I>O<II, momentary contact on the left, latching on the right, actuating angle 2x45Â°, 10:30h/12h/13:30h | - | 0 | 0
3SU1052-2CP10-0AA0-Z | X90 | 3SU1052-2CP10-0AA0-ZX90 | 1 | UN | 1 | 5 | B | D | EAR99 | N | 85389099 | 50 |  | 0.045 | KG | 16.91 | 16.91 | CP20 | CP20 | Illuminable selector switch, 22 mm, round, metal shiny, black, Selector switch long, 3 switch positions I>O<II, momentary contact on the left, latching on the right, actuating angle 2x45Â°, 10:30 /12 /13:30, Z=50-unit packaging | - | 0 | 0
3SU1052-2CP10-0AA0-Z | Y10 | 3SU1052-2CP10-0AA0-ZY10 | 1 | UN | 1 | 10 | C | D | EAR99 | N | 85389099 | 1 |  | 0.045 | KG | 21.66 | 21.66 | CP20 | CP20 | Illuminable selector switch, 22 mm, round, metal shiny, black, Selector switch long, 3 switch positions I>O<II, momentary contact on the left, latching on the right, actuating angle 2x45Â°, 10:30h/12h/13:30h, with laser labeling, upper case and lower case, always upper case at beginning of line | - | 0 | 7
3SU1052-2CP10-0AA0-Z | Y11 | 3SU1052-2CP10-0AA0-ZY11 | 1 | UN | 1 | 10 | C | D | EAR99 | N | 85389099 | 1 |  | 0.045 | KG | 21.66 | 21.66 | CP20 | CP20 | Illuminable selector switch, 22 mm, round, metal shiny, black, Selector switch long, 3 switch positions I>O<II, momentary contact on the left, latching on the right, actuating angle 2x45Â°, 10:30h/12h/13:30h, with laser labeling, upper case | - | 0 | 7
3SU1052-2CP10-0AA0-Z | Y12 | 3SU1052-2CP10-0AA0-ZY12 | 1 | UN | 1 | 10 | C | D | EAR99 | N | 85389099 | 1 |  | 0.045 | KG | 21.66 | 21.66 | CP20 | CP20 | Illuminable selector switch, 22 mm, round, metal shiny, black, Selector switch long, 3 switch positions I>O<II, momentary contact on the left, latching on the right, actuating angle 2x45Â°, 10:30h/12h/13:30h, with laser labeling, lower case | - | 0 | 7
3SU1052-2CP10-0AA0-Z | Y15 | 3SU1052-2CP10-0AA0-ZY15 | 1 | UN | 1 | 10 | C | D | EAR99 | N | 85389099 | 1 |  | 0.045 | KG | 21.66 | 21.66 | CP20 | CP20 | Illuminable selector switch, 22 mm, round, metal shiny, black, Selector switch long, 3 switch positions I>O<II, momentary contact on the left, latching on the right, actuating angle 2x45Â°, 10:30h/12h/13:30h, with laser labeling, upper case and lower case, always upper case at the beginning of the word | - | 0 | 7
3SU1052-2CP10-0AA0-Z | Y19 | 3SU1052-2CP10-0AA0-ZY19 | 1 | UN | 1 | 10 | C | D | N | N | 85389099 | 1 |  | 0.052 | KG | 17.86 | 17.86 | CP20 | CP20 | Illuminable selector switch, 22 mm, round, metal shiny, black, selector switch long, 3 switch positions I>O<II, momentary contact on the left, latching on the right, actuating angle 2x45Â°, 10:30h/12h/13:30h, customer-specific selection with SIRIUS ACT configurator (CIN) | - | 0 | 7
3SU1052-2CP20-0AA0 |  | 3SU1052-2CP20-0AA0 | 1 | UN | 1 | 5 | B | D | N | N | 85389099 | 1 | 4011209970793 | 0.05 | KG | 16.91 | 16.91 | CP20 | CP20 | Selector switch, illuminable, 22 mm, round, metal, shiny, red, selector switch, long, 3 switch positions I>O<II, momentary contact on the left, latching on the right, actuating angle 2x45Â°, 10:30h/12h/13:30h | - | 0 | 0
3SU1052-2CP20-0AA0-Z | X90 | 3SU1052-2CP20-0AA0-ZX90 | 1 | UN | 1 | 5 | B | D | EAR99 | N | 85389099 | 50 |  | 0.045 | KG | 16.91 | 16.91 | CP20 | CP20 | Selector switch, illuminable, 22 mm, round, metal, shiny, red, selector switch, long, 3 switch positions I>O<II, momentary contact on the left, latching on the right, actuating angle 2x45Â°, 10:30h/12h/13:30h, Z=50-unit packaging | - | 0 | 0
3SU1052-2CP20-0AA0-Z | Y10 | 3SU1052-2CP20-0AA0-ZY10 | 1 | UN | 1 | 10 | C | D | EAR99 | N | 85389099 | 1 |  | 0.045 | KG | 21.66 | 21.66 | CP20 | CP20 | Selector switch, illuminable, 22 mm, round, metal, shiny, red, selector switch, long, 3 switch positions I>O<II, momentary contact on the left, latching on the right, actuating angle 2x45Â°, 10:30h/12h/13:30h, with laser labeling, upper case and lower case, always upper case at beginning of line | - | 0 | 7
3SU1052-2CP20-0AA0-Z | Y11 | 3SU1052-2CP20-0AA0-ZY11 | 1 | UN | 1 | 10 | C | D | EAR99 | N | 85389099 | 1 |  | 0.045 | KG | 21.66 | 21.66 | CP20 | CP20 | Selector switch, illuminable, 22 mm, round, metal, shiny, red, selector switch, long, 3 switch positions I>O<II, momentary contact on the left, latching on the right, actuating angle 2x45Â°, 10:30h/12h/13:30h, with laser labeling, upper case | - | 0 | 7
3SU1052-2CP20-0AA0-Z | Y12 | 3SU1052-2CP20-0AA0-ZY12 | 1 | UN | 1 | 10 | C | D | EAR99 | N | 85389099 | 1 |  | 0.045 | KG | 21.66 | 21.66 | CP20 | CP20 | Selector switch, illuminable, 22 mm, round, metal, shiny, red, selector switch, long, 3 switch positions I>O<II, momentary contact on the left, latching on the right, actuating angle 2x45Â°, 10:30h/12h/13:30h, with laser labeling, lower case | - | 0 | 7
3SU1052-2CP20-0AA0-Z | Y15 | 3SU1052-2CP20-0AA0-ZY15 | 1 | UN | 1 | 10 | C | D | EAR99 | N | 85389099 | 1 |  | 0.045 | KG | 21.66 | 21.66 | CP20 | CP20 | Selector switch, illuminable, 22 mm, round, metal, shiny, red, selector switch, long, 3 switch positions I>O<II, momentary contact on the left, latching on the right, actuating angle 2x45Â°, 10:30h/12h/13:30h, with laser labeling, upper case and lower case, always upper case at the beginning of the word | - | 0 | 7
3SU1052-2CP20-0AA0-Z | Y19 | 3SU1052-2CP20-0AA0-ZY19 | 1 | UN | 1 | 10 | C | D | N | N | 85389099 | 1 |  | 0.05 | KG | 17.86 | 17.86 | CP20 | CP20 | Selector switch, illuminable, 22 mm, round, metal, shiny, red, selector switch, long, 3 switch positions I>O<II, momentary contact on the left, latching on the right, actuating angle 2x45Â°, 10:30h/12h/13:30h, customer-specific selection with SIRIUS ACT configurator (CIN) | - | 0 | 7
3SU1052-2CP60-0AA0 |  | 3SU1052-2CP60-0AA0 | 1 | UN | 1 | 5 | B | D | N | N | 85389099 | 1 | 4011209970786 | 0.02 | KG | 16.91 | 16.91 | CP20 | CP20 | Selector switch, illuminable, 22 mm, round, metal, shiny, white, selector switch, long, 3 switch positions I>O<II, momentary contact on the left, latching on the right, actuating angle 2x45Â°, 10:30h/12h/13:30h | - | 0 | 0
3SU1052-2CP60-0AA0-Z | X90 | 3SU1052-2CP60-0AA0-ZX90 | 1 | UN | 1 | 5 | B | D | EAR99 | N | 85389099 | 50 |  | 0.045 | KG | 16.91 | 16.91 | CP20 | CP20 | Selector switch, illuminable, 22 mm, round, metal, shiny, white, selector switch, long, 3 switch positions I>O<II, momentary contact on the left, latching on the right, actuating angle 2x45Â°, 10:30h/12h/13:30h, Z=50-unit packaging | - | 0 | 0
3SU1052-2CP60-0AA0-Z | Y10 | 3SU1052-2CP60-0AA0-ZY10 | 1 | UN | 1 | 10 | C | D | EAR99 | N | 85389099 | 1 |  | 0.045 | KG | 21.66 | 21.66 | CP20 | CP20 | Selector switch, illuminable, 22 mm, round, metal, shiny, white, selector switch, long, 3 switch positions I>O<II, momentary contact on the left, latching on the right, actuating angle 2x45Â°, 10:30h/12h/13:30h, with laser labeling, upper case and lower case, always upper case at beginning of line | - | 0 | 7
3SU1052-2CP60-0AA0-Z | Y11 | 3SU1052-2CP60-0AA0-ZY11 | 1 | UN | 1 | 10 | C | D | EAR99 | N | 85389099 | 1 |  | 0.045 | KG | 21.66 | 21.66 | CP20 | CP20 | Selector switch, illuminable, 22 mm, round, metal, shiny, white, selector switch, long, 3 switch positions I>O<II, momentary contact on the left, latching on the right, actuating angle 2x45Â°, 10:30h/12h/13:30h, with laser labeling, upper case | - | 0 | 7
3SU1052-2CP60-0AA0-Z | Y12 | 3SU1052-2CP60-0AA0-ZY12 | 1 | UN | 1 | 10 | C | D | EAR99 | N | 85389099 | 1 |  | 0.045 | KG | 21.66 | 21.66 | CP20 | CP20 | Selector switch, illuminable, 22 mm, round, metal, shiny, white, selector switch, long, 3 switch positions I>O<II, momentary contact on the left, latching on the right, actuating angle 2x45Â°, 10:30h/12h/13:30h, with laser labeling, lower case | - | 0 | 7
3SU1052-2CP60-0AA0-Z | Y15 | 3SU1052-2CP60-0AA0-ZY15 | 1 | UN | 1 | 10 | C | D | EAR99 | N | 85389099 | 1 |  | 0.045 | KG | 21.66 | 21.66 | CP20 | CP20 | Selector switch, illuminable, 22 mm, round, metal, shiny, white, selector switch, long, 3 switch positions I>O<II, momentary contact on the left, latching on the right, actuating angle 2x45Â°, 10:30h/12h/13:30h, with laser labeling, upper case and lower case, always upper case at the beginning of the word | - | 0 | 7
3SU1052-2CP60-0AA0-Z | Y19 | 3SU1052-2CP60-0AA0-ZY19 | 1 | UN | 1 | 10 | C | D | N | N | 85389099 | 1 |  | 0.053 | KG | 17.86 | 17.86 | CP20 | CP20 | Selector switch, illuminable, 22 mm, round, metal, shiny, white, selector switch, long, 3 switch positions I>O<II, momentary contact on the left, latching on the right, actuating angle 2x45Â°, 10:30h/12h/13:30h, customer-specific selection with SIRIUS ACT configurator (CIN) | - | 0 | 7
3SU1052-2FC60-0AA0 |  | 3SU1052-2FC60-0AA0 | 1 | UN | 1 | 5 | B | D | N | N | 85389099 | 1 | 4047621021164 | 0.051 | KG | 16.44 | 16.44 | CP20 | CP20 | Illuminable selector switch, 22 mm, round, metal shiny, white, Selector switch short, 2 switch positions O<I, momentary contact type, Actuating angle 45Â°, 13:30h/15h | - | 0 | 0
3SU1052-2FC60-0AA0-Z | Y19 | 3SU1052-2FC60-0AA0-ZY19 | 1 | UN | 1 | 10 | C | D | N | N | 85389099 | 1 |  | 0.051 | KG | 17.39 | 17.39 | CP20 | CP20 | Illuminable selector switch, 22 mm, round, shiny metal, white, knob short, 2 switch positions O<I, momentary contact type, actuating angle 45Â°, 13:30h/15h, customer-specific selection with SIRIUS ACT configurator (CIN) | - | 0 | 0
3SU1052-2FF60-0AA0 |  | 3SU1052-2FF60-0AA0 | 1 | UN | 1 | 5 | B | D | N | N | 85389099 | 1 | 4047621021188 | 0.02 | KG | 16.44 | 16.44 | CP20 | CP20 | Illuminable selector switch, 22 mm, round, metal shiny, white, Selector switch short, 2 switch positions O-I, latching, actuating angle 90Â°, 13:30h/16:30h | - | 0 | 0
3SU1052-2FF60-0AA0-Z | Y19 | 3SU1052-2FF60-0AA0-ZY19 | 1 | UN | 1 | 10 | C | D | N | N | 85389099 | 1 |  | 0.052 | KG | 17.39 | 17.39 | CP20 | CP20 | Illuminable selector switch, 22 mm, round, shiny metal, white, knob short, 2 switch positions O-I, latching, actuating angle 90Â°, 13:30h/16:30h, Customer-specific selection with SIRIUS ACT configurator (CIN) | - | 0 | 0
3SU1052-2FL60-0AA0 |  | 3SU1052-2FL60-0AA0 | 1 | UN | 1 | 5 | B | D | N | N | 85389099 | 1 | 4047621021195 | 0.053 | KG | 16.44 | 16.44 | CP20 | CP20 | Illuminable selector switch, 22 mm, round, metal shiny, white, Selector switch short, 3 switch positions I-O-II, latching, actuating angle 2x45Â°, 13:30h/15h/16:30h | - | 0 | 0
3SU1052-2FL60-0AA0-Z | Y19 | 3SU1052-2FL60-0AA0-ZY19 | 1 | UN | 1 | 10 | C | D | N | N | 85389099 | 1 |  | 0.053 | KG | 17.39 | 17.39 | CP20 | CP20 | Illuminable selector switch, 22 mm, round, shiny metal, white, knob short, 3 switch positions I-O-II, latching, actuating angle 2x45Â°, 13:30h/15h/16:30h, customer-specific selection with SIRIUS ACT configurator (CIN) | - | 0 | 0
3SU1052-2FM60-0AA0 |  | 3SU1052-2FM60-0AA0 | 1 | UN | 1 | 5 | B | D | N | N | 85389099 | 1 | 4047621021171 | 0.02 | KG | 16.44 | 16.44 | CP20 | CP20 | Illuminable selector switch, 22 mm, round, metal shiny, white, Selector switch short, 3 switch positions I>O<II, momentary contact type, actuating angle 2x45Â°, 13:30h/15h/16:30h | - | 0 | 0
3SU1052-2FM60-0AA0-Z | Y19 | 3SU1052-2FM60-0AA0-ZY19 | 1 | UN | 1 | 10 | C | D | N | N | 85389099 | 1 |  | 0.051 | KG | 17.39 | 17.39 | CP20 | CP20 | Illuminable selector switch, 22 mm, round, shiny metal, white, knob short, 3 switch positions I>O<II, momentary contact type, actuating angle 2x45Â°, 13:30h/15h/16:30h, Customer-specific selection with SIRIUS ACT configurator (CIN) | - | 0 | 0
3SU1060-0JA10-0AA0 |  | 3SU1060-0JA10-0AA0 | 1 | UN | 1 | 5 | B | D | N | N | 85389099 | 1 | 4011209961555 | 0.072 | KG | 20.52 | 20.52 | CP20 | CP20 | Pushbutton, 30 mm, round, metal, matte, black, front ring for flush installation, latching, Push-to-release mechanism | - | 0 | 0
3SU1060-0JA10-0AA0-Z | X90 | 3SU1060-0JA10-0AA0-ZX90 | 1 | UN | 1 | 5 | B | D | EAR99 | N | 85389099 | 50 |  | 0.049 | KG | 20.52 | 20.52 | CP20 | CP20 | Pushbutton, 30 mm, round, Metal, matte, black, front ring for flush installation, latching, Push-to-release mechanism, Z=50-unit packaging | - | 0 | 0
3SU1060-0JA10-0AA0-Z | Y10 | 3SU1060-0JA10-0AA0-ZY10 | 1 | UN | 1 | 10 | C | D | N | N | 85389099 | 1 |  | 0.049 | KG | 25.27 | 25.27 | CP20 | CP20 | Pushbutton, 30 mm, round, Metal, matte, black, front ring for flush installation, latching, Push-to-release mechanism, with laser labeling, upper case and lower case, always upper case at beginning of line | - | 0 | 0
3SU1060-0JA10-0AA0-Z | Y11 | 3SU1060-0JA10-0AA0-ZY11 | 1 | UN | 1 | 10 | C | D | N | N | 85389099 | 1 |  | 0.049 | KG | 25.27 | 25.27 | CP20 | CP20 | Pushbutton, 30 mm, round, Metal, matte, black, front ring for flush installation, latching, Push-to-release mechanism, with laser labeling, upper case | - | 0 | 0
3SU1060-0JA10-0AA0-Z | Y12 | 3SU1060-0JA10-0AA0-ZY12 | 1 | UN | 1 | 10 | C | D | N | N | 85389099 | 1 |  | 0.049 | KG | 25.27 | 25.27 | CP20 | CP20 | Pushbutton, 30 mm, round, Metal, matte, black, front ring for flush installation, latching, Push-to-release mechanism, with laser labeling, lower case | - | 0 | 0
3SU1060-0JA10-0AA0-Z | Y13 | 3SU1060-0JA10-0AA0-ZY13 | 1 | UN | 1 | 10 | C | D | N | N | 85389099 | 1 |  | 0.049 | KG | 25.27 | 25.27 | CP20 | CP20 | Pushbutton, 30 mm, round, Metal, matte, black, front ring for flush installation, latching, Push-to-release mechanism, with laser labeling, symbol number according to, ISO 7000 or IEC 60417 | - | 0 | 0
3SU1060-0JA10-0AA0-Z | Y15 | 3SU1060-0JA10-0AA0-ZY15 | 1 | UN | 1 | 10 | C | D | N | N | 85389099 | 1 |  | 0.049 | KG | 25.27 | 25.27 | CP20 | CP20 | Pushbutton, 30 mm, round, Metal, matte, black, front ring for flush installation, latching, Push-to-release mechanism, with laser labeling, upper case and lower case, always upper case at the beginning of the word | - | 0 | 0
3SU1060-0JA10-0AA0-Z | Y19 | 3SU1060-0JA10-0AA0-ZY19 | 1 | UN | 1 | 10 | C | D | N | N | 85389099 | 1 |  | 0.076 | KG | 21.47 | 21.47 | CP20 | CP20 | Pushbutton, 30 mm, round, Metal, matte, black, front ring for flush installation, latching, Push-to-release mechanism, with laser labeling, inscription or symbol Customer-specific selection with SIRIUS ACT configurator (CIN) | - | 0 | 0
3SU1060-0JA20-0AA0 |  | 3SU1060-0JA20-0AA0 | 1 | UN | 1 | 5 | B | D | N | N | 85389099 | 1 | 4011209961562 | 0.073 | KG | 20.52 | 20.52 | CP20 | CP20 | Pushbutton, 30 mm, round, metal, matte, red, front ring for flush installation, latching, Push-to-release mechanism | - | 0 | 0
3SU1060-0JA20-0AA0-Z | X90 | 3SU1060-0JA20-0AA0-ZX90 | 1 | UN | 1 | 5 | B | D | EAR99 | N | 85389099 | 50 |  | 0.049 | KG | 20.52 | 20.52 | CP20 | CP20 | Pushbutton, 30 mm, round, Metal, matte, red, front ring for flush installation, latching, Push-to-release mechanism, Z=50-unit packaging | - | 0 | 0
3SU1060-0JA20-0AA0-Z | Y10 | 3SU1060-0JA20-0AA0-ZY10 | 1 | UN | 1 | 10 | C | D | N | N | 85389099 | 1 |  | 0.049 | KG | 25.27 | 25.27 | CP20 | CP20 | Pushbutton, 30 mm, round, Metal, matte, red, front ring for flush installation, latching, Push-to-release mechanism, with laser labeling, upper case and lower case, always upper case at beginning of line | - | 0 | 0
3SU1060-0JA20-0AA0-Z | Y11 | 3SU1060-0JA20-0AA0-ZY11 | 1 | UN | 1 | 10 | C | D | N | N | 85389099 | 1 |  | 0.049 | KG | 25.27 | 25.27 | CP20 | CP20 | Pushbutton, 30 mm, round, Metal, matte, red, front ring for flush installation, latching, Push-to-release mechanism, with laser labeling, upper case | - | 0 | 0
3SU1060-0JA20-0AA0-Z | Y12 | 3SU1060-0JA20-0AA0-ZY12 | 1 | UN | 1 | 10 | C | D | N | N | 85389099 | 1 |  | 0.049 | KG | 25.27 | 25.27 | CP20 | CP20 | Pushbutton, 30 mm, round, Metal, matte, red, front ring for flush installation, latching, Push-to-release mechanism, with laser labeling, lower case | - | 0 | 0
3SU1060-0JA20-0AA0-Z | Y13 | 3SU1060-0JA20-0AA0-ZY13 | 1 | UN | 1 | 10 | C | D | N | N | 85389099 | 1 |  | 0.049 | KG | 25.27 | 25.27 | CP20 | CP20 | Pushbutton, 30 mm, round, Metal, matte, red, front ring for flush installation, latching, Push-to-release mechanism, with laser labeling, symbol number according to, ISO 7000 or IEC 60417 | - | 0 | 0
3SU1060-0JA20-0AA0-Z | Y15 | 3SU1060-0JA20-0AA0-ZY15 | 1 | UN | 1 | 10 | C | D | N | N | 85389099 | 1 |  | 0.049 | KG | 25.27 | 25.27 | CP20 | CP20 | Pushbutton, 30 mm, round, Metal, matte, red, front ring for flush installation, latching, Push-to-release mechanism, with laser labeling, upper case and lower case, always upper case at the beginning of the word | - | 0 | 0
3SU1060-0JA20-0AA0-Z | Y19 | 3SU1060-0JA20-0AA0-ZY19 | 1 | UN | 1 | 10 | C | D | N | N | 85389099 | 1 |  | 0.076 | KG | 21.47 | 21.47 | CP20 | CP20 | Pushbutton, 30 mm, round, Metal, matte, red, front ring for flush installation, latching, Push-to-release mechanism, with laser labeling, inscription or symbol Customer-specific selection with SIRIUS ACT configurator (CIN) | - | 0 | 0
3SU1060-0JA30-0AA0 |  | 3SU1060-0JA30-0AA0 | 1 | UN | 1 | 5 | B | D | N | N | 85389099 | 1 | 4011209961579 | 0.075 | KG | 20.52 | 20.52 | CP20 | CP20 | Pushbutton, 30 mm, round, metal, matte, yellow, front ring for flush installation, latching, Push-to-release mechanism | - | 0 | 0
3SU1060-0JA30-0AA0-Z | X90 | 3SU1060-0JA30-0AA0-ZX90 | 1 | UN | 1 | 5 | B | D | EAR99 | N | 85389099 | 50 |  | 0.049 | KG | 20.52 | 20.52 | CP20 | CP20 | Pushbutton, 30 mm, round, Metal, matte, yellow, front ring for flush installation, latching, Push-to-release mechanism, Z=50-unit packaging | - | 0 | 0
3SU1060-0JA30-0AA0-Z | Y10 | 3SU1060-0JA30-0AA0-ZY10 | 1 | UN | 1 | 10 | C | D | N | N | 85389099 | 1 |  | 0.049 | KG | 25.27 | 25.27 | CP20 | CP20 | Pushbutton, 30 mm, round, Metal, matte, yellow, front ring for flush installation, latching, Push-to-release mechanism, with laser labeling, upper case and lower case, always upper case at beginning of line | - | 0 | 0
3SU1060-0JA30-0AA0-Z | Y11 | 3SU1060-0JA30-0AA0-ZY11 | 1 | UN | 1 | 10 | C | D | N | N | 85389099 | 1 |  | 0.049 | KG | 25.27 | 25.27 | CP20 | CP20 | Pushbutton, 30 mm, round, Metal, matte, yellow, front ring for flush installation, latching, Push-to-release mechanism, with laser labeling, upper case | - | 0 | 0
3SU1060-0JA30-0AA0-Z | Y12 | 3SU1060-0JA30-0AA0-ZY12 | 1 | UN | 1 | 10 | C | D | N | N | 85389099 | 1 |  | 0.049 | KG | 25.27 | 25.27 | CP20 | CP20 | Pushbutton, 30 mm, round, Metal, matte, yellow, front ring for flush installation, latching, Push-to-release mechanism, with laser labeling, lower case | - | 0 | 0
3SU1060-0JA30-0AA0-Z | Y13 | 3SU1060-0JA30-0AA0-ZY13 | 1 | UN | 1 | 10 | C | D | N | N | 85389099 | 1 |  | 0.049 | KG | 25.27 | 25.27 | CP20 | CP20 | Pushbutton, 30 mm, round, Metal, matte, yellow, front ring for flush installation, latching, Push-to-release mechanism, with laser labeling, symbol number according to, ISO 7000 or IEC 60417 | - | 0 | 0
3SU1060-0JA30-0AA0-Z | Y15 | 3SU1060-0JA30-0AA0-ZY15 | 1 | UN | 1 | 10 | C | D | N | N | 85389099 | 1 |  | 0.049 | KG | 25.27 | 25.27 | CP20 | CP20 | Pushbutton, 30 mm, round, Metal, matte, yellow, front ring for flush installation, latching, Push-to-release mechanism, with laser labeling, upper case and lower case, always upper case at the beginning of the word | - | 0 | 0
3SU1060-0JA30-0AA0-Z | Y19 | 3SU1060-0JA30-0AA0-ZY19 | 1 | UN | 1 | 10 | C | D | N | N | 85389099 | 1 |  | 0.079 | KG | 21.47 | 21.47 | CP20 | CP20 | Pushbutton, 30 mm, round, Metal, matte, yellow, front ring for flush installation, latching, Push-to-release mechanism, with laser labeling, inscription or symbol Customer-specific selection with SIRIUS ACT configurator (CIN) | - | 0 | 0
3SU1060-0JA40-0AA0 |  | 3SU1060-0JA40-0AA0 | 1 | UN | 1 | 5 | B | D | N | N | 85389099 | 1 | 4011209961586 | 0.07 | KG | 20.52 | 20.52 | CP20 | CP20 | Pushbutton, 30 mm, round, metal, matte, green, front ring for flush installation, latching, Push-to-release mechanism | - | 0 | 0
3SU1060-0JA40-0AA0-Z | X90 | 3SU1060-0JA40-0AA0-ZX90 | 1 | UN | 1 | 5 | B | D | EAR99 | N | 85389099 | 50 |  | 0.049 | KG | 20.52 | 20.52 | CP20 | CP20 | Pushbutton, 30 mm, round, Metal, matte, green, front ring for flush installation, latching, Push-to-release mechanism, Z=50-unit packaging | - | 0 | 0
3SU1060-0JA40-0AA0-Z | Y10 | 3SU1060-0JA40-0AA0-ZY10 | 1 | UN | 1 | 10 | C | D | N | N | 85389099 | 1 |  | 0.085 | KG | 25.27 | 25.27 | CP20 | CP20 | Pushbutton, 30 mm, round, Metal, matte, green, front ring for flush installation, latching, Push-to-release mechanism, with laser labeling, upper case and lower case, always upper case at beginning of line | - | 0 | 0
3SU1060-0JA40-0AA0-Z | Y11 | 3SU1060-0JA40-0AA0-ZY11 | 1 | UN | 1 | 10 | C | D | N | N | 85389099 | 1 |  | 0.049 | KG | 25.27 | 25.27 | CP20 | CP20 | Pushbutton, 30 mm, round, Metal, matte, green, front ring for flush installation, latching, Push-to-release mechanism, with laser labeling, upper case | - | 0 | 0
3SU1060-0JA40-0AA0-Z | Y12 | 3SU1060-0JA40-0AA0-ZY12 | 1 | UN | 1 | 10 | C | D | N | N | 85389099 | 1 |  | 0.049 | KG | 25.27 | 25.27 | CP20 | CP20 | Pushbutton, 30 mm, round, Metal, matte, green, front ring for flush installation, latching, Push-to-release mechanism, with laser labeling, lower case | - | 0 | 0
3SU1060-0JA40-0AA0-Z | Y13 | 3SU1060-0JA40-0AA0-ZY13 | 1 | UN | 1 | 10 | C | D | N | N | 85389099 | 1 |  | 0.049 | KG | 25.27 | 25.27 | CP20 | CP20 | Pushbutton, 30 mm, round, Metal, matte, green, front ring for flush installation, latching, Push-to-release mechanism, with laser labeling, symbol number according to, ISO 7000 or IEC 60417 | - | 0 | 0
3SU1060-0JA40-0AA0-Z | Y15 | 3SU1060-0JA40-0AA0-ZY15 | 1 | UN | 1 | 10 | C | D | N | N | 85389099 | 1 |  | 0.049 | KG | 25.27 | 25.27 | CP20 | CP20 | Pushbutton, 30 mm, round, Metal, matte, green, front ring for flush installation, latching, Push-to-release mechanism, with laser labeling, upper case and lower case, always upper case at the beginning of the word | - | 0 | 0
3SU1060-0JA40-0AA0-Z | Y19 | 3SU1060-0JA40-0AA0-ZY19 | 1 | UN | 1 | 10 | C | D | N | N | 85389099 | 1 |  | 0.076 | KG | 21.47 | 21.47 | CP20 | CP20 | Pushbutton, 30 mm, round, Metal, matte, green, front ring for flush installation, latching, Push-to-release mechanism, with laser labeling, inscription or symbol Customer-specific selection with SIRIUS ACT configurator (CIN) | - | 0 | 0
3SU1060-0JA50-0AA0 |  | 3SU1060-0JA50-0AA0 | 1 | UN | 1 | 5 | B | D | N | N | 85389099 | 1 | 4011209961593 | 0.073 | KG | 20.52 | 20.52 | CP20 | CP20 | Pushbutton, 30 mm, round, metal, matte, blue, front ring for flush installation, latching, Push-to-release mechanism | - | 0 | 0
3SU1060-0JA50-0AA0-Z | X90 | 3SU1060-0JA50-0AA0-ZX90 | 1 | UN | 1 | 5 | B | D | EAR99 | N | 85389099 | 50 |  | 0.049 | KG | 20.52 | 20.52 | CP20 | CP20 | Pushbutton, 30 mm, round, Metal, matte, blue, front ring for flush installation, latching, Push-to-release mechanism, Z=50-unit packaging | - | 0 | 0
3SU1060-0JA50-0AA0-Z | Y10 | 3SU1060-0JA50-0AA0-ZY10 | 1 | UN | 1 | 10 | C | D | N | N | 85389099 | 1 |  | 0.049 | KG | 25.27 | 25.27 | CP20 | CP20 | Pushbutton, 30 mm, round, Metal, matte, blue, front ring for flush installation, latching, Push-to-release mechanism, with laser labeling, upper case and lower case, always upper case at beginning of line | - | 0 | 0
3SU1060-0JA50-0AA0-Z | Y11 | 3SU1060-0JA50-0AA0-ZY11 | 1 | UN | 1 | 10 | C | D | N | N | 85389099 | 1 |  | 0.049 | KG | 25.27 | 25.27 | CP20 | CP20 | Pushbutton, 30 mm, round, Metal, matte, blue, front ring for flush installation, latching, Push-to-release mechanism, with laser labeling, upper case | - | 0 | 0
3SU1060-0JA50-0AA0-Z | Y12 | 3SU1060-0JA50-0AA0-ZY12 | 1 | UN | 1 | 10 | C | D | N | N | 85389099 | 1 |  | 0.049 | KG | 25.27 | 25.27 | CP20 | CP20 | Pushbutton, 30 mm, round, Metal, matte, blue, front ring for flush installation, latching, Push-to-release mechanism, with laser labeling, lower case | - | 0 | 0
3SU1060-0JA50-0AA0-Z | Y13 | 3SU1060-0JA50-0AA0-ZY13 | 1 | UN | 1 | 10 | C | D | N | N | 85389099 | 1 |  | 0.049 | KG | 25.27 | 25.27 | CP20 | CP20 | Pushbutton, 30 mm, round, Metal, matte, blue, front ring for flush installation, latching, Push-to-release mechanism, with laser labeling, symbol number according to, ISO 7000 or IEC 60417 | - | 0 | 0
3SU1060-0JA50-0AA0-Z | Y15 | 3SU1060-0JA50-0AA0-ZY15 | 1 | UN | 1 | 10 | C | D | N | N | 85389099 | 1 |  | 0.049 | KG | 25.27 | 25.27 | CP20 | CP20 | Pushbutton, 30 mm, round, Metal, matte, blue, front ring for flush installation, latching, Push-to-release mechanism, with laser labeling, upper case and lower case, always upper case at the beginning of the word | - | 0 | 0
3SU1060-0JA50-0AA0-Z | Y19 | 3SU1060-0JA50-0AA0-ZY19 | 1 | UN | 1 | 10 | C | D | N | N | 85389099 | 1 |  | 0.077 | KG | 21.47 | 21.47 | CP20 | CP20 | Pushbutton, 30 mm, round, Metal, matte, blue, front ring for flush installation, latching, Push-to-release mechanism, with laser labeling, inscription or symbol Customer-specific selection with SIRIUS ACT configurator (CIN) | - | 0 | 0
3SU1060-0JA60-0AA0 |  | 3SU1060-0JA60-0AA0 | 1 | UN | 1 | 5 | B | D | N | N | 85389099 | 1 | 4011209961876 | 0.072 | KG | 20.52 | 20.52 | CP20 | CP20 | Pushbutton, 30 mm, round, metal, matte, white, front ring for flush installation, latching, Push-to-release mechanism | - | 0 | 0
3SU1060-0JA60-0AA0-Z | X90 | 3SU1060-0JA60-0AA0-ZX90 | 1 | UN | 1 | 5 | B | D | EAR99 | N | 85389099 | 50 |  | 0.049 | KG | 20.52 | 20.52 | CP20 | CP20 | Pushbutton, 30 mm, round, Metal, matte, white, front ring for flush installation, latching, Push-to-release mechanism, Z=50-unit packaging | - | 0 | 0
3SU1060-0JA60-0AA0-Z | Y10 | 3SU1060-0JA60-0AA0-ZY10 | 1 | UN | 1 | 10 | C | D | N | N | 85389099 | 1 |  | 0.049 | KG | 25.27 | 25.27 | CP20 | CP20 | Pushbutton, 30 mm, round, Metal, matte, white, front ring for flush installation, latching, Push-to-release mechanism, with laser labeling, upper case and lower case, always upper case at beginning of line | - | 0 | 0
3SU1060-0JA60-0AA0-Z | Y11 | 3SU1060-0JA60-0AA0-ZY11 | 1 | UN | 1 | 10 | C | D | N | N | 85389099 | 1 |  | 0.049 | KG | 25.27 | 25.27 | CP20 | CP20 | Pushbutton, 30 mm, round, Metal, matte, white, front ring for flush installation, latching, Push-to-release mechanism, with laser labeling, upper case | - | 0 | 0
3SU1060-0JA60-0AA0-Z | Y12 | 3SU1060-0JA60-0AA0-ZY12 | 1 | UN | 1 | 10 | C | D | N | N | 85389099 | 1 |  | 0.049 | KG | 25.27 | 25.27 | CP20 | CP20 | Pushbutton, 30 mm, round, Metal, matte, white, front ring for flush installation, latching, Push-to-release mechanism, with laser labeling, lower case | - | 0 | 0
3SU1060-0JA60-0AA0-Z | Y13 | 3SU1060-0JA60-0AA0-ZY13 | 1 | UN | 1 | 10 | C | D | N | N | 85389099 | 1 |  | 0.049 | KG | 25.27 | 25.27 | CP20 | CP20 | Pushbutton, 30 mm, round, Metal, matte, white, front ring for flush installation, latching, Push-to-release mechanism, with laser labeling, symbol number according to, ISO 7000 or IEC 60417 | - | 0 | 0
3SU1060-0JA60-0AA0-Z | Y15 | 3SU1060-0JA60-0AA0-ZY15 | 1 | UN | 1 | 10 | C | D | N | N | 85389099 | 1 |  | 0.049 | KG | 25.27 | 25.27 | CP20 | CP20 | Pushbutton, 30 mm, round, Metal, matte, white, front ring for flush installation, latching, Push-to-release mechanism, with laser labeling, upper case and lower case, always upper case at the beginning of the word | - | 0 | 0
3SU1060-0JA60-0AA0-Z | Y19 | 3SU1060-0JA60-0AA0-ZY19 | 1 | UN | 1 | 10 | C | D | N | N | 85389099 | 1 |  | 0.073 | KG | 21.47 | 21.47 | CP20 | CP20 | Pushbutton, 30 mm, round, Metal, matte, white, front ring for flush installation, latching, Push-to-release mechanism, with laser labeling, inscription or symbol Customer-specific selection with SIRIUS ACT configurator (CIN) | - | 0 | 0
3SU1060-0JB00-0AA0 |  | 3SU1060-0JB00-0AA0 | 1 | UN | 1 | 5 | B | D | N | N | 85389099 | 1 | 4047621070681 | 0.07 | KG | 14.54 | 14.54 | CP20 | CP20 | Pushbutton, 30 mm, round, metal, matte, amber, front ring for flush installation, momentary contact type |  | 0 | 0
3SU1060-0JB00-0AA0-Z | Y19 | 3SU1060-0JB00-0AA0-ZY19 | 1 | UN | 1 | 10 | C | D | N | N | 85389099 | 1 | 4047621074283 | 0.074 | KG | 15.49 | 15.49 | CP20 | CP20 | Pushbutton, 30 mm, round, metal, matte, amber, front ring for flush installation, momentary contact type, with laser inscription, inscription or symbol customer-specific selection with SIRIUS ACT configurator (CIN) |  | 0 | 0
3SU1060-0JB10-0AA0 |  | 3SU1060-0JB10-0AA0 | 1 | UN | 1 | 3 | B | D | N | N | 85389099 | 1 | 4011209965621 | 0.077 | KG | 14.54 | 14.54 | CP20 | CP20 | Pushbutton, 30 mm, round, metal, matte, black, front ring for flush installation, momentary contact type | - | 0 | 0
3SU1060-0JB10-0AA0-Z | X90 | 3SU1060-0JB10-0AA0-ZX90 | 1 | UN | 1 | 5 | B | D | N | N | 85389099 | 50 | 4047621032092 | 0.026 | KG | 14.54 | 14.54 | CP20 | CP20 | Pushbutton, 30 mm, round, Metal, matte, black, front ring for flush installation, momentary contact type, Z=50-unit packaging | - | 0 | 0
3SU1060-0JB10-0AA0-Z | Y10 | 3SU1060-0JB10-0AA0-ZY10 | 1 | UN | 1 | 10 | C | D | N | N | 85389099 | 1 |  | 0.049 | KG | 19.29 | 19.29 | CP20 | CP20 | Pushbutton, 30 mm, round, Metal, matte, black, front ring for flush installation, momentary contact type, with laser labeling, upper case and lower case, always upper case at beginning of line | - | 0 | 0
3SU1060-0JB10-0AA0-Z | Y11 | 3SU1060-0JB10-0AA0-ZY11 | 1 | UN | 1 | 10 | C | D | N | N | 85389099 | 1 |  | 0.076 | KG | 19.29 | 19.29 | CP20 | CP20 | Pushbutton, 30 mm, round, Metal, matte, black, front ring for flush installation, momentary contact type, with laser labeling, upper case | - | 0 | 0
3SU1060-0JB10-0AA0-Z | Y12 | 3SU1060-0JB10-0AA0-ZY12 | 1 | UN | 1 | 10 | C | D | N | N | 85389099 | 1 |  | 0.049 | KG | 19.29 | 19.29 | CP20 | CP20 | Pushbutton, 30 mm, round, Metal, matte, black, front ring for flush installation, momentary contact type, with laser labeling, lower case | - | 0 | 0
3SU1060-0JB10-0AA0-Z | Y13 | 3SU1060-0JB10-0AA0-ZY13 | 1 | UN | 1 | 10 | C | D | N | N | 85389099 | 1 |  | 0.076 | KG | 19.29 | 19.29 | CP20 | CP20 | Pushbutton, 30 mm, round, Metal, matte, black, front ring for flush installation, momentary contact type, with laser labeling, symbol number according to, ISO 7000 or IEC 60417 | - | 0 | 0
3SU1060-0JB10-0AA0-Z | Y15 | 3SU1060-0JB10-0AA0-ZY15 | 1 | UN | 1 | 10 | C | D | N | N | 85389099 | 1 |  | 0.08 | KG | 19.29 | 19.29 | CP20 | CP20 | Pushbutton, 30 mm, round, Metal, matte, black, front ring for flush installation, momentary contact type, with laser labeling, upper case and lower case, always upper case at the beginning of the word | - | 0 | 0
3SU1060-0JB10-0AA0-Z | Y19 | 3SU1060-0JB10-0AA0-ZY19 | 1 | UN | 1 | 10 | C | D | N | N | 85389099 | 1 |  | 0.074 | KG | 15.49 | 15.49 | CP20 | CP20 | Pushbutton, 30 mm, round, Metal, matte, black, front ring for flush installation, momentary contact type, with laser labeling, inscription or symbol Customer-specific selection with SIRIUS ACT configurator (CIN) | - | 0 | 0
3SU1060-0JB20-0AA0 |  | 3SU1060-0JB20-0AA0 | 1 | UN | 1 | 3 | B | D | N | N | 85389099 | 1 | 4011209965638 | 0.074 | KG | 14.54 | 14.54 | CP20 | CP20 | Pushbutton, 30 mm, round, metal, matte, red, front ring for flush installation, momentary contact type | - | 0 | 0
3SU1060-0JB20-0AA0-Z | X90 | 3SU1060-0JB20-0AA0-ZX90 | 1 | UN | 1 | 5 | B | D | N | N | 85389099 | 50 | 4047621032085 | 0.077 | KG | 14.54 | 14.54 | CP20 | CP20 | Pushbutton, 30 mm, round, Metal, matte, red, front ring for flush installation, momentary contact type, Z=50-unit packaging | - | 0 | 0
3SU1060-0JB20-0AA0-Z | Y10 | 3SU1060-0JB20-0AA0-ZY10 | 1 | UN | 1 | 10 | C | D | N | N | 85389099 | 1 |  | 0.06 | KG | 19.29 | 19.29 | CP20 | CP20 | Pushbutton, 30 mm, round, Metal, matte, red, front ring for flush installation, momentary contact type, with laser labeling, upper case and lower case, always upper case at beginning of line | - | 0 | 0
3SU1060-0JB20-0AA0-Z | Y11 | 3SU1060-0JB20-0AA0-ZY11 | 1 | UN | 1 | 10 | C | D | N | N | 85389099 | 1 |  | 0.075 | KG | 19.29 | 19.29 | CP20 | CP20 | Pushbutton, 30 mm, round, Metal, matte, red, front ring for flush installation, momentary contact type, with laser labeling, upper case | - | 0 | 0
3SU1060-0JB20-0AA0-Z | Y12 | 3SU1060-0JB20-0AA0-ZY12 | 1 | UN | 1 | 10 | C | D | N | N | 85389099 | 1 |  | 0.049 | KG | 19.29 | 19.29 | CP20 | CP20 | Pushbutton, 30 mm, round, Metal, matte, red, front ring for flush installation, momentary contact type, with laser labeling, lower case | - | 0 | 0
3SU1060-0JB20-0AA0-Z | Y13 | 3SU1060-0JB20-0AA0-ZY13 | 1 | UN | 1 | 10 | C | D | N | N | 85389099 | 1 |  | 0.074 | KG | 19.29 | 19.29 | CP20 | CP20 | Pushbutton, 30 mm, round, Metal, matte, red, front ring for flush installation, momentary contact type, with laser labeling, symbol number according to, ISO 7000 or IEC 60417 | - | 0 | 0
3SU1060-0JB20-0AA0-Z | Y15 | 3SU1060-0JB20-0AA0-ZY15 | 1 | UN | 1 | 10 | C | D | N | N | 85389099 | 1 |  | 0.049 | KG | 19.29 | 19.29 | CP20 | CP20 | Pushbutton, 30 mm, round, Metal, matte, red, front ring for flush installation, momentary contact type, with laser labeling, upper case and lower case, always upper case at the beginning of the word | - | 0 | 0
3SU1060-0JB20-0AA0-Z | Y19 | 3SU1060-0JB20-0AA0-ZY19 | 1 | UN | 1 | 10 | C | D | N | N | 85389099 | 1 |  | 0.078 | KG | 15.49 | 15.49 | CP20 | CP20 | Pushbutton, 30 mm, round, Metal, matte, red, front ring for flush installation, momentary contact type, with laser labeling, inscription or symbol Customer-specific selection with SIRIUS ACT configurator (CIN) | - | 0 | 0
3SU1060-0JB30-0AA0 |  | 3SU1060-0JB30-0AA0 | 1 | UN | 1 | 3 | B | D | N | N | 85389099 | 1 | 4011209965645 | 0.074 | KG | 14.54 | 14.54 | CP20 | CP20 | Pushbutton, 30 mm, round, metal, matte, yellow, front ring for flush installation, momentary contact type | - | 0 | 0
3SU1060-0JB30-0AA0-Z | X90 | 3SU1060-0JB30-0AA0-ZX90 | 1 | UN | 1 | 5 | B | D | N | N | 85389099 | 50 | 4047621032078 | 0.075 | KG | 14.54 | 14.54 | CP20 | CP20 | Pushbutton, 30 mm, round, Metal, matte, yellow, front ring for flush installation, momentary contact type, Z=50-unit packaging | - | 0 | 0
3SU1060-0JB30-0AA0-Z | Y10 | 3SU1060-0JB30-0AA0-ZY10 | 1 | UN | 1 | 10 | C | D | N | N | 85389099 | 1 |  | 0.049 | KG | 19.29 | 19.29 | CP20 | CP20 | Pushbutton, 30 mm, round, Metal, matte, yellow, front ring for flush installation, momentary contact type, with laser labeling, upper case and lower case, always upper case at beginning of line | - | 0 | 0
3SU1060-0JB30-0AA0-Z | Y11 | 3SU1060-0JB30-0AA0-ZY11 | 1 | UN | 1 | 10 | C | D | N | N | 85389099 | 1 |  | 0.074 | KG | 19.29 | 19.29 | CP20 | CP20 | Pushbutton, 30 mm, round, Metal, matte, yellow, front ring for flush installation, momentary contact type, with laser labeling, upper case | - | 0 | 0
3SU1060-0JB30-0AA0-Z | Y12 | 3SU1060-0JB30-0AA0-ZY12 | 1 | UN | 1 | 10 | C | D | N | N | 85389099 | 1 |  | 0.049 | KG | 19.29 | 19.29 | CP20 | CP20 | Pushbutton, 30 mm, round, Metal, matte, yellow, front ring for flush installation, momentary contact type, with laser labeling, lower case | - | 0 | 0
3SU1060-0JB30-0AA0-Z | Y13 | 3SU1060-0JB30-0AA0-ZY13 | 1 | UN | 1 | 10 | C | D | N | N | 85389099 | 1 |  | 0.073 | KG | 19.29 | 19.29 | CP20 | CP20 | Pushbutton, 30 mm, round, Metal, matte, yellow, front ring for flush installation, momentary contact type, with laser labeling, symbol number according to, ISO 7000 or IEC 60417 | - | 0 | 0
3SU1060-0JB30-0AA0-Z | Y15 | 3SU1060-0JB30-0AA0-ZY15 | 1 | UN | 1 | 10 | C | D | N | N | 85389099 | 1 |  | 0.049 | KG | 19.29 | 19.29 | CP20 | CP20 | Pushbutton, 30 mm, round, Metal, matte, yellow, front ring for flush installation, momentary contact type, with laser labeling, upper case and lower case, always upper case at the beginning of the word | - | 0 | 0
3SU1060-0JB30-0AA0-Z | Y19 | 3SU1060-0JB30-0AA0-ZY19 | 1 | UN | 1 | 10 | C | D | N | N | 85389099 | 1 |  | 0.078 | KG | 15.49 | 15.49 | CP20 | CP20 | Pushbutton, 30 mm, round, Metal, matte, yellow, front ring for flush installation, momentary contact type, with laser labeling, inscription or symbol Customer-specific selection with SIRIUS ACT configurator (CIN) | - | 0 | 0
3SU1060-0JB40-0AA0 |  | 3SU1060-0JB40-0AA0 | 1 | UN | 1 | 3 | B | D | N | N | 85389099 | 1 | 4011209965652 | 0.075 | KG | 14.54 | 14.54 | CP20 | CP20 | Pushbutton, 30 mm, round, metal, matte, green, front ring for flush installation, momentary contact type | - | 0 | 0
3SU1060-0JB40-0AA0-Z | X90 | 3SU1060-0JB40-0AA0-ZX90 | 1 | UN | 1 | 5 | B | D | N | N | 85389099 | 50 | 4047621032061 | 0.026 | KG | 14.54 | 14.54 | CP20 | CP20 | Pushbutton, 30 mm, round, Metal, matte, green, Front ring for flush installation, momentary contact type, Z=50-unit packaging | - | 0 | 0
3SU1060-0JB40-0AA0-Z | Y10 | 3SU1060-0JB40-0AA0-ZY10 | 1 | UN | 1 | 10 | C | D | N | N | 85389099 | 1 |  | 0.078 | KG | 19.29 | 19.29 | CP20 | CP20 | Pushbutton, 30 mm, round, Metal, matte, green, Front ring for flush installation, momentary contact type, with laser labeling, upper case and lower case, always upper case at beginning of line | - | 0 | 0
3SU1060-0JB40-0AA0-Z | Y11 | 3SU1060-0JB40-0AA0-ZY11 | 1 | UN | 1 | 10 | C | D | N | N | 85389099 | 1 |  | 0.075 | KG | 19.29 | 19.29 | CP20 | CP20 | Pushbutton, 30 mm, round, Metal, matte, green, Front ring for flush installation, momentary contact type, with laser labeling, upper case | - | 0 | 0
3SU1060-0JB40-0AA0-Z | Y12 | 3SU1060-0JB40-0AA0-ZY12 | 1 | UN | 1 | 10 | C | D | N | N | 85389099 | 1 |  | 0.049 | KG | 19.29 | 19.29 | CP20 | CP20 | Pushbutton, 30 mm, round, Metal, matte, green, Front ring for flush installation, momentary contact type, with laser labeling, lower case | - | 0 | 0
3SU1060-0JB40-0AA0-Z | Y13 | 3SU1060-0JB40-0AA0-ZY13 | 1 | UN | 1 | 10 | C | D | N | N | 85389099 | 1 |  | 0.075 | KG | 19.29 | 19.29 | CP20 | CP20 | Pushbutton, 30 mm, round, Metal, matte, green, Front ring for flush installation, momentary contact type, with laser labeling, symbol number according to, ISO 7000 or IEC 60417 | - | 0 | 0
3SU1060-0JB40-0AA0-Z | Y15 | 3SU1060-0JB40-0AA0-ZY15 | 1 | UN | 1 | 10 | C | D | N | N | 85389099 | 1 |  | 0.049 | KG | 19.29 | 19.29 | CP20 | CP20 | Pushbutton, 30 mm, round, Metal, matte, green, Front ring for flush installation, momentary contact type, with laser labeling, upper case and lower case, always upper case at the beginning of the word | - | 0 | 0
3SU1060-0JB40-0AA0-Z | Y19 | 3SU1060-0JB40-0AA0-ZY19 | 1 | UN | 1 | 10 | C | D | N | N | 85389099 | 1 |  | 0.074 | KG | 15.49 | 15.49 | CP20 | CP20 | Pushbutton, 30 mm, round, Metal, matte, green, Front ring for flush installation, momentary contact type, with laser labeling, inscription or symbol Customer-specific selection with SIRIUS ACT configurator (CIN) | - | 0 | 0
3SU1060-0JB50-0AA0 |  | 3SU1060-0JB50-0AA0 | 1 | UN | 1 | 3 | B | D | N | N | 85389099 | 1 | 4011209965669 | 0.075 | KG | 14.54 | 14.54 | CP20 | CP20 | Pushbutton, 30 mm, round, metal, matte, blue, front ring for flush installation, momentary contact type | - | 0 | 0
3SU1060-0JB50-0AA0-Z | X90 | 3SU1060-0JB50-0AA0-ZX90 | 1 | UN | 1 | 5 | B | D | N | N | 85389099 | 50 | 4047621032054 | 0.077 | KG | 14.54 | 14.54 | CP20 | CP20 | Pushbutton, 30 mm, round, Metal, matte, blue, front ring for flush installation, momentary contact type, Z=50-unit packaging | - | 0 | 0
3SU1060-0JB50-0AA0-Z | Y10 | 3SU1060-0JB50-0AA0-ZY10 | 1 | UN | 1 | 10 | C | D | N | N | 85389099 | 1 |  | 0.049 | KG | 19.29 | 19.29 | CP20 | CP20 | Pushbutton, 30 mm, round, Metal, matte, blue, front ring for flush installation, momentary contact type, with laser labeling, upper case and lower case, always upper case at beginning of line | - | 0 | 0
3SU1060-0JB50-0AA0-Z | Y11 | 3SU1060-0JB50-0AA0-ZY11 | 1 | UN | 1 | 10 | C | D | N | N | 85389099 | 1 |  | 0.049 | KG | 19.29 | 19.29 | CP20 | CP20 | Pushbutton, 30 mm, round, Metal, matte, blue, front ring for flush installation, momentary contact type, with laser labeling, upper case | - | 0 | 0
3SU1060-0JB50-0AA0-Z | Y12 | 3SU1060-0JB50-0AA0-ZY12 | 1 | UN | 1 | 10 | C | D | N | N | 85389099 | 1 |  | 0.049 | KG | 19.29 | 19.29 | CP20 | CP20 | Pushbutton, 30 mm, round, Metal, matte, blue, front ring for flush installation, momentary contact type, with laser labeling, lower case | - | 0 | 0
3SU1060-0JB50-0AA0-Z | Y13 | 3SU1060-0JB50-0AA0-ZY13 | 1 | UN | 1 | 10 | C | D | N | N | 85389099 | 1 |  | 0.08 | KG | 19.29 | 19.29 | CP20 | CP20 | Pushbutton, 30 mm, round, Metal, matte, blue, front ring for flush installation, momentary contact type, with laser labeling, symbol number according to, ISO 7000 or IEC 60417 | - | 0 | 0
3SU1060-0JB50-0AA0-Z | Y15 | 3SU1060-0JB50-0AA0-ZY15 | 1 | UN | 1 | 10 | C | D | N | N | 85389099 | 1 |  | 0.049 | KG | 19.29 | 19.29 | CP20 | CP20 | Pushbutton, 30 mm, round, Metal, matte, blue, front ring for flush installation, momentary contact type, with laser labeling, upper case and lower case, always upper case at the beginning of the word | - | 0 | 0
3SU1060-0JB50-0AA0-Z | Y19 | 3SU1060-0JB50-0AA0-ZY19 | 1 | UN | 1 | 10 | C | D | N | N | 85389099 | 1 |  | 0.076 | KG | 15.49 | 15.49 | CP20 | CP20 | Pushbutton, 30 mm, round, Metal, matte, blue, front ring for flush installation, momentary contact type, with laser labeling, inscription or symbol Customer-specific selection with SIRIUS ACT configurator (CIN) | - | 0 | 0
3SU1060-0JB60-0AA0 |  | 3SU1060-0JB60-0AA0 | 1 | UN | 1 | 3 | B | D | N | N | 85389099 | 1 | 4011209965676 | 0.075 | KG | 14.54 | 14.54 | CP20 | CP20 | Pushbutton, 30 mm, round, metal, matte, white, front ring for flush installation, momentary contact type | - | 0 | 0
3SU1060-0JB60-0AA0-Z | X90 | 3SU1060-0JB60-0AA0-ZX90 | 1 | UN | 1 | 5 | B | D | N | N | 85389099 | 50 | 4047621032047 | 0.031 | KG | 14.54 | 14.54 | CP20 | CP20 | Pushbutton, 30 mm, round, Metal, matte, white, front ring for flush installation, momentary contact type, Z=50-unit packaging | - | 0 | 0
3SU1060-0JB60-0AA0-Z | Y10 | 3SU1060-0JB60-0AA0-ZY10 | 1 | UN | 1 | 10 | C | D | N | N | 85389099 | 1 |  | 0.049 | KG | 19.29 | 19.29 | CP20 | CP20 | Pushbutton, 30 mm, round, Metal, matte, white, front ring for flush installation, momentary contact type, with laser labeling, upper case and lower case, always upper case at beginning of line | - | 0 | 0
3SU1060-0JB60-0AA0-Z | Y11 | 3SU1060-0JB60-0AA0-ZY11 | 1 | UN | 1 | 10 | C | D | N | N | 85389099 | 1 |  | 0.049 | KG | 19.29 | 19.29 | CP20 | CP20 | Pushbutton, 30 mm, round, Metal, matte, white, front ring for flush installation, momentary contact type, with laser labeling, upper case | - | 0 | 0
3SU1060-0JB60-0AA0-Z | Y12 | 3SU1060-0JB60-0AA0-ZY12 | 1 | UN | 1 | 10 | C | D | N | N | 85389099 | 1 |  | 0.049 | KG | 19.29 | 19.29 | CP20 | CP20 | Pushbutton, 30 mm, round, Metal, matte, white, front ring for flush installation, momentary contact type, with laser labeling, lower case | - | 0 | 0
3SU1060-0JB60-0AA0-Z | Y13 | 3SU1060-0JB60-0AA0-ZY13 | 1 | UN | 1 | 10 | C | D | N | N | 85389099 | 1 |  | 0.076 | KG | 19.29 | 19.29 | CP20 | CP20 | Pushbutton, 30 mm, round, Metal, matte, white, front ring for flush installation, momentary contact type, with laser labeling, symbol number according to, ISO 7000 or IEC 60417 | - | 0 | 0
3SU1060-0JB60-0AA0-Z | Y15 | 3SU1060-0JB60-0AA0-ZY15 | 1 | UN | 1 | 10 | C | D | N | N | 85389099 | 1 |  | 0.049 | KG | 19.29 | 19.29 | CP20 | CP20 | Pushbutton, 30 mm, round, Metal, matte, white, front ring for flush installation, momentary contact type, with laser labeling, upper case and lower case, always upper case at the beginning of the word | - | 0 | 0
3SU1060-0JB60-0AA0-Z | Y19 | 3SU1060-0JB60-0AA0-ZY19 | 1 | UN | 1 | 10 | C | D | N | N | 85389099 | 1 |  | 0.073 | KG | 15.49 | 15.49 | CP20 | CP20 | Pushbutton, 30 mm, round, Metal, matte, white, front ring for flush installation, momentary contact type, with laser labeling, inscription or symbol Customer-specific selection with SIRIUS ACT configurator (CIN) | - | 0 | 0
3SU1060-0JB80-0AA0 |  | 3SU1060-0JB80-0AA0 | 1 | UN | 1 | 35 | X | D | N | N | 85389099 | 10 | 4047621045610 | 0.072 | KG | 14.54 | 14.54 | CP20 | CP20 | Pushbutton, 30 mm, round, metal, matte, gray, front ring for flush installation, momentary contact type | - | 0 | 0
3SU1060-0JB80-0AA0-Z | Y19 | 3SU1060-0JB80-0AA0-ZY19 | 1 | UN | 1 | 10 | C | D | N | N | 85389099 | 1 |  | 0.072 | KG | 15.49 | 15.49 | CP20 | CP20 | PUSHBUTTON, 30MM, ROUND, METAL, MATT, GREY, FRONT RING FOR FLAT INSTALL., MOMENTARY CONTACT TYPE, WITH LASER INSCRIPTION, INSCRIPTION OR GRAPHIC SYMBOL CUSTOMIZED EQUIPMENT USING THE SIRIUS-ACT CONFIGURATOR (CIN) | - | 0 | 0
3SU1060-4LC01-0AA0 |  | 3SU1060-4LC01-0AA0 | 1 | UN | 1 | 5 | B | D | N | N | 85389099 | 1 | 4011209968479 | 0.02 | KG | 36.1 | 36.1 | CP20 | CP20 | RONIS key-operated switch, 30 mm, round, metal, matte, front ring for flush installation, lock number SB30, with 2 keys, 2 switch positions O<I, momentary contact type, Actuating angle 45Â°, 10:30h/12h, key removal O, possible special locks: SB31, 421, 455 | - | 0 | 0
3SU1060-4LC01-0AA0-Z | X90 | 3SU1060-4LC01-0AA0-ZX90 | 1 | UN | 1 | 5 | B | D | EAR99 | N | 85389099 | 50 |  | 0.091 | KG | 36.1 | 36.1 | CP20 | CP20 | RONIS key-operated switch, 30 mm, round, Metal, matte, front ring for flush installation, lock number SB30, with 2 keys, 2 switch positions O<I, momentary contact type, Actuating angle 45Â°, 10:30h/12h, key removal O, possible special locks: SB31, 421, 455, Z=50-unit packaging | - | 0 | 0
3SU1060-4LC01-0AA0-Z | Y01 | 3SU1060-4LC01-0AA0-ZY01 | 1 | UN | 1 | 25 | D | D | EAR99 | N | 85389099 | 1 |  | 0.091 | KG | 83.6 | 83.6 | CP20 | CP20 | RONIS key-operated switch, 30 mm, round, Metal, matte, front ring for flush installation, special lock, with 2 keys, 2 switch positions O<I, momentary contact type, Actuating angle 45Â°, 10:30h/12h, key removal O, possible special locks: SB31, 421, 455 | - | 0 | 0
3SU1060-4LC01-0AA0-Z | Y01Y19 | 3SU1060-4LC01-0AA0-ZY01Y19 | 1 | UN | 1 | 30 | D | D | N | N | 85389099 | 1 |  | 0.091 | KG | 84.55 | 84.55 | CP20 | CP20 | RONIS key-operated switch, 30 mm, round, metal, matte, front ring for flush installation, special lock, with 2 keys, 2 switch positions O<I, momentary contact type, actuating angle 45Â°, 10:30h/12h, key removal O, possible special locks: SB31, 421, 455, customer-specific selection with SIRIUS ACT configurator (CIN) |  | 0 | 0
3SU1060-4LC01-0AA0-Z | Y10 | 3SU1060-4LC01-0AA0-ZY10 | 1 | UN | 1 | 10 | C | D | EAR99 | N | 85389099 | 1 |  | 0.091 | KG | 40.85 | 40.85 | CP20 | CP20 | RONIS key-operated switch, 30 mm, round, Metal, matte, front ring for flush installation, lock number SB30, with 2 keys, 2 switch positions O<I, momentary contact type, Actuating angle 45Â°, 10:30h/12h, key removal O, possible special locks: SB31, 421, 455, with laser labeling, upper case and lower case, always upper case at beginning of line | - | 0 | 0
3SU1060-4LC01-0AA0-Z | Y11 | 3SU1060-4LC01-0AA0-ZY11 | 1 | UN | 1 | 10 | C | D | EAR99 | N | 85389099 | 1 |  | 0.091 | KG | 40.85 | 40.85 | CP20 | CP20 | RONIS key-operated switch, 30 mm, round, Metal, matte, front ring for flush installation, lock number SB30, with 2 keys, 2 switch positions O<I, momentary contact type, Actuating angle 45Â°, 10:30h/12h, key removal O, possible special locks: SB31, 421, 455, with laser labeling, upper case | - | 0 | 0
3SU1060-4LC01-0AA0-Z | Y12 | 3SU1060-4LC01-0AA0-ZY12 | 1 | UN | 1 | 10 | C | D | EAR99 | N | 85389099 | 1 |  | 0.091 | KG | 40.85 | 40.85 | CP20 | CP20 | RONIS key-operated switch, 30 mm, round, Metal, matte, front ring for flush installation, lock number SB30, with 2 keys, 2 switch positions O<I, momentary contact type, Actuating angle 45Â°, 10:30h/12h, key removal O, possible special locks: SB31, 421, 455, with laser labeling, lower case | - | 0 | 0
3SU1060-4LC01-0AA0-Z | Y15 | 3SU1060-4LC01-0AA0-ZY15 | 1 | UN | 1 | 10 | C | D | EAR99 | N | 85389099 | 1 |  | 0.091 | KG | 40.85 | 40.85 | CP20 | CP20 | RONIS key-operated switch, 30 mm, round, Metal, matte, front ring for flush installation, lock number SB30, with 2 keys, 2 switch positions O<I, momentary contact type, Actuating angle 45Â°, 10:30h/12h, key removal O, possible special locks: SB31, 421, 455, with laser labeling, upper case and lower case, always upper case at the beginning of the word | - | 0 | 0
3SU1060-4LC01-0AA0-Z | Y19 | 3SU1060-4LC01-0AA0-ZY19 | 1 | UN | 1 | 10 | C | D | EAR99 | N | 85389099 | 1 |  | 0.091 | KG | 37.05 | 37.05 | CP20 | CP20 | RONIS key-operated switch, 30 mm, round, Metal, matte, front ring for flush installation, lock number SB30, with 2 keys, 2 switch positions O<I, momentary contact type, Actuating angle 45Â°, 10:30h/12h, key removal O, possible special locks: SB31, 421, 455, with laser labeling, inscription or symbol Customer-specific selection with SIRIUS ACT configurator (CIN) | - | 0 | 0
3SU1060-4LF01-0AA0 |  | 3SU1060-4LF01-0AA0 | 1 | UN | 1 | 8 | C | D | N | N | 85389099 | 1 | 4047621066073 | 0.02 | KG | 36.1 | 36.1 | CP20 | CP20 | RONIS key-operated switch, 30 mm, round, metal, matte, front ring for flush installation, lock number SB30, with 2 keys, 2 switch positions O-I, latching, actuating angle 90Â°, 10:30h/13:30h, key removal O, possible special locks: SB31, 421, 455 |  | 0 | 0
3SU1060-4LF11-0AA0 |  | 3SU1060-4LF11-0AA0 | 1 | UN | 1 | 3 | B | D | N | N | 85389099 | 1 | 4011209968455 | 0.02 | KG | 36.1 | 36.1 | CP20 | CP20 | RONIS key-operated switch, 30 mm, round, metal, matte, front ring for flush installation, lock number SB30, with 2 keys, 2 switch positions O-I, latching, actuating angle 90Â°, 10:30h/13:30h, key removal O+I, possible special locks: SB31, 421, 455 | - | 0 | 0
3SU1060-4LF11-0AA0-Z | X90 | 3SU1060-4LF11-0AA0-ZX90 | 1 | UN | 1 | 5 | B | D | EAR99 | N | 85389099 | 50 |  | 0.091 | KG | 36.1 | 36.1 | CP20 | CP20 | RONIS key-operated switch, 30 mm, round, Metal, matte, front ring for flush installation, lock number SB30, with 2 keys, 2 switch positions O-I, latching, actuating angle 90Â°, 10:30h/13:30h, key removal O+I, possible special locks: SB31, 421, 455, Z=50-unit packaging | - | 0 | 0
3SU1060-4LF11-0AA0-Z | Y01 | 3SU1060-4LF11-0AA0-ZY01 | 1 | UN | 1 | 25 | D | D | EAR99 | N | 85389099 | 1 |  | 0.091 | KG | 83.6 | 83.6 | CP20 | CP20 | RONIS key-operated switch, 30 mm, round, Metal, matte, front ring for flush installation, special lock, with 2 keys, 2 switch positions O-I, latching, actuating angle 90Â°, 10:30h/13:30h, key removal O+I, possible special locks: SB31, 421, 455 | - | 0 | 0
3SU1060-4LF11-0AA0-Z | Y01Y19 | 3SU1060-4LF11-0AA0-ZY01Y19 | 1 | UN | 1 | 30 | D | D | N | N | 85389099 | 1 |  | 0.091 | KG | 84.55 | 84.55 | CP20 | CP20 | RONIS key-operated switch, 30 mm, round, metal, matte, front ring for flush installation, special lock, with 2 keys, 2 switch positions O-I, latching, actuating angle 90Â°, 10:30h/13:30h, key removal O+I, possible special locks: SB31, 421, 455, customer-specific selection with SIRIUS ACT configurator (CIN) |  | 0 | 0
3SU1060-4LF11-0AA0-Z | Y10 | 3SU1060-4LF11-0AA0-ZY10 | 1 | UN | 1 | 10 | C | D | EAR99 | N | 85389099 | 1 |  | 0.091 | KG | 40.85 | 40.85 | CP20 | CP20 | RONIS key-operated switch, 30 mm, round, Metal, matte, front ring for flush installation, lock number SB30, with 2 keys, 2 switch positions O-I, latching, actuating angle 90Â°, 10:30h/13:30h, key removal O+I, possible special locks: SB31, 421, 455, with laser labeling, upper case and lower case, always upper case at beginning of line | - | 0 | 0
3SU1060-4LF11-0AA0-Z | Y11 | 3SU1060-4LF11-0AA0-ZY11 | 1 | UN | 1 | 10 | C | D | EAR99 | N | 85389099 | 1 |  | 0.091 | KG | 40.85 | 40.85 | CP20 | CP20 | RONIS key-operated switch, 30 mm, round, Metal, matte, front ring for flush installation, lock number SB30, with 2 keys, 2 switch positions O-I, latching, actuating angle 90Â°, 10:30h/13:30h, key removal O+I, possible special locks: SB31, 421, 455, with laser labeling, upper case | - | 0 | 0
3SU1060-4LF11-0AA0-Z | Y12 | 3SU1060-4LF11-0AA0-ZY12 | 1 | UN | 1 | 10 | C | D | EAR99 | N | 85389099 | 1 |  | 0.091 | KG | 40.85 | 40.85 | CP20 | CP20 | RONIS key-operated switch, 30 mm, round, Metal, matte, front ring for flush installation, lock number SB30, with 2 keys, 2 switch positions O-I, latching, actuating angle 90Â°, 10:30h/13:30h, key removal O+I, possible special locks: SB31, 421, 455, with laser labeling, lower case | - | 0 | 0
3SU1060-4LF11-0AA0-Z | Y15 | 3SU1060-4LF11-0AA0-ZY15 | 1 | UN | 1 | 10 | C | D | EAR99 | N | 85389099 | 1 |  | 0.091 | KG | 40.85 | 40.85 | CP20 | CP20 | RONIS key-operated switch, 30 mm, round, Metal, matte, front ring for flush installation, lock number SB30, with 2 keys, 2 switch positions O-I, latching, actuating angle 90Â°, 10:30h/13:30h, key removal O+I, possible special locks: SB31, 421, 455, with laser labeling, upper case and lower case, always upper case at the beginning of the word | - | 0 | 0
3SU1060-4LF11-0AA0-Z | Y19 | 3SU1060-4LF11-0AA0-ZY19 | 1 | UN | 1 | 10 | C | D | EAR99 | N | 85389099 | 1 |  | 0.091 | KG | 37.05 | 37.05 | CP20 | CP20 | RONIS key-operated switch, 30 mm, round, Metal, matte, front ring for flush installation, lock number SB30, with 2 keys, 2 switch positions O-I, latching, actuating angle 90Â°, 10:30h/13:30h, key removal O+I, possible special locks: SB31, 421, 455, with laser labeling, inscription or symbol Customer-specific selection with SIRIUS ACT configurator (CIN) | - | 0 | 0
3SU1060-4LF21-0AA0 |  | 3SU1060-4LF21-0AA0 | 1 | UN | 1 | 3 | B | D | N | N | 85389099 | 1 | 4011209968462 | 0.02 | KG | 36.1 | 36.1 | CP20 | CP20 | RONIS key-operated switch, 30 mm, round, metal, matte, front ring for flush installation, lock number SB30, with 2 keys, 2 switch positions O-I, latching, actuating angle 90Â°, 10:30h/13:30h, key removal I, possible special locks: SB31, 421, 455 | - | 0 | 0
3SU1060-4LF21-0AA0-Z | X90 | 3SU1060-4LF21-0AA0-ZX90 | 1 | UN | 1 | 5 | B | D | EAR99 | N | 85389099 | 50 |  | 0.091 | KG | 36.1 | 36.1 | CP20 | CP20 | RONIS key-operated switch, 30 mm, round, Metal, matte, front ring for flush installation, lock number SB30, with 2 keys, 2 switch positions O-I, latching, actuating angle 90Â°, 10:30h/13:30h, key removal I, possible special locks: SB31, 421, 455, Z=50-unit packaging | - | 0 | 0
3SU1060-4LF21-0AA0-Z | Y01 | 3SU1060-4LF21-0AA0-ZY01 | 1 | UN | 1 | 25 | D | D | EAR99 | N | 85389099 | 1 |  | 0.091 | KG | 83.6 | 83.6 | CP20 | CP20 | RONIS key-operated switch, 30 mm, round, Metal, matte, front ring for flush installation, special lock, with 2 keys, 2 switch positions O-I, latching, actuating angle 90Â°, 10:30h/13:30h, key removal I, possible special locks: SB31, 421, 455 | - | 0 | 0
3SU1060-4LF21-0AA0-Z | Y01Y19 | 3SU1060-4LF21-0AA0-ZY01Y19 | 1 | UN | 1 | 30 | D | D | N | N | 85389099 | 1 |  | 0.091 | KG | 84.55 | 84.55 | CP20 | CP20 | RONIS key-operated switch, 30 mm, round, metal, matte, front ring for flush installation, special lock, with 2 keys, 2 switch positions O-I, latching, actuating angle 90Â°, 10:30h/13:30h, key removal I, possible special locks: SB31, 421, 455, customer-specific selection with SIRIUS ACT configurator (CIN) |  | 0 | 0
3SU1060-4LF21-0AA0-Z | Y10 | 3SU1060-4LF21-0AA0-ZY10 | 1 | UN | 1 | 10 | C | D | EAR99 | N | 85389099 | 1 |  | 0.091 | KG | 40.85 | 40.85 | CP20 | CP20 | RONIS key-operated switch, 30 mm, round, Metal, matte, front ring for flush installation, lock number SB30, with 2 keys, 2 switch positions O-I, latching, actuating angle 90Â°, 10:30h/13:30h, key removal I, possible special locks: SB31, 421, 455, with laser labeling, upper case and lower case, always upper case at beginning of line | - | 0 | 0
3SU1060-4LF21-0AA0-Z | Y11 | 3SU1060-4LF21-0AA0-ZY11 | 1 | UN | 1 | 10 | C | D | EAR99 | N | 85389099 | 1 |  | 0.091 | KG | 40.85 | 40.85 | CP20 | CP20 | RONIS key-operated switch, 30 mm, round, Metal, matte, front ring for flush installation, lock number SB30, with 2 keys, 2 switch positions O-I, latching, actuating angle 90Â°, 10:30h/13:30h, key removal I, possible special locks: SB31, 421, 455, with laser labeling, upper case | - | 0 | 0
3SU1060-4LF21-0AA0-Z | Y12 | 3SU1060-4LF21-0AA0-ZY12 | 1 | UN | 1 | 10 | C | D | EAR99 | N | 85389099 | 1 |  | 0.091 | KG | 40.85 | 40.85 | CP20 | CP20 | RONIS key-operated switch, 30 mm, round, Metal, matte, front ring for flush installation, lock number SB30, with 2 keys, 2 switch positions O-I, latching, actuating angle 90Â°, 10:30h/13:30h, key removal I, possible special locks: SB31, 421, 455, with laser labeling, lower case | - | 0 | 0
3SU1060-4LF21-0AA0-Z | Y15 | 3SU1060-4LF21-0AA0-ZY15 | 1 | UN | 1 | 10 | C | D | EAR99 | N | 85389099 | 1 |  | 0.091 | KG | 40.85 | 40.85 | CP20 | CP20 | RONIS key-operated switch, 30 mm, round, Metal, matte, front ring for flush installation, lock number SB30, with 2 keys, 2 switch positions O-I, latching, actuating angle 90Â°, 10:30h/13:30h, key removal I, possible special locks: SB31, 421, 455, with laser labeling, upper case and lower case, always upper case at the beginning of the word | - | 0 | 0
3SU1060-4LF21-0AA0-Z | Y19 | 3SU1060-4LF21-0AA0-ZY19 | 1 | UN | 1 | 10 | C | D | EAR99 | N | 85389099 | 1 |  | 0.091 | KG | 37.05 | 37.05 | CP20 | CP20 | RONIS key-operated switch, 30 mm, round, Metal, matte, front ring for flush installation, lock number SB30, with 2 keys, 2 switch positions O-I, latching, actuating angle 90Â°, 10:30h/13:30h, key removal I, possible special locks: SB31, 421, 455, with laser labeling, inscription or symbol Customer-specific selection with SIRIUS ACT configurator (CIN) | - | 0 | 0
3SU1060-4LL11-0AA0 |  | 3SU1060-4LL11-0AA0 | 1 | UN | 1 | 5 | B | D | N | N | 85389099 | 1 | 4011209968486 | 0.02 | KG | 37.72 | 37.72 | CP20 | CP20 | RONIS key-operated switch, 30 mm, round, metal, matte, front ring for flush installation, lock number SB30, with 2 keys, 3 switch positions I-O-II, latching, actuating angle 2x45Â°, 10:30h/12h/13:30h, Key removal I+O+II, possible special locks: SB31, 421, 455 | - | 0 | 0
3SU1060-4LL11-0AA0-Z | X90 | 3SU1060-4LL11-0AA0-ZX90 | 1 | UN | 1 | 5 | B | D | EAR99 | N | 85389099 | 50 |  | 0.091 | KG | 37.72 | 37.72 | CP20 | CP20 | RONIS key-operated switch, 30 mm, round, Metal, matte, front ring for flush installation, lock number SB30, with 2 keys, 3 switch positions I-O-II, latching, actuating angle 2x45Â°, 10:30h/12h/13:30h, Key removal I+O+II, possible special locks: SB31, 421, 455, Z=50-unit packaging | - | 0 | 0
3SU1060-4LL11-0AA0-Z | Y01 | 3SU1060-4LL11-0AA0-ZY01 | 1 | UN | 1 | 25 | D | D | EAR99 | N | 85389099 | 1 |  | 0.091 | KG | 85.22 | 85.22 | CP20 | CP20 | RONIS key-operated switch, 30 mm, round, Metal, matte, front ring for flush installation, special lock, with 2 keys, 3 switch positions I-O-II, latching, actuating angle 2x45Â°, 10:30h/12h/13:30h, Key removal I+O+II, possible special locks: SB31, 421, 455 | - | 0 | 0
3SU1060-4LL11-0AA0-Z | Y01Y19 | 3SU1060-4LL11-0AA0-ZY01Y19 | 1 | UN | 1 | 30 | D | D | N | N | 85389099 | 1 |  | 0.091 | KG | 86.17 | 86.17 | CP20 | CP20 | RONIS key-operated switch, 30 mm, round, metal, matte, front ring for flush installation, special lock, with 2 keys, 3 switch positions I-O-II, latching, actuating angle 2x45Â°, 10:30h/12h/13:30h, key removal I+O+II, possible special locks: SB31, 421, 455, customer-specific selection with SIRIUS ACT configurator (CIN) |  | 0 | 0
3SU1060-4LL11-0AA0-Z | Y10 | 3SU1060-4LL11-0AA0-ZY10 | 1 | UN | 1 | 10 | C | D | EAR99 | N | 85389099 | 1 |  | 0.091 | KG | 42.47 | 42.47 | CP20 | CP20 | RONIS key-operated switch, 30 mm, round, Metal, matte, front ring for flush installation, lock number SB30, with 2 keys, 3 switch positions I-O-II, latching, actuating angle 2x45Â°, 10:30h/12h/13:30h, Key removal I+O+II, possible special locks: SB31, 421, 455, with laser labeling, upper case and lower case, always upper case at beginning of line | - | 0 | 0
3SU1060-4LL11-0AA0-Z | Y11 | 3SU1060-4LL11-0AA0-ZY11 | 1 | UN | 1 | 10 | C | D | EAR99 | N | 85389099 | 1 |  | 0.091 | KG | 42.47 | 42.47 | CP20 | CP20 | RONIS key-operated switch, 30 mm, round, Metal, matte, front ring for flush installation, lock number SB30, with 2 keys, 3 switch positions I-O-II, latching, actuating angle 2x45Â°, 10:30h/12h/13:30h, Key removal I+O+II, possible special locks: SB31, 421, 455, with laser labeling, upper case | - | 0 | 0
3SU1060-4LL11-0AA0-Z | Y12 | 3SU1060-4LL11-0AA0-ZY12 | 1 | UN | 1 | 10 | C | D | EAR99 | N | 85389099 | 1 |  | 0.091 | KG | 42.47 | 42.47 | CP20 | CP20 | RONIS key-operated switch, 30 mm, round, Metal, matte, front ring for flush installation, lock number SB30, with 2 keys, 3 switch positions I-O-II, latching, actuating angle 2x45Â°, 10:30h/12h/13:30h, Key removal I+O+II, possible special locks: SB31, 421, 455, with laser labeling, lower case | - | 0 | 0
3SU1060-4LL11-0AA0-Z | Y15 | 3SU1060-4LL11-0AA0-ZY15 | 1 | UN | 1 | 10 | C | D | EAR99 | N | 85389099 | 1 |  | 0.091 | KG | 42.47 | 42.47 | CP20 | CP20 | RONIS key-operated switch, 30 mm, round, Metal, matte, front ring for flush installation, lock number SB30, with 2 keys, 3 switch positions I-O-II, latching, actuating angle 2x45Â°, 10:30h/12h/13:30h, Key removal I+O+II, possible special locks: SB31, 421, 455, with laser labeling, upper case and lower case, always upper case at the beginning of the word | - | 0 | 0
3SU1060-4LL11-0AA0-Z | Y19 | 3SU1060-4LL11-0AA0-ZY19 | 1 | UN | 1 | 10 | C | D | EAR99 | N | 85389099 | 1 |  | 0.091 | KG | 38.67 | 38.67 | CP20 | CP20 | RONIS key-operated switch, 30 mm, round, Metal, matte, front ring for flush installation, lock number SB30, with 2 keys, 3 switch positions I-O-II, latching, actuating angle 2x45Â°, 10:30h/12h/13:30h, Key removal I+O+II, possible special locks: SB31, 421, 455, with laser labeling, inscription or symbol Customer-specific selection with SIRIUS ACT configurator (CIN) | - | 0 | 0
3SU1060-4LM01-0AA0 |  | 3SU1060-4LM01-0AA0 | 1 | UN | 1 | 5 | B | D | N | N | 85389099 | 1 | 4047621058962 | 0.02 | KG | 36.48 | 36.48 | CP20 | CP20 | RONIS key-operated switch, 30 mm, round, metal, matte, front ring for flush installation, lock number SB30, with 2 keys, 3 switch positions I>O<II, momentary contact type, actuating angle 2x45Â°, 10:30h/12h/13:30h, key removal O, possible special locks: SB31, 421, 455 | - | 0 | 0
3SU1060-4LM01-0AA0-Z | X90 | 3SU1060-4LM01-0AA0-ZX90 | 1 | UN | 1 | 10 | C | D | N | N | 85389099 | 50 |  | 0.11 | KG | 36.48 | 36.48 | CP20 | CP20 | RONIS key-operated switch, 30 mm, round, metal, matte, front ring for flush installation, lock number SB30, with 2 keys, 3 switch positions I>O<II, momentary contact type, actuating angle 2x45Â°, 10:30h/12h/13:30h, key removal O, possible special locks: SB31, 421, 455, Z=50-unit packaging | - | 0 | 0
3SU1060-4LM01-0AA0-Z | Y01 | 3SU1060-4LM01-0AA0-ZY01 | 1 | UN | 1 | 10 | C | D | N | N | 85389099 | 1 |  | 0.11 | KG | 83.98 | 83.98 | CP20 | CP20 | RONIS key-operated switch, 30 mm, round, metal, matte, front ring for flush installation, special lock, with 2 keys, 3 switch positions I>O<II, momentary contact type, actuating angle 2x45Â°, 10:30h/12h/13:30h, key removal O, possible special locks: SB31, 421, 455 | - | 0 | 0
3SU1060-4LM01-0AA0-Z | Y01Y19 | 3SU1060-4LM01-0AA0-ZY01Y19 | 1 | UN | 1 | 10 | C | D | N | N | 85389099 | 1 |  | 0.11 | KG | 84.93 | 84.93 | CP20 | CP20 | RONIS key-operated switch, 30 mm, round, metal, matte, front ring for flush installation, special lock, with 2 keys, 3 switch positions I>O<II, momentary contact type, actuating angle 2x45Â°, 10:30h/12h/13:30h, key removal O, possible special locks: SB31, 421, 455, customer-specific selection with SIRIUS ACT configurator (CIN) |  | 0 | 0
3SU1060-4LM01-0AA0-Z | Y10 | 3SU1060-4LM01-0AA0-ZY10 | 1 | UN | 1 | 15 | C | D | N | N | 85389099 | 1 |  | 0.11 | KG | 41.23 | 41.23 | CP20 | CP20 | RONIS key-operated switch, 30 mm, round, metal, matte, front ring for flush installation, lock number SB30, with 2 keys, 3 switch positions I>O<II, momentary contact type, actuating angle 2x45Â°, 10:30h/12h/13:30h, key removal O, possible special locks: SB31, 421, 455, with laser labeling, upper case and lower case, always upper case at beginning of line | - | 0 | 0
3SU1060-4LM01-0AA0-Z | Y11 | 3SU1060-4LM01-0AA0-ZY11 | 1 | UN | 1 | 15 | C | D | N | N | 85389099 | 1 |  | 0.11 | KG | 41.23 | 41.23 | CP20 | CP20 | RONIS key-operated switch, 30 mm, round, metal, matte, front ring for flush installation, lock number SB30, with 2 keys, 3 switch positions I>O<II, momentary contact type, actuating angle 2x45Â°, 10:30h/12h/13:30h, key removal O, possible special locks: SB31, 421, 455, with laser labeling, upper case | - | 0 | 0
3SU1060-4LM01-0AA0-Z | Y12 | 3SU1060-4LM01-0AA0-ZY12 | 1 | UN | 1 | 15 | C | D | N | N | 85389099 | 1 |  | 0.11 | KG | 41.23 | 41.23 | CP20 | CP20 | RONIS key-operated switch, 30 mm, round, metal, matte, front ring for flush installation, lock number SB30, with 2 keys, 3 switch positions I>O<II, momentary contact type, actuating angle 2x45Â°, 10:30h/12h/13:30h, key removal O, possible special locks: SB31, 421, 455, with laser labeling, lower case | - | 0 | 0
3SU1060-4LM01-0AA0-Z | Y15 | 3SU1060-4LM01-0AA0-ZY15 | 1 | UN | 1 | 15 | C | D | N | N | 85389099 | 1 |  | 0.11 | KG | 41.23 | 41.23 | CP20 | CP20 | RONIS key-operated switch, 30 mm, round, metal, matte, front ring for flush installation, lock number SB30, with 2 keys, 3 switch positions I>O<II, momentary contact type, actuating angle 2x45Â°, 10:30h/12h/13:30h, key removal O, possible special locks: SB31, 421, 455, with laser labeling, upper case and lower case, always upper case at the beginning of the word | - | 0 | 0
3SU1060-4LM01-0AA0-Z | Y19 | 3SU1060-4LM01-0AA0-ZY19 | 1 | UN | 1 | 15 | C | D | N | N | 85389099 | 1 |  | 0.11 | KG | 37.43 | 37.43 | CP20 | CP20 | RONIS key-operated switch, 30 mm, round, metal, matte, front ring for flush installation, lock number SB30, with 2 keys, 3 switch positions I>O<II, momentary contact type, actuating angle 2x45Â°, 10:30h/12h/13:30h, key removal O, possible special locks: SB31, 421, 455, with laser labeling, inscription or symbol Customer-specific selection with SIRIUS ACT configurator (CIN) | - | 0 | 0
3SU1061-0JA20-0AA0 |  | 3SU1061-0JA20-0AA0 | 1 | UN | 1 | 5 | B | D | N | N | 85389099 | 1 | 4011209961883 | 0.073 | KG | 23.09 | 23.09 | CP20 | CP20 | Illuminated pushbutton, 30 mm, round, metal, matte, red, front ring for flush installation, latching, Push-to-release mechanism | - | 0 | 0
3SU1061-0JA20-0AA0-Z | X90 | 3SU1061-0JA20-0AA0-ZX90 | 1 | UN | 1 | 5 | B | D | EAR99 | N | 85389099 | 50 |  | 0.047 | KG | 23.09 | 23.09 | CP20 | CP20 | Illuminated pushbutton, 30 mm, round, Metal, matte, red, front ring for flush installation, latching, Push-to-release mechanism, Z=50-unit packaging | - | 0 | 0
3SU1061-0JA20-0AA0-Z | Y10 | 3SU1061-0JA20-0AA0-ZY10 | 1 | UN | 1 | 10 | C | D | N | N | 85389099 | 1 |  | 0.047 | KG | 27.84 | 27.84 | CP20 | CP20 | Illuminated pushbutton, 30 mm, round, Metal, matte, red, front ring for flush installation, latching, Push-to-release mechanism, with laser labeling, upper case and lower case, always upper case at beginning of line | - | 0 | 0
3SU1061-0JA20-0AA0-Z | Y11 | 3SU1061-0JA20-0AA0-ZY11 | 1 | UN | 1 | 10 | C | D | N | N | 85389099 | 1 |  | 0.047 | KG | 27.84 | 27.84 | CP20 | CP20 | Illuminated pushbutton, 30 mm, round, Metal, matte, red, front ring for flush installation, latching, Push-to-release mechanism, with laser labeling, upper case | - | 0 | 0
3SU1061-0JA20-0AA0-Z | Y12 | 3SU1061-0JA20-0AA0-ZY12 | 1 | UN | 1 | 10 | C | D | N | N | 85389099 | 1 |  | 0.047 | KG | 27.84 | 27.84 | CP20 | CP20 | Illuminated pushbutton, 30 mm, round, Metal, matte, red, front ring for flush installation, latching, Push-to-release mechanism, with laser labeling, lower case | - | 0 | 0
3SU1061-0JA20-0AA0-Z | Y13 | 3SU1061-0JA20-0AA0-ZY13 | 1 | UN | 1 | 10 | C | D | N | N | 85389099 | 1 |  | 0.047 | KG | 27.84 | 27.84 | CP20 | CP20 | Illuminated pushbutton, 30 mm, round, Metal, matte, red, front ring for flush installation, latching, Push-to-release mechanism, with laser labeling, symbol number according to, ISO 7000 or IEC 60417 | - | 0 | 0
3SU1061-0JA20-0AA0-Z | Y15 | 3SU1061-0JA20-0AA0-ZY15 | 1 | UN | 1 | 10 | C | D | N | N | 85389099 | 1 |  | 0.047 | KG | 27.84 | 27.84 | CP20 | CP20 | Illuminated pushbutton, 30 mm, round, Metal, matte, red, front ring for flush installation, latching, Push-to-release mechanism, with laser labeling, upper case and lower case, Always upper case at the beginning of the word | - | 0 | 0
3SU1061-0JA20-0AA0-Z | Y19 | 3SU1061-0JA20-0AA0-ZY19 | 1 | UN | 1 | 10 | C | D | N | N | 85389099 | 1 |  | 0.08 | KG | 24.04 | 24.04 | CP20 | CP20 | Illuminated pushbutton, 30 mm, round, Metal, matte, red, front ring for flush installation, latching, Push-to-release mechanism, with laser labeling, inscription or symbol Customer-specific selection with SIRIUS ACT configurator (CIN) | - | 0 | 0
3SU1061-0JA30-0AA0 |  | 3SU1061-0JA30-0AA0 | 1 | UN | 1 | 5 | B | D | N | N | 85389099 | 1 | 4011209961890 | 0.073 | KG | 23.09 | 23.09 | CP20 | CP20 | Illuminated pushbutton, 30 mm, round, metal, matte, yellow, front ring for flush installation, latching, Push-to-release mechanism | - | 0 | 0
3SU1061-0JA30-0AA0-Z | X90 | 3SU1061-0JA30-0AA0-ZX90 | 1 | UN | 1 | 5 | B | D | EAR99 | N | 85389099 | 50 |  | 0.047 | KG | 23.09 | 23.09 | CP20 | CP20 | Illuminated pushbutton, 30 mm, round, Metal, matte, yellow, front ring for flush installation, latching, Push-to-release mechanism, Z=50-unit packaging | - | 0 | 0
3SU1061-0JA30-0AA0-Z | Y10 | 3SU1061-0JA30-0AA0-ZY10 | 1 | UN | 1 | 10 | C | D | N | N | 85389099 | 1 |  | 0.047 | KG | 27.84 | 27.84 | CP20 | CP20 | Illuminated pushbutton, 30 mm, round, Metal, matte, yellow, front ring for flush installation, latching, Push-to-release mechanism, with laser labeling, upper case and lower case, always upper case at beginning of line | - | 0 | 0
3SU1061-0JA30-0AA0-Z | Y11 | 3SU1061-0JA30-0AA0-ZY11 | 1 | UN | 1 | 10 | C | D | N | N | 85389099 | 1 |  | 0.047 | KG | 27.84 | 27.84 | CP20 | CP20 | Illuminated pushbutton, 30 mm, round, Metal, matte, yellow, front ring for flush installation, latching, Push-to-release mechanism, with laser labeling, upper case | - | 0 | 0
3SU1061-0JA30-0AA0-Z | Y12 | 3SU1061-0JA30-0AA0-ZY12 | 1 | UN | 1 | 10 | C | D | N | N | 85389099 | 1 |  | 0.047 | KG | 27.84 | 27.84 | CP20 | CP20 | Illuminated pushbutton, 30 mm, round, Metal, matte, yellow, front ring for flush installation, latching, Push-to-release mechanism, with laser labeling, lower case | - | 0 | 0
3SU1061-0JA30-0AA0-Z | Y13 | 3SU1061-0JA30-0AA0-ZY13 | 1 | UN | 1 | 10 | C | D | N | N | 85389099 | 1 |  | 0.047 | KG | 27.84 | 27.84 | CP20 | CP20 | Illuminated pushbutton, 30 mm, round, Metal, matte, yellow, front ring for flush installation, latching, Push-to-release mechanism, with laser labeling, symbol number according to, ISO 7000 or IEC 60417 | - | 0 | 0
3SU1061-0JA30-0AA0-Z | Y15 | 3SU1061-0JA30-0AA0-ZY15 | 1 | UN | 1 | 10 | C | D | N | N | 85389099 | 1 |  | 0.047 | KG | 27.84 | 27.84 | CP20 | CP20 | Illuminated pushbutton, 30 mm, round, Metal, matte, yellow, front ring for flush installation, latching, Push-to-release mechanism, with laser labeling, upper case and lower case, Always upper case at the beginning of the word | - | 0 | 0
3SU1061-0JA30-0AA0-Z | Y19 | 3SU1061-0JA30-0AA0-ZY19 | 1 | UN | 1 | 10 | C | D | N | N | 85389099 | 1 | 4047621044651 | 0.07 | KG | 24.04 | 24.04 | CP20 | CP20 | Illuminated pushbutton, 30 mm, round, Metal, matte, yellow, front ring for flush installation, latching, Push-to-release mechanism, with laser labeling, inscription or symbol Customer-specific selection with SIRIUS ACT configurator (CIN) | - | 0 | 0
3SU1061-0JA40-0AA0 |  | 3SU1061-0JA40-0AA0 | 1 | UN | 1 | 5 | B | D | N | N | 85389099 | 1 | 4011209961906 | 0.073 | KG | 23.09 | 23.09 | CP20 | CP20 | Illuminated pushbutton, 30 mm, round, metal, matte, green, front ring for flush installation, latching, Push-to-release mechanism | - | 0 | 0
3SU1061-0JA40-0AA0-Z | X90 | 3SU1061-0JA40-0AA0-ZX90 | 1 | UN | 1 | 5 | B | D | EAR99 | N | 85389099 | 50 |  | 0.047 | KG | 23.09 | 23.09 | CP20 | CP20 | Illuminated pushbutton, 30 mm, round, Metal, matte, green, front ring for flush installation, latching, Push-to-release mechanism, Z=50-unit packaging | - | 0 | 0
3SU1061-0JA40-0AA0-Z | Y10 | 3SU1061-0JA40-0AA0-ZY10 | 1 | UN | 1 | 10 | C | D | N | N | 85389099 | 1 |  | 0.075 | KG | 27.84 | 27.84 | CP20 | CP20 | Illuminated pushbutton, 30 mm, round, Metal, matte, green, front ring for flush installation, latching, Push-to-release mechanism, with laser labeling, upper case and lower case, always upper case at beginning of line | - | 0 | 0
3SU1061-0JA40-0AA0-Z | Y11 | 3SU1061-0JA40-0AA0-ZY11 | 1 | UN | 1 | 10 | C | D | N | N | 85389099 | 1 |  | 0.047 | KG | 27.84 | 27.84 | CP20 | CP20 | Illuminated pushbutton, 30 mm, round, Metal, matte, green, front ring for flush installation, latching, Push-to-release mechanism, with laser labeling, upper case | - | 0 | 0
3SU1061-0JA40-0AA0-Z | Y12 | 3SU1061-0JA40-0AA0-ZY12 | 1 | UN | 1 | 10 | C | D | N | N | 85389099 | 1 |  | 0.047 | KG | 27.84 | 27.84 | CP20 | CP20 | Illuminated pushbutton, 30 mm, round, Metal, matte, green, front ring for flush installation, latching, Push-to-release mechanism, with laser labeling, lower case | - | 0 | 0
3SU1061-0JA40-0AA0-Z | Y13 | 3SU1061-0JA40-0AA0-ZY13 | 1 | UN | 1 | 10 | C | D | N | N | 85389099 | 1 |  | 0.047 | KG | 27.84 | 27.84 | CP20 | CP20 | Illuminated pushbutton, 30 mm, round, Metal, matte, green, front ring for flush installation, latching, Push-to-release mechanism, with laser labeling, symbol number according to, ISO 7000 or IEC 60417 | - | 0 | 0
3SU1061-0JA40-0AA0-Z | Y15 | 3SU1061-0JA40-0AA0-ZY15 | 1 | UN | 1 | 10 | C | D | N | N | 85389099 | 1 |  | 0.047 | KG | 27.84 | 27.84 | CP20 | CP20 | Illuminated pushbutton, 30 mm, round, Metal, matte, green, front ring for flush installation, latching, Push-to-release mechanism, with laser labeling, upper case and lower case, Always upper case at the beginning of the word | - | 0 | 0
3SU1061-0JA40-0AA0-Z | Y19 | 3SU1061-0JA40-0AA0-ZY19 | 1 | UN | 1 | 10 | C | D | N | N | 85389099 | 1 |  | 0.073 | KG | 24.04 | 24.04 | CP20 | CP20 | Illuminated pushbutton, 30 mm, round, Metal, matte, green, front ring for flush installation, latching, Push-to-release mechanism, with laser labeling, inscription or symbol Customer-specific selection with SIRIUS ACT configurator (CIN) | - | 0 | 0
3SU1061-0JA50-0AA0 |  | 3SU1061-0JA50-0AA0 | 1 | UN | 1 | 5 | B | D | N | N | 85389099 | 1 | 4011209961913 | 0.07 | KG | 23.09 | 23.09 | CP20 | CP20 | Illuminated pushbutton, 30 mm, round, metal, matte, blue, front ring for flush installation, latching, Push-to-release mechanism | - | 0 | 0
3SU1061-0JA50-0AA0-Z | X90 | 3SU1061-0JA50-0AA0-ZX90 | 1 | UN | 1 | 5 | B | D | EAR99 | N | 85389099 | 50 |  | 0.047 | KG | 23.09 | 23.09 | CP20 | CP20 | Illuminated pushbutton, 30 mm, round, Metal, matte, blue, front ring for flush installation, latching, Push-to-release mechanism, Z=50-unit packaging | - | 0 | 0
3SU1061-0JA50-0AA0-Z | Y10 | 3SU1061-0JA50-0AA0-ZY10 | 1 | UN | 1 | 10 | C | D | N | N | 85389099 | 1 |  | 0.076 | KG | 27.84 | 27.84 | CP20 | CP20 | Illuminated pushbutton, 30 mm, round, Metal, matte, blue, front ring for flush installation, latching, Push-to-release mechanism, with laser labeling, upper case and lower case, always upper case at beginning of line | - | 0 | 0
3SU1061-0JA50-0AA0-Z | Y11 | 3SU1061-0JA50-0AA0-ZY11 | 1 | UN | 1 | 10 | C | D | N | N | 85389099 | 1 |  | 0.047 | KG | 27.84 | 27.84 | CP20 | CP20 | Illuminated pushbutton, 30 mm, round, Metal, matte, blue, front ring for flush installation, latching, Push-to-release mechanism, with laser labeling, upper case | - | 0 | 0
3SU1061-0JA50-0AA0-Z | Y12 | 3SU1061-0JA50-0AA0-ZY12 | 1 | UN | 1 | 10 | C | D | N | N | 85389099 | 1 |  | 0.047 | KG | 27.84 | 27.84 | CP20 | CP20 | Illuminated pushbutton, 30 mm, round, Metal, matte, blue, front ring for flush installation, latching, Push-to-release mechanism, with laser labeling, lower case | - | 0 | 0
3SU1061-0JA50-0AA0-Z | Y13 | 3SU1061-0JA50-0AA0-ZY13 | 1 | UN | 1 | 10 | C | D | N | N | 85389099 | 1 |  | 0.047 | KG | 27.84 | 27.84 | CP20 | CP20 | Illuminated pushbutton, 30 mm, round, Metal, matte, blue, front ring for flush installation, latching, Push-to-release mechanism, with laser labeling, symbol number according to, ISO 7000 or IEC 60417 | - | 0 | 0
3SU1061-0JA50-0AA0-Z | Y15 | 3SU1061-0JA50-0AA0-ZY15 | 1 | UN | 1 | 10 | C | D | N | N | 85389099 | 1 |  | 0.047 | KG | 27.84 | 27.84 | CP20 | CP20 | Illuminated pushbutton, 30 mm, round, Metal, matte, blue, front ring for flush installation, latching, Push-to-release mechanism, with laser labeling, upper case and lower case, Always upper case at the beginning of the word | - | 0 | 0
3SU1061-0JA50-0AA0-Z | Y19 | 3SU1061-0JA50-0AA0-ZY19 | 1 | UN | 1 | 10 | C | D | N | N | 85389099 | 1 |  | 0.077 | KG | 24.04 | 24.04 | CP20 | CP20 | Illuminated pushbutton, 30 mm, round, Metal, matte, blue, front ring for flush installation, latching, Push-to-release mechanism, with laser labeling, inscription or symbol Customer-specific selection with SIRIUS ACT configurator (CIN) | - | 0 | 0
3SU1061-0JA70-0AA0 |  | 3SU1061-0JA70-0AA0 | 1 | UN | 1 | 5 | B | D | N | N | 85389099 | 1 | 4011209961920 | 0.072 | KG | 23.09 | 23.09 | CP20 | CP20 | Illuminated pushbutton, 30 mm, round, metal, matte, clear, front ring for flush installation, latching, Push-to-release mechanism | - | 0 | 0
3SU1061-0JA70-0AA0-Z | X90 | 3SU1061-0JA70-0AA0-ZX90 | 1 | UN | 1 | 5 | B | D | EAR99 | N | 85389099 | 50 |  | 0.047 | KG | 23.09 | 23.09 | CP20 | CP20 | Illuminated pushbutton, 30 mm, round, Metal, matte, clear, front ring for flush installation, latching, Push-to-release mechanism, Z=50-unit packaging | - | 0 | 0
3SU1061-0JA70-0AA0-Z | Y10 | 3SU1061-0JA70-0AA0-ZY10 | 1 | UN | 1 | 10 | C | D | N | N | 85389099 | 1 |  | 0.07 | KG | 27.84 | 27.84 | CP20 | CP20 | Illuminated pushbutton, 30 mm, round, Metal, matte, clear, front ring for flush installation, latching, Push-to-release mechanism, with laser labeling, upper case and lower case, always upper case at beginning of line | - | 0 | 0
3SU1061-0JA70-0AA0-Z | Y11 | 3SU1061-0JA70-0AA0-ZY11 | 1 | UN | 1 | 10 | C | D | N | N | 85389099 | 1 |  | 0.047 | KG | 27.84 | 27.84 | CP20 | CP20 | Illuminated pushbutton, 30 mm, round, Metal, matte, clear, front ring for flush installation, latching, Push-to-release mechanism, with laser labeling, upper case | - | 0 | 0
3SU1061-0JA70-0AA0-Z | Y12 | 3SU1061-0JA70-0AA0-ZY12 | 1 | UN | 1 | 10 | C | D | N | N | 85389099 | 1 |  | 0.047 | KG | 27.84 | 27.84 | CP20 | CP20 | Illuminated pushbutton, 30 mm, round, Metal, matte, clear, front ring for flush installation, latching, Push-to-release mechanism, with laser labeling, lower case | - | 0 | 0
3SU1061-0JA70-0AA0-Z | Y13 | 3SU1061-0JA70-0AA0-ZY13 | 1 | UN | 1 | 10 | C | D | N | N | 85389099 | 1 |  | 0.1 | KG | 27.84 | 27.84 | CP20 | CP20 | Illuminated pushbutton, 30 mm, round, Metal, matte, clear, front ring for flush installation, latching, Push-to-release mechanism, with laser labeling, symbol number according to, ISO 7000 or IEC 60417 | - | 0 | 0
3SU1061-0JA70-0AA0-Z | Y15 | 3SU1061-0JA70-0AA0-ZY15 | 1 | UN | 1 | 10 | C | D | N | N | 85389099 | 1 |  | 0.047 | KG | 27.84 | 27.84 | CP20 | CP20 | Illuminated pushbutton, 30 mm, round, Metal, matte, clear, front ring for flush installation, latching, Push-to-release mechanism, with laser labeling, upper case and lower case, Always upper case at the beginning of the word | - | 0 | 0
3SU1061-0JA70-0AA0-Z | Y19 | 3SU1061-0JA70-0AA0-ZY19 | 1 | UN | 1 | 10 | C | D | N | N | 85389099 | 1 |  | 0.072 | KG | 24.04 | 24.04 | CP20 | CP20 | Illuminated pushbutton, 30 mm, round, Metal, matte, clear, front ring for flush installation, latching, Push-to-release mechanism, with laser labeling, inscription or symbol Customer-specific selection with SIRIUS ACT configurator (CIN) | - | 0 | 0
3SU1061-0JB20-0AA0 |  | 3SU1061-0JB20-0AA0 | 1 | UN | 1 | 3 | B | D | N | N | 85389099 | 1 | 4011209966666 | 0.073 | KG | 17.29 | 17.29 | CP20 | CP20 | Illuminated pushbutton, 30 mm, round, metal, matte, red, front ring for flush installation, momentary contact type | - | 0 | 0
3SU1061-0JB20-0AA0-Z | X90 | 3SU1061-0JB20-0AA0-ZX90 | 1 | UN | 1 | 5 | B | D | N | N | 85389099 | 50 |  | 0.076 | KG | 17.29 | 17.29 | CP20 | CP20 | Illuminated pushbutton, 30 mm, round, Metal, matte, red, front ring for flush installation, momentary contact type, Z=50-unit packaging | - | 0 | 0
3SU1061-0JB20-0AA0-Z | Y10 | 3SU1061-0JB20-0AA0-ZY10 | 1 | UN | 1 | 10 | C | D | N | N | 85389099 | 1 |  | 0.048 | KG | 22.04 | 22.04 | CP20 | CP20 | Illuminated pushbutton, 30 mm, round, Metal, matte, red, front ring for flush installation, momentary contact type, with laser labeling, upper case and lower case, always upper case at beginning of line | - | 0 | 0
3SU1061-0JB20-0AA0-Z | Y11 | 3SU1061-0JB20-0AA0-ZY11 | 1 | UN | 1 | 10 | C | D | N | N | 85389099 | 1 |  | 0.073 | KG | 22.04 | 22.04 | CP20 | CP20 | Illuminated pushbutton, 30 mm, round, Metal, matte, red, front ring for flush installation, momentary contact type, with laser labeling, upper case | - | 0 | 0
3SU1061-0JB20-0AA0-Z | Y12 | 3SU1061-0JB20-0AA0-ZY12 | 1 | UN | 1 | 10 | C | D | N | N | 85389099 | 1 |  | 0.048 | KG | 22.04 | 22.04 | CP20 | CP20 | Illuminated pushbutton, 30 mm, round, Metal, matte, red, front ring for flush installation, momentary contact type, with laser labeling, lower case | - | 0 | 0
3SU1061-0JB20-0AA0-Z | Y13 | 3SU1061-0JB20-0AA0-ZY13 | 1 | UN | 1 | 10 | C | D | N | N | 85389099 | 1 |  | 0.07 | KG | 22.04 | 22.04 | CP20 | CP20 | Illuminated pushbutton, 30 mm, round, Metal, matte, red, front ring for flush installation, momentary contact type, with laser labeling, symbol number according to, ISO 7000 or IEC 60417 | - | 0 | 0
3SU1061-0JB20-0AA0-Z | Y15 | 3SU1061-0JB20-0AA0-ZY15 | 1 | UN | 1 | 10 | C | D | N | N | 85389099 | 1 |  | 0.073 | KG | 22.04 | 22.04 | CP20 | CP20 | Illuminated pushbutton, 30 mm, round, Metal, matte, red, front ring for flush installation, momentary contact type, with laser labeling, upper case and lower case, Always upper case at the beginning of the word | - | 0 | 0
3SU1061-0JB20-0AA0-Z | Y19 | 3SU1061-0JB20-0AA0-ZY19 | 1 | UN | 1 | 10 | C | D | N | N | 85389099 | 1 |  | 0.076 | KG | 18.24 | 18.24 | CP20 | CP20 | Illuminated pushbutton, 30 mm, round, Metal, matte, red, front ring for flush installation, momentary contact type, with laser labeling, inscription or symbol Customer-specific selection with SIRIUS ACT configurator (CIN) | - | 0 | 0
3SU1061-0JB30-0AA0 |  | 3SU1061-0JB30-0AA0 | 1 | UN | 1 | 3 | B | D | N | N | 85389099 | 1 | 4011209966673 | 0.073 | KG | 17.29 | 17.29 | CP20 | CP20 | Illuminated pushbutton, 30 mm, round, metal, matte, yellow, front ring for flush installation, momentary contact type | - | 0 | 0
3SU1061-0JB30-0AA0-Z | X90 | 3SU1061-0JB30-0AA0-ZX90 | 1 | UN | 1 | 5 | B | D | EAR99 | N | 85389099 | 50 |  | 0.048 | KG | 17.29 | 17.29 | CP20 | CP20 | Illuminated pushbutton, 30 mm, round, Metal, matte, yellow, front ring for flush installation, momentary contact type, Z=50-unit packaging | - | 0 | 0
3SU1061-0JB30-0AA0-Z | Y10 | 3SU1061-0JB30-0AA0-ZY10 | 1 | UN | 1 | 10 | C | D | N | N | 85389099 | 1 |  | 0.075 | KG | 22.04 | 22.04 | CP20 | CP20 | Illuminated pushbutton, 30 mm, round, Metal, matte, yellow, front ring for flush installation, momentary contact type, with laser labeling, upper case and lower case, always upper case at beginning of line | - | 0 | 0
3SU1061-0JB30-0AA0-Z | Y11 | 3SU1061-0JB30-0AA0-ZY11 | 1 | UN | 1 | 10 | C | D | N | N | 85389099 | 1 |  | 0.073 | KG | 22.04 | 22.04 | CP20 | CP20 | Illuminated pushbutton, 30 mm, round, Metal, matte, yellow, front ring for flush installation, momentary contact type, with laser labeling, upper case | - | 0 | 0
3SU1061-0JB30-0AA0-Z | Y12 | 3SU1061-0JB30-0AA0-ZY12 | 1 | UN | 1 | 10 | C | D | N | N | 85389099 | 1 |  | 0.048 | KG | 22.04 | 22.04 | CP20 | CP20 | Illuminated pushbutton, 30 mm, round, Metal, matte, yellow, front ring for flush installation, momentary contact type, with laser labeling, lower case | - | 0 | 0
3SU1061-0JB30-0AA0-Z | Y13 | 3SU1061-0JB30-0AA0-ZY13 | 1 | UN | 1 | 10 | C | D | N | N | 85389099 | 1 |  | 0.074 | KG | 22.04 | 22.04 | CP20 | CP20 | Illuminated pushbutton, 30 mm, round, Metal, matte, yellow, front ring for flush installation, momentary contact type, with laser labeling, symbol number according to, ISO 7000 or IEC 60417 | - | 0 | 0
3SU1061-0JB30-0AA0-Z | Y15 | 3SU1061-0JB30-0AA0-ZY15 | 1 | UN | 1 | 10 | C | D | N | N | 85389099 | 1 |  | 0.082 | KG | 22.04 | 22.04 | CP20 | CP20 | Illuminated pushbutton, 30 mm, round, Metal, matte, yellow, front ring for flush installation, momentary contact type, with laser labeling, upper case and lower case, Always upper case at the beginning of the word | - | 0 | 0
3SU1061-0JB30-0AA0-Z | Y19 | 3SU1061-0JB30-0AA0-ZY19 | 1 | UN | 1 | 10 | C | D | N | N | 85389099 | 1 |  | 0.075 | KG | 18.24 | 18.24 | CP20 | CP20 | Illuminated pushbutton, 30 mm, round, Metal, matte, yellow, front ring for flush installation, momentary contact type, with laser labeling, inscription or symbol Customer-specific selection with SIRIUS ACT configurator (CIN) | - | 0 | 0
3SU1061-0JB31-0AS0 |  | 3SU1061-0JB31-0AS0 | 1 | UN | 1 | 22 | D | D | N | N | 85389099 | 1 | 4047621028705 | 0.075 | KG | 18.05 | 18.05 | CP20 | CP20 | Illuminated pushbutton, 30 mm, round, Metal matte, yellow, front ring for flush installation, momentary contact type, with customer-specific symbol, Customer material number 38.0431 on packaging | - | 0 | 7
3SU1061-0JB32-0AS0 |  | 3SU1061-0JB32-0AS0 | 1 | UN | 1 | 22 | D | D | N | N | 85389099 | 1 | 4047621028712 | 0.075 | KG | 18.05 | 18.05 | CP20 | CP20 | Illuminated pushbutton, 30 mm, round, Metal matte, yellow, front ring for flush installation, momentary contact type, with customer-specific symbol, Customer material number 38.0436 on packaging | - | 0 | 7
3SU1061-0JB33-0AS0 |  | 3SU1061-0JB33-0AS0 | 1 | UN | 1 | 22 | D | D | N | N | 85389099 | 1 | 4047621028729 | 0.075 | KG | 18.05 | 18.05 | CP20 | CP20 | Illuminated pushbutton, 30 mm, round, Metal matte, yellow, front ring for flush installation, momentary contact type, with customer-specific symbol, Customer material number 38.0445 on packaging | - | 0 | 7
3SU1061-0JB34-0AS0 |  | 3SU1061-0JB34-0AS0 | 1 | UN | 1 | 22 | D | D | N | N | 85389099 | 1 | 4047621028736 | 0.075 | KG | 18.05 | 18.05 | CP20 | CP20 | Illuminated pushbutton, 30 mm, round, Metal matte, yellow, front ring for flush installation, momentary contact type, with customer-specific symbol, Customer material number 38.0453 on packaging | - | 0 | 7
3SU1061-0JB40-0AA0 |  | 3SU1061-0JB40-0AA0 | 1 | UN | 1 | 3 | B | D | N | N | 85389099 | 1 | 4011209966680 | 0.076 | KG | 17.29 | 17.29 | CP20 | CP20 | Illuminated pushbutton, 30 mm, round, metal, matte, green, front ring for flush installation, momentary contact type | - | 0 | 0
3SU1061-0JB40-0AA0-Z | X90 | 3SU1061-0JB40-0AA0-ZX90 | 1 | UN | 1 | 5 | B | D | EAR99 | N | 85389099 | 50 |  | 0.048 | KG | 17.29 | 17.29 | CP20 | CP20 | Illuminated pushbutton, 30 mm, round, Metal, matte, green, Front ring for flush installation, momentary contact type, Z=50-unit packaging | - | 0 | 0
3SU1061-0JB40-0AA0-Z | Y10 | 3SU1061-0JB40-0AA0-ZY10 | 1 | UN | 1 | 10 | C | D | N | N | 85389099 | 1 |  | 0.048 | KG | 22.04 | 22.04 | CP20 | CP20 | Illuminated pushbutton, 30 mm, round, Metal, matte, green, Front ring for flush installation, momentary contact type, with laser labeling, upper case and lower case, always upper case at beginning of line | - | 0 | 0
3SU1061-0JB40-0AA0-Z | Y11 | 3SU1061-0JB40-0AA0-ZY11 | 1 | UN | 1 | 10 | C | D | N | N | 85389099 | 1 |  | 0.073 | KG | 22.04 | 22.04 | CP20 | CP20 | Illuminated pushbutton, 30 mm, round, Metal, matte, green, Front ring for flush installation, momentary contact type, with laser labeling, upper case | - | 0 | 0
3SU1061-0JB40-0AA0-Z | Y12 | 3SU1061-0JB40-0AA0-ZY12 | 1 | UN | 1 | 10 | C | D | N | N | 85389099 | 1 |  | 0.048 | KG | 22.04 | 22.04 | CP20 | CP20 | Illuminated pushbutton, 30 mm, round, Metal, matte, green, Front ring for flush installation, momentary contact type, with laser labeling, lower case | - | 0 | 0
3SU1061-0JB40-0AA0-Z | Y13 | 3SU1061-0JB40-0AA0-ZY13 | 1 | UN | 1 | 10 | C | D | N | N | 85389099 | 1 |  | 0.075 | KG | 22.04 | 22.04 | CP20 | CP20 | Illuminated pushbutton, 30 mm, round, Metal, matte, green, Front ring for flush installation, momentary contact type, with laser labeling, symbol number according to, ISO 7000 or IEC 60417 | - | 0 | 0
3SU1061-0JB40-0AA0-Z | Y15 | 3SU1061-0JB40-0AA0-ZY15 | 1 | UN | 1 | 10 | C | D | N | N | 85389099 | 1 |  | 0.073 | KG | 22.04 | 22.04 | CP20 | CP20 | Illuminated pushbutton, 30 mm, round, Metal, matte, green, Front ring for flush installation, momentary contact type, with laser labeling, upper case and lower case, Always upper case at the beginning of the word | - | 0 | 0
3SU1061-0JB40-0AA0-Z | Y19 | 3SU1061-0JB40-0AA0-ZY19 | 1 | UN | 1 | 10 | C | D | N | N | 85389099 | 1 |  | 0.076 | KG | 18.24 | 18.24 | CP20 | CP20 | Illuminated pushbutton, 30 mm, round, Metal, matte, green, Front ring for flush installation, momentary contact type, with laser labeling, inscription or symbol Customer-specific selection with SIRIUS ACT configurator (CIN) | - | 0 | 0
3SU1061-0JB50-0AA0 |  | 3SU1061-0JB50-0AA0 | 1 | UN | 1 | 3 | B | D | N | N | 85389099 | 1 | 4011209966697 | 0.073 | KG | 17.29 | 17.29 | CP20 | CP20 | Illuminated pushbutton, 30 mm, round, metal, matte, blue, front ring for flush installation, momentary contact type | - | 0 | 0
3SU1061-0JB50-0AA0-Z | X90 | 3SU1061-0JB50-0AA0-ZX90 | 1 | UN | 1 | 5 | B | D | N | N | 85389099 | 50 | 4047621045504 | 0.073 | KG | 17.29 | 17.29 | CP20 | CP20 | Illuminated pushbutton, 30 mm, round, Metal, matte, blue, front ring for flush installation, momentary contact type, Z=50-unit packaging | - | 0 | 0
3SU1061-0JB50-0AA0-Z | Y10 | 3SU1061-0JB50-0AA0-ZY10 | 1 | UN | 1 | 10 | C | D | N | N | 85389099 | 1 |  | 0.048 | KG | 22.04 | 22.04 | CP20 | CP20 | Illuminated pushbutton, 30 mm, round, Metal, matte, blue, front ring for flush installation, momentary contact type, with laser labeling, upper case and lower case, always upper case at beginning of line | - | 0 | 0
3SU1061-0JB50-0AA0-Z | Y11 | 3SU1061-0JB50-0AA0-ZY11 | 1 | UN | 1 | 10 | C | D | N | N | 85389099 | 1 |  | 0.081 | KG | 22.04 | 22.04 | CP20 | CP20 | Illuminated pushbutton, 30 mm, round, Metal, matte, blue, front ring for flush installation, momentary contact type, with laser labeling, upper case | - | 0 | 0
3SU1061-0JB50-0AA0-Z | Y12 | 3SU1061-0JB50-0AA0-ZY12 | 1 | UN | 1 | 10 | C | D | N | N | 85389099 | 1 |  | 0.048 | KG | 22.04 | 22.04 | CP20 | CP20 | Illuminated pushbutton, 30 mm, round, Metal, matte, blue, front ring for flush installation, momentary contact type, with laser labeling, lower case | - | 0 | 0
3SU1061-0JB50-0AA0-Z | Y13 | 3SU1061-0JB50-0AA0-ZY13 | 1 | UN | 1 | 10 | C | D | N | N | 85389099 | 1 |  | 0.08 | KG | 22.04 | 22.04 | CP20 | CP20 | Illuminated pushbutton, 30 mm, round, Metal, matte, blue, front ring for flush installation, momentary contact type, with laser labeling, symbol number according to, ISO 7000 or IEC 60417 | - | 0 | 0
3SU1061-0JB50-0AA0-Z | Y15 | 3SU1061-0JB50-0AA0-ZY15 | 1 | UN | 1 | 10 | C | D | N | N | 85389099 | 1 |  | 0.08 | KG | 22.04 | 22.04 | CP20 | CP20 | Illuminated pushbutton, 30 mm, round, Metal, matte, blue, front ring for flush installation, momentary contact type, with laser labeling, upper case and lower case, Always upper case at the beginning of the word | - | 0 | 0
3SU1061-0JB50-0AA0-Z | Y19 | 3SU1061-0JB50-0AA0-ZY19 | 1 | UN | 1 | 10 | C | D | N | N | 85389099 | 1 |  | 0.07 | KG | 18.24 | 18.24 | CP20 | CP20 | Illuminated pushbutton, 30 mm, round, Metal, matte, blue, front ring for flush installation, momentary contact type, with laser labeling, inscription or symbol Customer-specific selection with SIRIUS ACT configurator (CIN) | - | 0 | 0
3SU1061-0JB51-0AS0 |  | 3SU1061-0JB51-0AS0 | 1 | UN | 1 | 22 | D | D | N | N | 85389099 | 1 | 4047621028743 | 0.075 | KG | 18.05 | 18.05 | CP20 | CP20 | Illuminated pushbutton, 30 mm, round, Metal matte, blue, front ring for flush installation, momentary contact type, with customer-specific symbol, Customer material number 38.0441 on packaging | - | 0 | 7
3SU1061-0JB70-0AA0 |  | 3SU1061-0JB70-0AA0 | 1 | UN | 1 | 3 | B | D | N | N | 85389099 | 1 | 4011209966703 | 0.074 | KG | 17.29 | 17.29 | CP20 | CP20 | Illuminated pushbutton, 30 mm, round, metal, matte, clear, front ring for flush installation, momentary contact type | - | 0 | 0
3SU1061-0JB70-0AA0-Z | X90 | 3SU1061-0JB70-0AA0-ZX90 | 1 | UN | 1 | 5 | B | D | N | N | 85389099 | 50 | 4047621021584 | 0.076 | KG | 17.29 | 17.29 | CP20 | CP20 | Illuminated pushbutton, 30 mm, round, Metal, matte, clear, front ring for flush installation, momentary contact type, Z=50-unit packaging | - | 0 | 0
3SU1061-0JB70-0AA0-Z | Y10 | 3SU1061-0JB70-0AA0-ZY10 | 1 | UN | 1 | 10 | C | D | N | N | 85389099 | 1 |  | 0.073 | KG | 22.04 | 22.04 | CP20 | CP20 | Illuminated pushbutton, 30 mm, round, Metal, matte, clear, front ring for flush installation, momentary contact type, with laser labeling, upper case and lower case, always upper case at beginning of line | - | 0 | 0
3SU1061-0JB70-0AA0-Z | Y11 | 3SU1061-0JB70-0AA0-ZY11 | 1 | UN | 1 | 10 | C | D | N | N | 85389099 | 1 |  | 0.08 | KG | 22.04 | 22.04 | CP20 | CP20 | Illuminated pushbutton, 30 mm, round, Metal, matte, clear, front ring for flush installation, momentary contact type, with laser labeling, upper case | - | 0 | 0
3SU1061-0JB70-0AA0-Z | Y12 | 3SU1061-0JB70-0AA0-ZY12 | 1 | UN | 1 | 10 | C | D | N | N | 85389099 | 1 |  | 0.048 | KG | 22.04 | 22.04 | CP20 | CP20 | Illuminated pushbutton, 30 mm, round, Metal, matte, clear, front ring for flush installation, momentary contact type, with laser labeling, lower case | - | 0 | 0
3SU1061-0JB70-0AA0-Z | Y13 | 3SU1061-0JB70-0AA0-ZY13 | 1 | UN | 1 | 10 | C | D | N | N | 85389099 | 1 |  | 0.072 | KG | 22.04 | 22.04 | CP20 | CP20 | Illuminated pushbutton, 30 mm, round, Metal, matte, clear, front ring for flush installation, momentary contact type, with laser labeling, symbol number according to, ISO 7000 or IEC 60417 | - | 0 | 0
3SU1061-0JB70-0AA0-Z | Y15 | 3SU1061-0JB70-0AA0-ZY15 | 1 | UN | 1 | 10 | C | D | N | N | 85389099 | 1 |  | 0.048 | KG | 22.04 | 22.04 | CP20 | CP20 | Illuminated pushbutton, 30 mm, round, Metal, matte, clear, front ring for flush installation, momentary contact type, with laser labeling, upper case and lower case, Always upper case at the beginning of the word | - | 0 | 0
3SU1061-0JB70-0AA0-Z | Y19 | 3SU1061-0JB70-0AA0-ZY19 | 1 | UN | 1 | 10 | C | D | N | N | 85389099 | 1 |  | 0.07 | KG | 18.24 | 18.24 | CP20 | CP20 | Illuminated pushbutton, 30 mm, round, Metal, matte, clear, front ring for flush installation, momentary contact type, with laser labeling, inscription or symbol Customer-specific selection with SIRIUS ACT configurator (CIN) | - | 0 | 0
3SU1061-0JB71-0AS0 |  | 3SU1061-0JB71-0AS0 | 1 | UN | 1 | 22 | D | D | N | N | 85389099 | 1 | 4047621028750 | 0.075 | KG | 18.05 | 18.05 | CP20 | CP20 | Illuminated pushbutton, 30 mm, round, Metal matte, clear, front ring for flush installation, momentary contact type, with customer-specific symbol, Customer material number 38.0435 on packaging | - | 0 | 7
3SU1061-0JB72-0AS0 |  | 3SU1061-0JB72-0AS0 | 1 | UN | 1 | 22 | D | D | N | N | 85389099 | 1 | 4047621028767 | 0.075 | KG | 18.05 | 18.05 | CP20 | CP20 | Illuminated pushbutton, 30 mm, round, Metal matte, clear, front ring for flush installation, momentary contact type, with customer-specific symbol, Customer material number 38.0443 on packaging | - | 0 | 7
3SU1061-0JB73-0AS0 |  | 3SU1061-0JB73-0AS0 | 1 | UN | 1 | 22 | D | D | N | N | 85389099 | 1 |  | 0.075 | KG | 18.05 | 18.05 | CP20 | CP20 | Illuminated pushbutton, 30 mm, round, Metal matte, clear, front ring for flush installation, momentary contact type, with customer-specific symbol, Customer material number 38.0444 on packaging | - | 0 | 7
3SU1061-0JB74-0AS0 |  | 3SU1061-0JB74-0AS0 | 1 | UN | 1 | 22 | D | D | N | N | 85389099 | 1 | 4047621045634 | 0.073 | KG | 18.24 | 18.24 | CP20 | CP20 | Illuminated pushbutton, 30 mm, round, metal, matte, clear, front ring for flush installation, momentary contact type with customer-specific symbol, Customer material number 38.0444 on packaging | - | 0 | 7
3SU1061-0JB75-0AS0 |  | 3SU1061-0JB75-0AS0 | 1 | UN | 1 | 3 | B | D | N | N | 85389099 | 1 | 4047621049830 | 0.073 | KG | 18.24 | 18.24 | CP20 | CP20 | Illuminated pushbutton, 30 mm, round, metal, matte, clear, front ring for flush installation, momentary contact type with customer-specific symbol, Customer material number 38.0458 on packaging | - | 0 | 7
3SU1061-0JD20-0AA0 |  | 3SU1061-0JD20-0AA0 | 1 | UN | 1 | 3 | B | D | N | N | 85389099 | 1 | 4011209967380 | 0.072 | KG | 17.29 | 17.29 | CP20 | CP20 | Indicator lights, 30 mm, round, metal, matte, red, front ring for flush installation, | - | 0 | 0
3SU1061-0JD20-0AA0-Z | X90 | 3SU1061-0JD20-0AA0-ZX90 | 1 | UN | 1 | 5 | B | D | EAR99 | N | 85389099 | 100 |  | 0.047 | KG | 17.29 | 17.29 | CP20 | CP20 | Indicator lights, 30 mm, round, Metal, matte, red, front ring for flush installation, Z=100-unit packaging | - | 0 | 0
3SU1061-0JD20-0AA0-Z | Y10 | 3SU1061-0JD20-0AA0-ZY10 | 1 | UN | 1 | 10 | C | D | N | N | 85389099 | 1 |  | 0.047 | KG | 22.04 | 22.04 | CP20 | CP20 | Indicator lights, 30 mm, round, Metal, matte, red, front ring for flush installation, with laser labeling, upper case and lower case, always upper case at beginning of line | - | 0 | 0
3SU1061-0JD20-0AA0-Z | Y11 | 3SU1061-0JD20-0AA0-ZY11 | 1 | UN | 1 | 10 | C | D | N | N | 85389099 | 1 |  | 0.07 | KG | 22.04 | 22.04 | CP20 | CP20 | Indicator lights, 30 mm, round, Metal, matte, red, front ring for flush installation, with laser labeling, upper case | - | 0 | 0
3SU1061-0JD20-0AA0-Z | Y12 | 3SU1061-0JD20-0AA0-ZY12 | 1 | UN | 1 | 10 | C | D | N | N | 85389099 | 1 |  | 0.047 | KG | 22.04 | 22.04 | CP20 | CP20 | Indicator lights, 30 mm, round, Metal, matte, red, front ring for flush installation, with laser labeling, lower case | - | 0 | 0
3SU1061-0JD20-0AA0-Z | Y13 | 3SU1061-0JD20-0AA0-ZY13 | 1 | UN | 1 | 10 | C | D | N | N | 85389099 | 1 |  | 0.047 | KG | 22.04 | 22.04 | CP20 | CP20 | Indicator lights, 30 mm, round, Metal, matte, red, front ring for flush installation, with laser labeling, symbol number according to, ISO 7000 or IEC 60417 | - | 0 | 0
3SU1061-0JD20-0AA0-Z | Y15 | 3SU1061-0JD20-0AA0-ZY15 | 1 | UN | 1 | 10 | C | D | N | N | 85389099 | 1 |  | 0.084 | KG | 22.04 | 22.04 | CP20 | CP20 | Indicator lights, 30 mm, round, Metal, matte, red, front ring for flush installation, with laser labeling, upper case and lower case, always upper case at the beginning of the word | - | 0 | 0
3SU1061-0JD20-0AA0-Z | Y19 | 3SU1061-0JD20-0AA0-ZY19 | 1 | UN | 1 | 10 | C | D | N | N | 85389099 | 1 |  | 0.08 | KG | 18.24 | 18.24 | CP20 | CP20 | Indicator lights, 30 mm, round, Metal, matte, red, front ring for flush installation, with laser labeling, inscription or symbol Customer-specific selection with SIRIUS ACT configurator (CIN) | - | 0 | 0
3SU1061-0JD30-0AA0 |  | 3SU1061-0JD30-0AA0 | 1 | UN | 1 | 3 | B | D | N | N | 85389099 | 1 | 4011209967397 | 0.072 | KG | 17.29 | 17.29 | CP20 | CP20 | Indicator lights, 30 mm, round, metal, matte, yellow, front ring for flush installation, | - | 0 | 0
3SU1061-0JD30-0AA0-Z | X90 | 3SU1061-0JD30-0AA0-ZX90 | 1 | UN | 1 | 5 | B | D | EAR99 | N | 85389099 | 100 |  | 0.047 | KG | 17.29 | 17.29 | CP20 | CP20 | Indicator lights, 30 mm, round, Metal, matte, yellow, front ring for flush installation, Z=100-unit packaging | - | 0 | 0
3SU1061-0JD30-0AA0-Z | Y10 | 3SU1061-0JD30-0AA0-ZY10 | 1 | UN | 1 | 10 | C | D | N | N | 85389099 | 1 |  | 0.047 | KG | 22.04 | 22.04 | CP20 | CP20 | Indicator lights, 30 mm, round, Metal, matte, yellow, front ring for flush installation, with laser labeling, upper case and lower case, always upper case at beginning of line | - | 0 | 0
3SU1061-0JD30-0AA0-Z | Y11 | 3SU1061-0JD30-0AA0-ZY11 | 1 | UN | 1 | 10 | C | D | N | N | 85389099 | 1 |  | 0.047 | KG | 22.04 | 22.04 | CP20 | CP20 | Indicator lights, 30 mm, round, Metal, matte, yellow, front ring for flush installation, with laser labeling, upper case | - | 0 | 0
3SU1061-0JD30-0AA0-Z | Y12 | 3SU1061-0JD30-0AA0-ZY12 | 1 | UN | 1 | 10 | C | D | N | N | 85389099 | 1 |  | 0.047 | KG | 22.04 | 22.04 | CP20 | CP20 | Indicator lights, 30 mm, round, Metal, matte, yellow, front ring for flush installation, with laser labeling, lower case | - | 0 | 0
3SU1061-0JD30-0AA0-Z | Y13 | 3SU1061-0JD30-0AA0-ZY13 | 1 | UN | 1 | 10 | C | D | N | N | 85389099 | 1 |  | 0.047 | KG | 22.04 | 22.04 | CP20 | CP20 | Indicator lights, 30 mm, round, Metal, matte, yellow, front ring for flush installation, with laser labeling, symbol number according to, ISO 7000 or IEC 60417 | - | 0 | 0
3SU1061-0JD30-0AA0-Z | Y15 | 3SU1061-0JD30-0AA0-ZY15 | 1 | UN | 1 | 10 | C | D | N | N | 85389099 | 1 |  | 0.1 | KG | 22.04 | 22.04 | CP20 | CP20 | Indicator lights, 30 mm, round, Metal, matte, yellow, front ring for flush installation, with laser labeling, upper case and lower case, always upper case at the beginning of the word | - | 0 | 0
3SU1061-0JD30-0AA0-Z | Y19 | 3SU1061-0JD30-0AA0-ZY19 | 1 | UN | 1 | 10 | C | D | N | N | 85389099 | 1 |  | 0.072 | KG | 18.24 | 18.24 | CP20 | CP20 | Indicator lights, 30 mm, round, Metal, matte, yellow, front ring for flush installation, with laser labeling, inscription or symbol Customer-specific selection with SIRIUS ACT configurator (CIN) | - | 0 | 0
3SU1061-0JD40-0AA0 |  | 3SU1061-0JD40-0AA0 | 1 | UN | 1 | 3 | B | D | N | N | 85389099 | 1 | 4011209967403 | 0.073 | KG | 17.29 | 17.29 | CP20 | CP20 | Indicator light in illuminated pushbutton design, 30 mm, round, metal, matte, green, Front ring for flush installation | - | 0 | 0
3SU1061-0JD40-0AA0-Z | X90 | 3SU1061-0JD40-0AA0-ZX90 | 1 | UN | 1 | 5 | B | D | N | N | 85389099 | 100 | 4047621056081 | 0.073 | KG | 17.29 | 17.29 | CP20 | CP20 | Indicator lights, in illuminated pushbutton design, 30 mm, round, Metal, matte, green, front ring for flush installation, Z=100-unit packaging | - | 0 | 0
3SU1061-0JD40-0AA0-Z | Y10 | 3SU1061-0JD40-0AA0-ZY10 | 1 | UN | 1 | 10 | C | D | N | N | 85389099 | 1 | 4047621014555 | 0.047 | KG | 22.04 | 22.04 | CP20 | CP20 | Indicator lights, in illuminated pushbutton design, 30 mm, round, Metal, matte, green, front ring for flush installation, with laser labeling, upper case and lower case, always upper case at beginning of line | - | 0 | 0
3SU1061-0JD40-0AA0-Z | Y11 | 3SU1061-0JD40-0AA0-ZY11 | 1 | UN | 1 | 10 | C | D | N | N | 85389099 | 1 |  | 0.07 | KG | 22.04 | 22.04 | CP20 | CP20 | Indicator light in illuminated pushbutton design, 30 mm, round, Metal, matte, green, front ring for flush installation, with laser labeling, upper case | - | 0 | 0
3SU1061-0JD40-0AA0-Z | Y12 | 3SU1061-0JD40-0AA0-ZY12 | 1 | UN | 1 | 10 | C | D | N | N | 85389099 | 1 |  | 0.047 | KG | 22.04 | 22.04 | CP20 | CP20 | Indicator light in illuminated pushbutton design, 30 mm, round, Metal, matte, green, front ring for flush installation, with laser labeling, lower case | - | 0 | 0
3SU1061-0JD40-0AA0-Z | Y13 | 3SU1061-0JD40-0AA0-ZY13 | 1 | UN | 1 | 10 | C | D | N | N | 85389099 | 1 |  | 0.047 | KG | 22.04 | 22.04 | CP20 | CP20 | Indicator light in illuminated pushbutton design, 30 mm, round, Metal, matte, green, front ring for flush installation, with laser labeling, symbol number according to, ISO 7000 or IEC 60417 | - | 0 | 0
3SU1061-0JD40-0AA0-Z | Y15 | 3SU1061-0JD40-0AA0-ZY15 | 1 | UN | 1 | 10 | C | D | N | N | 85389099 | 1 |  | 0.047 | KG | 22.04 | 22.04 | CP20 | CP20 | Indicator light in illuminated pushbutton design, 30 mm, round, Metal, matte, green, front ring for flush installation, with laser labeling, upper case and lower case, always upper case at the beginning of the word | - | 0 | 0
3SU1061-0JD40-0AA0-Z | Y19 | 3SU1061-0JD40-0AA0-ZY19 | 1 | UN | 1 | 10 | C | D | N | N | 85389099 | 1 |  | 0.073 | KG | 18.24 | 18.24 | CP20 | CP20 | Indicator light in illuminated pushbutton design, 30 mm, round, Metal, matte, green, front ring for flush installation, with laser labeling, inscription or symbol Customer-specific selection with SIRIUS ACT configurator (CIN) | - | 0 | 0
3SU1061-0JD50-0AA0 |  | 3SU1061-0JD50-0AA0 | 1 | UN | 1 | 3 | B | D | N | N | 85389099 | 1 | 4011209967410 | 0.072 | KG | 17.29 | 17.29 | CP20 | CP20 | Indicator lights, 30 mm, round, metal, matte, blue, front ring for flush installation, | - | 0 | 0
3SU1061-0JD50-0AA0-Z | X90 | 3SU1061-0JD50-0AA0-ZX90 | 1 | UN | 1 | 5 | B | D | EAR99 | N | 85389099 | 100 |  | 0.047 | KG | 17.29 | 17.29 | CP20 | CP20 | Indicator lights, 30 mm, round, Metal, matte, blue, front ring for flush installation, Z=100-unit packaging | - | 0 | 0
3SU1061-0JD50-0AA0-Z | Y10 | 3SU1061-0JD50-0AA0-ZY10 | 1 | UN | 1 | 10 | C | D | N | N | 85389099 | 1 |  | 0.047 | KG | 22.04 | 22.04 | CP20 | CP20 | Indicator lights, 30 mm, round, Metal, matte, blue, front ring for flush installation, with laser labeling, upper case and lower case, always upper case at beginning of line | - | 0 | 0
3SU1061-0JD50-0AA0-Z | Y11 | 3SU1061-0JD50-0AA0-ZY11 | 1 | UN | 1 | 10 | C | D | N | N | 85389099 | 1 |  | 0.047 | KG | 22.04 | 22.04 | CP20 | CP20 | Indicator lights, 30 mm, round, Metal, matte, blue, front ring for flush installation, with laser labeling, upper case | - | 0 | 0
3SU1061-0JD50-0AA0-Z | Y12 | 3SU1061-0JD50-0AA0-ZY12 | 1 | UN | 1 | 10 | C | D | N | N | 85389099 | 1 |  | 0.047 | KG | 22.04 | 22.04 | CP20 | CP20 | Indicator lights, 30 mm, round, Metal, matte, blue, front ring for flush installation, with laser labeling, lower case | - | 0 | 0
3SU1061-0JD50-0AA0-Z | Y13 | 3SU1061-0JD50-0AA0-ZY13 | 1 | UN | 1 | 10 | C | D | N | N | 85389099 | 1 |  | 0.047 | KG | 22.04 | 22.04 | CP20 | CP20 | Indicator lights, 30 mm, round, Metal, matte, blue, front ring for flush installation, with laser labeling, symbol number according to, ISO 7000 or IEC 60417 | - | 0 | 0
3SU1061-0JD50-0AA0-Z | Y15 | 3SU1061-0JD50-0AA0-ZY15 | 1 | UN | 1 | 10 | C | D | N | N | 85389099 | 1 |  | 0.047 | KG | 22.04 | 22.04 | CP20 | CP20 | Indicator lights, 30 mm, round, Metal, matte, blue, front ring for flush installation, with laser labeling, upper case and lower case, always upper case at the beginning of the word | - | 0 | 0
3SU1061-0JD50-0AA0-Z | Y19 | 3SU1061-0JD50-0AA0-ZY19 | 1 | UN | 1 | 10 | C | D | N | N | 85389099 | 1 |  | 0.078 | KG | 18.24 | 18.24 | CP20 | CP20 | Indicator lights, 30 mm, round, Metal, matte, blue, front ring for flush installation, with laser labeling, inscription or symbol Customer-specific selection with SIRIUS ACT configurator (CIN) | - | 0 | 0
3SU1061-0JD70-0AA0 |  | 3SU1061-0JD70-0AA0 | 1 | UN | 1 | 3 | B | D | N | N | 85389099 | 1 | 4011209967427 | 0.07 | KG | 17.29 | 17.29 | CP20 | CP20 | Indicator lights, 30 mm, round, metal, matte, clear, front ring for flush installation, | - | 0 | 0
3SU1061-0JD70-0AA0-Z | X90 | 3SU1061-0JD70-0AA0-ZX90 | 1 | UN | 1 | 5 | B | D | EAR99 | N | 85389099 | 100 |  | 0.047 | KG | 17.29 | 17.29 | CP20 | CP20 | Indicator lights, 30 mm, round, Metal, matte, clear, front ring for flush installation, Z=100-unit packaging | - | 0 | 0
3SU1061-0JD70-0AA0-Z | Y10 | 3SU1061-0JD70-0AA0-ZY10 | 1 | UN | 1 | 10 | C | D | N | N | 85389099 | 1 |  | 0.047 | KG | 22.04 | 22.04 | CP20 | CP20 | Indicator lights, 30 mm, round, Metal, matte, clear, front ring for flush installation, with laser labeling, upper case and lower case, always upper case at beginning of line | - | 0 | 0
3SU1061-0JD70-0AA0-Z | Y11 | 3SU1061-0JD70-0AA0-ZY11 | 1 | UN | 1 | 10 | C | D | N | N | 85389099 | 1 |  | 0.075 | KG | 22.04 | 22.04 | CP20 | CP20 | Indicator lights, 30 mm, round, Metal, matte, clear, front ring for flush installation, with laser labeling, upper case | - | 0 | 0
3SU1061-0JD70-0AA0-Z | Y12 | 3SU1061-0JD70-0AA0-ZY12 | 1 | UN | 1 | 10 | C | D | N | N | 85389099 | 1 |  | 0.047 | KG | 22.04 | 22.04 | CP20 | CP20 | Indicator lights, 30 mm, round, Metal, matte, clear, front ring for flush installation, with laser labeling, lower case | - | 0 | 0
3SU1061-0JD70-0AA0-Z | Y13 | 3SU1061-0JD70-0AA0-ZY13 | 1 | UN | 1 | 10 | C | D | N | N | 85389099 | 1 |  | 0.07 | KG | 22.04 | 22.04 | CP20 | CP20 | Indicator lights, 30 mm, round, Metal, matte, clear, front ring for flush installation, with laser labeling, symbol number according to, ISO 7000 or IEC 60417 | - | 0 | 0
3SU1061-0JD70-0AA0-Z | Y15 | 3SU1061-0JD70-0AA0-ZY15 | 1 | UN | 1 | 10 | C | D | N | N | 85389099 | 1 |  | 0.047 | KG | 22.04 | 22.04 | CP20 | CP20 | Indicator lights, 30 mm, round, Metal, matte, clear, front ring for flush installation, with laser labeling, upper case and lower case, always upper case at the beginning of the word | - | 0 | 0
3SU1061-0JD70-0AA0-Z | Y19 | 3SU1061-0JD70-0AA0-ZY19 | 1 | UN | 1 | 10 | C | D | N | N | 85389099 | 1 |  | 0.073 | KG | 18.24 | 18.24 | CP20 | CP20 | Indicator lights, 30 mm, round, Metal, matte, clear, front ring for flush installation, with laser labeling, inscription or symbol Customer-specific selection with SIRIUS ACT configurator (CIN) | - | 0 | 0
3SU1062-2DC10-0AA0 |  | 3SU1062-2DC10-0AA0 | 1 | UN | 1 | 5 | B | D | N | N | 85389099 | 1 | 4047621016702 | 0.084 | KG | 19.95 | 19.95 | CP20 | CP20 | Illuminable selector switch, 30 mm, round, Metal matte, black, Selector switch short, front ring for flush installation, momentary contact type, Actuating angle 45Â°, 10:30h/12h | - | 0 | 0
3SU1062-2DC10-0AA0-Z | X90 | 3SU1062-2DC10-0AA0-ZX90 | 1 | UN | 1 | 5 | B | D | EAR99 | N | 85389099 | 50 |  | 0.056 | KG | 19.95 | 19.95 | CP20 | CP20 | Illuminable selector switch, 30 mm, round, Metal matt, black, Selector switch short, front ring for flush installation, momentary contact type, Actuating angle 45Â°, 10:30/12, Z=50-unit packaging | - | 0 | 0
3SU1062-2DC10-0AA0-Z | Y10 | 3SU1062-2DC10-0AA0-ZY10 | 1 | UN | 1 | 10 | C | D | N | N | 85389099 | 1 |  | 0.056 | KG | 24.7 | 24.7 | CP20 | CP20 | Illuminable selector switch, 30 mm, round, Metal matt, black, Selector switch short, front ring for flush installation, momentary contact type, Actuating angle 45Â°, 10:30h/12h, with laser labeling, upper case and lower case, always upper case at beginning of line | - | 0 | 0
3SU1062-2DC10-0AA0-Z | Y11 | 3SU1062-2DC10-0AA0-ZY11 | 1 | UN | 1 | 10 | C | D | N | N | 85389099 | 1 |  | 0.056 | KG | 24.7 | 24.7 | CP20 | CP20 | Illuminable selector switch, 30 mm, round, Metal matt, black, Selector switch short, front ring for flush installation, momentary contact type, Actuating angle 45Â°, 10:30h/12h, with laser labeling, upper case | - | 0 | 0
3SU1062-2DC10-0AA0-Z | Y12 | 3SU1062-2DC10-0AA0-ZY12 | 1 | UN | 1 | 10 | C | D | N | N | 85389099 | 1 |  | 0.056 | KG | 24.7 | 24.7 | CP20 | CP20 | Illuminable selector switch, 30 mm, round, Metal matt, black, Selector switch short, front ring for flush installation, momentary contact type, Actuating angle 45Â°, 10:30h/12h, with laser labeling, lower case | - | 0 | 0
3SU1062-2DC10-0AA0-Z | Y15 | 3SU1062-2DC10-0AA0-ZY15 | 1 | UN | 1 | 10 | C | D | N | N | 85389099 | 1 |  | 0.056 | KG | 24.7 | 24.7 | CP20 | CP20 | Illuminable selector switch, 30 mm, round, Metal matt, black, Selector switch short, front ring for flush installation, momentary contact type, Actuating angle 45Â°, 10:30h/12h, with laser labeling, upper case and lower case, always upper case at the beginning of the word | - | 0 | 0
3SU1062-2DC10-0AA0-Z | Y19 | 3SU1062-2DC10-0AA0-ZY19 | 1 | UN | 1 | 10 | C | D | N | N | 85389099 | 1 |  | 0.087 | KG | 20.9 | 20.9 | CP20 | CP20 | Illuminable selector switch, 30 mm, round, Metal matt, black, Selector switch short, front ring for flush installation, momentary contact type, Actuating angle 45Â°, 10:30h/12h, with laser labeling, inscription or symbol, Customer-specific selection with SIRIUS ACT configurator (CIN) | - | 0 | 0
3SU1062-2DC20-0AA0 |  | 3SU1062-2DC20-0AA0 | 1 | UN | 1 | 5 | B | D | N | N | 85389099 | 1 | 4011209967458 | 0.083 | KG | 19.95 | 19.95 | CP20 | CP20 | Selector switch, illuminable, 30 mm, round, metal, matte, red, selector switch, short, front ring for flush installation, 2 switch positions O<I, momentary contact type, Actuating angle 45Â°, 10:30h/12h | - | 0 | 0
3SU1062-2DC20-0AA0-Z | X90 | 3SU1062-2DC20-0AA0-ZX90 | 1 | UN | 1 | 5 | B | D | EAR99 | N | 85389099 | 50 |  | 0.056 | KG | 19.95 | 19.95 | CP20 | CP20 | Selector switch, illuminable, 30 mm, round, Metal, matte, red, selector switch, short, front ring for flush installation, 2 switch positions O<I, momentary contact type, Actuating angle 45Â°, 10:30h/12h, Z=50-unit packaging | - | 0 | 0
3SU1062-2DC20-0AA0-Z | Y10 | 3SU1062-2DC20-0AA0-ZY10 | 1 | UN | 1 | 10 | C | D | EAR99 | N | 85389099 | 1 |  | 0.056 | KG | 24.7 | 24.7 | CP20 | CP20 | Selector switch, illuminable, 30 mm, round, Metal, matte, red, selector switch, short, front ring for flush installation, 2 switch positions O<I, momentary contact type, Actuating angle 45Â°, 10:30h/12h, with laser labeling, upper case and lower case, always upper case at beginning of line | - | 0 | 0
3SU1062-2DC20-0AA0-Z | Y11 | 3SU1062-2DC20-0AA0-ZY11 | 1 | UN | 1 | 10 | C | D | EAR99 | N | 85389099 | 1 |  | 0.056 | KG | 24.7 | 24.7 | CP20 | CP20 | Selector switch, illuminable, 30 mm, round, Metal, matte, red, selector switch, short, front ring for flush installation, 2 switch positions O<I, momentary contact type, Actuating angle 45Â°, 10:30h/12h, with laser labeling, upper case | - | 0 | 0
3SU1062-2DC20-0AA0-Z | Y12 | 3SU1062-2DC20-0AA0-ZY12 | 1 | UN | 1 | 10 | C | D | EAR99 | N | 85389099 | 1 |  | 0.056 | KG | 24.7 | 24.7 | CP20 | CP20 | Selector switch, illuminable, 30 mm, round, Metal, matte, red, selector switch, short, front ring for flush installation, 2 switch positions O<I, momentary contact type, Actuating angle 45Â°, 10:30h/12h, with laser labeling, lower case | - | 0 | 0
3SU1062-2DC20-0AA0-Z | Y15 | 3SU1062-2DC20-0AA0-ZY15 | 1 | UN | 1 | 10 | C | D | EAR99 | N | 85389099 | 1 |  | 0.056 | KG | 24.7 | 24.7 | CP20 | CP20 | Selector switch, illuminable, 30 mm, round, Metal, matte, red, selector switch, short, front ring for flush installation, 2 switch positions O<I, momentary contact type, Actuating angle 45Â°, 10:30h/12h, with laser labeling, upper case and lower case, always upper case at the beginning of the word | - | 0 | 0
3SU1062-2DC20-0AA0-Z | Y19 | 3SU1062-2DC20-0AA0-ZY19 | 1 | UN | 1 | 10 | C | D | EAR99 | N | 85389099 | 1 |  | 0.056 | KG | 20.9 | 20.9 | CP20 | CP20 | Selector switch, illuminable, 30 mm, round, Metal, matte, red, selector switch, short, front ring for flush installation, 2 switch positions O<I, momentary contact type, Actuating angle 45Â°, 10:30h/12h, with laser labeling, inscription or symbol Customer-specific selection with SIRIUS ACT configurator (CIN) | - | 0 | 0
3SU1062-2DC40-0AA0 |  | 3SU1062-2DC40-0AA0 | 1 | UN | 1 | 5 | B | D | N | N | 85389099 | 1 | 4011209967441 | 0.084 | KG | 19.95 | 19.95 | CP20 | CP20 | Selector switch, illuminable, 30 mm, round, metal, matte, green, selector switch, short, front ring for flush installation, 2 switch positions O<I, momentary contact type, Actuating angle 45Â°, 10:30h/12h | - | 0 | 0
3SU1062-2DC40-0AA0-Z | X90 | 3SU1062-2DC40-0AA0-ZX90 | 1 | UN | 1 | 5 | B | D | EAR99 | N | 85389099 | 50 |  | 0.056 | KG | 19.95 | 19.95 | CP20 | CP20 | Selector switch, illuminable, 30 mm, round, Metal, matte, green, selector switch, short, front ring for flush installation, 2 switch positions O<I, momentary contact type, Actuating angle 45Â°, 10:30h/12h, Z=50-unit packaging | - | 0 | 0
3SU1062-2DC40-0AA0-Z | Y10 | 3SU1062-2DC40-0AA0-ZY10 | 1 | UN | 1 | 10 | C | D | N | N | 85389099 | 1 |  | 0.056 | KG | 24.7 | 24.7 | CP20 | CP20 | Selector switch, illuminable, 30 mm, round, Metal, matte, green, selector switch, short, front ring for flush installation, 2 switch positions O<I, momentary contact type, Actuating angle 45Â°, 10:30h/12h, with laser labeling, upper case and lower case, always upper case at beginning of line | - | 0 | 0
3SU1062-2DC40-0AA0-Z | Y11 | 3SU1062-2DC40-0AA0-ZY11 | 1 | UN | 1 | 10 | C | D | N | N | 85389099 | 1 |  | 0.056 | KG | 24.7 | 24.7 | CP20 | CP20 | Selector switch, illuminable, 30 mm, round, Metal, matte, green, selector switch, short, front ring for flush installation, 2 switch positions O<I, momentary contact type, Actuating angle 45Â°, 10:30h/12h, with laser labeling, upper case | - | 0 | 0
3SU1062-2DC40-0AA0-Z | Y12 | 3SU1062-2DC40-0AA0-ZY12 | 1 | UN | 1 | 10 | C | D | N | N | 85389099 | 1 |  | 0.056 | KG | 24.7 | 24.7 | CP20 | CP20 | Selector switch, illuminable, 30 mm, round, Metal, matte, green, selector switch, short, front ring for flush installation, 2 switch positions O<I, momentary contact type, Actuating angle 45Â°, 10:30h/12h, with laser labeling, lower case | - | 0 | 0
3SU1062-2DC40-0AA0-Z | Y15 | 3SU1062-2DC40-0AA0-ZY15 | 1 | UN | 1 | 10 | C | D | N | N | 85389099 | 1 |  | 0.056 | KG | 24.7 | 24.7 | CP20 | CP20 | Selector switch, illuminable, 30 mm, round, Metal, matte, green, selector switch, short, front ring for flush installation, 2 switch positions O<I, momentary contact type, Actuating angle 45Â°, 10:30h/12h, with laser labeling, upper case and lower case, always upper case at the beginning of the word | - | 0 | 0
3SU1062-2DC40-0AA0-Z | Y19 | 3SU1062-2DC40-0AA0-ZY19 | 1 | UN | 1 | 10 | C | D | N | N | 85389099 | 1 |  | 0.12 | KG | 20.9 | 20.9 | CP20 | CP20 | Selector switch, illuminable, 30 mm, round, Metal, matte, green, selector switch, short, front ring for flush installation, 2 switch positions O<I, momentary contact type, Actuating angle 45Â°, 10:30h/12h, with laser labeling, inscription or symbol Customer-specific selection with SIRIUS ACT configurator (CIN) | - | 0 | 0
3SU1062-2DC60-0AA0 |  | 3SU1062-2DC60-0AA0 | 1 | UN | 1 | 5 | B | D | N | N | 85389099 | 1 | 4011209967434 | 0.08 | KG | 19.95 | 19.95 | CP20 | CP20 | Selector switch, illuminable, 30 mm, round, metal, matte, white, selector switch, short, front ring for flush installation, 2 switch positions O<I, momentary contact type, Actuating angle 45Â°, 10:30h/12h | - | 0 | 0
3SU1062-2DC60-0AA0-Z | X90 | 3SU1062-2DC60-0AA0-ZX90 | 1 | UN | 1 | 5 | B | D | EAR99 | N | 85389099 | 50 |  | 0.056 | KG | 19.95 | 19.95 | CP20 | CP20 | Selector switch, illuminable, 30 mm, round, Metal, matte, white, selector switch, short, front ring for flush installation, 2 switch positions O<I, momentary contact type, Actuating angle 45Â°, 10:30h/12h, Z=50-unit packaging | - | 0 | 0
3SU1062-2DC60-0AA0-Z | Y10 | 3SU1062-2DC60-0AA0-ZY10 | 1 | UN | 1 | 10 | C | D | N | N | 85389099 | 1 |  | 0.056 | KG | 24.7 | 24.7 | CP20 | CP20 | Selector switch, illuminable, 30 mm, round, Metal, matte, white, selector switch, short, front ring for flush installation, 2 switch positions O<I, momentary contact type, Actuating angle 45Â°, 10:30h/12h, with laser labeling, upper case and lower case, always upper case at beginning of line | - | 0 | 0
3SU1062-2DC60-0AA0-Z | Y11 | 3SU1062-2DC60-0AA0-ZY11 | 1 | UN | 1 | 10 | C | D | N | N | 85389099 | 1 |  | 0.056 | KG | 24.7 | 24.7 | CP20 | CP20 | Selector switch, illuminable, 30 mm, round, Metal, matte, white, selector switch, short, front ring for flush installation, 2 switch positions O<I, momentary contact type, Actuating angle 45Â°, 10:30h/12h, with laser labeling, upper case | - | 0 | 0
3SU1062-2DC60-0AA0-Z | Y12 | 3SU1062-2DC60-0AA0-ZY12 | 1 | UN | 1 | 10 | C | D | N | N | 85389099 | 1 |  | 0.056 | KG | 24.7 | 24.7 | CP20 | CP20 | Selector switch, illuminable, 30 mm, round, Metal, matte, white, selector switch, short, front ring for flush installation, 2 switch positions O<I, momentary contact type, Actuating angle 45Â°, 10:30h/12h, with laser labeling, lower case | - | 0 | 0
3SU1062-2DC60-0AA0-Z | Y15 | 3SU1062-2DC60-0AA0-ZY15 | 1 | UN | 1 | 10 | C | D | N | N | 85389099 | 1 |  | 0.056 | KG | 24.7 | 24.7 | CP20 | CP20 | Selector switch, illuminable, 30 mm, round, Metal, matte, white, selector switch, short, front ring for flush installation, 2 switch positions O<I, momentary contact type, Actuating angle 45Â°, 10:30h/12h, with laser labeling, upper case and lower case, always upper case at the beginning of the word | - | 0 | 0
3SU1062-2DC60-0AA0-Z | Y19 | 3SU1062-2DC60-0AA0-ZY19 | 1 | UN | 1 | 10 | C | D | N | N | 85389099 | 1 |  | 0.085 | KG | 20.9 | 20.9 | CP20 | CP20 | Selector switch, illuminable, 30 mm, round, Metal, matte, white, selector switch, short, front ring for flush installation, 2 switch positions O<I, momentary contact type, Actuating angle 45Â°, 10:30h/12h, with laser labeling, inscription or symbol Customer-specific selection with SIRIUS ACT configurator (CIN) | - | 0 | 0
3SU1062-2DF10-0AA0 |  | 3SU1062-2DF10-0AA0 | 1 | UN | 1 | 3 | B | D | N | N | 85389099 | 1 | 4047621016719 | 0.02 | KG | 19.95 | 19.95 | CP20 | CP20 | Illuminable selector switch, 30 mm, round, Metal matte, black, Selector switch short, front ring for flush installation, latching, actuating angle 90Â°, 10:30h/13:30h | - | 0 | 0
3SU1062-2DF10-0AA0-Z | X90 | 3SU1062-2DF10-0AA0-ZX90 | 1 | UN | 1 | 5 | B | D | EAR99 | N | 85389099 | 50 |  | 0.056 | KG | 19.95 | 19.95 | CP20 | CP20 | Illuminable selector switch, 30 mm, round, Metal matt, black, Selector switch short, front ring for flush installation, latching, actuating angle 90Â°, 10:30 /13:30, Z=50-unit packaging | - | 0 | 0
3SU1062-2DF10-0AA0-Z | Y10 | 3SU1062-2DF10-0AA0-ZY10 | 1 | UN | 1 | 10 | C | D | N | N | 85389099 | 1 |  | 0.056 | KG | 24.7 | 24.7 | CP20 | CP20 | Illuminable selector switch, 30 mm, round, Metal matt, black, Selector switch short, front ring for flush installation, latching, actuating angle 90Â°, 10:30h/13:30h, with laser labeling, upper case and lower case, always upper case at beginning of line | - | 0 | 0
3SU1062-2DF10-0AA0-Z | Y11 | 3SU1062-2DF10-0AA0-ZY11 | 1 | UN | 1 | 10 | C | D | N | N | 85389099 | 1 |  | 0.056 | KG | 24.7 | 24.7 | CP20 | CP20 | Illuminable selector switch, 30 mm, round, Metal matt, black, Selector switch short, front ring for flush installation, latching, actuating angle 90Â°, 10:30h/13:30h, with laser labeling, upper case | - | 0 | 0
3SU1062-2DF10-0AA0-Z | Y12 | 3SU1062-2DF10-0AA0-ZY12 | 1 | UN | 1 | 10 | C | D | N | N | 85389099 | 1 |  | 0.056 | KG | 24.7 | 24.7 | CP20 | CP20 | Illuminable selector switch, 30 mm, round, Metal matt, black, Selector switch short, front ring for flush installation, latching, actuating angle 90Â°, 10:30h/13:30h, with laser labeling, lower case | - | 0 | 0
3SU1062-2DF10-0AA0-Z | Y15 | 3SU1062-2DF10-0AA0-ZY15 | 1 | UN | 1 | 10 | C | D | N | N | 85389099 | 1 |  | 0.056 | KG | 24.7 | 24.7 | CP20 | CP20 | Illuminable selector switch, 30 mm, round, Metal matt, black, Selector switch short, front ring for flush installation, latching, actuating angle 90Â°, 10:30h/13:30h, with laser labeling, upper case and lower case, always upper case at the beginning of the word | - | 0 | 0
3SU1062-2DF10-0AA0-Z | Y19 | 3SU1062-2DF10-0AA0-ZY19 | 1 | UN | 1 | 10 | C | D | N | N | 85389099 | 1 |  | 0.08 | KG | 20.9 | 20.9 | CP20 | CP20 | Illuminable selector switch, 30 mm, round, Metal matt, black, Selector switch short, front ring for flush installation, latching, actuating angle 90Â°, 10:30h/13:30h, with laser labeling, inscription or symbol, Customer-specific selection with SIRIUS ACT configurator (CIN) | - | 0 | 0
3SU1062-2DF20-0AA0 |  | 3SU1062-2DF20-0AA0 | 1 | UN | 1 | 5 | B | D | N | N | 85389099 | 1 | 4011209967489 | 0.02 | KG | 19.95 | 19.95 | CP20 | CP20 | Selector switch, illuminable, 30 mm, round, metal, matte, red, selector switch, short, front ring for flush installation, 2 switch positions O-I, latching, actuating angle 90Â°, 10:30h/13:30h | - | 0 | 0
3SU1062-2DF20-0AA0-Z | X90 | 3SU1062-2DF20-0AA0-ZX90 | 1 | UN | 1 | 5 | B | D | EAR99 | N | 85389099 | 50 |  | 0.056 | KG | 19.95 | 19.95 | CP20 | CP20 | Selector switch, illuminable, 30 mm, round, Metal, matte, red, selector switch, short, front ring for flush installation, 2 switch positions O-I, latching, actuating angle 90Â°, 10:30h/13:30h, Z=50-unit packaging | - | 0 | 0
3SU1062-2DF20-0AA0-Z | Y10 | 3SU1062-2DF20-0AA0-ZY10 | 1 | UN | 1 | 10 | C | D | EAR99 | N | 85389099 | 1 |  | 0.056 | KG | 24.7 | 24.7 | CP20 | CP20 | Selector switch, illuminable, 30 mm, round, Metal, matte, red, selector switch, short, front ring for flush installation, 2 switch positions O-I, latching, actuating angle 90Â°, 10:30h/13:30h, with laser labeling, upper case and lower case, always upper case at beginning of line | - | 0 | 0
3SU1062-2DF20-0AA0-Z | Y11 | 3SU1062-2DF20-0AA0-ZY11 | 1 | UN | 1 | 10 | C | D | EAR99 | N | 85389099 | 1 |  | 0.056 | KG | 24.7 | 24.7 | CP20 | CP20 | Selector switch, illuminable, 30 mm, round, Metal, matte, red, selector switch, short, front ring for flush installation, 2 switch positions O-I, latching, actuating angle 90Â°, 10:30h/13:30h, with laser labeling, upper case | - | 0 | 0
3SU1062-2DF20-0AA0-Z | Y12 | 3SU1062-2DF20-0AA0-ZY12 | 1 | UN | 1 | 10 | C | D | EAR99 | N | 85389099 | 1 |  | 0.056 | KG | 24.7 | 24.7 | CP20 | CP20 | Selector switch, illuminable, 30 mm, round, Metal, matte, red, selector switch, short, front ring for flush installation, 2 switch positions O-I, latching, actuating angle 90Â°, 10:30h/13:30h, with laser labeling, lower case | - | 0 | 0
3SU1062-2DF20-0AA0-Z | Y15 | 3SU1062-2DF20-0AA0-ZY15 | 1 | UN | 1 | 10 | C | D | EAR99 | N | 85389099 | 1 |  | 0.056 | KG | 24.7 | 24.7 | CP20 | CP20 | Selector switch, illuminable, 30 mm, round, Metal, matte, red, selector switch, short, front ring for flush installation, 2 switch positions O-I, latching, actuating angle 90Â°, 10:30h/13:30h, with laser labeling, upper case and lower case, always upper case at the beginning of the word | - | 0 | 0
3SU1062-2DF20-0AA0-Z | Y19 | 3SU1062-2DF20-0AA0-ZY19 | 1 | UN | 1 | 10 | C | D | EAR99 | N | 85389099 | 1 |  | 0.056 | KG | 20.9 | 20.9 | CP20 | CP20 | Selector switch, illuminable, 30 mm, round, Metal, matte, red, selector switch, short, front ring for flush installation, 2 switch positions O-I, latching, actuating angle 90Â°, 10:30h/13:30h, with laser labeling, inscription or symbol Customer-specific selection with SIRIUS ACT configurator (CIN) | - | 0 | 0
3SU1062-2DF40-0AA0 |  | 3SU1062-2DF40-0AA0 | 1 | UN | 1 | 5 | B | D | N | N | 85389099 | 1 | 4011209967472 | 0.02 | KG | 19.95 | 19.95 | CP20 | CP20 | Selector switch, illuminable, 30 mm, round, metal, matte, green, selector switch, short, front ring for flush installation, 2 switch positions O-I, latching, actuating angle 90Â°, 10:30h/13:30h | - | 0 | 0
3SU1062-2DF40-0AA0-Z | X90 | 3SU1062-2DF40-0AA0-ZX90 | 1 | UN | 1 | 5 | B | D | EAR99 | N | 85389099 | 50 |  | 0.056 | KG | 19.95 | 19.95 | CP20 | CP20 | Selector switch, illuminable, 30 mm, round, Metal, matte, green, selector switch, short, front ring for flush installation, 2 switch positions O-I, latching, actuating angle 90Â°, 10:30h/13:30h, Z=50-unit packaging | - | 0 | 0
3SU1062-2DF40-0AA0-Z | Y10 | 3SU1062-2DF40-0AA0-ZY10 | 1 | UN | 1 | 10 | C | D | N | N | 85389099 | 1 |  | 0.056 | KG | 24.7 | 24.7 | CP20 | CP20 | Selector switch, illuminable, 30 mm, round, Metal, matte, green, selector switch, short, front ring for flush installation, 2 switch positions O-I, latching, actuating angle 90Â°, 10:30h/13:30h, with laser labeling, upper case and lower case, always upper case at beginning of line | - | 0 | 0
3SU1062-2DF40-0AA0-Z | Y11 | 3SU1062-2DF40-0AA0-ZY11 | 1 | UN | 1 | 10 | C | D | N | N | 85389099 | 1 |  | 0.056 | KG | 24.7 | 24.7 | CP20 | CP20 | Selector switch, illuminable, 30 mm, round, Metal, matte, green, selector switch, short, front ring for flush installation, 2 switch positions O-I, latching, actuating angle 90Â°, 10:30h/13:30h, with laser labeling, upper case | - | 0 | 0
3SU1062-2DF40-0AA0-Z | Y12 | 3SU1062-2DF40-0AA0-ZY12 | 1 | UN | 1 | 10 | C | D | N | N | 85389099 | 1 |  | 0.056 | KG | 24.7 | 24.7 | CP20 | CP20 | Selector switch, illuminable, 30 mm, round, Metal, matte, green, selector switch, short, front ring for flush installation, 2 switch positions O-I, latching, actuating angle 90Â°, 10:30h/13:30h, with laser labeling, lower case | - | 0 | 0
3SU1062-2DF40-0AA0-Z | Y15 | 3SU1062-2DF40-0AA0-ZY15 | 1 | UN | 1 | 10 | C | D | N | N | 85389099 | 1 |  | 0.056 | KG | 24.7 | 24.7 | CP20 | CP20 | Selector switch, illuminable, 30 mm, round, Metal, matte, green, selector switch, short, front ring for flush installation, 2 switch positions O-I, latching, actuating angle 90Â°, 10:30h/13:30h, with laser labeling, upper case and lower case, always upper case at the beginning of the word | - | 0 | 0
3SU1062-2DF40-0AA0-Z | Y19 | 3SU1062-2DF40-0AA0-ZY19 | 1 | UN | 1 | 10 | C | D | N | N | 85389099 | 1 |  | 0.083 | KG | 20.9 | 20.9 | CP20 | CP20 | Selector switch, illuminable, 30 mm, round, Metal, matte, green, selector switch, short, front ring for flush installation, 2 switch positions O-I, latching, actuating angle 90Â°, 10:30h/13:30h, with laser labeling, inscription or symbol Customer-specific selection with SIRIUS ACT configurator (CIN) | - | 0 | 0
3SU1062-2DF50-0AA0 |  | 3SU1062-2DF50-0AA0 | 1 | UN | 1 | 5 | B | D | N | N | 85389099 | 1 | 4047621054230 | 0.08 | KG | 19.95 | 19.95 | CP20 | CP20 | Illuminable selector switch, 30 mm, round, Metal matte, blue, Selector switch short, front ring for flush installation, 2 switch positions O-I, latching, actuating angle 90Â°, 10:30h/13:30h | - | 0 | 0
3SU1062-2DF50-0AA0-Z | X90 | 3SU1062-2DF50-0AA0-ZX90 | 1 | UN | 1 | 5 | B | D | N | N | 85389099 | 50 |  | 0.056 | KG | 19.95 | 19.95 | CP20 | CP20 | Selector switch, illuminable, 30 mm, round, Metal, matte, blue, selector switch, short, front ring for flush installation, 2 switch positions O-I, latching, actuating angle 90Â°, 10:30h/13:30h, Z=50-unit packaging | - | 0 | 0
3SU1062-2DF50-0AA0-Z | Y10 | 3SU1062-2DF50-0AA0-ZY10 | 1 | UN | 1 | 10 | C | D | N | N | 85389099 | 1 |  | 0.056 | KG | 24.7 | 24.7 | CP20 | CP20 | Selector switch, illuminable, 30 mm, round, Metal, matte, blue, selector switch, short, front ring for flush installation, 2 switch positions O-I, latching, actuating angle 90Â°, 10:30h/13:30h, with laser labeling, upper case and lower case, always upper case at beginning of line | - | 0 | 0
3SU1062-2DF50-0AA0-Z | Y11 | 3SU1062-2DF50-0AA0-ZY11 | 1 | UN | 1 | 10 | C | D | N | N | 85389099 | 1 |  | 0.056 | KG | 24.7 | 24.7 | CP20 | CP20 | Selector switch, illuminable, 30 mm, round, Metal, matte, blue, selector switch, short, front ring for flush installation, 2 switch positions O-I, latching, actuating angle 90Â°, 10:30h/13:30h, with laser labeling, upper case | - | 0 | 0
3SU1062-2DF50-0AA0-Z | Y12 | 3SU1062-2DF50-0AA0-ZY12 | 1 | UN | 1 | 10 | C | D | N | N | 85389099 | 1 |  | 0.056 | KG | 24.7 | 24.7 | CP20 | CP20 | Selector switch, illuminable, 30 mm, round, Metal, matte, blue, selector switch, short, front ring for flush installation, 2 switch positions O-I, latching, actuating angle 90Â°, 10:30h/13:30h, with laser labeling, lower case | - | 0 | 0
3SU1062-2DF50-0AA0-Z | Y15 | 3SU1062-2DF50-0AA0-ZY15 | 1 | UN | 1 | 10 | C | D | N | N | 85389099 | 1 |  | 0.056 | KG | 24.7 | 24.7 | CP20 | CP20 | Selector switch, illuminable, 30 mm, round, Metal, matte, blue, selector switch, short, front ring for flush installation, 2 switch positions O-I, latching, actuating angle 90Â°, 10:30h/13:30h, with laser labeling, upper case and lower case, always upper case at the beginning of the word | - | 0 | 0
3SU1062-2DF50-0AA0-Z | Y19 | 3SU1062-2DF50-0AA0-ZY19 | 1 | UN | 1 | 10 | C | D | N | N | 85389099 | 1 |  | 0.08 | KG | 20.9 | 20.9 | CP20 | CP20 | Selector switch, illuminable, 30 mm, round, Metal, matte, blue, selector switch, short, front ring for flush installation, 2 switch positions O-I, latching, actuating angle 90Â°, 10:30h/13:30h, with laser labeling, inscription or symbol Customer-specific selection with SIRIUS ACT configurator (CIN) | - | 0 | 0
3SU1062-2DF60-0AA0 |  | 3SU1062-2DF60-0AA0 | 1 | UN | 1 | 3 | B | D | N | N | 85389099 | 1 | 4011209967465 | 0.02 | KG | 19.95 | 19.95 | CP20 | CP20 | Selector switch, illuminable, 30 mm, round, metal, matte, white, selector switch, short, front ring for flush installation, 2 switch positions O-I, latching, actuating angle 90Â°, 10:30h/13:30h | - | 0 | 0
3SU1062-2DF60-0AA0-Z | X90 | 3SU1062-2DF60-0AA0-ZX90 | 1 | UN | 1 | 5 | B | D | EAR99 | N | 85389099 | 50 |  | 0.056 | KG | 19.95 | 19.95 | CP20 | CP20 | Selector switch, illuminable, 30 mm, round, Metal, matte, white, selector switch, short, front ring for flush installation, 2 switch positions O-I, latching, actuating angle 90Â°, 10:30h/13:30h, Z=50-unit packaging | - | 0 | 0
3SU1062-2DF60-0AA0-Z | Y10 | 3SU1062-2DF60-0AA0-ZY10 | 1 | UN | 1 | 10 | C | D | N | N | 85389099 | 1 |  | 0.056 | KG | 24.7 | 24.7 | CP20 | CP20 | Selector switch, illuminable, 30 mm, round, Metal, matte, white, selector switch, short, front ring for flush installation, 2 switch positions O-I, latching, actuating angle 90Â°, 10:30h/13:30h, with laser labeling, upper case and lower case, always upper case at beginning of line | - | 0 | 0
3SU1062-2DF60-0AA0-Z | Y11 | 3SU1062-2DF60-0AA0-ZY11 | 1 | UN | 1 | 10 | C | D | N | N | 85389099 | 1 |  | 0.056 | KG | 24.7 | 24.7 | CP20 | CP20 | Selector switch, illuminable, 30 mm, round, Metal, matte, white, selector switch, short, front ring for flush installation, 2 switch positions O-I, latching, actuating angle 90Â°, 10:30h/13:30h, with laser labeling, upper case | - | 0 | 0
3SU1062-2DF60-0AA0-Z | Y12 | 3SU1062-2DF60-0AA0-ZY12 | 1 | UN | 1 | 10 | C | D | N | N | 85389099 | 1 |  | 0.056 | KG | 24.7 | 24.7 | CP20 | CP20 | Selector switch, illuminable, 30 mm, round, Metal, matte, white, selector switch, short, front ring for flush installation, 2 switch positions O-I, latching, actuating angle 90Â°, 10:30h/13:30h, with laser labeling, lower case | - | 0 | 0
3SU1062-2DF60-0AA0-Z | Y15 | 3SU1062-2DF60-0AA0-ZY15 | 1 | UN | 1 | 10 | C | D | N | N | 85389099 | 1 |  | 0.056 | KG | 24.7 | 24.7 | CP20 | CP20 | Selector switch, illuminable, 30 mm, round, Metal, matte, white, selector switch, short, front ring for flush installation, 2 switch positions O-I, latching, actuating angle 90Â°, 10:30h/13:30h, with laser labeling, upper case and lower case, always upper case at the beginning of the word | - | 0 | 0
3SU1062-2DF60-0AA0-Z | Y19 | 3SU1062-2DF60-0AA0-ZY19 | 1 | UN | 1 | 10 | C | D | N | N | 85389099 | 1 |  | 0.081 | KG | 20.9 | 20.9 | CP20 | CP20 | Selector switch, illuminable, 30 mm, round, Metal, matte, white, selector switch, short, front ring for flush installation, 2 switch positions O-I, latching, actuating angle 90Â°, 10:30h/13:30h, with laser labeling, inscription or symbol Customer-specific selection with SIRIUS ACT configurator (CIN) | - | 0 | 0
3SU1062-2DL10-0AA0 |  | 3SU1062-2DL10-0AA0 | 1 | UN | 1 | 3 | B | D | N | N | 85389099 | 1 | 4047621016726 | 0.02 | KG | 19.95 | 19.95 | CP20 | CP20 | Illuminable selector switch, 30 mm, round, Metal matte, black, Selector switch short, front ring for flush installation, latching, actuating angle 2x45Â°, 10:30h/12h/13:30h | - | 0 | 0
3SU1062-2DL10-0AA0-Z | X90 | 3SU1062-2DL10-0AA0-ZX90 | 1 | UN | 1 | 5 | B | D | EAR99 | N | 85389099 | 50 |  | 0.056 | KG | 19.95 | 19.95 | CP20 | CP20 | Illuminable selector switch, 30 mm, round, Metal matt, black, Selector switch short, front ring for flush installation, latching, actuating angle 2x45Â°, 10:30 /12 /13:30, Z=50-unit packaging | - | 0 | 0
3SU1062-2DL10-0AA0-Z | Y10 | 3SU1062-2DL10-0AA0-ZY10 | 1 | UN | 1 | 10 | C | D | N | N | 85389099 | 1 |  | 0.056 | KG | 24.7 | 24.7 | CP20 | CP20 | Illuminable selector switch, 30 mm, round, Metal matt, black, Selector switch short, front ring for flush installation, latching, actuating angle 2x45Â°, 10:30h/12h/13:30h, with laser labeling, upper case and lower case, always upper case at beginning of line | - | 0 | 0
3SU1062-2DL10-0AA0-Z | Y11 | 3SU1062-2DL10-0AA0-ZY11 | 1 | UN | 1 | 10 | C | D | N | N | 85389099 | 1 |  | 0.056 | KG | 24.7 | 24.7 | CP20 | CP20 | Illuminable selector switch, 30 mm, round, Metal matt, black, Selector switch short, front ring for flush installation, latching, actuating angle 2x45Â°, 10:30h/12h/13:30h, with laser labeling, upper case | - | 0 | 0
3SU1062-2DL10-0AA0-Z | Y12 | 3SU1062-2DL10-0AA0-ZY12 | 1 | UN | 1 | 10 | C | D | N | N | 85389099 | 1 |  | 0.056 | KG | 24.7 | 24.7 | CP20 | CP20 | Illuminable selector switch, 30 mm, round, Metal matt, black, Selector switch short, front ring for flush installation, latching, actuating angle 2x45Â°, 10:30h/12h/13:30h, with laser labeling, lower case | - | 0 | 0
3SU1062-2DL10-0AA0-Z | Y15 | 3SU1062-2DL10-0AA0-ZY15 | 1 | UN | 1 | 10 | C | D | N | N | 85389099 | 1 |  | 0.056 | KG | 24.7 | 24.7 | CP20 | CP20 | Illuminable selector switch, 30 mm, round, Metal matt, black, Selector switch short, front ring for flush installation, latching, actuating angle 2x45Â°, 10:30h/12h/13:30h, with laser labeling, upper case and lower case, always upper case at the beginning of the word | - | 0 | 0
3SU1062-2DL10-0AA0-Z | Y19 | 3SU1062-2DL10-0AA0-ZY19 | 1 | UN | 1 | 10 | C | D | N | N | 85389099 | 1 |  | 0.082 | KG | 20.9 | 20.9 | CP20 | CP20 | Illuminable selector switch, 30 mm, round, Metal matt, black, Selector switch short, front ring for flush installation, latching, actuating angle 2x45Â°, 10:30h/12h/13:30h, with laser labeling, inscription or symbol, Customer-specific selection with SIRIUS ACT configurator (CIN) | - | 0 | 0
3SU1062-2DL20-0AA0 |  | 3SU1062-2DL20-0AA0 | 1 | UN | 1 | 5 | B | D | N | N | 85389099 | 1 | 4011209967519 | 0.083 | KG | 19.95 | 19.95 | CP20 | CP20 | Selector switch, illuminable, 30 mm, round, metal, matte, red, selector switch, short, front ring for flush installation, 3 switch positions I-O-II, latching, actuating angle 2x45Â°, 10:30h/12h/13:30h | - | 0 | 0
3SU1062-2DL20-0AA0-Z | X90 | 3SU1062-2DL20-0AA0-ZX90 | 1 | UN | 1 | 5 | B | D | EAR99 | N | 85389099 | 50 |  | 0.056 | KG | 19.95 | 19.95 | CP20 | CP20 | Selector switch, illuminable, 30 mm, round, Metal, matte, red, selector switch, short, front ring for flush installation, 3 switch positions I-O-II, latching, actuating angle 2x45Â°, 10:30h/12h/13:30h, Z=50-unit packaging | - | 0 | 0
3SU1062-2DL20-0AA0-Z | Y10 | 3SU1062-2DL20-0AA0-ZY10 | 1 | UN | 1 | 10 | C | D | N | N | 85389099 | 1 |  | 0.056 | KG | 24.7 | 24.7 | CP20 | CP20 | Selector switch, illuminable, 30 mm, round, Metal, matte, red, selector switch, short, front ring for flush installation, 3 switch positions I-O-II, latching, actuating angle 2x45Â°, 10:30h/12h/13:30h, with laser labeling, upper case and lower case, always upper case at beginning of line | - | 0 | 0
3SU1062-2DL20-0AA0-Z | Y11 | 3SU1062-2DL20-0AA0-ZY11 | 1 | UN | 1 | 10 | C | D | N | N | 85389099 | 1 |  | 0.056 | KG | 24.7 | 24.7 | CP20 | CP20 | Selector switch, illuminable, 30 mm, round, Metal, matte, red, selector switch, short, front ring for flush installation, 3 switch positions I-O-II, latching, actuating angle 2x45Â°, 10:30h/12h/13:30h, with laser labeling, upper case | - | 0 | 0
3SU1062-2DL20-0AA0-Z | Y12 | 3SU1062-2DL20-0AA0-ZY12 | 1 | UN | 1 | 10 | C | D | N | N | 85389099 | 1 |  | 0.056 | KG | 24.7 | 24.7 | CP20 | CP20 | Selector switch, illuminable, 30 mm, round, Metal, matte, red, selector switch, short, front ring for flush installation, 3 switch positions I-O-II, latching, actuating angle 2x45Â°, 10:30h/12h/13:30h, with laser labeling, lower case | - | 0 | 0
3SU1062-2DL20-0AA0-Z | Y15 | 3SU1062-2DL20-0AA0-ZY15 | 1 | UN | 1 | 10 | C | D | N | N | 85389099 | 1 |  | 0.056 | KG | 24.7 | 24.7 | CP20 | CP20 | Selector switch, illuminable, 30 mm, round, Metal, matte, red, selector switch, short, front ring for flush installation, 3 switch positions I-O-II, latching, actuating angle 2x45Â°, 10:30h/12h/13:30h, with laser labeling, upper case and lower case, always upper case at the beginning of the word | - | 0 | 0
3SU1062-2DL20-0AA0-Z | Y19 | 3SU1062-2DL20-0AA0-ZY19 | 1 | UN | 1 | 10 | C | D | N | N | 85389099 | 1 |  | 0.084 | KG | 20.9 | 20.9 | CP20 | CP20 | Selector switch, illuminable, 30 mm, round, Metal, matte, red, selector switch, short, front ring for flush installation, 3 switch positions I-O-II, latching, actuating angle 2x45Â°, 10:30h/12h/13:30h, with laser labeling, inscription or symbol Customer-specific selection with SIRIUS ACT configurator (CIN) | - | 0 | 0
3SU1062-2DL30-0AA0 |  | 3SU1062-2DL30-0AA0 | 1 | UN | 1 | 5 | B | D | N | N | 85389099 | 1 | 4047621044774 | 0.08 | KG | 19.95 | 19.95 | CP20 | CP20 | Selector switch, illuminable, 30 mm, round, metal, matte, yellow, selector switch, short, front ring for flush installation, 3 switch positions I-O-II, latching, actuating angle 2x45Â°, 10:30h/12h/13:30h | - | 0 | 0
3SU1062-2DL30-0AA0-Z | X90 | 3SU1062-2DL30-0AA0-ZX90 | 1 | UN | 1 | 5 | B | D | N | N | 85389099 | 50 |  | 0.056 | KG | 19.95 | 19.95 | CP20 | CP20 | Selector switch, illuminable, 30 mm, round, Metal, matte, yellow, selector switch, short, front ring for flush installation, 3 switch positions I-O-II, latching, actuating angle 2x45Â°, 10:30h/12h/13:30h, Z=50-unit packaging | - | 0 | 0
3SU1062-2DL30-0AA0-Z | Y10 | 3SU1062-2DL30-0AA0-ZY10 | 1 | UN | 1 | 10 | C | D | N | N | 85389099 | 1 |  | 0.056 | KG | 24.7 | 24.7 | CP20 | CP20 | Selector switch, illuminable, 30 mm, round, Metal, matte, yellow, selector switch, short, front ring for flush installation, 3 switch positions I-O-II, latching, actuating angle 2x45Â°, 10:30h/12h/13:30h, with laser labeling, upper case and lower case, always upper case at beginning of line | - | 0 | 0
3SU1062-2DL30-0AA0-Z | Y11 | 3SU1062-2DL30-0AA0-ZY11 | 1 | UN | 1 | 10 | C | D | N | N | 85389099 | 1 |  | 0.056 | KG | 24.7 | 24.7 | CP20 | CP20 | Selector switch, illuminable, 30 mm, round, Metal, matte, yellow, selector switch, short, front ring for flush installation, 3 switch positions I-O-II, latching, actuating angle 2x45Â°, 10:30h/12h/13:30h, with laser labeling, upper case | - | 0 | 0
3SU1062-2DL30-0AA0-Z | Y12 | 3SU1062-2DL30-0AA0-ZY12 | 1 | UN | 1 | 10 | C | D | N | N | 85389099 | 1 |  | 0.056 | KG | 24.7 | 24.7 | CP20 | CP20 | Selector switch, illuminable, 30 mm, round, Metal, matte, yellow, selector switch, short, front ring for flush installation, 3 switch positions I-O-II, latching, actuating angle 2x45Â°, 10:30h/12h/13:30h, with laser labeling, lower case | - | 0 | 0
3SU1062-2DL30-0AA0-Z | Y15 | 3SU1062-2DL30-0AA0-ZY15 | 1 | UN | 1 | 10 | C | D | N | N | 85389099 | 1 |  | 0.056 | KG | 24.7 | 24.7 | CP20 | CP20 | Selector switch, illuminable, 30 mm, round, Metal, matte, yellow, selector switch, short, front ring for flush installation, 3 switch positions I-O-II, latching, actuating angle 2x45Â°, 10:30h/12h/13:30h, with laser labeling, upper case and lower case, always upper case at the beginning of the word | - | 0 | 0
3SU1062-2DL30-0AA0-Z | Y19 | 3SU1062-2DL30-0AA0-ZY19 | 1 | UN | 1 | 10 | C | D | N | N | 85389099 | 1 |  | 0.075 | KG | 20.9 | 20.9 | CP20 | CP20 | Selector switch, illuminable, 30 mm, round, Metal, matte, yellow, selector switch, short, front ring for flush installation, 3 switch positions I-O-II, latching, actuating angle 2x45Â°, 10:30h/12h/13:30h, with laser labeling, inscription or symbol Customer-specific selection with SIRIUS ACT configurator (CIN) | - | 0 | 0
3SU1062-2DL40-0AA0 |  | 3SU1062-2DL40-0AA0 | 1 | UN | 1 | 5 | B | D | N | N | 85389099 | 1 | 4011209967502 | 0.084 | KG | 19.95 | 19.95 | CP20 | CP20 | Selector switch, illuminable, 30 mm, round, metal, matte, green, selector switch, short, front ring for flush installation, 3 switch positions I-O-II, latching, actuating angle 2x45Â°, 10:30h/12h/13:30h | - | 0 | 0
3SU1062-2DL40-0AA0-Z | X90 | 3SU1062-2DL40-0AA0-ZX90 | 1 | UN | 1 | 5 | B | D | EAR99 | N | 85389099 | 50 |  | 0.056 | KG | 19.95 | 19.95 | CP20 | CP20 | Selector switch, illuminable, 30 mm, round, Metal, matte, green, selector switch, short, front ring for flush installation, 3 switch positions I-O-II, latching, actuating angle 2x45Â°, 10:30h/12h/13:30h, Z=50-unit packaging | - | 0 | 0
3SU1062-2DL40-0AA0-Z | Y10 | 3SU1062-2DL40-0AA0-ZY10 | 1 | UN | 1 | 10 | C | D | N | N | 85389099 | 1 |  | 0.056 | KG | 24.7 | 24.7 | CP20 | CP20 | Selector switch, illuminable, 30 mm, round, Metal, matte, green, selector switch, short, front ring for flush installation, 3 switch positions I-O-II, latching, actuating angle 2x45Â°, 10:30h/12h/13:30h, with laser labeling, upper case and lower case, always upper case at beginning of line | - | 0 | 0
3SU1062-2DL40-0AA0-Z | Y11 | 3SU1062-2DL40-0AA0-ZY11 | 1 | UN | 1 | 10 | C | D | N | N | 85389099 | 1 |  | 0.056 | KG | 24.7 | 24.7 | CP20 | CP20 | Selector switch, illuminable, 30 mm, round, Metal, matte, green, selector switch, short, front ring for flush installation, 3 switch positions I-O-II, latching, actuating angle 2x45Â°, 10:30h/12h/13:30h, with laser labeling, upper case | - | 0 | 0
3SU1062-2DL40-0AA0-Z | Y12 | 3SU1062-2DL40-0AA0-ZY12 | 1 | UN | 1 | 10 | C | D | N | N | 85389099 | 1 |  | 0.056 | KG | 24.7 | 24.7 | CP20 | CP20 | Selector switch, illuminable, 30 mm, round, Metal, matte, green, selector switch, short, front ring for flush installation, 3 switch positions I-O-II, latching, actuating angle 2x45Â°, 10:30h/12h/13:30h, with laser labeling, lower case | - | 0 | 0
3SU1062-2DL40-0AA0-Z | Y15 | 3SU1062-2DL40-0AA0-ZY15 | 1 | UN | 1 | 10 | C | D | N | N | 85389099 | 1 |  | 0.056 | KG | 24.7 | 24.7 | CP20 | CP20 | Selector switch, illuminable, 30 mm, round, Metal, matte, green, selector switch, short, front ring for flush installation, 3 switch positions I-O-II, latching, actuating angle 2x45Â°, 10:30h/12h/13:30h, with laser labeling, upper case and lower case, always upper case at the beginning of the word | - | 0 | 0
3SU1062-2DL40-0AA0-Z | Y19 | 3SU1062-2DL40-0AA0-ZY19 | 1 | UN | 1 | 10 | C | D | N | N | 85389099 | 1 |  | 0.084 | KG | 20.9 | 20.9 | CP20 | CP20 | Selector switch, illuminable, 30 mm, round, Metal, matte, green, selector switch, short, front ring for flush installation, 3 switch positions I-O-II, latching, actuating angle 2x45Â°, 10:30h/12h/13:30h, with laser labeling, inscription or symbol Customer-specific selection with SIRIUS ACT configurator (CIN) | - | 0 | 0
3SU1062-2DL60-0AA0 |  | 3SU1062-2DL60-0AA0 | 1 | UN | 1 | 3 | B | D | N | N | 85389099 | 1 | 4011209967496 | 0.02 | KG | 19.95 | 19.95 | CP20 | CP20 | Selector switch, illuminable, 30 mm, round, metal, matte, white, selector switch, short, front ring for flush installation, 3 switch positions I-O-II, latching, actuating angle 2x45Â°, 10:30h/12h/13:30h | - | 0 | 0
3SU1062-2DL60-0AA0-Z | X90 | 3SU1062-2DL60-0AA0-ZX90 | 1 | UN | 1 | 5 | B | D | EAR99 | N | 85389099 | 50 |  | 0.056 | KG | 19.95 | 19.95 | CP20 | CP20 | Selector switch, illuminable, 30 mm, round, Metal, matte, white, selector switch, short, front ring for flush installation, 3 switch positions I-O-II, latching, actuating angle 2x45Â°, 10:30h/12h/13:30h, Z=50-unit packaging | - | 0 | 0
3SU1062-2DL60-0AA0-Z | Y10 | 3SU1062-2DL60-0AA0-ZY10 | 1 | UN | 1 | 10 | C | D | N | N | 85389099 | 1 |  | 0.056 | KG | 24.7 | 24.7 | CP20 | CP20 | Selector switch, illuminable, 30 mm, round, Metal, matte, white, selector switch, short, front ring for flush installation, 3 switch positions I-O-II, latching, actuating angle 2x45Â°, 10:30h/12h/13:30h, with laser labeling, upper case and lower case, always upper case at beginning of line | - | 0 | 0
3SU1062-2DL60-0AA0-Z | Y11 | 3SU1062-2DL60-0AA0-ZY11 | 1 | UN | 1 | 10 | C | D | N | N | 85389099 | 1 |  | 0.056 | KG | 24.7 | 24.7 | CP20 | CP20 | Selector switch, illuminable, 30 mm, round, Metal, matte, white, selector switch, short, front ring for flush installation, 3 switch positions I-O-II, latching, actuating angle 2x45Â°, 10:30h/12h/13:30h, with laser labeling, upper case | - | 0 | 0
3SU1062-2DL60-0AA0-Z | Y12 | 3SU1062-2DL60-0AA0-ZY12 | 1 | UN | 1 | 10 | C | D | N | N | 85389099 | 1 |  | 0.056 | KG | 24.7 | 24.7 | CP20 | CP20 | Selector switch, illuminable, 30 mm, round, Metal, matte, white, selector switch, short, front ring for flush installation, 3 switch positions I-O-II, latching, actuating angle 2x45Â°, 10:30h/12h/13:30h, with laser labeling, lower case | - | 0 | 0
3SU1062-2DL60-0AA0-Z | Y15 | 3SU1062-2DL60-0AA0-ZY15 | 1 | UN | 1 | 10 | C | D | N | N | 85389099 | 1 |  | 0.056 | KG | 24.7 | 24.7 | CP20 | CP20 | Selector switch, illuminable, 30 mm, round, Metal, matte, white, selector switch, short, front ring for flush installation, 3 switch positions I-O-II, latching, actuating angle 2x45Â°, 10:30h/12h/13:30h, with laser labeling, upper case and lower case, always upper case at the beginning of the word | - | 0 | 0
3SU1062-2DL60-0AA0-Z | Y19 | 3SU1062-2DL60-0AA0-ZY19 | 1 | UN | 1 | 10 | C | D | N | N | 85389099 | 1 |  | 0.082 | KG | 20.9 | 20.9 | CP20 | CP20 | Selector switch, illuminable, 30 mm, round, Metal, matte, white, selector switch, short, front ring for flush installation, 3 switch positions I-O-II, latching, actuating angle 2x45Â°, 10:30h/12h/13:30h, with laser labeling, inscription or symbol Customer-specific selection with SIRIUS ACT configurator (CIN) | - | 0 | 0
3SU1062-2DM10-0AA0 |  | 3SU1062-2DM10-0AA0 | 1 | UN | 1 | 3 | B | D | N | N | 85389099 | 1 | 4047621016733 | 0.02 | KG | 19.95 | 19.95 | CP20 | CP20 | Illuminable selector switch, 30 mm, round, Metal matte, black, Selector switch short, front ring for flush installation, momentary contact type, actuating angle 2x45Â°, 10:30h/12h/13:30h | - | 0 | 0
3SU1062-2DM10-0AA0-Z | X90 | 3SU1062-2DM10-0AA0-ZX90 | 1 | UN | 1 | 5 | B | D | EAR99 | N | 85389099 | 50 |  | 0.056 | KG | 19.95 | 19.95 | CP20 | CP20 | Illuminable selector switch, 30 mm, round, Metal matt, black, Selector switch short, front ring for flush installation, momentary contact type, actuating angle 2x45Â°, 10:30 /12 /13:30, Z=50-unit packaging | - | 0 | 0
3SU1062-2DM10-0AA0-Z | Y10 | 3SU1062-2DM10-0AA0-ZY10 | 1 | UN | 1 | 10 | C | D | N | N | 85389099 | 1 |  | 0.056 | KG | 24.7 | 24.7 | CP20 | CP20 | Illuminable selector switch, 30 mm, round, Metal matt, black, Selector switch short, front ring for flush installation, momentary contact type, actuating angle 2x45Â°, 10:30h/12h/13:30h, with laser labeling, upper case and lower case, always upper case at beginning of line | - | 0 | 0
3SU1062-2DM10-0AA0-Z | Y11 | 3SU1062-2DM10-0AA0-ZY11 | 1 | UN | 1 | 10 | C | D | N | N | 85389099 | 1 |  | 0.056 | KG | 24.7 | 24.7 | CP20 | CP20 | Illuminable selector switch, 30 mm, round, Metal matt, black, Selector switch short, front ring for flush installation, momentary contact type, actuating angle 2x45Â°, 10:30h/12h/13:30h, with laser labeling, upper case | - | 0 | 0
3SU1062-2DM10-0AA0-Z | Y12 | 3SU1062-2DM10-0AA0-ZY12 | 1 | UN | 1 | 10 | C | D | N | N | 85389099 | 1 |  | 0.056 | KG | 24.7 | 24.7 | CP20 | CP20 | Illuminable selector switch, 30 mm, round, Metal matt, black, Selector switch short, front ring for flush installation, momentary contact type, actuating angle 2x45Â°, 10:30h/12h/13:30h, with laser labeling, lower case | - | 0 | 0
3SU1062-2DM10-0AA0-Z | Y15 | 3SU1062-2DM10-0AA0-ZY15 | 1 | UN | 1 | 10 | C | D | N | N | 85389099 | 1 |  | 0.056 | KG | 24.7 | 24.7 | CP20 | CP20 | Illuminable selector switch, 30 mm, round, Metal matt, black, Selector switch short, front ring for flush installation, momentary contact type, actuating angle 2x45Â°, 10:30h/12h/13:30h, with laser labeling, upper case and lower case, always upper case at the beginning of the word | - | 0 | 0
3SU1062-2DM10-0AA0-Z | Y19 | 3SU1062-2DM10-0AA0-ZY19 | 1 | UN | 1 | 10 | C | D | N | N | 85389099 | 1 |  | 0.08 | KG | 20.9 | 20.9 | CP20 | CP20 | Illuminable selector switch, 30 mm, round, Metal matt, black, Selector switch short, front ring for flush installation, momentary contact type, actuating angle 2x45Â°, 10:30h/12h/13:30h, with laser labeling, inscription or symbol, Customer-specific selection with SIRIUS ACT configurator (CIN) | - | 0 | 0
3SU1062-2DM20-0AA0 |  | 3SU1062-2DM20-0AA0 | 1 | UN | 1 | 5 | B | D | N | N | 85389099 | 1 | 4011209967540 | 0.083 | KG | 19.95 | 19.95 | CP20 | CP20 | Selector switch, illuminable, 30 mm, round, metal, matte, red, selector switch, short, front ring for flush installation, 3 switch positions I>O<II, momentary contact type, actuating angle 2x45Â°, 10:30h/12h/13:30h | - | 0 | 0
3SU1062-2DM20-0AA0-Z | X90 | 3SU1062-2DM20-0AA0-ZX90 | 1 | UN | 1 | 5 | B | D | EAR99 | N | 85389099 | 50 |  | 0.056 | KG | 19.95 | 19.95 | CP20 | CP20 | Selector switch, illuminable, 30 mm, round, Metal, matte, red, selector switch, short, front ring for flush installation, 3 switch positions I>O<II, momentary contact type, actuating angle 2x45Â°, 10:30h/12h/13:30h, Z=50-unit packaging | - | 0 | 0
3SU1062-2DM20-0AA0-Z | Y10 | 3SU1062-2DM20-0AA0-ZY10 | 1 | UN | 1 | 10 | C | D | EAR99 | N | 85389099 | 1 |  | 0.056 | KG | 24.7 | 24.7 | CP20 | CP20 | Selector switch, illuminable, 30 mm, round, Metal, matte, red, selector switch, short, front ring for flush installation, 3 switch positions I>O<II, momentary contact type, actuating angle 2x45Â°, 10:30h/12h/13:30h, with laser labeling, upper case and lower case, always upper case at beginning of line | - | 0 | 0
3SU1062-2DM20-0AA0-Z | Y11 | 3SU1062-2DM20-0AA0-ZY11 | 1 | UN | 1 | 10 | C | D | EAR99 | N | 85389099 | 1 |  | 0.056 | KG | 24.7 | 24.7 | CP20 | CP20 | Selector switch, illuminable, 30 mm, round, Metal, matte, red, selector switch, short, front ring for flush installation, 3 switch positions I>O<II, momentary contact type, actuating angle 2x45Â°, 10:30h/12h/13:30h, with laser labeling, upper case | - | 0 | 0
3SU1062-2DM20-0AA0-Z | Y12 | 3SU1062-2DM20-0AA0-ZY12 | 1 | UN | 1 | 10 | C | D | EAR99 | N | 85389099 | 1 |  | 0.056 | KG | 24.7 | 24.7 | CP20 | CP20 | Selector switch, illuminable, 30 mm, round, Metal, matte, red, selector switch, short, front ring for flush installation, 3 switch positions I>O<II, momentary contact type, actuating angle 2x45Â°, 10:30h/12h/13:30h, with laser labeling, lower case | - | 0 | 0
3SU1062-2DM20-0AA0-Z | Y15 | 3SU1062-2DM20-0AA0-ZY15 | 1 | UN | 1 | 10 | C | D | EAR99 | N | 85389099 | 1 |  | 0.056 | KG | 24.7 | 24.7 | CP20 | CP20 | Selector switch, illuminable, 30 mm, round, Metal, matte, red, selector switch, short, front ring for flush installation, 3 switch positions I>O<II, momentary contact type, actuating angle 2x45Â°, 10:30h/12h/13:30h, with laser labeling, upper case and lower case, always upper case at the beginning of the word | - | 0 | 0
3SU1062-2DM20-0AA0-Z | Y19 | 3SU1062-2DM20-0AA0-ZY19 | 1 | UN | 1 | 10 | C | D | EAR99 | N | 85389099 | 1 |  | 0.056 | KG | 20.9 | 20.9 | CP20 | CP20 | Selector switch, illuminable, 30 mm, round, Metal, matte, red, selector switch, short, front ring for flush installation, 3 switch positions I>O<II, momentary contact type, actuating angle 2x45Â°, 10:30h/12h/13:30h, with laser labeling, inscription or symbol Customer-specific selection with SIRIUS ACT configurator (CIN) | - | 0 | 0
3SU1062-2DM40-0AA0 |  | 3SU1062-2DM40-0AA0 | 1 | UN | 1 | 5 | B | D | N | N | 85389099 | 1 | 4011209967533 | 0.02 | KG | 19.95 | 19.95 | CP20 | CP20 | Selector switch, illuminable, 30 mm, round, metal, matte, green, selector switch, short, front ring for flush installation, 3 switch positions I>O<II, momentary contact type, actuating angle 2x45Â°, 10:30h/12h/13:30h | - | 0 | 0
3SU1062-2DM40-0AA0-Z | X90 | 3SU1062-2DM40-0AA0-ZX90 | 1 | UN | 1 | 5 | B | D | EAR99 | N | 85389099 | 50 |  | 0.056 | KG | 19.95 | 19.95 | CP20 | CP20 | Selector switch, illuminable, 30 mm, round, Metal, matte, green, selector switch, short, front ring for flush installation, 3 switch positions I>O<II, momentary contact type, actuating angle 2x45Â°, 10:30h/12h/13:30h, Z=50-unit packaging | - | 0 | 0
3SU1062-2DM40-0AA0-Z | Y10 | 3SU1062-2DM40-0AA0-ZY10 | 1 | UN | 1 | 10 | C | D | N | N | 85389099 | 1 | 4047621044200 | 0.056 | KG | 24.7 | 24.7 | CP20 | CP20 | Selector switch, illuminable, 30 mm, round, Metal, matte, green, selector switch, short, front ring for flush installation, 3 switch positions I>O<II, momentary contact type, actuating angle 2x45Â°, 10:30h/12h/13:30h, with laser labeling, upper case and lower case, always upper case at beginning of line | - | 0 | 0
3SU1062-2DM40-0AA0-Z | Y11 | 3SU1062-2DM40-0AA0-ZY11 | 1 | UN | 1 | 10 | C | D | N | N | 85389099 | 1 |  | 0.056 | KG | 24.7 | 24.7 | CP20 | CP20 | Selector switch, illuminable, 30 mm, round, Metal, matte, green, selector switch, short, front ring for flush installation, 3 switch positions I>O<II, momentary contact type, actuating angle 2x45Â°, 10:30h/12h/13:30h, with laser labeling, upper case | - | 0 | 0
3SU1062-2DM40-0AA0-Z | Y12 | 3SU1062-2DM40-0AA0-ZY12 | 1 | UN | 1 | 10 | C | D | N | N | 85389099 | 1 |  | 0.056 | KG | 24.7 | 24.7 | CP20 | CP20 | Selector switch, illuminable, 30 mm, round, Metal, matte, green, selector switch, short, front ring for flush installation, 3 switch positions I>O<II, momentary contact type, actuating angle 2x45Â°, 10:30h/12h/13:30h, with laser labeling, lower case | - | 0 | 0
3SU1062-2DM40-0AA0-Z | Y15 | 3SU1062-2DM40-0AA0-ZY15 | 1 | UN | 1 | 10 | C | D | N | N | 85389099 | 1 |  | 0.056 | KG | 24.7 | 24.7 | CP20 | CP20 | Selector switch, illuminable, 30 mm, round, Metal, matte, green, selector switch, short, front ring for flush installation, 3 switch positions I>O<II, momentary contact type, actuating angle 2x45Â°, 10:30h/12h/13:30h, with laser labeling, upper case and lower case, always upper case at the beginning of the word | - | 0 | 0
3SU1062-2DM40-0AA0-Z | Y19 | 3SU1062-2DM40-0AA0-ZY19 | 1 | UN | 1 | 10 | C | D | N | N | 85389099 | 1 |  | 0.086 | KG | 20.9 | 20.9 | CP20 | CP20 | Selector switch, illuminable, 30 mm, round, Metal, matte, green, selector switch, short, front ring for flush installation, 3 switch positions I>O<II, momentary contact type, actuating angle 2x45Â°, 10:30h/12h/13:30h, with laser labeling, inscription or symbol Customer-specific selection with SIRIUS ACT configurator (CIN) | - | 0 | 0
3SU1062-2DM60-0AA0 |  | 3SU1062-2DM60-0AA0 | 1 | UN | 1 | 3 | B | D | N | N | 85389099 | 1 | 4011209967526 | 0.02 | KG | 19.95 | 19.95 | CP20 | CP20 | Selector switch, illuminable, 30 mm, round, metal, matte, white, selector switch, short, front ring for flush installation, 3 switch positions I>O<II, momentary contact type, actuating angle 2x45Â°, 10:30h/12h/13:30h | - | 0 | 0
3SU1062-2DM60-0AA0-Z | X90 | 3SU1062-2DM60-0AA0-ZX90 | 1 | UN | 1 | 5 | B | D | EAR99 | N | 85389099 | 50 |  | 0.056 | KG | 19.95 | 19.95 | CP20 | CP20 | Selector switch, illuminable, 30 mm, round, Metal, matte, white, selector switch, short, front ring for flush installation, 3 switch positions I>O<II, momentary contact type, actuating angle 2x45Â°, 10:30h/12h/13:30h, Z=50-unit packaging | - | 0 | 0
3SU1062-2DM60-0AA0-Z | Y10 | 3SU1062-2DM60-0AA0-ZY10 | 1 | UN | 1 | 10 | C | D | N | N | 85389099 | 1 |  | 0.056 | KG | 24.7 | 24.7 | CP20 | CP20 | Selector switch, illuminable, 30 mm, round, Metal, matte, white, selector switch, short, front ring for flush installation, 3 switch positions I>O<II, momentary contact type, actuating angle 2x45Â°, 10:30h/12h/13:30h, with laser labeling, upper case and lower case, always upper case at beginning of line | - | 0 | 0
3SU1062-2DM60-0AA0-Z | Y11 | 3SU1062-2DM60-0AA0-ZY11 | 1 | UN | 1 | 10 | C | D | N | N | 85389099 | 1 |  | 0.056 | KG | 24.7 | 24.7 | CP20 | CP20 | Selector switch, illuminable, 30 mm, round, Metal, matte, white, selector switch, short, front ring for flush installation, 3 switch positions I>O<II, momentary contact type, actuating angle 2x45Â°, 10:30h/12h/13:30h, with laser labeling, upper case | - | 0 | 0
3SU1062-2DM60-0AA0-Z | Y12 | 3SU1062-2DM60-0AA0-ZY12 | 1 | UN | 1 | 10 | C | D | N | N | 85389099 | 1 |  | 0.056 | KG | 24.7 | 24.7 | CP20 | CP20 | Selector switch, illuminable, 30 mm, round, Metal, matte, white, selector switch, short, front ring for flush installation, 3 switch positions I>O<II, momentary contact type, actuating angle 2x45Â°, 10:30h/12h/13:30h, with laser labeling, lower case | - | 0 | 0
3SU1062-2DM60-0AA0-Z | Y15 | 3SU1062-2DM60-0AA0-ZY15 | 1 | UN | 1 | 10 | C | D | N | N | 85389099 | 1 |  | 0.056 | KG | 24.7 | 24.7 | CP20 | CP20 | Selector switch, illuminable, 30 mm, round, Metal, matte, white, selector switch, short, front ring for flush installation, 3 switch positions I>O<II, momentary contact type, actuating angle 2x45Â°, 10:30h/12h/13:30h, with laser labeling, upper case and lower case, always upper case at the beginning of the word | - | 0 | 0
3SU1062-2DM60-0AA0-Z | Y19 | 3SU1062-2DM60-0AA0-ZY19 | 1 | UN | 1 | 10 | C | D | N | N | 85389099 | 1 |  | 0.08 | KG | 20.9 | 20.9 | CP20 | CP20 | Selector switch, illuminable, 30 mm, round, Metal, matte, white, selector switch, short, front ring for flush installation, 3 switch positions I>O<II, momentary contact type, actuating angle 2x45Â°, 10:30h/12h/13:30h, with laser labeling, inscription or symbol Customer-specific selection with SIRIUS ACT configurator (CIN) | - | 0 | 0
3SU1062-2DN60-0AA0 |  | 3SU1062-2DN60-0AA0 | 1 | UN | 1 | 5 | B | D | N | N | 85389099 | 1 | 4047621047669 | 0.09 | KG | 19.95 | 19.95 | CP20 | CP20 | Selector switch, illuminable, 30 mm, round, Metal, matte, white, selector switch, short, front ring for flush installation, 3 switch positions I-O<II, left latching, right momentary contact type, actuating angle 2x45Â°, 10:30h/12h/13:30h | - | 0 | 0
3SU1062-2DN60-0AA0-Z | X90 | 3SU1062-2DN60-0AA0-ZX90 | 1 | UN | 1 | 5 | B | D | N | N | 85389099 | 50 |  | 0.084 | KG | 19.95 | 19.95 | CP20 | CP20 | Selector switch, illuminable, 30 mm, round, Metal, matte, white, selector switch, short, front ring for flush installation, 3 switch positions I-O<II, left latching, right momentary contact type, actuating angle 2x45Â°, 10:30h/12h/13:30h, Z=50-unit packaging | - | 0 | 0
3SU1062-2DN60-0AA0-Z | Y10 | 3SU1062-2DN60-0AA0-ZY10 | 1 | UN | 1 | 10 | C | D | N | N | 85389099 | 1 |  | 0.083 | KG | 24.7 | 24.7 | CP20 | CP20 | Selector switch, illuminable, 30 mm, round, Metal, matte, white, selector switch, short, front ring for flush installation, 3 switch positions I-O<II, left latching, right momentary contact type, actuating angle 2x45Â°, 10:30h/12h/13:30h, with laser labeling, upper case and lower case, always upper case at beginning of line | - | 0 | 0
3SU1062-2DN60-0AA0-Z | Y11 | 3SU1062-2DN60-0AA0-ZY11 | 1 | UN | 1 | 10 | C | D | N | N | 85389099 | 1 |  | 0.083 | KG | 24.7 | 24.7 | CP20 | CP20 | Selector switch, illuminable, 30 mm, round, Metal, matte, white, selector switch, short, front ring for flush installation, 3 switch positions I-O<II, left latching, right momentary contact type, actuating angle 2x45Â°, 10:30h/12h/13:30h, with laser labeling, upper case | - | 0 | 0
3SU1062-2DN60-0AA0-Z | Y12 | 3SU1062-2DN60-0AA0-ZY12 | 1 | UN | 1 | 10 | C | D | N | N | 85389099 | 1 |  | 0.083 | KG | 24.7 | 24.7 | CP20 | CP20 | Selector switch, illuminable, 30 mm, round, Metal, matte, white, selector switch, short, front ring for flush installation, 3 switch positions I-O<II, left latching, right momentary contact type, actuating angle 2x45Â°, 10:30h/12h/13:30h, with laser labeling, lower case | - | 0 | 0
3SU1062-2DN60-0AA0-Z | Y15 | 3SU1062-2DN60-0AA0-ZY15 | 1 | UN | 1 | 10 | C | D | N | N | 85389099 | 1 |  | 0.083 | KG | 24.7 | 24.7 | CP20 | CP20 | Selector switch, illuminable, 30 mm, round, Metal, matte, white, selector switch, short, front ring for flush installation, 3 switch positions I-O<II, left latching, right momentary contact type, actuating angle 2x45Â°, 10:30h/12h/13:30h, with laser labeling, upper case and lower case, always upper case at the beginning of the word | - | 0 | 0
3SU1062-2DN60-0AA0-Z | Y19 | 3SU1062-2DN60-0AA0-ZY19 | 1 | UN | 1 | 10 | C | D | N | N | 85389099 | 1 |  | 0.083 | KG | 20.9 | 20.9 | CP20 | CP20 | Selector switch, illuminable, 30 mm, round, Metal, matte, white, selector switch, short, front ring for flush installation, 3 switch positions I-O<II, left latching, right momentary contact type, actuating angle 2x45Â°, 10:30h/12h/13:30h, with laser labeling, inscription or symbol Customer-specific selection with SIRIUS ACT configurator (CIN) | - | 0 | 0
3SU1062-2EC10-0AA0 |  | 3SU1062-2EC10-0AA0 | 1 | UN | 1 | 5 | B | D | N | N | 85389099 | 1 | 4047621016740 | 0.085 | KG | 19.95 | 19.95 | CP20 | CP20 | Illuminable selector switch, 30 mm, round, Metal matte, black, Selector switch long, front ring for flush installation, momentary contact type, Actuating angle 45Â°, 10:30h/12h | - | 0 | 0
3SU1062-2EC10-0AA0-Z | X90 | 3SU1062-2EC10-0AA0-ZX90 | 1 | UN | 1 | 5 | B | D | EAR99 | N | 85389099 | 50 |  | 0.056 | KG | 19.95 | 19.95 | CP20 | CP20 | Illuminable selector switch, 30 mm, round, Metal matt, black, Selector switch long, front ring for flush installation, momentary contact type, Actuating angle 45Â°, 10:30/12, Z=50-unit packaging | - | 0 | 0
3SU1062-2EC10-0AA0-Z | Y10 | 3SU1062-2EC10-0AA0-ZY10 | 1 | UN | 1 | 10 | C | D | EAR99 | N | 85389099 | 1 |  | 0.056 | KG | 24.7 | 24.7 | CP20 | CP20 | Illuminable selector switch, 30 mm, round, Metal matt, black, Selector switch long, front ring for flush installation, momentary contact type, Actuating angle 45Â°, 10:30h/12h, with laser labeling, upper case and lower case, always upper case at beginning of line | - | 0 | 0
3SU1062-2EC10-0AA0-Z | Y11 | 3SU1062-2EC10-0AA0-ZY11 | 1 | UN | 1 | 10 | C | D | EAR99 | N | 85389099 | 1 |  | 0.056 | KG | 24.7 | 24.7 | CP20 | CP20 | Illuminable selector switch, 30 mm, round, Metal matt, black, Selector switch long, front ring for flush installation, momentary contact type, Actuating angle 45Â°, 10:30h/12h, with laser labeling, upper case | - | 0 | 0
3SU1062-2EC10-0AA0-Z | Y12 | 3SU1062-2EC10-0AA0-ZY12 | 1 | UN | 1 | 10 | C | D | EAR99 | N | 85389099 | 1 |  | 0.056 | KG | 24.7 | 24.7 | CP20 | CP20 | Illuminable selector switch, 30 mm, round, Metal matt, black, Selector switch long, front ring for flush installation, momentary contact type, Actuating angle 45Â°, 10:30h/12h, with laser labeling, lower case | - | 0 | 0
3SU1062-2EC10-0AA0-Z | Y15 | 3SU1062-2EC10-0AA0-ZY15 | 1 | UN | 1 | 10 | C | D | EAR99 | N | 85389099 | 1 |  | 0.056 | KG | 24.7 | 24.7 | CP20 | CP20 | Illuminable selector switch, 30 mm, round, Metal matt, black, Selector switch long, front ring for flush installation, momentary contact type, Actuating angle 45Â°, 10:30h/12h, with laser labeling, upper case and lower case, always upper case at the beginning of the word | - | 0 | 0
3SU1062-2EC10-0AA0-Z | Y19 | 3SU1062-2EC10-0AA0-ZY19 | 1 | UN | 1 | 10 | C | D | EAR99 | N | 85389099 | 1 |  | 0.056 | KG | 20.9 | 20.9 | CP20 | CP20 | Illuminable selector switch, 30 mm, round, Metal matt, black, Selector switch long, front ring for flush installation, momentary contact type, Actuating angle 45Â°, 10:30h/12h, with laser labeling, inscription or symbol, Customer-specific selection with SIRIUS ACT configurator (CIN) | - | 0 | 0
3SU1062-2EC20-0AA0 |  | 3SU1062-2EC20-0AA0 | 1 | UN | 1 | 5 | B | D | N | N | 85389099 | 1 | 4011209968356 | 0.086 | KG | 19.95 | 19.95 | CP20 | CP20 | Selector switch, illuminable, 30 mm, round, metal, matte, red, selector switch, long, front ring for flush installation, 2 switch positions O<I, momentary contact type, Actuating angle 45Â°, 10:30h/12h | - | 0 | 0
3SU1062-2EC20-0AA0-Z | X90 | 3SU1062-2EC20-0AA0-ZX90 | 1 | UN | 1 | 5 | B | D | EAR99 | N | 85389099 | 50 |  | 0.056 | KG | 19.95 | 19.95 | CP20 | CP20 | Selector switch, illuminable, 30 mm, round, Metal, matte, red, selector switch, long, front ring for flush installation, 2 switch positions O<I, momentary contact type, Actuating angle 45Â°, 10:30h/12h, Z=50-unit packaging | - | 0 | 0
3SU1062-2EC20-0AA0-Z | Y10 | 3SU1062-2EC20-0AA0-ZY10 | 1 | UN | 1 | 10 | C | D | N | N | 85389099 | 1 |  | 0.056 | KG | 24.7 | 24.7 | CP20 | CP20 | Selector switch, illuminable, 30 mm, round, Metal, matte, red, selector switch, long, front ring for flush installation, 2 switch positions O<I, momentary contact type, Actuating angle 45Â°, 10:30h/12h, with laser labeling, upper case and lower case, always upper case at beginning of line | - | 0 | 0
3SU1062-2EC20-0AA0-Z | Y11 | 3SU1062-2EC20-0AA0-ZY11 | 1 | UN | 1 | 10 | C | D | N | N | 85389099 | 1 |  | 0.056 | KG | 24.7 | 24.7 | CP20 | CP20 | Selector switch, illuminable, 30 mm, round, Metal, matte, red, selector switch, long, front ring for flush installation, 2 switch positions O<I, momentary contact type, Actuating angle 45Â°, 10:30h/12h, with laser labeling, upper case | - | 0 | 0
3SU1062-2EC20-0AA0-Z | Y12 | 3SU1062-2EC20-0AA0-ZY12 | 1 | UN | 1 | 10 | C | D | N | N | 85389099 | 1 |  | 0.056 | KG | 24.7 | 24.7 | CP20 | CP20 | Selector switch, illuminable, 30 mm, round, Metal, matte, red, selector switch, long, front ring for flush installation, 2 switch positions O<I, momentary contact type, Actuating angle 45Â°, 10:30h/12h, with laser labeling, lower case | - | 0 | 0
3SU1062-2EC20-0AA0-Z | Y15 | 3SU1062-2EC20-0AA0-ZY15 | 1 | UN | 1 | 10 | C | D | N | N | 85389099 | 1 |  | 0.056 | KG | 24.7 | 24.7 | CP20 | CP20 | Selector switch, illuminable, 30 mm, round, Metal, matte, red, selector switch, long, front ring for flush installation, 2 switch positions O<I, momentary contact type, Actuating angle 45Â°, 10:30h/12h, with laser labeling, upper case and lower case, always upper case at the beginning of the word | - | 0 | 0
3SU1062-2EC20-0AA0-Z | Y19 | 3SU1062-2EC20-0AA0-ZY19 | 1 | UN | 1 | 10 | C | D | N | N | 85389099 | 1 |  | 0.085 | KG | 20.9 | 20.9 | CP20 | CP20 | Selector switch, illuminable, 30 mm, round, Metal, matte, red, selector switch, long, front ring for flush installation, 2 switch positions O<I, momentary contact type, Actuating angle 45Â°, 10:30h/12h, with laser labeling, inscription or symbol Customer-specific selection with SIRIUS ACT configurator (CIN) | - | 0 | 0
3SU1062-2EC40-0AA0 |  | 3SU1062-2EC40-0AA0 | 1 | UN | 1 | 5 | B | D | N | N | 85389099 | 1 | 4011209967564 | 0.085 | KG | 19.95 | 19.95 | CP20 | CP20 | Selector switch, illuminable, 30 mm, round, metal, matte, green, selector switch, long, front ring for flush installation, 2 switch positions O<I, momentary contact type, Actuating angle 45Â°, 10:30h/12h | - | 0 | 0
3SU1062-2EC40-0AA0-Z | X90 | 3SU1062-2EC40-0AA0-ZX90 | 1 | UN | 1 | 5 | B | D | EAR99 | N | 85389099 | 50 |  | 0.056 | KG | 19.95 | 19.95 | CP20 | CP20 | Selector switch, illuminable, 30 mm, round, Metal, matte, green, selector switch, long, front ring for flush installation, 2 switch positions O<I, momentary contact type, Actuating angle 45Â°, 10:30h/12h, Z=50-unit packaging | - | 0 | 0
3SU1062-2EC40-0AA0-Z | Y10 | 3SU1062-2EC40-0AA0-ZY10 | 1 | UN | 1 | 10 | C | D | N | N | 85389099 | 1 |  | 0.056 | KG | 24.7 | 24.7 | CP20 | CP20 | Selector switch, illuminable, 30 mm, round, Metal, matte, green, selector switch, long, front ring for flush installation, 2 switch positions O<I, momentary contact type, Actuating angle 45Â°, 10:30h/12h, with laser labeling, upper case and lower case, always upper case at beginning of line | - | 0 | 0
3SU1062-2EC40-0AA0-Z | Y11 | 3SU1062-2EC40-0AA0-ZY11 | 1 | UN | 1 | 10 | C | D | N | N | 85389099 | 1 |  | 0.056 | KG | 24.7 | 24.7 | CP20 | CP20 | Selector switch, illuminable, 30 mm, round, Metal, matte, green, selector switch, long, front ring for flush installation, 2 switch positions O<I, momentary contact type, Actuating angle 45Â°, 10:30h/12h, with laser labeling, upper case | - | 0 | 0
3SU1062-2EC40-0AA0-Z | Y12 | 3SU1062-2EC40-0AA0-ZY12 | 1 | UN | 1 | 10 | C | D | N | N | 85389099 | 1 |  | 0.056 | KG | 24.7 | 24.7 | CP20 | CP20 | Selector switch, illuminable, 30 mm, round, Metal, matte, green, selector switch, long, front ring for flush installation, 2 switch positions O<I, momentary contact type, Actuating angle 45Â°, 10:30h/12h, with laser labeling, lower case | - | 0 | 0
3SU1062-2EC40-0AA0-Z | Y15 | 3SU1062-2EC40-0AA0-ZY15 | 1 | UN | 1 | 10 | C | D | N | N | 85389099 | 1 |  | 0.056 | KG | 24.7 | 24.7 | CP20 | CP20 | Selector switch, illuminable, 30 mm, round, Metal, matte, green, selector switch, long, front ring for flush installation, 2 switch positions O<I, momentary contact type, Actuating angle 45Â°, 10:30h/12h, with laser labeling, upper case and lower case, always upper case at the beginning of the word | - | 0 | 0
3SU1062-2EC40-0AA0-Z | Y19 | 3SU1062-2EC40-0AA0-ZY19 | 1 | UN | 1 | 10 | C | D | N | N | 85389099 | 1 |  | 0.08 | KG | 20.9 | 20.9 | CP20 | CP20 | Selector switch, illuminable, 30 mm, round, Metal, matte, green, selector switch, long, front ring for flush installation, 2 switch positions O<I, momentary contact type, Actuating angle 45Â°, 10:30h/12h, with laser labeling, inscription or symbol Customer-specific selection with SIRIUS ACT configurator (CIN) | - | 0 | 0
3SU1062-2EC60-0AA0 |  | 3SU1062-2EC60-0AA0 | 1 | UN | 1 | 5 | B | D | N | N | 85389099 | 1 | 4011209967557 | 0.084 | KG | 19.95 | 19.95 | CP20 | CP20 | Selector switch, illuminable, 30 mm, round, metal, matte, white, selector switch, long, front ring for flush installation, 2 switch positions O<I, momentary contact type, Actuating angle 45Â°, 10:30h/12h | - | 0 | 0
3SU1062-2EC60-0AA0-Z | X90 | 3SU1062-2EC60-0AA0-ZX90 | 1 | UN | 1 | 5 | B | D | EAR99 | N | 85389099 | 50 |  | 0.056 | KG | 19.95 | 19.95 | CP20 | CP20 | Selector switch, illuminable, 30 mm, round, Metal, matte, white, selector switch, long, front ring for flush installation, 2 switch positions O<I, momentary contact type, Actuating angle 45Â°, 10:30h/12h, Z=50-unit packaging | - | 0 | 0
3SU1062-2EC60-0AA0-Z | Y10 | 3SU1062-2EC60-0AA0-ZY10 | 1 | UN | 1 | 10 | C | D | N | N | 85389099 | 1 |  | 0.056 | KG | 24.7 | 24.7 | CP20 | CP20 | Selector switch, illuminable, 30 mm, round, Metal, matte, white, selector switch, long, front ring for flush installation, 2 switch positions O<I, momentary contact type, Actuating angle 45Â°, 10:30h/12h, with laser labeling, upper case and lower case, always upper case at beginning of line | - | 0 | 0
3SU1062-2EC60-0AA0-Z | Y11 | 3SU1062-2EC60-0AA0-ZY11 | 1 | UN | 1 | 10 | C | D | N | N | 85389099 | 1 |  | 0.056 | KG | 24.7 | 24.7 | CP20 | CP20 | Selector switch, illuminable, 30 mm, round, Metal, matte, white, selector switch, long, front ring for flush installation, 2 switch positions O<I, momentary contact type, Actuating angle 45Â°, 10:30h/12h, with laser labeling, upper case | - | 0 | 0
3SU1062-2EC60-0AA0-Z | Y12 | 3SU1062-2EC60-0AA0-ZY12 | 1 | UN | 1 | 10 | C | D | N | N | 85389099 | 1 |  | 0.056 | KG | 24.7 | 24.7 | CP20 | CP20 | Selector switch, illuminable, 30 mm, round, Metal, matte, white, selector switch, long, front ring for flush installation, 2 switch positions O<I, momentary contact type, Actuating angle 45Â°, 10:30h/12h, with laser labeling, lower case | - | 0 | 0
3SU1062-2EC60-0AA0-Z | Y15 | 3SU1062-2EC60-0AA0-ZY15 | 1 | UN | 1 | 10 | C | D | N | N | 85389099 | 1 |  | 0.056 | KG | 24.7 | 24.7 | CP20 | CP20 | Selector switch, illuminable, 30 mm, round, Metal, matte, white, selector switch, long, front ring for flush installation, 2 switch positions O<I, momentary contact type, Actuating angle 45Â°, 10:30h/12h, with laser labeling, upper case and lower case, always upper case at the beginning of the word | - | 0 | 0
3SU1062-2EC60-0AA0-Z | Y19 | 3SU1062-2EC60-0AA0-ZY19 | 1 | UN | 1 | 10 | C | D | N | N | 85389099 | 1 |  | 0.056 | KG | 20.9 | 20.9 | CP20 | CP20 | Selector switch, illuminable, 30 mm, round, Metal, matte, white, selector switch, long, front ring for flush installation, 2 switch positions O<I, momentary contact type, Actuating angle 45Â°, 10:30h/12h, with laser labeling, inscription or symbol Customer-specific selection with SIRIUS ACT configurator (CIN) | - | 0 | 0
3SU1062-2EF10-0AA0 |  | 3SU1062-2EF10-0AA0 | 1 | UN | 1 | 3 | B | D | N | N | 85389099 | 1 | 4047621016757 | 0.02 | KG | 19.95 | 19.95 | CP20 | CP20 | Illuminable selector switch, 30 mm, round, Metal matte, black, Selector switch long, front ring for flush installation, latching, actuating angle 90Â°, 10:30h/13:30h | - | 0 | 0
3SU1062-2EF10-0AA0-Z | X90 | 3SU1062-2EF10-0AA0-ZX90 | 1 | UN | 1 | 5 | B | D | EAR99 | N | 85389099 | 50 |  | 0.056 | KG | 19.95 | 19.95 | CP20 | CP20 | Illuminable selector switch, 30 mm, round, Metal matt, black, Selector switch long, front ring for flush installation, latching, actuating angle 90Â°, 10:30 /13:30, Z=50-unit packaging | - | 0 | 0
3SU1062-2EF10-0AA0-Z | Y10 | 3SU1062-2EF10-0AA0-ZY10 | 1 | UN | 1 | 10 | C | D | N | N | 85389099 | 1 |  | 0.056 | KG | 24.7 | 24.7 | CP20 | CP20 | Illuminable selector switch, 30 mm, round, Metal matt, black, Selector switch long, front ring for flush installation, latching, actuating angle 90Â°, 10:30h/13:30h, with laser labeling, upper case and lower case, always upper case at beginning of line | - | 0 | 0
3SU1062-2EF10-0AA0-Z | Y11 | 3SU1062-2EF10-0AA0-ZY11 | 1 | UN | 1 | 10 | C | D | N | N | 85389099 | 1 |  | 0.056 | KG | 24.7 | 24.7 | CP20 | CP20 | Illuminable selector switch, 30 mm, round, Metal matt, black, Selector switch long, front ring for flush installation, latching, actuating angle 90Â°, 10:30h/13:30h, with laser labeling, upper case | - | 0 | 0
3SU1062-2EF10-0AA0-Z | Y12 | 3SU1062-2EF10-0AA0-ZY12 | 1 | UN | 1 | 10 | C | D | N | N | 85389099 | 1 |  | 0.056 | KG | 24.7 | 24.7 | CP20 | CP20 | Illuminable selector switch, 30 mm, round, Metal matt, black, Selector switch long, front ring for flush installation, latching, actuating angle 90Â°, 10:30h/13:30h, with laser labeling, lower case | - | 0 | 0
3SU1062-2EF10-0AA0-Z | Y15 | 3SU1062-2EF10-0AA0-ZY15 | 1 | UN | 1 | 10 | C | D | N | N | 85389099 | 1 |  | 0.056 | KG | 24.7 | 24.7 | CP20 | CP20 | Illuminable selector switch, 30 mm, round, Metal matt, black, Selector switch long, front ring for flush installation, latching, actuating angle 90Â°, 10:30h/13:30h, with laser labeling, upper case and lower case, always upper case at the beginning of the word | - | 0 | 0
3SU1062-2EF10-0AA0-Z | Y19 | 3SU1062-2EF10-0AA0-ZY19 | 1 | UN | 1 | 10 | C | D | N | N | 85389099 | 1 |  | 0.086 | KG | 20.9 | 20.9 | CP20 | CP20 | Illuminable selector switch, 30 mm, round, Metal matt, black, Selector switch long, front ring for flush installation, latching, actuating angle 90Â°, 10:30h/13:30h, with laser labeling, inscription or symbol, Customer-specific selection with SIRIUS ACT configurator (CIN) | - | 0 | 0
3SU1062-2EF20-0AA0 |  | 3SU1062-2EF20-0AA0 | 1 | UN | 1 | 5 | B | D | N | N | 85389099 | 1 | 4011209968387 | 0.02 | KG | 19.95 | 19.95 | CP20 | CP20 | Selector switch, illuminable, 30 mm, round, metal, matte, red, selector switch, long, front ring for flush installation, 2 switch positions O-I, latching, actuating angle 90Â°, 10:30h/13:30h | - | 0 | 0
3SU1062-2EF20-0AA0-Z | X90 | 3SU1062-2EF20-0AA0-ZX90 | 1 | UN | 1 | 5 | B | D | EAR99 | N | 85389099 | 50 |  | 0.056 | KG | 19.95 | 19.95 | CP20 | CP20 | Selector switch, illuminable, 30 mm, round, Metal, matte, red, selector switch, long, front ring for flush installation, 2 switch positions O-I, latching, actuating angle 90Â°, 10:30h/13:30h, Z=50-unit packaging | - | 0 | 0
3SU1062-2EF20-0AA0-Z | Y10 | 3SU1062-2EF20-0AA0-ZY10 | 1 | UN | 1 | 10 | C | D | N | N | 85389099 | 1 |  | 0.056 | KG | 24.7 | 24.7 | CP20 | CP20 | Selector switch, illuminable, 30 mm, round, Metal, matte, red, selector switch, long, front ring for flush installation, 2 switch positions O-I, latching, actuating angle 90Â°, 10:30h/13:30h, with laser labeling, upper case and lower case, always upper case at beginning of line | - | 0 | 0
3SU1062-2EF20-0AA0-Z | Y11 | 3SU1062-2EF20-0AA0-ZY11 | 1 | UN | 1 | 10 | C | D | N | N | 85389099 | 1 |  | 0.056 | KG | 24.7 | 24.7 | CP20 | CP20 | Selector switch, illuminable, 30 mm, round, Metal, matte, red, selector switch, long, front ring for flush installation, 2 switch positions O-I, latching, actuating angle 90Â°, 10:30h/13:30h, with laser labeling, upper case | - | 0 | 0
3SU1062-2EF20-0AA0-Z | Y12 | 3SU1062-2EF20-0AA0-ZY12 | 1 | UN | 1 | 10 | C | D | N | N | 85389099 | 1 |  | 0.056 | KG | 24.7 | 24.7 | CP20 | CP20 | Selector switch, illuminable, 30 mm, round, Metal, matte, red, selector switch, long, front ring for flush installation, 2 switch positions O-I, latching, actuating angle 90Â°, 10:30h/13:30h, with laser labeling, lower case | - | 0 | 0
3SU1062-2EF20-0AA0-Z | Y15 | 3SU1062-2EF20-0AA0-ZY15 | 1 | UN | 1 | 10 | C | D | N | N | 85389099 | 1 |  | 0.056 | KG | 24.7 | 24.7 | CP20 | CP20 | Selector switch, illuminable, 30 mm, round, Metal, matte, red, selector switch, long, front ring for flush installation, 2 switch positions O-I, latching, actuating angle 90Â°, 10:30h/13:30h, with laser labeling, upper case and lower case, always upper case at the beginning of the word | - | 0 | 0
3SU1062-2EF20-0AA0-Z | Y19 | 3SU1062-2EF20-0AA0-ZY19 | 1 | UN | 1 | 10 | C | D | N | N | 85389099 | 1 |  | 0.06 | KG | 20.9 | 20.9 | CP20 | CP20 | Selector switch, illuminable, 30 mm, round, Metal, matte, red, selector switch, long, front ring for flush installation, 2 switch positions O-I, latching, actuating angle 90Â°, 10:30h/13:30h, with laser labeling, inscription or symbol Customer-specific selection with SIRIUS ACT configurator (CIN) | - | 0 | 0
3SU1062-2EF40-0AA0 |  | 3SU1062-2EF40-0AA0 | 1 | UN | 1 | 5 | B | D | N | N | 85389099 | 1 | 4011209968370 | 0.085 | KG | 19.95 | 19.95 | CP20 | CP20 | Selector switch, illuminable, 30 mm, round, metal, matte, green, selector switch, long, front ring for flush installation, 2 switch positions O-I, latching, actuating angle 90Â°, 10:30h/13:30h | - | 0 | 0
3SU1062-2EF40-0AA0-Z | X90 | 3SU1062-2EF40-0AA0-ZX90 | 1 | UN | 1 | 5 | B | D | EAR99 | N | 85389099 | 50 |  | 0.056 | KG | 19.95 | 19.95 | CP20 | CP20 | Selector switch, illuminable, 30 mm, round, Metal, matte, green, selector switch, long, front ring for flush installation, 2 switch positions O-I, latching, actuating angle 90Â°, 10:30h/13:30h, Z=50-unit packaging | - | 0 | 0
3SU1062-2EF40-0AA0-Z | Y10 | 3SU1062-2EF40-0AA0-ZY10 | 1 | UN | 1 | 10 | C | D | N | N | 85389099 | 1 |  | 0.056 | KG | 24.7 | 24.7 | CP20 | CP20 | Selector switch, illuminable, 30 mm, round, Metal, matte, green, selector switch, long, front ring for flush installation, 2 switch positions O-I, latching, actuating angle 90Â°, 10:30h/13:30h, with laser labeling, upper case and lower case, always upper case at beginning of line | - | 0 | 0
3SU1062-2EF40-0AA0-Z | Y11 | 3SU1062-2EF40-0AA0-ZY11 | 1 | UN | 1 | 10 | C | D | N | N | 85389099 | 1 |  | 0.08 | KG | 24.7 | 24.7 | CP20 | CP20 | Selector switch, illuminable, 30 mm, round, Metal, matte, green, selector switch, long, front ring for flush installation, 2 switch positions O-I, latching, actuating angle 90Â°, 10:30h/13:30h, with laser labeling, upper case | - | 0 | 0
3SU1062-2EF40-0AA0-Z | Y12 | 3SU1062-2EF40-0AA0-ZY12 | 1 | UN | 1 | 10 | C | D | N | N | 85389099 | 1 |  | 0.056 | KG | 24.7 | 24.7 | CP20 | CP20 | Selector switch, illuminable, 30 mm, round, Metal, matte, green, selector switch, long, front ring for flush installation, 2 switch positions O-I, latching, actuating angle 90Â°, 10:30h/13:30h, with laser labeling, lower case | - | 0 | 0
3SU1062-2EF40-0AA0-Z | Y15 | 3SU1062-2EF40-0AA0-ZY15 | 1 | UN | 1 | 10 | C | D | N | N | 85389099 | 1 |  | 0.056 | KG | 24.7 | 24.7 | CP20 | CP20 | Selector switch, illuminable, 30 mm, round, Metal, matte, green, selector switch, long, front ring for flush installation, 2 switch positions O-I, latching, actuating angle 90Â°, 10:30h/13:30h, with laser labeling, upper case and lower case, always upper case at the beginning of the word | - | 0 | 0
3SU1062-2EF40-0AA0-Z | Y19 | 3SU1062-2EF40-0AA0-ZY19 | 1 | UN | 1 | 10 | C | D | N | N | 85389099 | 1 |  | 0.085 | KG | 20.9 | 20.9 | CP20 | CP20 | Selector switch, illuminable, 30 mm, round, Metal, matte, green, selector switch, long, front ring for flush installation, 2 switch positions O-I, latching, actuating angle 90Â°, 10:30h/13:30h, with laser labeling, inscription or symbol Customer-specific selection with SIRIUS ACT configurator (CIN) | - | 0 | 0
3SU1062-2EF60-0AA0 |  | 3SU1062-2EF60-0AA0 | 1 | UN | 1 | 3 | B | D | N | N | 85389099 | 1 | 4011209968363 | 0.02 | KG | 19.95 | 19.95 | CP20 | CP20 | Selector switch, illuminable, 30 mm, round, metal, matte, white, selector switch, long, front ring for flush installation, 2 switch positions O-I, latching, actuating angle 90Â°, 10:30h/13:30h | - | 0 | 0
3SU1062-2EF60-0AA0-Z | X90 | 3SU1062-2EF60-0AA0-ZX90 | 1 | UN | 1 | 5 | B | D | EAR99 | N | 85389099 | 50 |  | 0.056 | KG | 19.95 | 19.95 | CP20 | CP20 | Selector switch, illuminable, 30 mm, round, Metal, matte, white, selector switch, long, front ring for flush installation, 2 switch positions O-I, latching, actuating angle 90Â°, 10:30h/13:30h, Z=50-unit packaging | - | 0 | 0
3SU1062-2EF60-0AA0-Z | Y10 | 3SU1062-2EF60-0AA0-ZY10 | 1 | UN | 1 | 10 | C | D | N | N | 85389099 | 1 |  | 0.056 | KG | 24.7 | 24.7 | CP20 | CP20 | Selector switch, illuminable, 30 mm, round, Metal, matte, white, selector switch, long, front ring for flush installation, 2 switch positions O-I, latching, actuating angle 90Â°, 10:30h/13:30h, with laser labeling, upper case and lower case, always upper case at beginning of line | - | 0 | 0
3SU1062-2EF60-0AA0-Z | Y11 | 3SU1062-2EF60-0AA0-ZY11 | 1 | UN | 1 | 10 | C | D | N | N | 85389099 | 1 |  | 0.056 | KG | 24.7 | 24.7 | CP20 | CP20 | Selector switch, illuminable, 30 mm, round, Metal, matte, white, selector switch, long, front ring for flush installation, 2 switch positions O-I, latching, actuating angle 90Â°, 10:30h/13:30h, with laser labeling, upper case | - | 0 | 0
3SU1062-2EF60-0AA0-Z | Y12 | 3SU1062-2EF60-0AA0-ZY12 | 1 | UN | 1 | 10 | C | D | N | N | 85389099 | 1 |  | 0.056 | KG | 24.7 | 24.7 | CP20 | CP20 | Selector switch, illuminable, 30 mm, round, Metal, matte, white, selector switch, long, front ring for flush installation, 2 switch positions O-I, latching, actuating angle 90Â°, 10:30h/13:30h, with laser labeling, lower case | - | 0 | 0
3SU1062-2EF60-0AA0-Z | Y15 | 3SU1062-2EF60-0AA0-ZY15 | 1 | UN | 1 | 10 | C | D | N | N | 85389099 | 1 |  | 0.056 | KG | 24.7 | 24.7 | CP20 | CP20 | Selector switch, illuminable, 30 mm, round, Metal, matte, white, selector switch, long, front ring for flush installation, 2 switch positions O-I, latching, actuating angle 90Â°, 10:30h/13:30h, with laser labeling, upper case and lower case, always upper case at the beginning of the word | - | 0 | 0
3SU1062-2EF60-0AA0-Z | Y19 | 3SU1062-2EF60-0AA0-ZY19 | 1 | UN | 1 | 10 | C | D | N | N | 85389099 | 1 |  | 0.08 | KG | 20.9 | 20.9 | CP20 | CP20 | Selector switch, illuminable, 30 mm, round, Metal, matte, white, selector switch, long, front ring for flush installation, 2 switch positions O-I, latching, actuating angle 90Â°, 10:30h/13:30h, with laser labeling, inscription or symbol Customer-specific selection with SIRIUS ACT configurator (CIN) | - | 0 | 0
3SU1062-2EL10-0AA0 |  | 3SU1062-2EL10-0AA0 | 1 | UN | 1 | 3 | B | D | N | N | 85389099 | 1 | 4047621016764 | 0.02 | KG | 19.95 | 19.95 | CP20 | CP20 | Illuminable selector switch, 30 mm, round, Metal matte, black, Selector switch long, front ring for flush installation, latching, actuating angle 2x45Â°, 10:30h/12h/13:30h | - | 0 | 0
3SU1062-2EL10-0AA0-Z | X90 | 3SU1062-2EL10-0AA0-ZX90 | 1 | UN | 1 | 5 | B | D | EAR99 | N | 85389099 | 50 |  | 0.056 | KG | 19.95 | 19.95 | CP20 | CP20 | Illuminable selector switch, 30 mm, round, Metal matt, black, Selector switch long, front ring for flush installation, latching, actuating angle 2x45Â°, 10:30 /12 /13:30, Z=50-unit packaging | - | 0 | 0
3SU1062-2EL10-0AA0-Z | Y10 | 3SU1062-2EL10-0AA0-ZY10 | 1 | UN | 1 | 10 | C | D | N | N | 85389099 | 1 |  | 0.056 | KG | 24.7 | 24.7 | CP20 | CP20 | Illuminable selector switch, 30 mm, round, Metal matt, black, Selector switch long, front ring for flush installation, latching, actuating angle 2x45Â°, 10:30h/12h/13:30h, with laser labeling, upper case and lower case, always upper case at beginning of line | - | 0 | 0
3SU1062-2EL10-0AA0-Z | Y11 | 3SU1062-2EL10-0AA0-ZY11 | 1 | UN | 1 | 10 | C | D | N | N | 85389099 | 1 |  | 0.056 | KG | 24.7 | 24.7 | CP20 | CP20 | Illuminable selector switch, 30 mm, round, Metal matt, black, Selector switch long, front ring for flush installation, latching, actuating angle 2x45Â°, 10:30h/12h/13:30h, with laser labeling, upper case | - | 0 | 0
3SU1062-2EL10-0AA0-Z | Y12 | 3SU1062-2EL10-0AA0-ZY12 | 1 | UN | 1 | 10 | C | D | N | N | 85389099 | 1 |  | 0.056 | KG | 24.7 | 24.7 | CP20 | CP20 | Illuminable selector switch, 30 mm, round, Metal matt, black, Selector switch long, front ring for flush installation, latching, actuating angle 2x45Â°, 10:30h/12h/13:30h, with laser labeling, lower case | - | 0 | 0
3SU1062-2EL10-0AA0-Z | Y15 | 3SU1062-2EL10-0AA0-ZY15 | 1 | UN | 1 | 10 | C | D | N | N | 85389099 | 1 |  | 0.056 | KG | 24.7 | 24.7 | CP20 | CP20 | Illuminable selector switch, 30 mm, round, Metal matt, black, Selector switch long, front ring for flush installation, latching, actuating angle 2x45Â°, 10:30h/12h/13:30h, with laser labeling, upper case and lower case, always upper case at the beginning of the word | - | 0 | 0
3SU1062-2EL10-0AA0-Z | Y19 | 3SU1062-2EL10-0AA0-ZY19 | 1 | UN | 1 | 10 | C | D | N | N | 85389099 | 1 |  | 0.08 | KG | 20.9 | 20.9 | CP20 | CP20 | Illuminable selector switch, 30 mm, round, Metal matt, black, Selector switch long, front ring for flush installation, latching, actuating angle 2x45Â°, 10:30h/12h/13:30h, with laser labeling, inscription or symbol, Customer-specific selection with SIRIUS ACT configurator (CIN) | - | 0 | 0
3SU1062-2EL20-0AA0 |  | 3SU1062-2EL20-0AA0 | 1 | UN | 1 | 5 | B | D | N | N | 85389099 | 1 | 4011209968417 | 0.02 | KG | 19.95 | 19.95 | CP20 | CP20 | Selector switch, illuminable, 30 mm, round, metal, matte, red, selector switch, long, front ring for flush installation, 3 switch positions I-O-II, latching, actuating angle 2x45Â°, 10:30h/12h/13:30h | - | 0 | 0
3SU1062-2EL20-0AA0-Z | X90 | 3SU1062-2EL20-0AA0-ZX90 | 1 | UN | 1 | 5 | B | D | EAR99 | N | 85389099 | 50 |  | 0.056 | KG | 19.95 | 19.95 | CP20 | CP20 | Selector switch, illuminable, 30 mm, round, Metal, matte, red, selector switch, long, front ring for flush installation, 3 switch positions I-O-II, latching, actuating angle 2x45Â°, 10:30h/12h/13:30h, Z=50-unit packaging | - | 0 | 0
3SU1062-2EL20-0AA0-Z | Y10 | 3SU1062-2EL20-0AA0-ZY10 | 1 | UN | 1 | 10 | C | D | EAR99 | N | 85389099 | 1 |  | 0.056 | KG | 24.7 | 24.7 | CP20 | CP20 | Selector switch, illuminable, 30 mm, round, Metal, matte, red, selector switch, long, front ring for flush installation, 3 switch positions I-O-II, latching, actuating angle 2x45Â°, 10:30h/12h/13:30h, with laser labeling, upper case and lower case, always upper case at beginning of line | - | 0 | 0
3SU1062-2EL20-0AA0-Z | Y11 | 3SU1062-2EL20-0AA0-ZY11 | 1 | UN | 1 | 10 | C | D | EAR99 | N | 85389099 | 1 |  | 0.056 | KG | 24.7 | 24.7 | CP20 | CP20 | Selector switch, illuminable, 30 mm, round, Metal, matte, red, selector switch, long, front ring for flush installation, 3 switch positions I-O-II, latching, actuating angle 2x45Â°, 10:30h/12h/13:30h, with laser labeling, upper case | - | 0 | 0
3SU1062-2EL20-0AA0-Z | Y12 | 3SU1062-2EL20-0AA0-ZY12 | 1 | UN | 1 | 10 | C | D | EAR99 | N | 85389099 | 1 |  | 0.056 | KG | 24.7 | 24.7 | CP20 | CP20 | Selector switch, illuminable, 30 mm, round, Metal, matte, red, selector switch, long, front ring for flush installation, 3 switch positions I-O-II, latching, actuating angle 2x45Â°, 10:30h/12h/13:30h, with laser labeling, lower case | - | 0 | 0
3SU1062-2EL20-0AA0-Z | Y15 | 3SU1062-2EL20-0AA0-ZY15 | 1 | UN | 1 | 10 | C | D | EAR99 | N | 85389099 | 1 |  | 0.056 | KG | 24.7 | 24.7 | CP20 | CP20 | Selector switch, illuminable, 30 mm, round, Metal, matte, red, selector switch, long, front ring for flush installation, 3 switch positions I-O-II, latching, actuating angle 2x45Â°, 10:30h/12h/13:30h, with laser labeling, upper case and lower case, always upper case at the beginning of the word | - | 0 | 0
3SU1062-2EL20-0AA0-Z | Y19 | 3SU1062-2EL20-0AA0-ZY19 | 1 | UN | 1 | 10 | C | D | EAR99 | N | 85389099 | 1 |  | 0.056 | KG | 20.9 | 20.9 | CP20 | CP20 | Selector switch, illuminable, 30 mm, round, Metal, matte, red, selector switch, long, front ring for flush installation, 3 switch positions I-O-II, latching, actuating angle 2x45Â°, 10:30h/12h/13:30h, with laser labeling, inscription or symbol Customer-specific selection with SIRIUS ACT configurator (CIN) | - | 0 | 0
3SU1062-2EL40-0AA0 |  | 3SU1062-2EL40-0AA0 | 1 | UN | 1 | 5 | B | D | N | N | 85389099 | 1 | 4011209968400 | 0.084 | KG | 19.95 | 19.95 | CP20 | CP20 | Selector switch, illuminable, 30 mm, round, metal, matte, green, selector switch, long, front ring for flush installation, 3 switch positions I-O-II, latching, actuating angle 2x45Â°, 10:30h/12h/13:30h | - | 0 | 0
3SU1062-2EL40-0AA0-Z | X90 | 3SU1062-2EL40-0AA0-ZX90 | 1 | UN | 1 | 5 | B | D | EAR99 | N | 85389099 | 50 |  | 0.056 | KG | 19.95 | 19.95 | CP20 | CP20 | Selector switch, illuminable, 30 mm, round, Metal, matte, green, selector switch, long, front ring for flush installation, 3 switch positions I-O-II, latching, actuating angle 2x45Â°, 10:30h/12h/13:30h, Z=50-unit packaging | - | 0 | 0
3SU1062-2EL40-0AA0-Z | Y10 | 3SU1062-2EL40-0AA0-ZY10 | 1 | UN | 1 | 10 | C | D | N | N | 85389099 | 1 |  | 0.056 | KG | 24.7 | 24.7 | CP20 | CP20 | Selector switch, illuminable, 30 mm, round, Metal, matte, green, selector switch, long, front ring for flush installation, 3 switch positions I-O-II, latching, actuating angle 2x45Â°, 10:30h/12h/13:30h, with laser labeling, upper case and lower case, always upper case at beginning of line | - | 0 | 0
3SU1062-2EL40-0AA0-Z | Y11 | 3SU1062-2EL40-0AA0-ZY11 | 1 | UN | 1 | 10 | C | D | N | N | 85389099 | 1 |  | 0.056 | KG | 24.7 | 24.7 | CP20 | CP20 | Selector switch, illuminable, 30 mm, round, Metal, matte, green, selector switch, long, front ring for flush installation, 3 switch positions I-O-II, latching, actuating angle 2x45Â°, 10:30h/12h/13:30h, with laser labeling, upper case | - | 0 | 0
3SU1062-2EL40-0AA0-Z | Y12 | 3SU1062-2EL40-0AA0-ZY12 | 1 | UN | 1 | 10 | C | D | N | N | 85389099 | 1 |  | 0.056 | KG | 24.7 | 24.7 | CP20 | CP20 | Selector switch, illuminable, 30 mm, round, Metal, matte, green, selector switch, long, front ring for flush installation, 3 switch positions I-O-II, latching, actuating angle 2x45Â°, 10:30h/12h/13:30h, with laser labeling, lower case | - | 0 | 0
3SU1062-2EL40-0AA0-Z | Y15 | 3SU1062-2EL40-0AA0-ZY15 | 1 | UN | 1 | 10 | C | D | N | N | 85389099 | 1 |  | 0.056 | KG | 24.7 | 24.7 | CP20 | CP20 | Selector switch, illuminable, 30 mm, round, Metal, matte, green, selector switch, long, front ring for flush installation, 3 switch positions I-O-II, latching, actuating angle 2x45Â°, 10:30h/12h/13:30h, with laser labeling, upper case and lower case, always upper case at the beginning of the word | - | 0 | 0
3SU1062-2EL40-0AA0-Z | Y19 | 3SU1062-2EL40-0AA0-ZY19 | 1 | UN | 1 | 10 | C | D | N | N | 85389099 | 1 |  | 0.093 | KG | 20.9 | 20.9 | CP20 | CP20 | Selector switch, illuminable, 30 mm, round, Metal, matte, green, selector switch, long, front ring for flush installation, 3 switch positions I-O-II, latching, actuating angle 2x45Â°, 10:30h/12h/13:30h, with laser labeling, inscription or symbol Customer-specific selection with SIRIUS ACT configurator (CIN) | - | 0 | 0
3SU1062-2EL60-0AA0 |  | 3SU1062-2EL60-0AA0 | 1 | UN | 1 | 3 | B | D | N | N | 85389099 | 1 | 4011209968394 | 0.02 | KG | 19.95 | 19.95 | CP20 | CP20 | Selector switch, illuminable, 30 mm, round, metal, matte, white, selector switch, long, front ring for flush installation, 3 switch positions I-O-II, latching, actuating angle 2x45Â°, 10:30h/12h/13:30h | - | 0 | 0
3SU1062-2EL60-0AA0-Z | X90 | 3SU1062-2EL60-0AA0-ZX90 | 1 | UN | 1 | 5 | B | D | EAR99 | N | 85389099 | 50 |  | 0.056 | KG | 19.95 | 19.95 | CP20 | CP20 | Selector switch, illuminable, 30 mm, round, Metal, matte, white, selector switch, long, front ring for flush installation, 3 switch positions I-O-II, latching, actuating angle 2x45Â°, 10:30h/12h/13:30h, Z=50-unit packaging | - | 0 | 0
3SU1062-2EL60-0AA0-Z | Y10 | 3SU1062-2EL60-0AA0-ZY10 | 1 | UN | 1 | 10 | C | D | N | N | 85389099 | 1 |  | 0.056 | KG | 24.7 | 24.7 | CP20 | CP20 | Selector switch, illuminable, 30 mm, round, Metal, matte, white, selector switch, long, front ring for flush installation, 3 switch positions I-O-II, latching, actuating angle 2x45Â°, 10:30h/12h/13:30h, with laser labeling, upper case and lower case, always upper case at beginning of line | - | 0 | 0
3SU1062-2EL60-0AA0-Z | Y11 | 3SU1062-2EL60-0AA0-ZY11 | 1 | UN | 1 | 10 | C | D | N | N | 85389099 | 1 |  | 0.056 | KG | 24.7 | 24.7 | CP20 | CP20 | Selector switch, illuminable, 30 mm, round, Metal, matte, white, selector switch, long, front ring for flush installation, 3 switch positions I-O-II, latching, actuating angle 2x45Â°, 10:30h/12h/13:30h, with laser labeling, upper case | - | 0 | 0
3SU1062-2EL60-0AA0-Z | Y12 | 3SU1062-2EL60-0AA0-ZY12 | 1 | UN | 1 | 10 | C | D | N | N | 85389099 | 1 |  | 0.056 | KG | 24.7 | 24.7 | CP20 | CP20 | Selector switch, illuminable, 30 mm, round, Metal, matte, white, selector switch, long, front ring for flush installation, 3 switch positions I-O-II, latching, actuating angle 2x45Â°, 10:30h/12h/13:30h, with laser labeling, lower case | - | 0 | 0
3SU1062-2EL60-0AA0-Z | Y15 | 3SU1062-2EL60-0AA0-ZY15 | 1 | UN | 1 | 10 | C | D | N | N | 85389099 | 1 |  | 0.056 | KG | 24.7 | 24.7 | CP20 | CP20 | Selector switch, illuminable, 30 mm, round, Metal, matte, white, selector switch, long, front ring for flush installation, 3 switch positions I-O-II, latching, actuating angle 2x45Â°, 10:30h/12h/13:30h, with laser labeling, upper case and lower case, always upper case at the beginning of the word | - | 0 | 0
3SU1062-2EL60-0AA0-Z | Y19 | 3SU1062-2EL60-0AA0-ZY19 | 1 | UN | 1 | 10 | C | D | N | N | 85389099 | 1 |  | 0.1 | KG | 20.9 | 20.9 | CP20 | CP20 | Selector switch, illuminable, 30 mm, round, Metal, matte, white, selector switch, long, front ring for flush installation, 3 switch positions I-O-II, latching, actuating angle 2x45Â°, 10:30h/12h/13:30h, with laser labeling, inscription or symbol Customer-specific selection with SIRIUS ACT configurator (CIN) | - | 0 | 0
3SU1062-2EM10-0AA0 |  | 3SU1062-2EM10-0AA0 | 1 | UN | 1 | 3 | B | D | N | N | 85389099 | 1 | 4047621016771 | 0.085 | KG | 19.95 | 19.95 | CP20 | CP20 | Illuminable selector switch, 30 mm, round, Metal matte, black, Selector switch long, front ring for flush installation, momentary contact type, actuating angle 2x45Â°, 10:30h/12h/13:30h | - | 0 | 0
3SU1062-2EM10-0AA0-Z | X90 | 3SU1062-2EM10-0AA0-ZX90 | 1 | UN | 1 | 5 | B | D | EAR99 | N | 85389099 | 50 |  | 0.056 | KG | 19.95 | 19.95 | CP20 | CP20 | Illuminable selector switch, 30 mm, round, Metal matt, black, Selector switch long, front ring for flush installation, momentary contact type, actuating angle 2x45Â°, 10:30 /12 /13:30, Z=50-unit packaging | - | 0 | 0
3SU1062-2EM10-0AA0-Z | Y10 | 3SU1062-2EM10-0AA0-ZY10 | 1 | UN | 1 | 10 | C | D | N | N | 85389099 | 1 |  | 0.056 | KG | 24.7 | 24.7 | CP20 | CP20 | Illuminable selector switch, 30 mm, round, Metal matt, black, Selector switch long, front ring for flush installation, momentary contact type, actuating angle 2x45Â°, 10:30h/12h/13:30h, with laser labeling, upper case and lower case, always upper case at beginning of line | - | 0 | 0
3SU1062-2EM10-0AA0-Z | Y11 | 3SU1062-2EM10-0AA0-ZY11 | 1 | UN | 1 | 10 | C | D | N | N | 85389099 | 1 |  | 0.056 | KG | 24.7 | 24.7 | CP20 | CP20 | Illuminable selector switch, 30 mm, round, Metal matt, black, Selector switch long, front ring for flush installation, momentary contact type, actuating angle 2x45Â°, 10:30h/12h/13:30h, with laser labeling, upper case | - | 0 | 0
3SU1062-2EM10-0AA0-Z | Y12 | 3SU1062-2EM10-0AA0-ZY12 | 1 | UN | 1 | 10 | C | D | N | N | 85389099 | 1 |  | 0.056 | KG | 24.7 | 24.7 | CP20 | CP20 | Illuminable selector switch, 30 mm, round, Metal matt, black, Selector switch long, front ring for flush installation, momentary contact type, actuating angle 2x45Â°, 10:30h/12h/13:30h, with laser labeling, lower case | - | 0 | 0
3SU1062-2EM10-0AA0-Z | Y15 | 3SU1062-2EM10-0AA0-ZY15 | 1 | UN | 1 | 10 | C | D | N | N | 85389099 | 1 |  | 0.056 | KG | 24.7 | 24.7 | CP20 | CP20 | Illuminable selector switch, 30 mm, round, Metal matt, black, Selector switch long, front ring for flush installation, momentary contact type, actuating angle 2x45Â°, 10:30h/12h/13:30h, with laser labeling, upper case and lower case, always upper case at the beginning of the word | - | 0 | 0
3SU1062-2EM10-0AA0-Z | Y19 | 3SU1062-2EM10-0AA0-ZY19 | 1 | UN | 1 | 10 | C | D | N | N | 85389099 | 1 |  | 0.082 | KG | 20.9 | 20.9 | CP20 | CP20 | Illuminable selector switch, 30 mm, round, Metal matt, black, Selector switch long, front ring for flush installation, momentary contact type, actuating angle 2x45Â°, 10:30h/12h/13:30h, with laser labeling, inscription or symbol, Customer-specific selection with SIRIUS ACT configurator (CIN) | - | 0 | 0
3SU1062-2EM20-0AA0 |  | 3SU1062-2EM20-0AA0 | 1 | UN | 1 | 5 | B | D | N | N | 85389099 | 1 | 4011209968448 | 0.084 | KG | 19.95 | 19.95 | CP20 | CP20 | Selector switch, illuminable, 30 mm, round, metal, matte, red, selector switch, long, front ring for flush installation, 3 switch positions I>O<II, momentary contact type, actuating angle 2x45Â°, 10:30h/12h/13:30h | - | 0 | 0
3SU1062-2EM20-0AA0-Z | X90 | 3SU1062-2EM20-0AA0-ZX90 | 1 | UN | 1 | 5 | B | D | EAR99 | N | 85389099 | 50 |  | 0.056 | KG | 19.95 | 19.95 | CP20 | CP20 | Selector switch, illuminable, 30 mm, round, Metal, matte, red, selector switch, long, front ring for flush installation, 3 switch positions I>O<II, momentary contact type, actuating angle 2x45Â°, 10:30h/12h/13:30h, Z=50-unit packaging | - | 0 | 0
3SU1062-2EM20-0AA0-Z | Y10 | 3SU1062-2EM20-0AA0-ZY10 | 1 | UN | 1 | 10 | C | D | N | N | 85389099 | 1 |  | 0.056 | KG | 24.7 | 24.7 | CP20 | CP20 | Selector switch, illuminable, 30 mm, round, Metal, matte, red, selector switch, long, front ring for flush installation, 3 switch positions I>O<II, momentary contact type, actuating angle 2x45Â°, 10:30h/12h/13:30h, with laser labeling, upper case and lower case, always upper case at beginning of line | - | 0 | 0
3SU1062-2EM20-0AA0-Z | Y11 | 3SU1062-2EM20-0AA0-ZY11 | 1 | UN | 1 | 10 | C | D | N | N | 85389099 | 1 |  | 0.056 | KG | 24.7 | 24.7 | CP20 | CP20 | Selector switch, illuminable, 30 mm, round, Metal, matte, red, selector switch, long, front ring for flush installation, 3 switch positions I>O<II, momentary contact type, actuating angle 2x45Â°, 10:30h/12h/13:30h, with laser labeling, upper case | - | 0 | 0
3SU1062-2EM20-0AA0-Z | Y12 | 3SU1062-2EM20-0AA0-ZY12 | 1 | UN | 1 | 10 | C | D | N | N | 85389099 | 1 |  | 0.056 | KG | 24.7 | 24.7 | CP20 | CP20 | Selector switch, illuminable, 30 mm, round, Metal, matte, red, selector switch, long, front ring for flush installation, 3 switch positions I>O<II, momentary contact type, actuating angle 2x45Â°, 10:30h/12h/13:30h, with laser labeling, lower case | - | 0 | 0
3SU1062-2EM20-0AA0-Z | Y15 | 3SU1062-2EM20-0AA0-ZY15 | 1 | UN | 1 | 10 | C | D | N | N | 85389099 | 1 |  | 0.056 | KG | 24.7 | 24.7 | CP20 | CP20 | Selector switch, illuminable, 30 mm, round, Metal, matte, red, selector switch, long, front ring for flush installation, 3 switch positions I>O<II, momentary contact type, actuating angle 2x45Â°, 10:30h/12h/13:30h, with laser labeling, upper case and lower case, always upper case at the beginning of the word | - | 0 | 0
3SU1062-2EM20-0AA0-Z | Y19 | 3SU1062-2EM20-0AA0-ZY19 | 1 | UN | 1 | 10 | C | D | N | N | 85389099 | 1 |  | 0.085 | KG | 20.9 | 20.9 | CP20 | CP20 | Selector switch, illuminable, 30 mm, round, Metal, matte, red, selector switch, long, front ring for flush installation, 3 switch positions I>O<II, momentary contact type, actuating angle 2x45Â°, 10:30h/12h/13:30h, with laser labeling, inscription or symbol Customer-specific selection with SIRIUS ACT configurator (CIN) | - | 0 | 0
3SU1062-2EM40-0AA0 |  | 3SU1062-2EM40-0AA0 | 1 | UN | 1 | 5 | B | D | N | N | 85389099 | 1 | 4011209968431 | 0.084 | KG | 19.95 | 19.95 | CP20 | CP20 | Selector switch, illuminable, 30 mm, round, metal, matte, green, selector switch, long, front ring for flush installation, 3 switch positions I>O<II, momentary contact type, actuating angle 2x45Â°, 10:30h/12h/13:30h | - | 0 | 0
3SU1062-2EM40-0AA0-Z | X90 | 3SU1062-2EM40-0AA0-ZX90 | 1 | UN | 1 | 5 | B | D | EAR99 | N | 85389099 | 50 |  | 0.056 | KG | 19.95 | 19.95 | CP20 | CP20 | Selector switch, illuminable, 30 mm, round, Metal, matte, green, selector switch, long, front ring for flush installation, 3 switch positions I>O<II, momentary contact type, actuating angle 2x45Â°, 10:30h/12h/13:30h, Z=50-unit packaging | - | 0 | 0
3SU1062-2EM40-0AA0-Z | Y10 | 3SU1062-2EM40-0AA0-ZY10 | 1 | UN | 1 | 10 | C | D | N | N | 85389099 | 1 |  | 0.056 | KG | 24.7 | 24.7 | CP20 | CP20 | Selector switch, illuminable, 30 mm, round, Metal, matte, green, selector switch, long, front ring for flush installation, 3 switch positions I>O<II, momentary contact type, actuating angle 2x45Â°, 10:30h/12h/13:30h, with laser labeling, upper case and lower case, always upper case at beginning of line | - | 0 | 0
3SU1062-2EM40-0AA0-Z | Y11 | 3SU1062-2EM40-0AA0-ZY11 | 1 | UN | 1 | 10 | C | D | N | N | 85389099 | 1 |  | 0.056 | KG | 24.7 | 24.7 | CP20 | CP20 | Selector switch, illuminable, 30 mm, round, Metal, matte, green, selector switch, long, front ring for flush installation, 3 switch positions I>O<II, momentary contact type, actuating angle 2x45Â°, 10:30h/12h/13:30h, with laser labeling, upper case | - | 0 | 0
3SU1062-2EM40-0AA0-Z | Y12 | 3SU1062-2EM40-0AA0-ZY12 | 1 | UN | 1 | 10 | C | D | N | N | 85389099 | 1 |  | 0.056 | KG | 24.7 | 24.7 | CP20 | CP20 | Selector switch, illuminable, 30 mm, round, Metal, matte, green, selector switch, long, front ring for flush installation, 3 switch positions I>O<II, momentary contact type, actuating angle 2x45Â°, 10:30h/12h/13:30h, with laser labeling, lower case | - | 0 | 0
3SU1062-2EM40-0AA0-Z | Y15 | 3SU1062-2EM40-0AA0-ZY15 | 1 | UN | 1 | 10 | C | D | N | N | 85389099 | 1 |  | 0.056 | KG | 24.7 | 24.7 | CP20 | CP20 | Selector switch, illuminable, 30 mm, round, Metal, matte, green, selector switch, long, front ring for flush installation, 3 switch positions I>O<II, momentary contact type, actuating angle 2x45Â°, 10:30h/12h/13:30h, with laser labeling, upper case and lower case, always upper case at the beginning of the word | - | 0 | 0
3SU1062-2EM40-0AA0-Z | Y19 | 3SU1062-2EM40-0AA0-ZY19 | 1 | UN | 1 | 10 | C | D | N | N | 85389099 | 1 |  | 0.12 | KG | 20.9 | 20.9 | CP20 | CP20 | Selector switch, illuminable, 30 mm, round, Metal, matte, green, selector switch, long, front ring for flush installation, 3 switch positions I>O<II, momentary contact type, actuating angle 2x45Â°, 10:30h/12h/13:30h, with laser labeling, inscription or symbol Customer-specific selection with SIRIUS ACT configurator (CIN) | - | 0 | 0
3SU1062-2EM60-0AA0 |  | 3SU1062-2EM60-0AA0 | 1 | UN | 1 | 3 | B | D | N | N | 85389099 | 1 | 4011209968424 | 0.02 | KG | 19.95 | 19.95 | CP20 | CP20 | Selector switch, illuminable, 30 mm, round, metal, matte, white, selector switch, long, front ring for flush installation, 3 switch positions I>O<II, momentary contact type, actuating angle 2x45Â°, 10:30h/12h/13:30h | - | 0 | 0
3SU1062-2EM60-0AA0-Z | X90 | 3SU1062-2EM60-0AA0-ZX90 | 1 | UN | 1 | 5 | B | D | EAR99 | N | 85389099 | 50 |  | 0.056 | KG | 19.95 | 19.95 | CP20 | CP20 | Selector switch, illuminable, 30 mm, round, Metal, matte, white, selector switch, long, front ring for flush installation, 3 switch positions I>O<II, momentary contact type, actuating angle 2x45Â°, 10:30h/12h/13:30h, Z=50-unit packaging | - | 0 | 0
3SU1062-2EM60-0AA0-Z | Y10 | 3SU1062-2EM60-0AA0-ZY10 | 1 | UN | 1 | 10 | C | D | N | N | 85389099 | 1 |  | 0.056 | KG | 24.7 | 24.7 | CP20 | CP20 | Selector switch, illuminable, 30 mm, round, Metal, matte, white, selector switch, long, front ring for flush installation, 3 switch positions I>O<II, momentary contact type, actuating angle 2x45Â°, 10:30h/12h/13:30h, with laser labeling, upper case and lower case, always upper case at beginning of line | - | 0 | 0
3SU1062-2EM60-0AA0-Z | Y11 | 3SU1062-2EM60-0AA0-ZY11 | 1 | UN | 1 | 10 | C | D | N | N | 85389099 | 1 |  | 0.056 | KG | 24.7 | 24.7 | CP20 | CP20 | Selector switch, illuminable, 30 mm, round, Metal, matte, white, selector switch, long, front ring for flush installation, 3 switch positions I>O<II, momentary contact type, actuating angle 2x45Â°, 10:30h/12h/13:30h, with laser labeling, upper case | - | 0 | 0
3SU1062-2EM60-0AA0-Z | Y12 | 3SU1062-2EM60-0AA0-ZY12 | 1 | UN | 1 | 10 | C | D | N | N | 85389099 | 1 |  | 0.056 | KG | 24.7 | 24.7 | CP20 | CP20 | Selector switch, illuminable, 30 mm, round, Metal, matte, white, selector switch, long, front ring for flush installation, 3 switch positions I>O<II, momentary contact type, actuating angle 2x45Â°, 10:30h/12h/13:30h, with laser labeling, lower case | - | 0 | 0
3SU1062-2EM60-0AA0-Z | Y15 | 3SU1062-2EM60-0AA0-ZY15 | 1 | UN | 1 | 10 | C | D | N | N | 85389099 | 1 |  | 0.056 | KG | 24.7 | 24.7 | CP20 | CP20 | Selector switch, illuminable, 30 mm, round, Metal, matte, white, selector switch, long, front ring for flush installation, 3 switch positions I>O<II, momentary contact type, actuating angle 2x45Â°, 10:30h/12h/13:30h, with laser labeling, upper case and lower case, always upper case at the beginning of the word | - | 0 | 0
3SU1062-2EM60-0AA0-Z | Y19 | 3SU1062-2EM60-0AA0-ZY19 | 1 | UN | 1 | 10 | C | D | N | N | 85389099 | 1 |  | 0.09 | KG | 20.9 | 20.9 | CP20 | CP20 | Selector switch, illuminable, 30 mm, round, Metal, matte, white, selector switch, long, front ring for flush installation, 3 switch positions I>O<II, momentary contact type, actuating angle 2x45Â°, 10:30h/12h/13:30h, with laser labeling, inscription or symbol Customer-specific selection with SIRIUS ACT configurator (CIN) | - | 0 | 0
3SU1062-2FF60-0AA0 |  | 3SU1062-2FF60-0AA0 | 1 | UN | 1 | 5 | B | D | N | N | 85389099 | 1 | 4047621070018 | 0.02 | KG | 19.95 | 19.95 | CP20 | CP20 | Selector switch, illuminable, 30 mm, round, metal, matte, white, knob, short, front ring for flush installation, 2 switch positions O-I, latching, actuating angle 90Â°, 13:30h/16:30h |  | 0 | 0
3SU1062-2FM60-0AA0 |  | 3SU1062-2FM60-0AA0 | 1 | UN | 1 | 5 | B | D | N | N | 85389099 | 1 | 4047621070025 | 0.02 | KG | 19.95 | 19.95 | CP20 | CP20 | Selector switch, illuminable, 30 mm, round, metal, matte, white, knob, short, front ring for flush installation, 3 switch positions I>O<II, momentary contact type, actuating angle 2x45Â°, 13:30h/15h/16:30h |  | 0 | 0
3SU1062-2FN60-0AA0 |  | 3SU1062-2FN60-0AA0 | 1 | UN | 1 | 5 | B | D | N | N | 85389099 | 1 | 4047621070032 | 0.02 | KG | 19.95 | 19.95 | CP20 | CP20 | Selector switch, illuminable, 30 mm, round, metal, matte, white, knob, short, front ring for flush installation, 3 switch positions I-O<II, latching on the left, momentary contact type on the right, actuating angle 2x45Â°, 13:30h/15h/16:30h |  | 0 | 7
3SU1100-0AB10-1BA0 |  | 3SU1100-0AB10-1BA0 | 1 | UN | 1 | 1 | A | D | N | N | 85365080 | 1 | 4011209959347 | 0.051 | KG | 12.73 | 11.97 | CP20 | CP20 | Pushbutton, 22 mm, round, plastic, black, pushbutton, flat, momentary contact type, with holder, 1 NO, screw terminal | Lista Papel 2020 SI | 0 | 0
3SU1100-0AB10-1BA0-Z | X90 | 3SU1100-0AB10-1BA0-ZX90 | 1 | UN | 1 | 5 | B | D | N | N | 85365080 | 20 | 4047621064321 | 0.06 | KG | 12.73 | 12.73 | CP20 | CP20 | Pushbutton, 22 mm, round, plastic, black, pushbutton, flat, momentary contact type, with holder 1 NO, screw terminal, Z=20-unit packaging | - | 0 | 0
3SU1100-0AB10-1BA0-Z | Y10 | 3SU1100-0AB10-1BA0-ZY10 | 1 | UN | 1 | 10 | C | D | N | N | 85365080 | 1 |  | 0.017 | KG | 17.48 | 17.48 | CP20 | CP20 | Pushbutton, 22 mm, round, plastic, black, pushbutton, flat, momentary contact type, with holder 1 NO, screw terminal, with laser labeling, upper case and lower case, always upper case at beginning of line | - | 0 | 0
3SU1100-0AB10-1BA0-Z | Y11 | 3SU1100-0AB10-1BA0-ZY11 | 1 | UN | 1 | 10 | C | D | N | N | 85365080 | 1 |  | 0.05 | KG | 17.48 | 17.48 | CP20 | CP20 | Pushbutton, 22 mm, round, plastic, black, pushbutton, flat, momentary contact type, with holder 1 NO, screw terminal, with laser labeling, upper case | - | 0 | 0
3SU1100-0AB10-1BA0-Z | Y12 | 3SU1100-0AB10-1BA0-ZY12 | 1 | UN | 1 | 10 | C | D | N | N | 85365080 | 1 |  | 0.017 | KG | 17.48 | 17.48 | CP20 | CP20 | Pushbutton, 22 mm, round, plastic, black, pushbutton, flat, momentary contact type, with holder 1 NO, screw terminal, with laser labeling, lower case | - | 0 | 0
3SU1100-0AB10-1BA0-Z | Y13 | 3SU1100-0AB10-1BA0-ZY13 | 1 | UN | 1 | 10 | C | D | N | N | 85365080 | 1 |  | 0.05 | KG | 17.48 | 17.48 | CP20 | CP20 | Pushbutton, 22 mm, round, plastic, black, pushbutton, flat, momentary contact type, with holder 1 NO, screw terminal, with laser labeling, symbol number according to, ISO 7000 or IEC 60417 | - | 0 | 0
3SU1100-0AB10-1BA0-Z | Y15 | 3SU1100-0AB10-1BA0-ZY15 | 1 | UN | 1 | 10 | C | D | N | N | 85365080 | 1 |  | 0.017 | KG | 17.48 | 17.48 | CP20 | CP20 | Pushbutton, 22 mm, round, plastic, black, pushbutton, flat, momentary contact type, with holder 1 NO, screw terminal, with laser labeling, upper case and lower case, always upper case at the beginning of the word | - | 0 | 0
3SU1100-0AB10-1BA0-Z | Y19 | 3SU1100-0AB10-1BA0-ZY19 | 1 | UN | 1 | 10 | C | D | N | N | 85365080 | 1 |  | 0.017 | KG | 13.68 | 13.68 | CP20 | CP20 | Pushbutton, 22 mm, round, plastic, black, pushbutton, flat, momentary contact type, with holder 1 NO, screw terminal, with laser labeling, inscription or symbol Customer-specific selection with SIRIUS ACT configurator (CIN) | - | 0 | 0
3SU1100-0AB10-1CA0 |  | 3SU1100-0AB10-1CA0 | 1 | UN | 1 | 1 | A | D | N | N | 85365080 | 1 | 4011209956766 | 0.051 | KG | 12.73 | 11.97 | CP20 | CP20 | Pushbutton, 22 mm, round, plastic, black, pushbutton, flat, momentary contact type, with holder 1 NC, screw terminal | Lista Papel 2020 SI | 0 | 0
3SU1100-0AB10-1CA0-Z | X90 | 3SU1100-0AB10-1CA0-ZX90 | 1 | UN | 1 | 5 | B | D | N | N | 85365080 | 20 | 4047621049809 | 0.063 | KG | 12.73 | 12.73 | CP20 | CP20 | Pushbutton, 22 mm, round, plastic, black, pushbutton, flat, momentary contact type, with holder 1 NC, screw terminal, Z=20-unit packaging | - | 0 | 0
3SU1100-0AB10-1CA0-Z | Y10 | 3SU1100-0AB10-1CA0-ZY10 | 1 | UN | 1 | 10 | C | D | EAR99 | N | 85365080 | 1 |  | 0.044 | KG | 17.48 | 17.48 | CP20 | CP20 | Pushbutton, 22 mm, round, plastic, black, pushbutton, flat, momentary contact type, with holder 1 NC, screw terminal, with laser labeling, upper case and lower case, always upper case at beginning of line | - | 0 | 0
3SU1100-0AB10-1CA0-Z | Y11 | 3SU1100-0AB10-1CA0-ZY11 | 1 | UN | 1 | 10 | C | D | EAR99 | N | 85365080 | 1 |  | 0.044 | KG | 17.48 | 17.48 | CP20 | CP20 | Pushbutton, 22 mm, round, plastic, black, pushbutton, flat, momentary contact type, with holder 1 NC, screw terminal, with laser labeling, upper case | - | 0 | 0
3SU1100-0AB10-1CA0-Z | Y12 | 3SU1100-0AB10-1CA0-ZY12 | 1 | UN | 1 | 10 | C | D | EAR99 | N | 85365080 | 1 |  | 0.044 | KG | 17.48 | 17.48 | CP20 | CP20 | Pushbutton, 22 mm, round, plastic, black, pushbutton, flat, momentary contact type, with holder 1 NC, screw terminal, with laser labeling, lower case | - | 0 | 0
3SU1100-0AB10-1CA0-Z | Y13 | 3SU1100-0AB10-1CA0-ZY13 | 1 | UN | 1 | 10 | C | D | EAR99 | N | 85365080 | 1 |  | 0.044 | KG | 17.48 | 17.48 | CP20 | CP20 | Pushbutton, 22 mm, round, plastic, black, pushbutton, flat, momentary contact type, with holder 1 NC, screw terminal, with laser labeling, symbol number according to, ISO 7000 or IEC 60417 | - | 0 | 0
3SU1100-0AB10-1CA0-Z | Y15 | 3SU1100-0AB10-1CA0-ZY15 | 1 | UN | 1 | 10 | C | D | EAR99 | N | 85365080 | 1 |  | 0.044 | KG | 17.48 | 17.48 | CP20 | CP20 | Pushbutton, 22 mm, round, plastic, black, pushbutton, flat, momentary contact type, with holder 1 NC, screw terminal, with laser labeling, upper case and lower case, always upper case at the beginning of the word | - | 0 | 0
3SU1100-0AB10-1CA0-Z | Y19 | 3SU1100-0AB10-1CA0-ZY19 | 1 | UN | 1 | 10 | C | D | EAR99 | N | 85365080 | 1 |  | 0.044 | KG | 13.68 | 13.68 | CP20 | CP20 | Pushbutton, 22 mm, round, plastic, black, pushbutton, flat, momentary contact type, with holder 1 NC, screw terminal, with laser labeling, inscription or symbol Customer-specific selection with SIRIUS ACT configurator (CIN) | - | 0 | 0
3SU1100-0AB10-1FA0 |  | 3SU1100-0AB10-1FA0 | 1 | UN | 1 | 1 | A | D | N | N | 85365080 | 1 | 4011209937192 | 0.059 | KG | 15.96 | 14.82 | CP20 | CP20 | Pushbutton, 22 mm, round, plastic, black, pushbutton, flat, momentary contact type, with holder 1 NO+1 NC, screw terminal, | Lista Papel 2020 SI | 0 | 0
3SU1100-0AB10-1FA0-Z | X90 | 3SU1100-0AB10-1FA0-ZX90 | 1 | UN | 1 | 5 | B | D | EAR99 | N | 85365080 | 20 |  | 0.052 | KG | 15.96 | 15.96 | CP20 | CP20 | Pushbutton, 22 mm, round, plastic, black, pushbutton, flat, momentary contact type, with holder 1 NO+1 NC, screw terminal, Z=20-unit packaging | - | 0 | 0
3SU1100-0AB10-1FA0-Z | Y10 | 3SU1100-0AB10-1FA0-ZY10 | 1 | UN | 1 | 10 | C | D | N | N | 85365080 | 1 |  | 0.017 | KG | 20.71 | 20.71 | CP20 | CP20 | Pushbutton, 22 mm, round, plastic, black, pushbutton, flat, momentary contact type, with holder 1 NO+1 NC, screw terminal, with laser labeling, upper case and lower case, always upper case at beginning of line | - | 0 | 0
3SU1100-0AB10-1FA0-Z | Y11 | 3SU1100-0AB10-1FA0-ZY11 | 1 | UN | 1 | 10 | C | D | N | N | 85365080 | 1 |  | 0.017 | KG | 20.71 | 20.71 | CP20 | CP20 | Pushbutton, 22 mm, round, plastic, black, pushbutton, flat, momentary contact type, with holder 1 NO+1 NC, screw terminal, with laser labeling, upper case | - | 0 | 0
3SU1100-0AB10-1FA0-Z | Y12 | 3SU1100-0AB10-1FA0-ZY12 | 1 | UN | 1 | 10 | C | D | N | N | 85365080 | 1 |  | 0.017 | KG | 20.71 | 20.71 | CP20 | CP20 | Pushbutton, 22 mm, round, plastic, black, pushbutton, flat, momentary contact type, with holder 1 NO+1 NC, screw terminal, with laser labeling, lower case | - | 0 | 0
3SU1100-0AB10-1FA0-Z | Y13 | 3SU1100-0AB10-1FA0-ZY13 | 1 | UN | 1 | 10 | C | D | N | N | 85365080 | 1 |  | 0.017 | KG | 20.71 | 20.71 | CP20 | CP20 | Pushbutton, 22 mm, round, plastic, black, pushbutton, flat, momentary contact type, with holder 1 NO+1 NC, screw terminal, with laser labeling, symbol number according to, ISO 7000 or IEC 60417 | - | 0 | 0
3SU1100-0AB10-1FA0-Z | Y15 | 3SU1100-0AB10-1FA0-ZY15 | 1 | UN | 1 | 10 | C | D | N | N | 85365080 | 1 |  | 0.05 | KG | 20.71 | 20.71 | CP20 | CP20 | Pushbutton, 22 mm, round, plastic, black, pushbutton, flat, momentary contact type, with holder 1 NO+1 NC, screw terminal, with laser labeling, upper case and lower case, always upper case at the beginning of the word | - | 0 | 0
3SU1100-0AB10-1FA0-Z | Y19 | 3SU1100-0AB10-1FA0-ZY19 | 1 | UN | 1 | 10 | C | D | N | N | 85365080 | 1 |  | 0.017 | KG | 16.91 | 16.91 | CP20 | CP20 | Pushbutton, 22 mm, round, plastic, black, pushbutton, flat, momentary contact type, with holder 1 NO+1 NC, screw terminal, with laser labeling, inscription or symbol Customer-specific selection with SIRIUS ACT configurator (CIN) | - | 0 | 0
3SU1100-0AB10-3BA0 |  | 3SU1100-0AB10-3BA0 | 1 | UN | 1 | 3 | B | D | N | N | 85365080 | 1 | 4011209956711 | 0.051 | KG | 13.02 | 13.02 | CP20 | CP20 | Pushbutton, 22 mm, round, plastic, black, pushbutton, flat, momentary contact type, with holder 1 NO, Spring-type terminal | - | 0 | 0
3SU1100-0AB10-3BA0-Z | X90 | 3SU1100-0AB10-3BA0-ZX90 | 1 | UN | 1 | 5 | B | D | EAR99 | N | 85365080 | 20 |  | 0.044 | KG | 13.02 | 13.02 | CP20 | CP20 | Pushbutton, 22 mm, round, plastic, black, pushbutton, flat, momentary contact type, with holder 1 NO, spring-type terminal, Z=20-unit packaging | - | 0 | 0
3SU1100-0AB10-3BA0-Z | Y10 | 3SU1100-0AB10-3BA0-ZY10 | 1 | UN | 1 | 10 | C | D | N | N | 85365080 | 1 |  | 0.08 | KG | 17.77 | 17.77 | CP20 | CP20 | Pushbutton, 22 mm, round, plastic, black, pushbutton, flat, momentary contact type, with holder 1 NO, spring-type terminal, with laser labeling, upper case and lower case, always upper case at beginning of line | - | 0 | 0
3SU1100-0AB10-3BA0-Z | Y11 | 3SU1100-0AB10-3BA0-ZY11 | 1 | UN | 1 | 10 | C | D | N | N | 85365080 | 1 |  | 0.04 | KG | 17.77 | 17.77 | CP20 | CP20 | Pushbutton, 22 mm, round, plastic, black, pushbutton, flat, momentary contact type, with holder 1 NO, spring-type terminal, with laser labeling, upper case | - | 0 | 0
3SU1100-0AB10-3BA0-Z | Y12 | 3SU1100-0AB10-3BA0-ZY12 | 1 | UN | 1 | 10 | C | D | N | N | 85365080 | 1 |  | 0.017 | KG | 17.77 | 17.77 | CP20 | CP20 | Pushbutton, 22 mm, round, plastic, black, pushbutton, flat, momentary contact type, with holder 1 NO, spring-type terminal, with laser labeling, lower case | - | 0 | 0
3SU1100-0AB10-3BA0-Z | Y13 | 3SU1100-0AB10-3BA0-ZY13 | 1 | UN | 1 | 10 | C | D | N | N | 85365080 | 1 |  | 0.017 | KG | 17.77 | 17.77 | CP20 | CP20 | Pushbutton, 22 mm, round, plastic, black, pushbutton, flat, momentary contact type, with holder 1 NO, spring-type terminal, with laser labeling, symbol number according to, ISO 7000 or IEC 60417 | - | 0 | 0
3SU1100-0AB10-3BA0-Z | Y15 | 3SU1100-0AB10-3BA0-ZY15 | 1 | UN | 1 | 10 | C | D | N | N | 85365080 | 1 |  | 0.017 | KG | 17.77 | 17.77 | CP20 | CP20 | Pushbutton, 22 mm, round, plastic, black, pushbutton, flat, momentary contact type, with holder 1 NO, spring-type terminal, with laser labeling, upper case and lower case, always upper case at the beginning of the word | - | 0 | 0
3SU1100-0AB10-3BA0-Z | Y19 | 3SU1100-0AB10-3BA0-ZY19 | 1 | UN | 1 | 10 | C | D | N | N | 85365080 | 1 |  | 0.017 | KG | 13.97 | 13.97 | CP20 | CP20 | Pushbutton, 22 mm, round, plastic, black, pushbutton, flat, momentary contact type, with holder 1 NO, spring-type terminal, with laser labeling, inscription or symbol Customer-specific selection with SIRIUS ACT configurator (CIN) | - | 0 | 0
3SU1100-0AB10-3CA0 |  | 3SU1100-0AB10-3CA0 | 1 | UN | 1 | 5 | B | D | N | N | 85365080 | 1 | 4011209956780 | 0.052 | KG | 13.02 | 13.02 | CP20 | CP20 | Pushbutton, 22 mm, round, plastic, black, pushbutton, flat, momentary contact type, with holder 1 NC, Spring-type terminal | - | 0 | 0
3SU1100-0AB10-3CA0-Z | X90 | 3SU1100-0AB10-3CA0-ZX90 | 1 | UN | 1 | 5 | B | D | EAR99 | N | 85365080 | 20 |  | 0.044 | KG | 13.02 | 13.02 | CP20 | CP20 | Pushbutton, 22 mm, round, plastic, black, pushbutton, flat, momentary contact type, with holder 1 NC, spring-type terminal, Z=20-unit packaging | - | 0 | 0
3SU1100-0AB10-3CA0-Z | Y10 | 3SU1100-0AB10-3CA0-ZY10 | 1 | UN | 1 | 10 | C | D | EAR99 | N | 85365080 | 1 |  | 0.044 | KG | 17.77 | 17.77 | CP20 | CP20 | Pushbutton, 22 mm, round, plastic, black, pushbutton, flat, momentary contact type, with holder 1 NC, spring-type terminal, with laser labeling, upper case and lower case, always upper case at beginning of line | - | 0 | 0
3SU1100-0AB10-3CA0-Z | Y11 | 3SU1100-0AB10-3CA0-ZY11 | 1 | UN | 1 | 10 | C | D | EAR99 | N | 85365080 | 1 |  | 0.044 | KG | 17.77 | 17.77 | CP20 | CP20 | Pushbutton, 22 mm, round, plastic, black, pushbutton, flat, momentary contact type, with holder 1 NC, spring-type terminal, with laser labeling, upper case | - | 0 | 0
3SU1100-0AB10-3CA0-Z | Y12 | 3SU1100-0AB10-3CA0-ZY12 | 1 | UN | 1 | 10 | C | D | EAR99 | N | 85365080 | 1 |  | 0.044 | KG | 17.77 | 17.77 | CP20 | CP20 | Pushbutton, 22 mm, round, plastic, black, pushbutton, flat, momentary contact type, with holder 1 NC, spring-type terminal, with laser labeling, lower case | - | 0 | 0
3SU1100-0AB10-3CA0-Z | Y13 | 3SU1100-0AB10-3CA0-ZY13 | 1 | UN | 1 | 10 | C | D | EAR99 | N | 85365080 | 1 |  | 0.044 | KG | 17.77 | 17.77 | CP20 | CP20 | Pushbutton, 22 mm, round, plastic, black, pushbutton, flat, momentary contact type, with holder 1 NC, spring-type terminal, with laser labeling, symbol number according to, ISO 7000 or IEC 60417 | - | 0 | 0
3SU1100-0AB10-3CA0-Z | Y15 | 3SU1100-0AB10-3CA0-ZY15 | 1 | UN | 1 | 10 | C | D | EAR99 | N | 85365080 | 1 |  | 0.044 | KG | 17.77 | 17.77 | CP20 | CP20 | Pushbutton, 22 mm, round, plastic, black, pushbutton, flat, momentary contact type, with holder 1 NC, spring-type terminal, with laser labeling, upper case and lower case, always upper case at the beginning of the word | - | 0 | 0
3SU1100-0AB10-3CA0-Z | Y19 | 3SU1100-0AB10-3CA0-ZY19 | 1 | UN | 1 | 10 | C | D | EAR99 | N | 85365080 | 1 |  | 0.044 | KG | 13.97 | 13.97 | CP20 | CP20 | Pushbutton, 22 mm, round, plastic, black, pushbutton, flat, momentary contact type, with holder 1 NC, spring-type terminal, with laser labeling, inscription or symbol Customer-specific selection with SIRIUS ACT configurator (CIN) | - | 0 | 0
3SU1100-0AB10-3FA0 |  | 3SU1100-0AB10-3FA0 | 1 | UN | 1 | 5 | B | D | N | N | 85365080 | 1 | 4011209959255 | 0.058 | KG | 16.82 | 16.82 | CP20 | CP20 | Pushbutton, 22 mm, round, plastic, black, pushbutton, flat, momentary contact type, with holder 1 NO+1 NC, spring-type terminal, | - | 0 | 0
3SU1100-0AB10-3FA0-Z | X90 | 3SU1100-0AB10-3FA0-ZX90 | 1 | UN | 1 | 5 | B | D | EAR99 | N | 85365080 | 20 |  | 0.052 | KG | 16.82 | 16.82 | CP20 | CP20 | Pushbutton, 22 mm, round, plastic, black, pushbutton, flat, momentary contact type, with holder 1 NO+1 NC, spring-type terminal, Z=20-unit packaging | - | 0 | 0
3SU1100-0AB10-3FA0-Z | Y10 | 3SU1100-0AB10-3FA0-ZY10 | 1 | UN | 1 | 10 | C | D | EAR99 | N | 85365080 | 1 |  | 0.052 | KG | 21.57 | 21.57 | CP20 | CP20 | Pushbutton, 22 mm, round, plastic, black, pushbutton, flat, momentary contact type, with holder 1 NO+1 NC, spring-type terminal, with laser labeling, upper case and lower case, always upper case at beginning of line | - | 0 | 0
3SU1100-0AB10-3FA0-Z | Y11 | 3SU1100-0AB10-3FA0-ZY11 | 1 | UN | 1 | 10 | C | D | EAR99 | N | 85365080 | 1 |  | 0.052 | KG | 21.57 | 21.57 | CP20 | CP20 | Pushbutton, 22 mm, round, plastic, black, pushbutton, flat, momentary contact type, with holder 1 NO+1 NC, spring-type terminal, with laser labeling, upper case | - | 0 | 0
3SU1100-0AB10-3FA0-Z | Y12 | 3SU1100-0AB10-3FA0-ZY12 | 1 | UN | 1 | 10 | C | D | EAR99 | N | 85365080 | 1 |  | 0.052 | KG | 21.57 | 21.57 | CP20 | CP20 | Pushbutton, 22 mm, round, plastic, black, pushbutton, flat, momentary contact type, with holder 1 NO+1 NC, spring-type terminal, with laser labeling, lower case | - | 0 | 0
3SU1100-0AB10-3FA0-Z | Y13 | 3SU1100-0AB10-3FA0-ZY13 | 1 | UN | 1 | 10 | C | D | EAR99 | N | 85365080 | 1 |  | 0.052 | KG | 21.57 | 21.57 | CP20 | CP20 | Pushbutton, 22 mm, round, plastic, black, pushbutton, flat, momentary contact type, with holder 1 NO+1 NC, spring-type terminal, with laser labeling, symbol number according to, ISO 7000 or IEC 60417 | - | 0 | 0
3SU1100-0AB10-3FA0-Z | Y15 | 3SU1100-0AB10-3FA0-ZY15 | 1 | UN | 1 | 10 | C | D | EAR99 | N | 85365080 | 1 |  | 0.052 | KG | 21.57 | 21.57 | CP20 | CP20 | Pushbutton, 22 mm, round, plastic, black, pushbutton, flat, momentary contact type, with holder 1 NO+1 NC, spring-type terminal, with laser labeling, upper case and lower case, always upper case at the beginning of the word | - | 0 | 0
3SU1100-0AB10-3FA0-Z | Y19 | 3SU1100-0AB10-3FA0-ZY19 | 1 | UN | 1 | 10 | C | D | EAR99 | N | 85365080 | 1 |  | 0.052 | KG | 17.77 | 17.77 | CP20 | CP20 | Pushbutton, 22 mm, round, plastic, black, pushbutton, flat, momentary contact type, with holder 1 NO+1 NC, spring-type terminal, with laser labeling, inscription or symbol Customer-specific selection with SIRIUS ACT configurator (CIN) | - | 0 | 0
3SU1100-0AB20-1BA0 |  | 3SU1100-0AB20-1BA0 | 1 | UN | 1 | 1 | A | D | N | N | 85365080 | 1 | 4011209959354 | 0.051 | KG | 12.73 | 12.73 | CP20 | CP20 | Pushbutton, 22 mm, round, plastic, red, pushbutton, flat, momentary contact type, with holder 1 NO, screw terminal | - | 0 | 0
3SU1100-0AB20-1BA0-Z | X90 | 3SU1100-0AB20-1BA0-ZX90 | 1 | UN | 1 | 5 | B | D | EAR99 | N | 85365080 | 20 |  | 0.044 | KG | 12.73 | 12.73 | CP20 | CP20 | Pushbutton, 22 mm, round, plastic, red, pushbutton, flat, momentary contact type, with holder 1 NO, screw terminal, Z=20-unit packaging | - | 0 | 0
3SU1100-0AB20-1BA0-Z | Y10 | 3SU1100-0AB20-1BA0-ZY10 | 1 | UN | 1 | 10 | C | D | N | N | 85365080 | 1 |  | 0.044 | KG | 17.48 | 17.48 | CP20 | CP20 | Pushbutton, 22 mm, round, plastic, red, pushbutton, flat, momentary contact type, with holder 1 NO, screw terminal, with laser labeling, upper case and lower case, always upper case at beginning of line | - | 0 | 0
3SU1100-0AB20-1BA0-Z | Y11 | 3SU1100-0AB20-1BA0-ZY11 | 1 | UN | 1 | 10 | C | D | N | N | 85365080 | 1 |  | 0.044 | KG | 17.48 | 17.48 | CP20 | CP20 | Pushbutton, 22 mm, round, plastic, red, pushbutton, flat, momentary contact type, with holder 1 NO, screw terminal, with laser labeling, upper case | - | 0 | 0
3SU1100-0AB20-1BA0-Z | Y12 | 3SU1100-0AB20-1BA0-ZY12 | 1 | UN | 1 | 10 | C | D | N | N | 85365080 | 1 |  | 0.044 | KG | 17.48 | 17.48 | CP20 | CP20 | Pushbutton, 22 mm, round, plastic, red, pushbutton, flat, momentary contact type, with holder 1 NO, screw terminal, with laser labeling, lower case | - | 0 | 0
3SU1100-0AB20-1BA0-Z | Y13 | 3SU1100-0AB20-1BA0-ZY13 | 1 | UN | 1 | 10 | C | D | N | N | 85365080 | 1 |  | 0.044 | KG | 17.48 | 17.48 | CP20 | CP20 | Pushbutton, 22 mm, round, plastic, red, pushbutton, flat, momentary contact type, with holder 1 NO, screw terminal, with laser labeling, symbol number according to, ISO 7000 or IEC 60417 | - | 0 | 0
3SU1100-0AB20-1BA0-Z | Y15 | 3SU1100-0AB20-1BA0-ZY15 | 1 | UN | 1 | 10 | C | D | N | N | 85365080 | 1 |  | 0.044 | KG | 17.48 | 17.48 | CP20 | CP20 | Pushbutton, 22 mm, round, plastic, red, pushbutton, flat, momentary contact type, with holder 1 NO, screw terminal, with laser labeling, upper case and lower case, always upper case at the beginning of the word | - | 0 | 0
3SU1100-0AB20-1BA0-Z | Y19 | 3SU1100-0AB20-1BA0-ZY19 | 1 | UN | 1 | 10 | C | D | N | N | 85365080 | 1 |  | 0.044 | KG | 13.68 | 13.68 | CP20 | CP20 | Pushbutton, 22 mm, round, plastic, red, pushbutton, flat, momentary contact type, with holder 1 NO, screw terminal, with laser labeling, inscription or symbol Customer-specific selection with SIRIUS ACT configurator (CIN) | - | 0 | 0
3SU1100-0AB20-1CA0 |  | 3SU1100-0AB20-1CA0 | 1 | UN | 1 | 1 | A | D | N | N | 85365080 | 1 | 4011209956773 | 0.051 | KG | 12.73 | 11.97 | CP20 | CP20 | Pushbutton, 22 mm, round, plastic, red, pushbutton, flat, momentary contact type, with holder 1 NC, screw terminal | Lista Papel 2020 SI | 0 | 0
3SU1100-0AB20-1CA0-Z | X90 | 3SU1100-0AB20-1CA0-ZX90 | 1 | UN | 1 | 5 | B | D | N | N | 85365080 | 20 | 4047621064017 | 0.06 | KG | 12.73 | 12.73 | CP20 | CP20 | Pushbutton, 22 mm, round, plastic, red, pushbutton, flat, momentary contact type, with holder 1 NC, screw terminal, Z=20-unit packaging | - | 0 | 0
3SU1100-0AB20-1CA0-Z | Y10 | 3SU1100-0AB20-1CA0-ZY10 | 1 | UN | 1 | 10 | C | D | N | N | 85365080 | 1 |  | 0.017 | KG | 17.48 | 17.48 | CP20 | CP20 | Pushbutton, 22 mm, round, plastic, red, pushbutton, flat, momentary contact type, with holder 1 NC, screw terminal, with laser labeling, upper case and lower case, always upper case at beginning of line | - | 0 | 0
3SU1100-0AB20-1CA0-Z | Y11 | 3SU1100-0AB20-1CA0-ZY11 | 1 | UN | 1 | 10 | C | D | N | N | 85365080 | 1 |  | 0.08 | KG | 17.48 | 17.48 | CP20 | CP20 | Pushbutton, 22 mm, round, plastic, red, pushbutton, flat, momentary contact type, with holder 1 NC, screw terminal, with laser labeling, upper case | - | 0 | 0
3SU1100-0AB20-1CA0-Z | Y12 | 3SU1100-0AB20-1CA0-ZY12 | 1 | UN | 1 | 10 | C | D | N | N | 85365080 | 1 |  | 0.017 | KG | 17.48 | 17.48 | CP20 | CP20 | Pushbutton, 22 mm, round, plastic, red, pushbutton, flat, momentary contact type, with holder 1 NC, screw terminal, with laser labeling, lower case | - | 0 | 0
3SU1100-0AB20-1CA0-Z | Y13 | 3SU1100-0AB20-1CA0-ZY13 | 1 | UN | 1 | 10 | C | D | N | N | 85365080 | 1 |  | 0.017 | KG | 17.48 | 17.48 | CP20 | CP20 | Pushbutton, 22 mm, round, plastic, red, pushbutton, flat, momentary contact type, with holder 1 NC, screw terminal, with laser labeling, symbol number according to, ISO 7000 or IEC 60417 | - | 0 | 0
3SU1100-0AB20-1CA0-Z | Y15 | 3SU1100-0AB20-1CA0-ZY15 | 1 | UN | 1 | 10 | C | D | N | N | 85365080 | 1 |  | 0.017 | KG | 17.48 | 17.48 | CP20 | CP20 | Pushbutton, 22 mm, round, plastic, red, pushbutton, flat, momentary contact type, with holder 1 NC, screw terminal, with laser labeling, upper case and lower case, always upper case at the beginning of the word | - | 0 | 0
3SU1100-0AB20-1CA0-Z | Y19 | 3SU1100-0AB20-1CA0-ZY19 | 1 | UN | 1 | 10 | C | D | N | N | 85365080 | 1 |  | 0.017 | KG | 13.68 | 13.68 | CP20 | CP20 | Pushbutton, 22 mm, round, plastic, red, pushbutton, flat, momentary contact type, with holder 1 NC, screw terminal, with laser labeling, inscription or symbol Customer-specific selection with SIRIUS ACT configurator (CIN) | - | 0 | 0
3SU1100-0AB20-1FA0 |  | 3SU1100-0AB20-1FA0 | 1 | UN | 1 | 1 | A | D | N | N | 85365080 | 1 | 4011209955172 | 0.059 | KG | 15.96 | 14.82 | CP20 | CP20 | Pushbutton, 22 mm, round, plastic, red, pushbutton, flat, momentary contact type, with holder 1 NO+1 NC, screw terminal, | Lista Papel 2020 SI | 0 | 0
3SU1100-0AB20-1FA0-Z | X90 | 3SU1100-0AB20-1FA0-ZX90 | 1 | UN | 1 | 5 | B | D | N | N | 85365080 | 20 | 4047621048239 | 0.067 | KG | 15.96 | 15.96 | CP20 | CP20 | Pushbutton, 22 mm, round, plastic, red, pushbutton, flat, momentary contact type, with holder 1 NO+1 NC, screw terminal, Z=20-unit packaging | - | 0 | 0
3SU1100-0AB20-1FA0-Z | Y10 | 3SU1100-0AB20-1FA0-ZY10 | 1 | UN | 1 | 10 | C | D | N | N | 85365080 | 1 |  | 0.06 | KG | 20.71 | 20.71 | CP20 | CP20 | Pushbutton, 22 mm, round, plastic, red, pushbutton, flat, momentary contact type, with holder 1 NO+1 NC, screw terminal, with laser labeling, upper case and lower case, always upper case at beginning of line | - | 0 | 0
3SU1100-0AB20-1FA0-Z | Y11 | 3SU1100-0AB20-1FA0-ZY11 | 1 | UN | 1 | 10 | C | D | N | N | 85365080 | 1 |  | 0.017 | KG | 20.71 | 20.71 | CP20 | CP20 | Pushbutton, 22 mm, round, plastic, red, pushbutton, flat, momentary contact type, with holder 1 NO+1 NC, screw terminal, with laser labeling, upper case | - | 0 | 0
3SU1100-0AB20-1FA0-Z | Y12 | 3SU1100-0AB20-1FA0-ZY12 | 1 | UN | 1 | 10 | C | D | N | N | 85365080 | 1 |  | 0.017 | KG | 20.71 | 20.71 | CP20 | CP20 | Pushbutton, 22 mm, round, plastic, red, pushbutton, flat, momentary contact type, with holder 1 NO+1 NC, screw terminal, with laser labeling, lower case | - | 0 | 0
3SU1100-0AB20-1FA0-Z | Y13 | 3SU1100-0AB20-1FA0-ZY13 | 1 | UN | 1 | 10 | C | D | N | N | 85365080 | 1 |  | 0.017 | KG | 20.71 | 20.71 | CP20 | CP20 | Pushbutton, 22 mm, round, plastic, red, pushbutton, flat, momentary contact type, with holder 1 NO+1 NC, screw terminal, with laser labeling, symbol number according to, ISO 7000 or IEC 60417 | - | 0 | 0
3SU1100-0AB20-1FA0-Z | Y15 | 3SU1100-0AB20-1FA0-ZY15 | 1 | UN | 1 | 10 | C | D | N | N | 85365080 | 1 |  | 0.017 | KG | 20.71 | 20.71 | CP20 | CP20 | Pushbutton, 22 mm, round, plastic, red, pushbutton, flat, momentary contact type, with holder 1 NO+1 NC, screw terminal, with laser labeling, upper case and lower case, always upper case at the beginning of the word | - | 0 | 0
3SU1100-0AB20-1FA0-Z | Y19 | 3SU1100-0AB20-1FA0-ZY19 | 1 | UN | 1 | 10 | C | D | N | N | 85365080 | 1 |  | 0.017 | KG | 16.91 | 16.91 | CP20 | CP20 | Pushbutton, 22 mm, round, plastic, red, pushbutton, flat, momentary contact type, with holder 1 NO+1 NC, screw terminal, with laser labeling, inscription or symbol Customer-specific selection with SIRIUS ACT configurator (CIN) | - | 0 | 0
3SU1100-0AB20-3CA0 |  | 3SU1100-0AB20-3CA0 | 1 | UN | 1 | 5 | B | D | N | N | 85365080 | 1 | 4011209956797 | 0.051 | KG | 13.02 | 13.02 | CP20 | CP20 | Pushbutton, 22 mm, round, plastic, red, pushbutton, flat, momentary contact type, with holder 1 NC, Spring-type terminal | - | 0 | 0
3SU1100-0AB20-3CA0-Z | X90 | 3SU1100-0AB20-3CA0-ZX90 | 1 | UN | 1 | 5 | B | D | EAR99 | N | 85365080 | 20 |  | 0.044 | KG | 13.02 | 13.02 | CP20 | CP20 | Pushbutton, 22 mm, round, plastic, red, pushbutton, flat, momentary contact type, with holder 1 NC, spring-type terminal, Z=20-unit packaging | - | 0 | 0
3SU1100-0AB20-3CA0-Z | Y10 | 3SU1100-0AB20-3CA0-ZY10 | 1 | UN | 1 | 10 | C | D | N | N | 85365080 | 1 |  | 0.017 | KG | 17.77 | 17.77 | CP20 | CP20 | Pushbutton, 22 mm, round, plastic, red, pushbutton, flat, momentary contact type, with holder 1 NC, spring-type terminal, with laser labeling, upper case and lower case, always upper case at beginning of line | - | 0 | 0
3SU1100-0AB20-3CA0-Z | Y11 | 3SU1100-0AB20-3CA0-ZY11 | 1 | UN | 1 | 10 | C | D | N | N | 85365080 | 1 |  | 0.05 | KG | 17.77 | 17.77 | CP20 | CP20 | Pushbutton, 22 mm, round, plastic, red, pushbutton, flat, momentary contact type, with holder 1 NC, spring-type terminal, with laser labeling, upper case | - | 0 | 0
3SU1100-0AB20-3CA0-Z | Y12 | 3SU1100-0AB20-3CA0-ZY12 | 1 | UN | 1 | 10 | C | D | N | N | 85365080 | 1 |  | 0.017 | KG | 17.77 | 17.77 | CP20 | CP20 | Pushbutton, 22 mm, round, plastic, red, pushbutton, flat, momentary contact type, with holder 1 NC, spring-type terminal, with laser labeling, lower case | - | 0 | 0
3SU1100-0AB20-3CA0-Z | Y13 | 3SU1100-0AB20-3CA0-ZY13 | 1 | UN | 1 | 10 | C | D | N | N | 85365080 | 1 |  | 0.017 | KG | 17.77 | 17.77 | CP20 | CP20 | Pushbutton, 22 mm, round, plastic, red, pushbutton, flat, momentary contact type, with holder 1 NC, spring-type terminal, with laser labeling, symbol number according to, ISO 7000 or IEC 60417 | - | 0 | 0
3SU1100-0AB20-3CA0-Z | Y15 | 3SU1100-0AB20-3CA0-ZY15 | 1 | UN | 1 | 10 | C | D | N | N | 85365080 | 1 |  | 0.017 | KG | 17.77 | 17.77 | CP20 | CP20 | Pushbutton, 22 mm, round, plastic, red, pushbutton, flat, momentary contact type, with holder 1 NC, spring-type terminal, with laser labeling, upper case and lower case, always upper case at the beginning of the word | - | 0 | 0
3SU1100-0AB20-3CA0-Z | Y19 | 3SU1100-0AB20-3CA0-ZY19 | 1 | UN | 1 | 10 | C | D | N | N | 85365080 | 1 |  | 0.017 | KG | 13.97 | 13.97 | CP20 | CP20 | Pushbutton, 22 mm, round, plastic, red, pushbutton, flat, momentary contact type, with holder 1 NC, spring-type terminal, with laser labeling, inscription or symbol Customer-specific selection with SIRIUS ACT configurator (CIN) | - | 0 | 0
3SU1100-0AB20-3FA0 |  | 3SU1100-0AB20-3FA0 | 1 | UN | 1 | 5 | B | D | N | N | 85365080 | 1 | 4011209959262 | 0.058 | KG | 16.82 | 16.82 | CP20 | CP20 | Pushbutton, 22 mm, round, plastic, red, pushbutton, flat, momentary contact type, with holder 1 NO+1 NC, spring-type terminal, | - | 0 | 0
3SU1100-0AB20-3FA0-Z | X90 | 3SU1100-0AB20-3FA0-ZX90 | 1 | UN | 1 | 5 | B | D | EAR99 | N | 85365080 | 20 |  | 0.052 | KG | 16.82 | 16.82 | CP20 | CP20 | Pushbutton, 22 mm, round, plastic, red, pushbutton, flat, momentary contact type, with holder 1 NO+1 NC, spring-type terminal, Z=20-unit packaging | - | 0 | 0
3SU1100-0AB20-3FA0-Z | Y10 | 3SU1100-0AB20-3FA0-ZY10 | 1 | UN | 1 | 10 | C | D | EAR99 | N | 85365080 | 1 |  | 0.052 | KG | 21.57 | 21.57 | CP20 | CP20 | Pushbutton, 22 mm, round, plastic, red, pushbutton, flat, momentary contact type, with holder 1 NO+1 NC, spring-type terminal, with laser labeling, upper case and lower case, always upper case at beginning of line | - | 0 | 0
3SU1100-0AB20-3FA0-Z | Y11 | 3SU1100-0AB20-3FA0-ZY11 | 1 | UN | 1 | 10 | C | D | EAR99 | N | 85365080 | 1 |  | 0.052 | KG | 21.57 | 21.57 | CP20 | CP20 | Pushbutton, 22 mm, round, plastic, red, pushbutton, flat, momentary contact type, with holder 1 NO+1 NC, spring-type terminal, with laser labeling, upper case | - | 0 | 0
3SU1100-0AB20-3FA0-Z | Y12 | 3SU1100-0AB20-3FA0-ZY12 | 1 | UN | 1 | 10 | C | D | EAR99 | N | 85365080 | 1 |  | 0.052 | KG | 21.57 | 21.57 | CP20 | CP20 | Pushbutton, 22 mm, round, plastic, red, pushbutton, flat, momentary contact type, with holder 1 NO+1 NC, spring-type terminal, with laser labeling, lower case | - | 0 | 0
3SU1100-0AB20-3FA0-Z | Y13 | 3SU1100-0AB20-3FA0-ZY13 | 1 | UN | 1 | 10 | C | D | EAR99 | N | 85365080 | 1 |  | 0.052 | KG | 21.57 | 21.57 | CP20 | CP20 | Pushbutton, 22 mm, round, plastic, red, pushbutton, flat, momentary contact type, with holder 1 NO+1 NC, spring-type terminal, with laser labeling, symbol number according to, ISO 7000 or IEC 60417 | - | 0 | 0
3SU1100-0AB20-3FA0-Z | Y15 | 3SU1100-0AB20-3FA0-ZY15 | 1 | UN | 1 | 10 | C | D | EAR99 | N | 85365080 | 1 |  | 0.052 | KG | 21.57 | 21.57 | CP20 | CP20 | Pushbutton, 22 mm, round, plastic, red, pushbutton, flat, momentary contact type, with holder 1 NO+1 NC, spring-type terminal, with laser labeling, upper case and lower case, always upper case at the beginning of the word | - | 0 | 0
3SU1100-0AB20-3FA0-Z | Y19 | 3SU1100-0AB20-3FA0-ZY19 | 1 | UN | 1 | 10 | C | D | EAR99 | N | 85365080 | 1 |  | 0.052 | KG | 17.77 | 17.77 | CP20 | CP20 | Pushbutton, 22 mm, round, plastic, red, pushbutton, flat, momentary contact type, with holder 1 NO+1 NC, spring-type terminal, with laser labeling, inscription or symbol Customer-specific selection with SIRIUS ACT configurator (CIN) | - | 0 | 0
3SU1100-0AB30-1BA0 |  | 3SU1100-0AB30-1BA0 | 1 | UN | 1 | 3 | B | D | N | N | 85365080 | 1 | 4011209959361 | 0.051 | KG | 12.73 | 11.97 | CP20 | CP20 | Pushbutton, 22 mm, round, plastic, yellow, pushbutton, flat, momentary contact type, with holder 1 NO, screw terminal | Lista Papel 2020 SI | 0 | 0
3SU1100-0AB30-1BA0-Z | X90 | 3SU1100-0AB30-1BA0-ZX90 | 1 | UN | 1 | 5 | B | D | N | N | 85365080 | 20 | 4047621063287 | 0.058 | KG | 12.73 | 12.73 | CP20 | CP20 | Pushbutton, 22 mm, round, plastic, yellow, pushbutton, flat, momentary contact type, with holder 1 NO, screw terminal, Z=20-unit packaging | - | 0 | 0
3SU1100-0AB30-1BA0-Z | Y10 | 3SU1100-0AB30-1BA0-ZY10 | 1 | UN | 1 | 10 | C | D | N | N | 85365080 | 1 |  | 0.044 | KG | 17.48 | 17.48 | CP20 | CP20 | Pushbutton, 22 mm, round, plastic, yellow, pushbutton, flat, momentary contact type, with holder 1 NO, screw terminal, with laser labeling, upper case and lower case, always upper case at beginning of line | - | 0 | 0
3SU1100-0AB30-1BA0-Z | Y11 | 3SU1100-0AB30-1BA0-ZY11 | 1 | UN | 1 | 10 | C | D | N | N | 85365080 | 1 |  | 0.044 | KG | 17.48 | 17.48 | CP20 | CP20 | Pushbutton, 22 mm, round, plastic, yellow, pushbutton, flat, momentary contact type, with holder 1 NO, screw terminal, with laser labeling, upper case | - | 0 | 0
3SU1100-0AB30-1BA0-Z | Y12 | 3SU1100-0AB30-1BA0-ZY12 | 1 | UN | 1 | 10 | C | D | N | N | 85365080 | 1 |  | 0.044 | KG | 17.48 | 17.48 | CP20 | CP20 | Pushbutton, 22 mm, round, plastic, yellow, pushbutton, flat, momentary contact type, with holder 1 NO, screw terminal, with laser labeling, lower case | - | 0 | 0
3SU1100-0AB30-1BA0-Z | Y13 | 3SU1100-0AB30-1BA0-ZY13 | 1 | UN | 1 | 10 | C | D | N | N | 85365080 | 1 |  | 0.044 | KG | 17.48 | 17.48 | CP20 | CP20 | Pushbutton, 22 mm, round, plastic, yellow, pushbutton, flat, momentary contact type, with holder 1 NO, screw terminal, with laser labeling, symbol number according to, ISO 7000 or IEC 60417 | - | 0 | 0
3SU1100-0AB30-1BA0-Z | Y15 | 3SU1100-0AB30-1BA0-ZY15 | 1 | UN | 1 | 10 | C | D | N | N | 85365080 | 1 |  | 0.044 | KG | 17.48 | 17.48 | CP20 | CP20 | Pushbutton, 22 mm, round, plastic, yellow, pushbutton, flat, momentary contact type, with holder 1 NO, screw terminal, with laser labeling, upper case and lower case, always upper case at the beginning of the word | - | 0 | 0
3SU1100-0AB30-1BA0-Z | Y19 | 3SU1100-0AB30-1BA0-ZY19 | 1 | UN | 1 | 10 | C | D | N | N | 85365080 | 1 |  | 0.044 | KG | 13.68 | 13.68 | CP20 | CP20 | Pushbutton, 22 mm, round, plastic, yellow, pushbutton, flat, momentary contact type, with holder 1 NO, screw terminal, with laser labeling, inscription or symbol Customer-specific selection with SIRIUS ACT configurator (CIN) | - | 0 | 0
3SU1100-0AB30-1FA0 |  | 3SU1100-0AB30-1FA0 | 1 | UN | 1 | 3 | B | D | N | N | 85365080 | 1 | 4011209959194 | 0.06 | KG | 15.96 | 14.82 | CP20 | CP20 | Pushbutton, 22 mm, round, plastic, yellow, pushbutton, flat, momentary contact type, with holder 1 NO+1 NC, screw terminal, | Lista Papel 2020 SI | 0 | 0
3SU1100-0AB30-1FA0-Z | X90 | 3SU1100-0AB30-1FA0-ZX90 | 1 | UN | 1 | 5 | B | D | N | N | 85365080 | 20 | 4047621050218 | 0.067 | KG | 15.96 | 15.96 | CP20 | CP20 | Pushbutton, 22 mm, round, plastic, yellow, pushbutton, flat, momentary contact type, with holder 1 NO+1 NC, screw terminal, Z=20-unit packaging | - | 0 | 0
3SU1100-0AB30-1FA0-Z | Y10 | 3SU1100-0AB30-1FA0-ZY10 | 1 | UN | 1 | 10 | C | D | N | N | 85365080 | 1 |  | 0.06 | KG | 20.71 | 20.71 | CP20 | CP20 | Pushbutton, 22 mm, round, plastic, yellow, pushbutton, flat, momentary contact type, with holder 1 NO+1 NC, screw terminal, with laser labeling, upper case and lower case, always upper case at beginning of line | - | 0 | 0
3SU1100-0AB30-1FA0-Z | Y11 | 3SU1100-0AB30-1FA0-ZY11 | 1 | UN | 1 | 10 | C | D | N | N | 85365080 | 1 |  | 0.017 | KG | 20.71 | 20.71 | CP20 | CP20 | Pushbutton, 22 mm, round, plastic, yellow, pushbutton, flat, momentary contact type, with holder 1 NO+1 NC, screw terminal, with laser labeling, upper case | - | 0 | 0
3SU1100-0AB30-1FA0-Z | Y12 | 3SU1100-0AB30-1FA0-ZY12 | 1 | UN | 1 | 10 | C | D | N | N | 85365080 | 1 |  | 0.017 | KG | 20.71 | 20.71 | CP20 | CP20 | Pushbutton, 22 mm, round, plastic, yellow, pushbutton, flat, momentary contact type, with holder 1 NO+1 NC, screw terminal, with laser labeling, lower case | - | 0 | 0
3SU1100-0AB30-1FA0-Z | Y13 | 3SU1100-0AB30-1FA0-ZY13 | 1 | UN | 1 | 10 | C | D | N | N | 85365080 | 1 |  | 0.017 | KG | 20.71 | 20.71 | CP20 | CP20 | Pushbutton, 22 mm, round, plastic, yellow, pushbutton, flat, momentary contact type, with holder 1 NO+1 NC, screw terminal, with laser labeling, symbol number according to, ISO 7000 or IEC 60417 | - | 0 | 0
3SU1100-0AB30-1FA0-Z | Y15 | 3SU1100-0AB30-1FA0-ZY15 | 1 | UN | 1 | 10 | C | D | N | N | 85365080 | 1 |  | 0.017 | KG | 20.71 | 20.71 | CP20 | CP20 | Pushbutton, 22 mm, round, plastic, yellow, pushbutton, flat, momentary contact type, with holder 1 NO+1 NC, screw terminal, with laser labeling, upper case and lower case, always upper case at the beginning of the word | - | 0 | 0
3SU1100-0AB30-1FA0-Z | Y19 | 3SU1100-0AB30-1FA0-ZY19 | 1 | UN | 1 | 10 | C | D | N | N | 85365080 | 1 |  | 0.017 | KG | 16.91 | 16.91 | CP20 | CP20 | Pushbutton, 22 mm, round, plastic, yellow, pushbutton, flat, momentary contact type, with holder 1 NO+1 NC, screw terminal, with laser labeling, inscription or symbol Customer-specific selection with SIRIUS ACT configurator (CIN) | - | 0 | 0
3SU1100-0AB30-3BA0 |  | 3SU1100-0AB30-3BA0 | 1 | UN | 1 | 5 | B | D | N | N | 85365080 | 1 | 4011209956728 | 0.051 | KG | 13.02 | 13.02 | CP20 | CP20 | Pushbutton, 22 mm, round, plastic, yellow, pushbutton, flat, momentary contact type, with holder 1 NO, Spring-type terminal | - | 0 | 0
3SU1100-0AB30-3BA0-Z | X90 | 3SU1100-0AB30-3BA0-ZX90 | 1 | UN | 1 | 5 | B | D | EAR99 | N | 85365080 | 20 |  | 0.044 | KG | 13.02 | 13.02 | CP20 | CP20 | Pushbutton, 22 mm, round, plastic, yellow, pushbutton, flat, momentary contact type, with holder 1 NO, spring-type terminal, Z=20-unit packaging | - | 0 | 0
3SU1100-0AB30-3BA0-Z | Y10 | 3SU1100-0AB30-3BA0-ZY10 | 1 | UN | 1 | 10 | C | D | EAR99 | N | 85365080 | 1 |  | 0.044 | KG | 17.77 | 17.77 | CP20 | CP20 | Pushbutton, 22 mm, round, plastic, yellow, pushbutton, flat, momentary contact type, with holder 1 NO, spring-type terminal, with laser labeling, upper case and lower case, always upper case at beginning of line | - | 0 | 0
3SU1100-0AB30-3BA0-Z | Y11 | 3SU1100-0AB30-3BA0-ZY11 | 1 | UN | 1 | 10 | C | D | EAR99 | N | 85365080 | 1 |  | 0.044 | KG | 17.77 | 17.77 | CP20 | CP20 | Pushbutton, 22 mm, round, plastic, yellow, pushbutton, flat, momentary contact type, with holder 1 NO, spring-type terminal, with laser labeling, upper case | - | 0 | 0
3SU1100-0AB30-3BA0-Z | Y12 | 3SU1100-0AB30-3BA0-ZY12 | 1 | UN | 1 | 10 | C | D | EAR99 | N | 85365080 | 1 |  | 0.044 | KG | 17.77 | 17.77 | CP20 | CP20 | Pushbutton, 22 mm, round, plastic, yellow, pushbutton, flat, momentary contact type, with holder 1 NO, spring-type terminal, with laser labeling, lower case | - | 0 | 0
3SU1100-0AB30-3BA0-Z | Y13 | 3SU1100-0AB30-3BA0-ZY13 | 1 | UN | 1 | 10 | C | D | EAR99 | N | 85365080 | 1 |  | 0.044 | KG | 17.77 | 17.77 | CP20 | CP20 | Pushbutton, 22 mm, round, plastic, yellow, pushbutton, flat, momentary contact type, with holder 1 NO, spring-type terminal, with laser labeling, symbol number according to, ISO 7000 or IEC 60417 | - | 0 | 0
3SU1100-0AB30-3BA0-Z | Y15 | 3SU1100-0AB30-3BA0-ZY15 | 1 | UN | 1 | 10 | C | D | EAR99 | N | 85365080 | 1 |  | 0.044 | KG | 17.77 | 17.77 | CP20 | CP20 | Pushbutton, 22 mm, round, plastic, yellow, pushbutton, flat, momentary contact type, with holder 1 NO, spring-type terminal, with laser labeling, upper case and lower case, always upper case at the beginning of the word | - | 0 | 0
3SU1100-0AB30-3BA0-Z | Y19 | 3SU1100-0AB30-3BA0-ZY19 | 1 | UN | 1 | 10 | C | D | EAR99 | N | 85365080 | 1 |  | 0.044 | KG | 13.97 | 13.97 | CP20 | CP20 | Pushbutton, 22 mm, round, plastic, yellow, pushbutton, flat, momentary contact type, with holder 1 NO, spring-type terminal, with laser labeling, inscription or symbol Customer-specific selection with SIRIUS ACT configurator (CIN) | - | 0 | 0
3SU1100-0AB30-3FA0 |  | 3SU1100-0AB30-3FA0 | 1 | UN | 1 | 5 | B | D | N | N | 85365080 | 1 | 4011209959316 | 0.06 | KG | 16.82 | 16.82 | CP20 | CP20 | Pushbutton, 22 mm, round, plastic, yellow, pushbutton, flat, momentary contact type, with holder 1 NO+1 NC, spring-type terminal, | - | 0 | 0
3SU1100-0AB30-3FA0-Z | X90 | 3SU1100-0AB30-3FA0-ZX90 | 1 | UN | 1 | 5 | B | D | EAR99 | N | 85365080 | 20 |  | 0.052 | KG | 16.82 | 16.82 | CP20 | CP20 | Pushbutton, 22 mm, round, plastic, yellow, pushbutton, flat, momentary contact type, with holder 1 NO+1 NC, spring-type terminal, Z=20-unit packaging | - | 0 | 0
3SU1100-0AB30-3FA0-Z | Y10 | 3SU1100-0AB30-3FA0-ZY10 | 1 | UN | 1 | 10 | C | D | EAR99 | N | 85365080 | 1 |  | 0.052 | KG | 21.57 | 21.57 | CP20 | CP20 | Pushbutton, 22 mm, round, plastic, yellow, pushbutton, flat, momentary contact type, with holder 1 NO+1 NC, spring-type terminal, with laser labeling, upper case and lower case, always upper case at beginning of line | - | 0 | 0
3SU1100-0AB30-3FA0-Z | Y11 | 3SU1100-0AB30-3FA0-ZY11 | 1 | UN | 1 | 10 | C | D | EAR99 | N | 85365080 | 1 |  | 0.052 | KG | 21.57 | 21.57 | CP20 | CP20 | Pushbutton, 22 mm, round, plastic, yellow, pushbutton, flat, momentary contact type, with holder 1 NO+1 NC, spring-type terminal, with laser labeling, upper case | - | 0 | 0
3SU1100-0AB30-3FA0-Z | Y12 | 3SU1100-0AB30-3FA0-ZY12 | 1 | UN | 1 | 10 | C | D | EAR99 | N | 85365080 | 1 |  | 0.052 | KG | 21.57 | 21.57 | CP20 | CP20 | Pushbutton, 22 mm, round, plastic, yellow, pushbutton, flat, momentary contact type, with holder 1 NO+1 NC, spring-type terminal, with laser labeling, lower case | - | 0 | 0
3SU1100-0AB30-3FA0-Z | Y13 | 3SU1100-0AB30-3FA0-ZY13 | 1 | UN | 1 | 10 | C | D | EAR99 | N | 85365080 | 1 |  | 0.052 | KG | 21.57 | 21.57 | CP20 | CP20 | Pushbutton, 22 mm, round, plastic, yellow, pushbutton, flat, momentary contact type, with holder 1 NO+1 NC, spring-type terminal, with laser labeling, symbol number according to, ISO 7000 or IEC 60417 | - | 0 | 0
3SU1100-0AB30-3FA0-Z | Y15 | 3SU1100-0AB30-3FA0-ZY15 | 1 | UN | 1 | 10 | C | D | EAR99 | N | 85365080 | 1 |  | 0.052 | KG | 21.57 | 21.57 | CP20 | CP20 | Pushbutton, 22 mm, round, plastic, yellow, pushbutton, flat, momentary contact type, with holder 1 NO+1 NC, spring-type terminal, with laser labeling, upper case and lower case, always upper case at the beginning of the word | - | 0 | 0
3SU1100-0AB30-3FA0-Z | Y19 | 3SU1100-0AB30-3FA0-ZY19 | 1 | UN | 1 | 10 | C | D | EAR99 | N | 85365080 | 1 |  | 0.052 | KG | 17.77 | 17.77 | CP20 | CP20 | Pushbutton, 22 mm, round, plastic, yellow, pushbutton, flat, momentary contact type, with holder 1 NO+1 NC, spring-type terminal, with laser labeling, inscription or symbol Customer-specific selection with SIRIUS ACT configurator (CIN) | - | 0 | 0
3SU1100-0AB40-1BA0 |  | 3SU1100-0AB40-1BA0 | 1 | UN | 1 | 1 | A | D | N | N | 85365080 | 1 | 4011209959378 | 0.05 | KG | 12.73 | 11.97 | CP20 | CP20 | Pushbutton, 22 mm, round, plastic, green, pushbutton, flat, momentary contact type, with holder 1 NO, screw terminal | Lista Papel 2020 SI | 0 | 0
3SU1100-0AB40-1BA0-Z | X90 | 3SU1100-0AB40-1BA0-ZX90 | 1 | UN | 1 | 5 | B | D | N | N | 85365080 | 20 | 4047621049854 | 0.058 | KG | 12.73 | 12.73 | CP20 | CP20 | Pushbutton, 22 mm, round, plastic, green, pushbutton, flat, momentary contact type, with holder 1 NO, screw terminal, Z=20-unit packaging | - | 0 | 0
3SU1100-0AB40-1BA0-Z | Y10 | 3SU1100-0AB40-1BA0-ZY10 | 1 | UN | 1 | 10 | C | D | N | N | 85365080 | 1 |  | 0.05 | KG | 17.48 | 17.48 | CP20 | CP20 | Pushbutton, 22 mm, round, plastic, green, pushbutton, flat, momentary contact type, with holder 1 NO, screw terminal, with laser labeling, upper case and lower case, always upper case at beginning of line | - | 0 | 0
3SU1100-0AB40-1BA0-Z | Y11 | 3SU1100-0AB40-1BA0-ZY11 | 1 | UN | 1 | 10 | C | D | N | N | 85365080 | 1 |  | 0.017 | KG | 17.48 | 17.48 | CP20 | CP20 | Pushbutton, 22 mm, round, plastic, green, pushbutton, flat, momentary contact type, with holder 1 NO, screw terminal, with laser labeling, upper case | - | 0 | 0
3SU1100-0AB40-1BA0-Z | Y12 | 3SU1100-0AB40-1BA0-ZY12 | 1 | UN | 1 | 10 | C | D | N | N | 85365080 | 1 |  | 0.017 | KG | 17.48 | 17.48 | CP20 | CP20 | Pushbutton, 22 mm, round, plastic, green, pushbutton, flat, momentary contact type, with holder 1 NO, screw terminal, with laser labeling, lower case | - | 0 | 0
3SU1100-0AB40-1BA0-Z | Y13 | 3SU1100-0AB40-1BA0-ZY13 | 1 | UN | 1 | 10 | C | D | N | N | 85365080 | 1 |  | 0.051 | KG | 17.48 | 17.48 | CP20 | CP20 | Pushbutton, 22 mm, round, plastic, green, pushbutton, flat, momentary contact type, with holder 1 NO, screw terminal, with laser labeling, symbol number according to, ISO 7000 or IEC 60417 | - | 0 | 0
3SU1100-0AB40-1BA0-Z | Y15 | 3SU1100-0AB40-1BA0-ZY15 | 1 | UN | 1 | 10 | C | D | N | N | 85365080 | 1 |  | 0.017 | KG | 17.48 | 17.48 | CP20 | CP20 | Pushbutton, 22 mm, round, plastic, green, pushbutton, flat, momentary contact type, with holder 1 NO, screw terminal, with laser labeling, upper case and lower case, always upper case at the beginning of the word | - | 0 | 0
3SU1100-0AB40-1BA0-Z | Y19 | 3SU1100-0AB40-1BA0-ZY19 | 1 | UN | 1 | 10 | C | D | N | N | 85365080 | 1 |  | 0.017 | KG | 13.68 | 13.68 | CP20 | CP20 | Pushbutton, 22 mm, round, plastic, green, pushbutton, flat, momentary contact type, with holder 1 NO, screw terminal, with laser labeling, inscription or symbol Customer-specific selection with SIRIUS ACT configurator (CIN) | - | 0 | 0
3SU1100-0AB40-1FA0 |  | 3SU1100-0AB40-1FA0 | 1 | UN | 1 | 1 | A | D | N | N | 85365080 | 1 | 4011209959200 | 0.06 | KG | 15.96 | 14.82 | CP20 | CP20 | Pushbutton, 22 mm, round, plastic, green, pushbutton, flat, momentary contact type, with holder 1 NO+1 NC, screw terminal, | Lista Papel 2020 SI | 0 | 0
3SU1100-0AB40-1FA0-Z | X90 | 3SU1100-0AB40-1FA0-ZX90 | 1 | UN | 1 | 5 | B | D | N | N | 85365080 | 20 |  | 0.067 | KG | 15.96 | 15.96 | CP20 | CP20 | Pushbutton, 22 mm, round, plastic, green, pushbutton, flat, momentary contact type, with holder 1 NO+1 NC, screw terminal, Z=20-unit packaging | - | 0 | 0
3SU1100-0AB40-1FA0-Z | Y10 | 3SU1100-0AB40-1FA0-ZY10 | 1 | UN | 1 | 10 | C | D | N | N | 85365080 | 1 |  | 0.017 | KG | 20.71 | 20.71 | CP20 | CP20 | Pushbutton, 22 mm, round, plastic, green, pushbutton, flat, momentary contact type, with holder 1 NO+1 NC, screw terminal, with laser labeling, upper case and lower case, always upper case at beginning of line | - | 0 | 0
3SU1100-0AB40-1FA0-Z | Y11 | 3SU1100-0AB40-1FA0-ZY11 | 1 | UN | 1 | 10 | C | D | N | N | 85365080 | 1 |  | 0.058 | KG | 20.71 | 20.71 | CP20 | CP20 | Pushbutton, 22 mm, round, plastic, green, pushbutton, flat, momentary contact type, with holder 1 NO+1 NC, screw terminal, with laser labeling, upper case | - | 0 | 0
3SU1100-0AB40-1FA0-Z | Y12 | 3SU1100-0AB40-1FA0-ZY12 | 1 | UN | 1 | 10 | C | D | N | N | 85365080 | 1 |  | 0.017 | KG | 20.71 | 20.71 | CP20 | CP20 | Pushbutton, 22 mm, round, plastic, green, pushbutton, flat, momentary contact type, with holder 1 NO+1 NC, screw terminal, with laser labeling, lower case | - | 0 | 0
3SU1100-0AB40-1FA0-Z | Y13 | 3SU1100-0AB40-1FA0-ZY13 | 1 | UN | 1 | 10 | C | D | N | N | 85365080 | 1 |  | 0.017 | KG | 20.71 | 20.71 | CP20 | CP20 | Pushbutton, 22 mm, round, plastic, green, pushbutton, flat, momentary contact type, with holder 1 NO+1 NC, screw terminal, with laser labeling, symbol number according to, ISO 7000 or IEC 60417 | - | 0 | 0
3SU1100-0AB40-1FA0-Z | Y15 | 3SU1100-0AB40-1FA0-ZY15 | 1 | UN | 1 | 10 | C | D | N | N | 85365080 | 1 |  | 0.017 | KG | 20.71 | 20.71 | CP20 | CP20 | Pushbutton, 22 mm, round, plastic, green, pushbutton, flat, momentary contact type, with holder 1 NO+1 NC, screw terminal, with laser labeling, upper case and lower case, always upper case at the beginning of the word | - | 0 | 0
3SU1100-0AB40-1FA0-Z | Y19 | 3SU1100-0AB40-1FA0-ZY19 | 1 | UN | 1 | 10 | C | D | N | N | 85365080 | 1 |  | 0.017 | KG | 16.91 | 16.91 | CP20 | CP20 | Pushbutton, 22 mm, round, plastic, green, pushbutton, flat, momentary contact type, with holder 1 NO+1 NC, screw terminal, with laser labeling, inscription or symbol Customer-specific selection with SIRIUS ACT configurator (CIN) | - | 0 | 0
3SU1100-0AB40-3BA0 |  | 3SU1100-0AB40-3BA0 | 1 | UN | 1 | 5 | B | D | N | N | 85365080 | 1 | 4011209956735 | 0.05 | KG | 13.02 | 13.02 | CP20 | CP20 | Pushbutton, 22 mm, round, plastic, green, pushbutton, flat, momentary contact type, with holder 1 NO, Spring-type terminal | - | 0 | 0
3SU1100-0AB40-3BA0-Z | X90 | 3SU1100-0AB40-3BA0-ZX90 | 1 | UN | 1 | 5 | B | D | EAR99 | N | 85365080 | 20 |  | 0.044 | KG | 13.02 | 13.02 | CP20 | CP20 | Pushbutton, 22 mm, round, plastic, green, pushbutton, flat, momentary contact type, with holder 1 NO, spring-type terminal, Z=20-unit packaging | - | 0 | 0
3SU1100-0AB40-3BA0-Z | Y10 | 3SU1100-0AB40-3BA0-ZY10 | 1 | UN | 1 | 10 | C | D | N | N | 85365080 | 1 |  | 0.05 | KG | 17.77 | 17.77 | CP20 | CP20 | Pushbutton, 22 mm, round, plastic, green, pushbutton, flat, momentary contact type, with holder 1 NO, spring-type terminal, with laser labeling, upper case and lower case, always upper case at beginning of line | - | 0 | 0
3SU1100-0AB40-3BA0-Z | Y11 | 3SU1100-0AB40-3BA0-ZY11 | 1 | UN | 1 | 10 | C | D | N | N | 85365080 | 1 |  | 0.017 | KG | 17.77 | 17.77 | CP20 | CP20 | Pushbutton, 22 mm, round, plastic, green, pushbutton, flat, momentary contact type, with holder 1 NO, spring-type terminal, with laser labeling, upper case | - | 0 | 0
3SU1100-0AB40-3BA0-Z | Y12 | 3SU1100-0AB40-3BA0-ZY12 | 1 | UN | 1 | 10 | C | D | N | N | 85365080 | 1 |  | 0.017 | KG | 17.77 | 17.77 | CP20 | CP20 | Pushbutton, 22 mm, round, plastic, green, pushbutton, flat, momentary contact type, with holder 1 NO, spring-type terminal, with laser labeling, lower case | - | 0 | 0
3SU1100-0AB40-3BA0-Z | Y13 | 3SU1100-0AB40-3BA0-ZY13 | 1 | UN | 1 | 10 | C | D | N | N | 85365080 | 1 |  | 0.017 | KG | 17.77 | 17.77 | CP20 | CP20 | Pushbutton, 22 mm, round, plastic, green, pushbutton, flat, momentary contact type, with holder 1 NO, spring-type terminal, with laser labeling, symbol number according to, ISO 7000 or IEC 60417 | - | 0 | 0
3SU1100-0AB40-3BA0-Z | Y15 | 3SU1100-0AB40-3BA0-ZY15 | 1 | UN | 1 | 10 | C | D | N | N | 85365080 | 1 |  | 0.017 | KG | 17.77 | 17.77 | CP20 | CP20 | Pushbutton, 22 mm, round, plastic, green, pushbutton, flat, momentary contact type, with holder 1 NO, spring-type terminal, with laser labeling, upper case and lower case, always upper case at the beginning of the word | - | 0 | 0
3SU1100-0AB40-3BA0-Z | Y19 | 3SU1100-0AB40-3BA0-ZY19 | 1 | UN | 1 | 10 | C | D | N | N | 85365080 | 1 |  | 0.017 | KG | 13.97 | 13.97 | CP20 | CP20 | Pushbutton, 22 mm, round, plastic, green, pushbutton, flat, momentary contact type, with holder 1 NO, spring-type terminal, with laser labeling, inscription or symbol Customer-specific selection with SIRIUS ACT configurator (CIN) | - | 0 | 0
3SU1100-0AB40-3FA0 |  | 3SU1100-0AB40-3FA0 | 1 | UN | 1 | 5 | B | D | N | N | 85365080 | 1 | 4011209959323 | 0.06 | KG | 16.82 | 16.82 | CP20 | CP20 | Pushbutton, 22 mm, round, plastic, green, pushbutton, flat, momentary contact type, with holder 1 NO+1 NC, spring-type terminal, | - | 0 | 0
3SU1100-0AB40-3FA0-Z | X90 | 3SU1100-0AB40-3FA0-ZX90 | 1 | UN | 1 | 5 | B | D | EAR99 | N | 85365080 | 20 |  | 0.052 | KG | 16.82 | 16.82 | CP20 | CP20 | Pushbutton, 22 mm, round, plastic, green, pushbutton, flat, momentary contact type, with holder 1 NO+1 NC, spring-type terminal, Z=20-unit packaging | - | 0 | 0
3SU1100-0AB40-3FA0-Z | Y10 | 3SU1100-0AB40-3FA0-ZY10 | 1 | UN | 1 | 10 | C | D | EAR99 | N | 85365080 | 1 |  | 0.052 | KG | 21.57 | 21.57 | CP20 | CP20 | Pushbutton, 22 mm, round, plastic, green, pushbutton, flat, momentary contact type, with holder 1 NO+1 NC, spring-type terminal, with laser labeling, upper case and lower case, always upper case at beginning of line | - | 0 | 0
3SU1100-0AB40-3FA0-Z | Y11 | 3SU1100-0AB40-3FA0-ZY11 | 1 | UN | 1 | 10 | C | D | EAR99 | N | 85365080 | 1 |  | 0.052 | KG | 21.57 | 21.57 | CP20 | CP20 | Pushbutton, 22 mm, round, plastic, green, pushbutton, flat, momentary contact type, with holder 1 NO+1 NC, spring-type terminal, with laser labeling, upper case | - | 0 | 0
3SU1100-0AB40-3FA0-Z | Y12 | 3SU1100-0AB40-3FA0-ZY12 | 1 | UN | 1 | 10 | C | D | EAR99 | N | 85365080 | 1 |  | 0.052 | KG | 21.57 | 21.57 | CP20 | CP20 | Pushbutton, 22 mm, round, plastic, green, pushbutton, flat, momentary contact type, with holder 1 NO+1 NC, spring-type terminal, with laser labeling, lower case | - | 0 | 0
3SU1100-0AB40-3FA0-Z | Y13 | 3SU1100-0AB40-3FA0-ZY13 | 1 | UN | 1 | 10 | C | D | EAR99 | N | 85365080 | 1 |  | 0.052 | KG | 21.57 | 21.57 | CP20 | CP20 | Pushbutton, 22 mm, round, plastic, green, pushbutton, flat, momentary contact type, with holder 1 NO+1 NC, spring-type terminal, with laser labeling, symbol number according to, ISO 7000 or IEC 60417 | - | 0 | 0
3SU1100-0AB40-3FA0-Z | Y15 | 3SU1100-0AB40-3FA0-ZY15 | 1 | UN | 1 | 10 | C | D | EAR99 | N | 85365080 | 1 |  | 0.052 | KG | 21.57 | 21.57 | CP20 | CP20 | Pushbutton, 22 mm, round, plastic, green, pushbutton, flat, momentary contact type, with holder 1 NO+1 NC, spring-type terminal, with laser labeling, upper case and lower case, always upper case at the beginning of the word | - | 0 | 0
3SU1100-0AB40-3FA0-Z | Y19 | 3SU1100-0AB40-3FA0-ZY19 | 1 | UN | 1 | 10 | C | D | EAR99 | N | 85365080 | 1 |  | 0.052 | KG | 17.77 | 17.77 | CP20 | CP20 | Pushbutton, 22 mm, round, plastic, green, pushbutton, flat, momentary contact type, with holder 1 NO+1 NC, spring-type terminal, with laser labeling, inscription or symbol Customer-specific selection with SIRIUS ACT configurator (CIN) | - | 0 | 0
3SU1100-0AB50-1BA0 |  | 3SU1100-0AB50-1BA0 | 1 | UN | 1 | 1 | A | D | N | N | 85365080 | 1 | 4011209959385 | 0.051 | KG | 12.73 | 11.97 | CP20 | CP20 | Pushbutton, 22 mm, round, plastic, blue, pushbutton, flat, momentary contact type, with holder 1 NO, screw terminal | Lista Papel 2020 SI | 0 | 0
3SU1100-0AB50-1BA0-Z | X90 | 3SU1100-0AB50-1BA0-ZX90 | 1 | UN | 1 | 5 | B | D | EAR99 | N | 85365080 | 20 |  | 0.044 | KG | 12.73 | 12.73 | CP20 | CP20 | Pushbutton, 22 mm, round, plastic, blue, pushbutton, flat, momentary contact type, with holder 1 NO, screw terminal, Z=20-unit packaging | - | 0 | 0
3SU1100-0AB50-1BA0-Z | Y10 | 3SU1100-0AB50-1BA0-ZY10 | 1 | UN | 1 | 10 | C | D | N | N | 85365080 | 1 |  | 0.06 | KG | 17.48 | 17.48 | CP20 | CP20 | Pushbutton, 22 mm, round, plastic, blue, pushbutton, flat, momentary contact type, with holder 1 NO, screw terminal, with laser labeling, upper case and lower case, always upper case at beginning of line | - | 0 | 0
3SU1100-0AB50-1BA0-Z | Y11 | 3SU1100-0AB50-1BA0-ZY11 | 1 | UN | 1 | 10 | C | D | N | N | 85365080 | 1 |  | 0.06 | KG | 17.48 | 17.48 | CP20 | CP20 | Pushbutton, 22 mm, round, plastic, blue, pushbutton, flat, momentary contact type, with holder 1 NO, screw terminal, with laser labeling, upper case | - | 0 | 0
3SU1100-0AB50-1BA0-Z | Y12 | 3SU1100-0AB50-1BA0-ZY12 | 1 | UN | 1 | 10 | C | D | N | N | 85365080 | 1 |  | 0.017 | KG | 17.48 | 17.48 | CP20 | CP20 | Pushbutton, 22 mm, round, plastic, blue, pushbutton, flat, momentary contact type, with holder 1 NO, screw terminal, with laser labeling, lower case | - | 0 | 0
3SU1100-0AB50-1BA0-Z | Y13 | 3SU1100-0AB50-1BA0-ZY13 | 1 | UN | 1 | 10 | C | D | N | N | 85365080 | 1 |  | 0.017 | KG | 17.48 | 17.48 | CP20 | CP20 | Pushbutton, 22 mm, round, plastic, blue, pushbutton, flat, momentary contact type, with holder 1 NO, screw terminal, with laser labeling, symbol number according to, ISO 7000 or IEC 60417 | - | 0 | 0
3SU1100-0AB50-1BA0-Z | Y15 | 3SU1100-0AB50-1BA0-ZY15 | 1 | UN | 1 | 10 | C | D | N | N | 85365080 | 1 |  | 0.017 | KG | 17.48 | 17.48 | CP20 | CP20 | Pushbutton, 22 mm, round, plastic, blue, pushbutton, flat, momentary contact type, with holder 1 NO, screw terminal, with laser labeling, upper case and lower case, always upper case at the beginning of the word | - | 0 | 0
3SU1100-0AB50-1BA0-Z | Y19 | 3SU1100-0AB50-1BA0-ZY19 | 1 | UN | 1 | 10 | C | D | N | N | 85365080 | 1 |  | 0.017 | KG | 13.68 | 13.68 | CP20 | CP20 | Pushbutton, 22 mm, round, plastic, blue, pushbutton, flat, momentary contact type, with holder 1 NO, screw terminal, with laser labeling, inscription or symbol Customer-specific selection with SIRIUS ACT configurator (CIN) | - | 0 | 0
3SU1100-0AB50-1FA0 |  | 3SU1100-0AB50-1FA0 | 1 | UN | 1 | 3 | B | D | N | N | 85365080 | 1 | 4011209959217 | 0.06 | KG | 15.96 | 14.82 | CP20 | CP20 | Pushbutton, 22 mm, round, plastic, blue, pushbutton, flat, momentary contact type, with holder 1 NO+1 NC, screw terminal, | Lista Papel 2020 SI | 0 | 0
3SU1100-0AB50-1FA0-Z | X90 | 3SU1100-0AB50-1FA0-ZX90 | 1 | UN | 1 | 5 | B | D | EAR99 | N | 85365080 | 20 |  | 0.052 | KG | 15.96 | 15.96 | CP20 | CP20 | Pushbutton, 22 mm, round, plastic, blue, pushbutton, flat, momentary contact type, with holder 1 NO+1 NC, screw terminal, Z=20-unit packaging | - | 0 | 0
3SU1100-0AB50-1FA0-Z | Y10 | 3SU1100-0AB50-1FA0-ZY10 | 1 | UN | 1 | 10 | C | D | EAR99 | N | 85365080 | 1 |  | 0.052 | KG | 20.71 | 20.71 | CP20 | CP20 | Pushbutton, 22 mm, round, plastic, blue, pushbutton, flat, momentary contact type, with holder 1 NO+1 NC, screw terminal, with laser labeling, upper case and lower case, always upper case at beginning of line | - | 0 | 0
3SU1100-0AB50-1FA0-Z | Y11 | 3SU1100-0AB50-1FA0-ZY11 | 1 | UN | 1 | 10 | C | D | EAR99 | N | 85365080 | 1 |  | 0.052 | KG | 20.71 | 20.71 | CP20 | CP20 | Pushbutton, 22 mm, round, plastic, blue, pushbutton, flat, momentary contact type, with holder 1 NO+1 NC, screw terminal, with laser labeling, upper case | - | 0 | 0
3SU1100-0AB50-1FA0-Z | Y12 | 3SU1100-0AB50-1FA0-ZY12 | 1 | UN | 1 | 10 | C | D | EAR99 | N | 85365080 | 1 |  | 0.052 | KG | 20.71 | 20.71 | CP20 | CP20 | Pushbutton, 22 mm, round, plastic, blue, pushbutton, flat, momentary contact type, with holder 1 NO+1 NC, screw terminal, with laser labeling, lower case | - | 0 | 0
3SU1100-0AB50-1FA0-Z | Y13 | 3SU1100-0AB50-1FA0-ZY13 | 1 | UN | 1 | 10 | C | D | EAR99 | N | 85365080 | 1 |  | 0.052 | KG | 20.71 | 20.71 | CP20 | CP20 | Pushbutton, 22 mm, round, plastic, blue, pushbutton, flat, momentary contact type, with holder 1 NO+1 NC, screw terminal, with laser labeling, symbol number according to, ISO 7000 or IEC 60417 | - | 0 | 0
3SU1100-0AB50-1FA0-Z | Y15 | 3SU1100-0AB50-1FA0-ZY15 | 1 | UN | 1 | 10 | C | D | EAR99 | N | 85365080 | 1 |  | 0.052 | KG | 20.71 | 20.71 | CP20 | CP20 | Pushbutton, 22 mm, round, plastic, blue, pushbutton, flat, momentary contact type, with holder 1 NO+1 NC, screw terminal, with laser labeling, upper case and lower case, always upper case at the beginning of the word | - | 0 | 0
3SU1100-0AB50-1FA0-Z | Y19 | 3SU1100-0AB50-1FA0-ZY19 | 1 | UN | 1 | 10 | C | D | EAR99 | N | 85365080 | 1 |  | 0.052 | KG | 16.91 | 16.91 | CP20 | CP20 | Pushbutton, 22 mm, round, plastic, blue, pushbutton, flat, momentary contact type, with holder 1 NO+1 NC, screw terminal, with laser labeling, inscription or symbol Customer-specific selection with SIRIUS ACT configurator (CIN) | - | 0 | 0
3SU1100-0AB50-3BA0 |  | 3SU1100-0AB50-3BA0 | 1 | UN | 1 | 5 | B | D | N | N | 85365080 | 1 | 4011209956742 | 0.053 | KG | 13.02 | 13.02 | CP20 | CP20 | Pushbutton, 22 mm, round, plastic, blue, pushbutton, flat, momentary contact type, with holder 1 NO, Spring-type terminal | - | 0 | 0
3SU1100-0AB50-3BA0-Z | X90 | 3SU1100-0AB50-3BA0-ZX90 | 1 | UN | 1 | 5 | B | D | EAR99 | N | 85365080 | 20 |  | 0.044 | KG | 13.02 | 13.02 | CP20 | CP20 | Pushbutton, 22 mm, round, plastic, blue, pushbutton, flat, momentary contact type, with holder 1 NO, spring-type terminal, Z=20-unit packaging | - | 0 | 0
3SU1100-0AB50-3BA0-Z | Y10 | 3SU1100-0AB50-3BA0-ZY10 | 1 | UN | 1 | 10 | C | D | EAR99 | N | 85365080 | 1 |  | 0.044 | KG | 17.77 | 17.77 | CP20 | CP20 | Pushbutton, 22 mm, round, plastic, blue, pushbutton, flat, momentary contact type, with holder 1 NO, spring-type terminal, with laser labeling, upper case and lower case, always upper case at beginning of line | - | 0 | 0
3SU1100-0AB50-3BA0-Z | Y11 | 3SU1100-0AB50-3BA0-ZY11 | 1 | UN | 1 | 10 | C | D | EAR99 | N | 85365080 | 1 |  | 0.044 | KG | 17.77 | 17.77 | CP20 | CP20 | Pushbutton, 22 mm, round, plastic, blue, pushbutton, flat, momentary contact type, with holder 1 NO, spring-type terminal, with laser labeling, upper case | - | 0 | 0
3SU1100-0AB50-3BA0-Z | Y12 | 3SU1100-0AB50-3BA0-ZY12 | 1 | UN | 1 | 10 | C | D | EAR99 | N | 85365080 | 1 |  | 0.044 | KG | 17.77 | 17.77 | CP20 | CP20 | Pushbutton, 22 mm, round, plastic, blue, pushbutton, flat, momentary contact type, with holder 1 NO, spring-type terminal, with laser labeling, lower case | - | 0 | 0
3SU1100-0AB50-3BA0-Z | Y13 | 3SU1100-0AB50-3BA0-ZY13 | 1 | UN | 1 | 10 | C | D | EAR99 | N | 85365080 | 1 |  | 0.044 | KG | 17.77 | 17.77 | CP20 | CP20 | Pushbutton, 22 mm, round, plastic, blue, pushbutton, flat, momentary contact type, with holder 1 NO, spring-type terminal, with laser labeling, symbol number according to, ISO 7000 or IEC 60417 | - | 0 | 0
3SU1100-0AB50-3BA0-Z | Y15 | 3SU1100-0AB50-3BA0-ZY15 | 1 | UN | 1 | 10 | C | D | EAR99 | N | 85365080 | 1 |  | 0.044 | KG | 17.77 | 17.77 | CP20 | CP20 | Pushbutton, 22 mm, round, plastic, blue, pushbutton, flat, momentary contact type, with holder 1 NO, spring-type terminal, with laser labeling, upper case and lower case, always upper case at the beginning of the word | - | 0 | 0
3SU1100-0AB50-3BA0-Z | Y19 | 3SU1100-0AB50-3BA0-ZY19 | 1 | UN | 1 | 10 | C | D | EAR99 | N | 85365080 | 1 |  | 0.044 | KG | 13.97 | 13.97 | CP20 | CP20 | Pushbutton, 22 mm, round, plastic, blue, pushbutton, flat, momentary contact type, with holder 1 NO, spring-type terminal, with laser labeling, inscription or symbol Customer-specific selection with SIRIUS ACT configurator (CIN) | - | 0 | 0
3SU1100-0AB50-3FA0 |  | 3SU1100-0AB50-3FA0 | 1 | UN | 1 | 5 | B | D | N | N | 85365080 | 1 | 4011209937208 | 0.06 | KG | 16.82 | 16.82 | CP20 | CP20 | Pushbutton, 22 mm, round, plastic, blue, pushbutton, flat, momentary contact type, with holder 1 NO+1 NC, spring-type terminal, | - | 0 | 0
3SU1100-0AB50-3FA0-Z | X90 | 3SU1100-0AB50-3FA0-ZX90 | 1 | UN | 1 | 5 | B | D | EAR99 | N | 85365080 | 20 |  | 0.052 | KG | 16.82 | 16.82 | CP20 | CP20 | Pushbutton, 22 mm, round, plastic, blue, pushbutton, flat, momentary contact type, with holder 1 NO+1 NC, spring-type terminal, Z=20-unit packaging | - | 0 | 0
3SU1100-0AB50-3FA0-Z | Y10 | 3SU1100-0AB50-3FA0-ZY10 | 1 | UN | 1 | 10 | C | D | EAR99 | N | 85365080 | 1 |  | 0.052 | KG | 21.57 | 21.57 | CP20 | CP20 | Pushbutton, 22 mm, round, plastic, blue, pushbutton, flat, momentary contact type, with holder 1 NO+1 NC, spring-type terminal, with laser labeling, upper case and lower case, always upper case at beginning of line | - | 0 | 0
3SU1100-0AB50-3FA0-Z | Y11 | 3SU1100-0AB50-3FA0-ZY11 | 1 | UN | 1 | 10 | C | D | EAR99 | N | 85365080 | 1 |  | 0.052 | KG | 21.57 | 21.57 | CP20 | CP20 | Pushbutton, 22 mm, round, plastic, blue, pushbutton, flat, momentary contact type, with holder 1 NO+1 NC, spring-type terminal, with laser labeling, upper case | - | 0 | 0
3SU1100-0AB50-3FA0-Z | Y12 | 3SU1100-0AB50-3FA0-ZY12 | 1 | UN | 1 | 10 | C | D | EAR99 | N | 85365080 | 1 |  | 0.052 | KG | 21.57 | 21.57 | CP20 | CP20 | Pushbutton, 22 mm, round, plastic, blue, pushbutton, flat, momentary contact type, with holder 1 NO+1 NC, spring-type terminal, with laser labeling, lower case | - | 0 | 0
3SU1100-0AB50-3FA0-Z | Y13 | 3SU1100-0AB50-3FA0-ZY13 | 1 | UN | 1 | 10 | C | D | EAR99 | N | 85365080 | 1 |  | 0.052 | KG | 21.57 | 21.57 | CP20 | CP20 | Pushbutton, 22 mm, round, plastic, blue, pushbutton, flat, momentary contact type, with holder 1 NO+1 NC, spring-type terminal, with laser labeling, symbol number according to, ISO 7000 or IEC 60417 | - | 0 | 0
3SU1100-0AB50-3FA0-Z | Y15 | 3SU1100-0AB50-3FA0-ZY15 | 1 | UN | 1 | 10 | C | D | EAR99 | N | 85365080 | 1 |  | 0.052 | KG | 21.57 | 21.57 | CP20 | CP20 | Pushbutton, 22 mm, round, plastic, blue, pushbutton, flat, momentary contact type, with holder 1 NO+1 NC, spring-type terminal, with laser labeling, upper case and lower case, always upper case at the beginning of the word | - | 0 | 0
3SU1100-0AB50-3FA0-Z | Y19 | 3SU1100-0AB50-3FA0-ZY19 | 1 | UN | 1 | 10 | C | D | EAR99 | N | 85365080 | 1 |  | 0.052 | KG | 17.77 | 17.77 | CP20 | CP20 | Pushbutton, 22 mm, round, plastic, blue, pushbutton, flat, momentary contact type, with holder 1 NO+1 NC, spring-type terminal, with laser labeling, inscription or symbol Customer-specific selection with SIRIUS ACT configurator (CIN) | - | 0 | 0
3SU1100-0AB60-1BA0 |  | 3SU1100-0AB60-1BA0 | 1 | UN | 1 | 1 | A | D | N | N | 85365080 | 1 | 4011209959392 | 0.051 | KG | 12.73 | 11.97 | CP20 | CP20 | Pushbutton, 22 mm, round, plastic, white, pushbutton, flat, momentary contact type, with holder 1 NO, screw terminal | Lista Papel 2020 SI | 0 | 0
3SU1100-0AB60-1BA0-Z | X90 | 3SU1100-0AB60-1BA0-ZX90 | 1 | UN | 1 | 5 | B | D | EAR99 | N | 85365080 | 20 |  | 0.044 | KG | 12.73 | 12.73 | CP20 | CP20 | Pushbutton, 22 mm, round, plastic, white, pushbutton, flat, momentary contact type, with holder 1 NO, screw terminal, Z=20-unit packaging | - | 0 | 0
3SU1100-0AB60-1BA0-Z | Y10 | 3SU1100-0AB60-1BA0-ZY10 | 1 | UN | 1 | 10 | C | D | EAR99 | N | 85365080 | 1 |  | 0.044 | KG | 17.48 | 17.48 | CP20 | CP20 | Pushbutton, 22 mm, round, plastic, white, pushbutton, flat, momentary contact type, with holder 1 NO, screw terminal, with laser labeling, upper case and lower case, always upper case at beginning of line | - | 0 | 0
3SU1100-0AB60-1BA0-Z | Y11 | 3SU1100-0AB60-1BA0-ZY11 | 1 | UN | 1 | 10 | C | D | EAR99 | N | 85365080 | 1 |  | 0.044 | KG | 17.48 | 17.48 | CP20 | CP20 | Pushbutton, 22 mm, round, plastic, white, pushbutton, flat, momentary contact type, with holder 1 NO, screw terminal, with laser labeling, upper case | - | 0 | 0
3SU1100-0AB60-1BA0-Z | Y12 | 3SU1100-0AB60-1BA0-ZY12 | 1 | UN | 1 | 10 | C | D | EAR99 | N | 85365080 | 1 |  | 0.044 | KG | 17.48 | 17.48 | CP20 | CP20 | Pushbutton, 22 mm, round, plastic, white, pushbutton, flat, momentary contact type, with holder 1 NO, screw terminal, with laser labeling, lower case | - | 0 | 0
3SU1100-0AB60-1BA0-Z | Y13 | 3SU1100-0AB60-1BA0-ZY13 | 1 | UN | 1 | 10 | C | D | EAR99 | N | 85365080 | 1 |  | 0.044 | KG | 17.48 | 17.48 | CP20 | CP20 | Pushbutton, 22 mm, round, plastic, white, pushbutton, flat, momentary contact type, with holder 1 NO, screw terminal, with laser labeling, symbol number according to, ISO 7000 or IEC 60417 | - | 0 | 0
3SU1100-0AB60-1BA0-Z | Y15 | 3SU1100-0AB60-1BA0-ZY15 | 1 | UN | 1 | 10 | C | D | EAR99 | N | 85365080 | 1 |  | 0.044 | KG | 17.48 | 17.48 | CP20 | CP20 | Pushbutton, 22 mm, round, plastic, white, pushbutton, flat, momentary contact type, with holder 1 NO, screw terminal, with laser labeling, upper case and lower case, always upper case at the beginning of the word | - | 0 | 0
3SU1100-0AB60-1BA0-Z | Y19 | 3SU1100-0AB60-1BA0-ZY19 | 1 | UN | 1 | 10 | C | D | EAR99 | N | 85365080 | 1 |  | 0.044 | KG | 13.68 | 13.68 | CP20 | CP20 | Pushbutton, 22 mm, round, plastic, white, pushbutton, flat, momentary contact type, with holder 1 NO, screw terminal, with laser labeling, inscription or symbol Customer-specific selection with SIRIUS ACT configurator (CIN) | - | 0 | 0
3SU1100-0AB60-1FA0 |  | 3SU1100-0AB60-1FA0 | 1 | UN | 1 | 3 | B | D | N | N | 85365080 | 1 | 4011209959224 | 0.06 | KG | 15.96 | 14.82 | CP20 | CP20 | Pushbutton, 22 mm, round, plastic, white, pushbutton, flat, momentary contact type, with holder 1 NO+1 NC, screw terminal, | Lista Papel 2020 SI | 0 | 0
3SU1100-0AB60-1FA0-Z | X90 | 3SU1100-0AB60-1FA0-ZX90 | 1 | UN | 1 | 5 | B | D | EAR99 | N | 85365080 | 20 |  | 0.052 | KG | 15.96 | 15.96 | CP20 | CP20 | Pushbutton, 22 mm, round, plastic, white, pushbutton, flat, momentary contact type, with holder 1 NO+1 NC, screw terminal, Z=20-unit packaging | - | 0 | 0
3SU1100-0AB60-1FA0-Z | Y10 | 3SU1100-0AB60-1FA0-ZY10 | 1 | UN | 1 | 10 | C | D | EAR99 | N | 85365080 | 1 |  | 0.052 | KG | 20.71 | 20.71 | CP20 | CP20 | Pushbutton, 22 mm, round, plastic, white, pushbutton, flat, momentary contact type, with holder 1 NO+1 NC, screw terminal, with laser labeling, upper case and lower case, always upper case at beginning of line | - | 0 | 0
3SU1100-0AB60-1FA0-Z | Y11 | 3SU1100-0AB60-1FA0-ZY11 | 1 | UN | 1 | 10 | C | D | EAR99 | N | 85365080 | 1 |  | 0.052 | KG | 20.71 | 20.71 | CP20 | CP20 | Pushbutton, 22 mm, round, plastic, white, pushbutton, flat, momentary contact type, with holder 1 NO+1 NC, screw terminal, with laser labeling, upper case | - | 0 | 0
3SU1100-0AB60-1FA0-Z | Y12 | 3SU1100-0AB60-1FA0-ZY12 | 1 | UN | 1 | 10 | C | D | EAR99 | N | 85365080 | 1 |  | 0.052 | KG | 20.71 | 20.71 | CP20 | CP20 | Pushbutton, 22 mm, round, plastic, white, pushbutton, flat, momentary contact type, with holder 1 NO+1 NC, screw terminal, with laser labeling, lower case | - | 0 | 0
3SU1100-0AB60-1FA0-Z | Y13 | 3SU1100-0AB60-1FA0-ZY13 | 1 | UN | 1 | 10 | C | D | EAR99 | N | 85365080 | 1 |  | 0.052 | KG | 20.71 | 20.71 | CP20 | CP20 | Pushbutton, 22 mm, round, plastic, white, pushbutton, flat, momentary contact type, with holder 1 NO+1 NC, screw terminal, with laser labeling, symbol number according to, ISO 7000 or IEC 60417 | - | 0 | 0
3SU1100-0AB60-1FA0-Z | Y15 | 3SU1100-0AB60-1FA0-ZY15 | 1 | UN | 1 | 10 | C | D | EAR99 | N | 85365080 | 1 |  | 0.052 | KG | 20.71 | 20.71 | CP20 | CP20 | Pushbutton, 22 mm, round, plastic, white, pushbutton, flat, momentary contact type, with holder 1 NO+1 NC, screw terminal, with laser labeling, upper case and lower case, always upper case at the beginning of the word | - | 0 | 0
3SU1100-0AB60-1FA0-Z | Y19 | 3SU1100-0AB60-1FA0-ZY19 | 1 | UN | 1 | 10 | C | D | EAR99 | N | 85365080 | 1 |  | 0.052 | KG | 16.91 | 16.91 | CP20 | CP20 | Pushbutton, 22 mm, round, plastic, white, pushbutton, flat, momentary contact type, with holder 1 NO+1 NC, screw terminal, with laser labeling, inscription or symbol Customer-specific selection with SIRIUS ACT configurator (CIN) | - | 0 | 0
3SU1100-0AB60-3BA0 |  | 3SU1100-0AB60-3BA0 | 1 | UN | 1 | 5 | B | D | N | N | 85365080 | 1 | 4011209956759 | 0.054 | KG | 13.02 | 13.02 | CP20 | CP20 | Pushbutton, 22 mm, round, plastic, white, pushbutton, flat, momentary contact type, with holder 1 NO, Spring-type terminal | - | 0 | 0
3SU1100-0AB60-3BA0-Z | X90 | 3SU1100-0AB60-3BA0-ZX90 | 1 | UN | 1 | 5 | B | D | EAR99 | N | 85365080 | 20 |  | 0.044 | KG | 13.02 | 13.02 | CP20 | CP20 | Pushbutton, 22 mm, round, plastic, white, pushbutton, flat, momentary contact type, with holder 1 NO, spring-type terminal, Z=20-unit packaging | - | 0 | 0
3SU1100-0AB60-3BA0-Z | Y10 | 3SU1100-0AB60-3BA0-ZY10 | 1 | UN | 1 | 10 | C | D | N | N | 85365080 | 1 |  | 0.059 | KG | 17.77 | 17.77 | CP20 | CP20 | Pushbutton, 22 mm, round, plastic, white, pushbutton, flat, momentary contact type, with holder 1 NO, spring-type terminal, with laser labeling, upper case and lower case, always upper case at beginning of line | - | 0 | 0
3SU1100-0AB60-3BA0-Z | Y11 | 3SU1100-0AB60-3BA0-ZY11 | 1 | UN | 1 | 10 | C | D | N | N | 85365080 | 1 |  | 0.017 | KG | 17.77 | 17.77 | CP20 | CP20 | Pushbutton, 22 mm, round, plastic, white, pushbutton, flat, momentary contact type, with holder 1 NO, spring-type terminal, with laser labeling, upper case | - | 0 | 0
3SU1100-0AB60-3BA0-Z | Y12 | 3SU1100-0AB60-3BA0-ZY12 | 1 | UN | 1 | 10 | C | D | N | N | 85365080 | 1 |  | 0.017 | KG | 17.77 | 17.77 | CP20 | CP20 | Pushbutton, 22 mm, round, plastic, white, pushbutton, flat, momentary contact type, with holder 1 NO, spring-type terminal, with laser labeling, lower case | - | 0 | 0
3SU1100-0AB60-3BA0-Z | Y13 | 3SU1100-0AB60-3BA0-ZY13 | 1 | UN | 1 | 10 | C | D | N | N | 85365080 | 1 |  | 0.017 | KG | 17.77 | 17.77 | CP20 | CP20 | Pushbutton, 22 mm, round, plastic, white, pushbutton, flat, momentary contact type, with holder 1 NO, spring-type terminal, with laser labeling, symbol number according to, ISO 7000 or IEC 60417 | - | 0 | 0
3SU1100-0AB60-3BA0-Z | Y15 | 3SU1100-0AB60-3BA0-ZY15 | 1 | UN | 1 | 10 | C | D | N | N | 85365080 | 1 |  | 0.017 | KG | 17.77 | 17.77 | CP20 | CP20 | Pushbutton, 22 mm, round, plastic, white, pushbutton, flat, momentary contact type, with holder 1 NO, spring-type terminal, with laser labeling, upper case and lower case, always upper case at the beginning of the word | - | 0 | 0
3SU1100-0AB60-3BA0-Z | Y19 | 3SU1100-0AB60-3BA0-ZY19 | 1 | UN | 1 | 10 | C | D | N | N | 85365080 | 1 |  | 0.017 | KG | 13.97 | 13.97 | CP20 | CP20 | Pushbutton, 22 mm, round, plastic, white, pushbutton, flat, momentary contact type, with holder 1 NO, spring-type terminal, with laser labeling, inscription or symbol Customer-specific selection with SIRIUS ACT configurator (CIN) | - | 0 | 0
3SU1100-0AB60-3FA0 |  | 3SU1100-0AB60-3FA0 | 1 | UN | 1 | 5 | B | D | N | N | 85365080 | 1 | 4011209959330 | 0.059 | KG | 16.82 | 16.82 | CP20 | CP20 | Pushbutton, 22 mm, round, plastic, white, pushbutton, flat, momentary contact type, with holder 1 NO+1 NC, spring-type terminal, | - | 0 | 0
3SU1100-0AB60-3FA0-Z | X90 | 3SU1100-0AB60-3FA0-ZX90 | 1 | UN | 1 | 5 | B | D | EAR99 | N | 85365080 | 20 |  | 0.052 | KG | 16.82 | 16.82 | CP20 | CP20 | Pushbutton, 22 mm, round, plastic, white, pushbutton, flat, momentary contact type, with holder 1 NO+1 NC, spring-type terminal, Z=20-unit packaging | - | 0 | 0
3SU1100-0AB60-3FA0-Z | Y10 | 3SU1100-0AB60-3FA0-ZY10 | 1 | UN | 1 | 10 | C | D | EAR99 | N | 85365080 | 1 |  | 0.052 | KG | 21.57 | 21.57 | CP20 | CP20 | Pushbutton, 22 mm, round, plastic, white, pushbutton, flat, momentary contact type, with holder 1 NO+1 NC, spring-type terminal, with laser labeling, upper case and lower case, always upper case at beginning of line | - | 0 | 0
3SU1100-0AB60-3FA0-Z | Y11 | 3SU1100-0AB60-3FA0-ZY11 | 1 | UN | 1 | 10 | C | D | EAR99 | N | 85365080 | 1 |  | 0.052 | KG | 21.57 | 21.57 | CP20 | CP20 | Pushbutton, 22 mm, round, plastic, white, pushbutton, flat, momentary contact type, with holder 1 NO+1 NC, spring-type terminal, with laser labeling, upper case | - | 0 | 0
3SU1100-0AB60-3FA0-Z | Y12 | 3SU1100-0AB60-3FA0-ZY12 | 1 | UN | 1 | 10 | C | D | EAR99 | N | 85365080 | 1 |  | 0.052 | KG | 21.57 | 21.57 | CP20 | CP20 | Pushbutton, 22 mm, round, plastic, white, pushbutton, flat, momentary contact type, with holder 1 NO+1 NC, spring-type terminal, with laser labeling, lower case | - | 0 | 0
3SU1100-0AB60-3FA0-Z | Y13 | 3SU1100-0AB60-3FA0-ZY13 | 1 | UN | 1 | 10 | C | D | EAR99 | N | 85365080 | 1 |  | 0.052 | KG | 21.57 | 21.57 | CP20 | CP20 | Pushbutton, 22 mm, round, plastic, white, pushbutton, flat, momentary contact type, with holder 1 NO+1 NC, spring-type terminal, with laser labeling, symbol number according to, ISO 7000 or IEC 60417 | - | 0 | 0
3SU1100-0AB60-3FA0-Z | Y15 | 3SU1100-0AB60-3FA0-ZY15 | 1 | UN | 1 | 10 | C | D | EAR99 | N | 85365080 | 1 |  | 0.052 | KG | 21.57 | 21.57 | CP20 | CP20 | Pushbutton, 22 mm, round, plastic, white, pushbutton, flat, momentary contact type, with holder 1 NO+1 NC, spring-type terminal, with laser labeling, upper case and lower case, always upper case at the beginning of the word | - | 0 | 0
3SU1100-0AB60-3FA0-Z | Y19 | 3SU1100-0AB60-3FA0-ZY19 | 1 | UN | 1 | 10 | C | D | EAR99 | N | 85365080 | 1 |  | 0.052 | KG | 17.77 | 17.77 | CP20 | CP20 | Pushbutton, 22 mm, round, plastic, white, pushbutton, flat, momentary contact type, with holder 1 NO+1 NC, spring-type terminal, with laser labeling, inscription or symbol Customer-specific selection with SIRIUS ACT configurator (CIN) | - | 0 | 0
3SU1100-0AB70-1BA0 |  | 3SU1100-0AB70-1BA0 | 1 | UN | 1 | 5 | B | D | N | N | 85365080 | 1 | 4011209959408 | 0.052 | KG | 12.73 | 12.73 | CP20 | CP20 | Pushbutton, 22 mm, round, plastic, clear, pushbutton, flat, momentary contact type, with holder 1 NO, screw terminal | - | 0 | 0
3SU1100-0AB70-1BA0-Z | X90 | 3SU1100-0AB70-1BA0-ZX90 | 1 | UN | 1 | 5 | B | D | N | N | 85365080 | 20 | 4047621062464 | 0.059 | KG | 12.73 | 12.73 | CP20 | CP20 | Pushbutton, 22 mm, round, plastic, clear, pushbutton, flat, momentary contact type, with holder 1 NO, screw terminal, Z=20-unit packaging | - | 0 | 0
3SU1100-0AB70-1BA0-Z | Y10 | 3SU1100-0AB70-1BA0-ZY10 | 1 | UN | 1 | 10 | C | D | EAR99 | N | 85365080 | 1 |  | 0.044 | KG | 17.48 | 17.48 | CP20 | CP20 | Pushbutton, 22 mm, round, plastic, clear, pushbutton, flat, momentary contact type, with holder 1 NO, screw terminal, with laser labeling, upper case and lower case, always upper case at beginning of line | - | 0 | 0
3SU1100-0AB70-1BA0-Z | Y11 | 3SU1100-0AB70-1BA0-ZY11 | 1 | UN | 1 | 10 | C | D | EAR99 | N | 85365080 | 1 |  | 0.044 | KG | 17.48 | 17.48 | CP20 | CP20 | Pushbutton, 22 mm, round, plastic, clear, pushbutton, flat, momentary contact type, with holder 1 NO, screw terminal, with laser labeling, upper case | - | 0 | 0
3SU1100-0AB70-1BA0-Z | Y12 | 3SU1100-0AB70-1BA0-ZY12 | 1 | UN | 1 | 10 | C | D | EAR99 | N | 85365080 | 1 |  | 0.044 | KG | 17.48 | 17.48 | CP20 | CP20 | Pushbutton, 22 mm, round, plastic, clear, pushbutton, flat, momentary contact type, with holder 1 NO, screw terminal, with laser labeling, lower case | - | 0 | 0
3SU1100-0AB70-1BA0-Z | Y13 | 3SU1100-0AB70-1BA0-ZY13 | 1 | UN | 1 | 10 | C | D | EAR99 | N | 85365080 | 1 |  | 0.044 | KG | 17.48 | 17.48 | CP20 | CP20 | Pushbutton, 22 mm, round, plastic, clear, pushbutton, flat, momentary contact type, with holder 1 NO, screw terminal, with laser labeling, symbol number according to, ISO 7000 or IEC 60417 | - | 0 | 0
3SU1100-0AB70-1BA0-Z | Y15 | 3SU1100-0AB70-1BA0-ZY15 | 1 | UN | 1 | 10 | C | D | EAR99 | N | 85365080 | 1 |  | 0.044 | KG | 17.48 | 17.48 | CP20 | CP20 | Pushbutton, 22 mm, round, plastic, clear, pushbutton, flat, momentary contact type, with holder 1 NO, screw terminal, with laser labeling, upper case and lower case, always upper case at the beginning of the word | - | 0 | 0
3SU1100-0AB70-1BA0-Z | Y19 | 3SU1100-0AB70-1BA0-ZY19 | 1 | UN | 1 | 10 | C | D | EAR99 | N | 85365080 | 1 |  | 0.044 | KG | 13.68 | 13.68 | CP20 | CP20 | Pushbutton, 22 mm, round, plastic, clear, pushbutton, flat, momentary contact type, with holder 1 NO, screw terminal, with laser labeling, inscription or symbol Customer-specific selection with SIRIUS ACT configurator (CIN) | - | 0 | 0
3SU1100-0AB70-1FA0 |  | 3SU1100-0AB70-1FA0 | 1 | UN | 1 | 5 | B | D | N | N | 85365080 | 1 | 4011209959231 | 0.058 | KG | 15.96 | 15.96 | CP20 | CP20 | Pushbutton, 22 mm, round, plastic, clear, pushbutton, flat, momentary contact type, with holder 1 NO+1 NC, screw terminal, | - | 0 | 0
3SU1100-0AB70-1FA0-Z | X90 | 3SU1100-0AB70-1FA0-ZX90 | 1 | UN | 1 | 5 | B | D | EAR99 | N | 85365080 | 20 |  | 0.052 | KG | 15.96 | 15.96 | CP20 | CP20 | Pushbutton, 22 mm, round, plastic, clear, pushbutton, flat, momentary contact type, with holder 1 NO+1 NC, screw terminal, Z=20-unit packaging | - | 0 | 0
3SU1100-0AB70-1FA0-Z | Y10 | 3SU1100-0AB70-1FA0-ZY10 | 1 | UN | 1 | 10 | C | D | EAR99 | N | 85365080 | 1 |  | 0.052 | KG | 20.71 | 20.71 | CP20 | CP20 | Pushbutton, 22 mm, round, plastic, clear, pushbutton, flat, momentary contact type, with holder 1 NO+1 NC, screw terminal, with laser labeling, upper case and lower case, always upper case at beginning of line | - | 0 | 0
3SU1100-0AB70-1FA0-Z | Y11 | 3SU1100-0AB70-1FA0-ZY11 | 1 | UN | 1 | 10 | C | D | EAR99 | N | 85365080 | 1 |  | 0.052 | KG | 20.71 | 20.71 | CP20 | CP20 | Pushbutton, 22 mm, round, plastic, clear, pushbutton, flat, momentary contact type, with holder 1 NO+1 NC, screw terminal, with laser labeling, upper case | - | 0 | 0
3SU1100-0AB70-1FA0-Z | Y12 | 3SU1100-0AB70-1FA0-ZY12 | 1 | UN | 1 | 10 | C | D | EAR99 | N | 85365080 | 1 |  | 0.052 | KG | 20.71 | 20.71 | CP20 | CP20 | Pushbutton, 22 mm, round, plastic, clear, pushbutton, flat, momentary contact type, with holder 1 NO+1 NC, screw terminal, with laser labeling, lower case | - | 0 | 0
3SU1100-0AB70-1FA0-Z | Y13 | 3SU1100-0AB70-1FA0-ZY13 | 1 | UN | 1 | 10 | C | D | EAR99 | N | 85365080 | 1 |  | 0.052 | KG | 20.71 | 20.71 | CP20 | CP20 | Pushbutton, 22 mm, round, plastic, clear, pushbutton, flat, momentary contact type, with holder 1 NO+1 NC, screw terminal, with laser labeling, symbol number according to, ISO 7000 or IEC 60417 | - | 0 | 0
3SU1100-0AB70-1FA0-Z | Y15 | 3SU1100-0AB70-1FA0-ZY15 | 1 | UN | 1 | 10 | C | D | EAR99 | N | 85365080 | 1 |  | 0.052 | KG | 20.71 | 20.71 | CP20 | CP20 | Pushbutton, 22 mm, round, plastic, clear, pushbutton, flat, momentary contact type, with holder 1 NO+1 NC, screw terminal, with laser labeling, upper case and lower case, always upper case at the beginning of the word | - | 0 | 0
3SU1100-0AB70-1FA0-Z | Y19 | 3SU1100-0AB70-1FA0-ZY19 | 1 | UN | 1 | 10 | C | D | EAR99 | N | 85365080 | 1 |  | 0.052 | KG | 16.91 | 16.91 | CP20 | CP20 | Pushbutton, 22 mm, round, plastic, clear, pushbutton, flat, momentary contact type, with holder 1 NO+1 NC, screw terminal, with laser labeling, inscription or symbol Customer-specific selection with SIRIUS ACT configurator (CIN) | - | 0 | 0
3SU1100-0AB80-1FA0 |  | 3SU1100-0AB80-1FA0 | 1 | UN | 1 | 5 | B | D | N | N | 85365080 | 1 | 4011209959248 | 0.06 | KG | 15.96 | 15.96 | CP20 | CP20 | Pushbutton, 22 mm, round, plastic, gray, pushbutton, flat, momentary contact type, with holder 1 NO+1 NC, screw terminal, | - | 0 | 0
3SU1100-0AB80-1FA0-Z | X90 | 3SU1100-0AB80-1FA0-ZX90 | 1 | UN | 1 | 5 | B | D | EAR99 | N | 85365080 | 20 |  | 0.052 | KG | 15.96 | 15.96 | CP20 | CP20 | Pushbutton, 22 mm, round, plastic, gray, pushbutton, flat, momentary contact type, with holder 1 NO+1 NC, screw terminal, Z=20-unit packaging | - | 0 | 0
3SU1100-0AB80-1FA0-Z | Y10 | 3SU1100-0AB80-1FA0-ZY10 | 1 | UN | 1 | 10 | C | D | EAR99 | N | 85365080 | 1 |  | 0.052 | KG | 20.71 | 20.71 | CP20 | CP20 | Pushbutton, 22 mm, round, plastic, gray, pushbutton, flat, momentary contact type, with holder 1 NO+1 NC, screw terminal, with laser labeling, upper case and lower case, always upper case at beginning of line | - | 0 | 0
3SU1100-0AB80-1FA0-Z | Y11 | 3SU1100-0AB80-1FA0-ZY11 | 1 | UN | 1 | 10 | C | D | EAR99 | N | 85365080 | 1 |  | 0.052 | KG | 20.71 | 20.71 | CP20 | CP20 | Pushbutton, 22 mm, round, plastic, gray, pushbutton, flat, momentary contact type, with holder 1 NO+1 NC, screw terminal, with laser labeling, upper case | - | 0 | 0
3SU1100-0AB80-1FA0-Z | Y12 | 3SU1100-0AB80-1FA0-ZY12 | 1 | UN | 1 | 10 | C | D | EAR99 | N | 85365080 | 1 |  | 0.052 | KG | 20.71 | 20.71 | CP20 | CP20 | Pushbutton, 22 mm, round, plastic, gray, pushbutton, flat, momentary contact type, with holder 1 NO+1 NC, screw terminal, with laser labeling, lower case | - | 0 | 0
3SU1100-0AB80-1FA0-Z | Y13 | 3SU1100-0AB80-1FA0-ZY13 | 1 | UN | 1 | 10 | C | D | EAR99 | N | 85365080 | 1 |  | 0.052 | KG | 20.71 | 20.71 | CP20 | CP20 | Pushbutton, 22 mm, round, plastic, gray, pushbutton, flat, momentary contact type, with holder 1 NO+1 NC, screw terminal, with laser labeling, symbol number according to, ISO 7000 or IEC 60417 | - | 0 | 0
3SU1100-0AB80-1FA0-Z | Y15 | 3SU1100-0AB80-1FA0-ZY15 | 1 | UN | 1 | 10 | C | D | EAR99 | N | 85365080 | 1 |  | 0.052 | KG | 20.71 | 20.71 | CP20 | CP20 | Pushbutton, 22 mm, round, plastic, gray, pushbutton, flat, momentary contact type, with holder 1 NO+1 NC, screw terminal, with laser labeling, upper case and lower case, always upper case at the beginning of the word | - | 0 | 0
3SU1100-0AB80-1FA0-Z | Y19 | 3SU1100-0AB80-1FA0-ZY19 | 1 | UN | 1 | 10 | C | D | EAR99 | N | 85365080 | 1 |  | 0.052 | KG | 16.91 | 16.91 | CP20 | CP20 | Pushbutton, 22 mm, round, plastic, gray, pushbutton, flat, momentary contact type, with holder 1 NO+1 NC, screw terminal, with laser labeling, inscription or symbol Customer-specific selection with SIRIUS ACT configurator (CIN) | - | 0 | 0
3SU1100-0BB10-1CA0 |  | 3SU1100-0BB10-1CA0 | 1 | UN | 1 | 5 | B | D | N | N | 85365080 | 1 | 4011209956834 | 0.06 | KG | 15.3 | 15.3 | CP20 | CP20 | Pushbutton, 22 mm, round, plastic, black, pushbutton, raised, momentary contact type, with holder 1 NC, screw terminal | - | 0 | 0
3SU1100-0BB10-1CA0-Z | X90 | 3SU1100-0BB10-1CA0-ZX90 | 1 | UN | 1 | 5 | B | D | EAR99 | N | 85365080 | 20 |  | 0.044 | KG | 15.3 | 15.3 | CP20 | CP20 | Pushbutton, 22 mm, round, plastic, black, pushbutton, raised, momentary contact type, with holder 1 NC, screw terminal, Z=20-unit packaging | - | 0 | 0
3SU1100-0BB10-1CA0-Z | Y10 | 3SU1100-0BB10-1CA0-ZY10 | 1 | UN | 1 | 10 | C | D | EAR99 | N | 85365080 | 1 |  | 0.044 | KG | 20.05 | 20.05 | CP20 | CP20 | Pushbutton, 22 mm, round, plastic, black, pushbutton, raised, momentary contact type, with holder 1 NC, screw terminal, with laser labeling, upper case and lower case, always upper case at beginning of line | - | 0 | 0
3SU1100-0BB10-1CA0-Z | Y11 | 3SU1100-0BB10-1CA0-ZY11 | 1 | UN | 1 | 10 | C | D | EAR99 | N | 85365080 | 1 |  | 0.044 | KG | 20.05 | 20.05 | CP20 | CP20 | Pushbutton, 22 mm, round, plastic, black, pushbutton, raised, momentary contact type, with holder 1 NC, screw terminal, with laser labeling, upper case | - | 0 | 0
3SU1100-0BB10-1CA0-Z | Y12 | 3SU1100-0BB10-1CA0-ZY12 | 1 | UN | 1 | 10 | C | D | EAR99 | N | 85365080 | 1 |  | 0.044 | KG | 20.05 | 20.05 | CP20 | CP20 | Pushbutton, 22 mm, round, plastic, black, pushbutton, raised, momentary contact type, with holder 1 NC, screw terminal, with laser labeling, lower case | - | 0 | 0
3SU1100-0BB10-1CA0-Z | Y13 | 3SU1100-0BB10-1CA0-ZY13 | 1 | UN | 1 | 10 | C | D | EAR99 | N | 85365080 | 1 |  | 0.044 | KG | 20.05 | 20.05 | CP20 | CP20 | Pushbutton, 22 mm, round, plastic, black, pushbutton, raised, momentary contact type, with holder 1 NC, screw terminal, with laser labeling, symbol number according to, ISO 7000 or IEC 60417 | - | 0 | 0
3SU1100-0BB10-1CA0-Z | Y15 | 3SU1100-0BB10-1CA0-ZY15 | 1 | UN | 1 | 10 | C | D | EAR99 | N | 85365080 | 1 |  | 0.044 | KG | 20.05 | 20.05 | CP20 | CP20 | Pushbutton, 22 mm, round, plastic, black, pushbutton, raised, momentary contact type, with holder 1 NC, screw terminal, with laser labeling, upper case and lower case, always upper case at the beginning of the word | - | 0 | 0
3SU1100-0BB10-1CA0-Z | Y19 | 3SU1100-0BB10-1CA0-ZY19 | 1 | UN | 1 | 10 | C | D | EAR99 | N | 85365080 | 1 |  | 0.044 | KG | 16.25 | 16.25 | CP20 | CP20 | Pushbutton, 22 mm, round, plastic, black, pushbutton, raised, momentary contact type, with holder 1 NC, screw terminal, with laser labeling, inscription or symbol Customer-specific selection with SIRIUS ACT configurator (CIN) | - | 0 | 0
3SU1100-0BB10-1FA0 |  | 3SU1100-0BB10-1FA0 | 1 | UN | 1 | 5 | B | D | N | N | 85365080 | 1 | 4011209956803 | 0.062 | KG | 18.62 | 18.62 | CP20 | CP20 | Pushbutton, 22 mm, round, plastic, black, pushbutton, raised, momentary contact type, with holder 1 NO+1 NC, screw terminal, | - | 0 | 0
3SU1100-0BB10-1FA0-Z | X90 | 3SU1100-0BB10-1FA0-ZX90 | 1 | UN | 1 | 5 | B | D | EAR99 | N | 85365080 | 20 |  | 0.052 | KG | 18.62 | 18.62 | CP20 | CP20 | Pushbutton, 22 mm, round, plastic, black, pushbutton, raised, momentary contact type, with holder 1 NO+1 NC, screw terminal, Z=20-unit packaging | - | 0 | 0
3SU1100-0BB10-1FA0-Z | Y10 | 3SU1100-0BB10-1FA0-ZY10 | 1 | UN | 1 | 10 | C | D | N | N | 85365080 | 1 |  | 0.06 | KG | 23.37 | 23.37 | CP20 | CP20 | Pushbutton, 22 mm, round, plastic, black, pushbutton, raised, momentary contact type, with holder 1 NO+1 NC, screw terminal, with laser labeling, upper case and lower case, always upper case at beginning of line | - | 0 | 0
3SU1100-0BB10-1FA0-Z | Y11 | 3SU1100-0BB10-1FA0-ZY11 | 1 | UN | 1 | 10 | C | D | N | N | 85365080 | 1 |  | 0.052 | KG | 23.37 | 23.37 | CP20 | CP20 | Pushbutton, 22 mm, round, plastic, black, pushbutton, raised, momentary contact type, with holder 1 NO+1 NC, screw terminal, with laser labeling, upper case | - | 0 | 0
3SU1100-0BB10-1FA0-Z | Y12 | 3SU1100-0BB10-1FA0-ZY12 | 1 | UN | 1 | 10 | C | D | N | N | 85365080 | 1 |  | 0.052 | KG | 23.37 | 23.37 | CP20 | CP20 | Pushbutton, 22 mm, round, plastic, black, pushbutton, raised, momentary contact type, with holder 1 NO+1 NC, screw terminal, with laser labeling, lower case | - | 0 | 0
3SU1100-0BB10-1FA0-Z | Y13 | 3SU1100-0BB10-1FA0-ZY13 | 1 | UN | 1 | 10 | C | D | N | N | 85365080 | 1 |  | 0.052 | KG | 23.37 | 23.37 | CP20 | CP20 | Pushbutton, 22 mm, round, plastic, black, pushbutton, raised, momentary contact type, with holder 1 NO+1 NC, screw terminal, with laser labeling, symbol number according to, ISO 7000 or IEC 60417 | - | 0 | 0
3SU1100-0BB10-1FA0-Z | Y15 | 3SU1100-0BB10-1FA0-ZY15 | 1 | UN | 1 | 10 | C | D | N | N | 85365080 | 1 |  | 0.052 | KG | 23.37 | 23.37 | CP20 | CP20 | Pushbutton, 22 mm, round, plastic, black, pushbutton, raised, momentary contact type, with holder 1 NO+1 NC, screw terminal, with laser labeling, upper case and lower case, always upper case at the beginning of the word | - | 0 | 0
3SU1100-0BB10-1FA0-Z | Y19 | 3SU1100-0BB10-1FA0-ZY19 | 1 | UN | 1 | 10 | C | D | N | N | 85365080 | 1 |  | 0.052 | KG | 19.57 | 19.57 | CP20 | CP20 | Pushbutton, 22 mm, round, plastic, black, pushbutton, raised, momentary contact type, with holder 1 NO+1 NC, screw terminal, with laser labeling, inscription or symbol Customer-specific selection with SIRIUS ACT configurator (CIN) | - | 0 | 0
3SU1100-0BB20-1CA0 |  | 3SU1100-0BB20-1CA0 | 1 | UN | 1 | 5 | B | D | N | N | 85365080 | 1 | 4011209956841 | 0.051 | KG | 15.3 | 15.3 | CP20 | CP20 | Pushbutton, 22 mm, round, plastic, red, pushbutton, raised, momentary contact type, with holder 1 NC, screw terminal | - | 0 | 0
3SU1100-0BB20-1CA0-Z | X90 | 3SU1100-0BB20-1CA0-ZX90 | 1 | UN | 1 | 5 | B | D | EAR99 | N | 85365080 | 20 |  | 0.044 | KG | 15.3 | 15.3 | CP20 | CP20 | Pushbutton, 22 mm, round, plastic, red, pushbutton, raised, momentary contact type, with holder 1 NC, screw terminal, Z=20-unit packaging | - | 0 | 0
3SU1100-0BB20-1CA0-Z | Y10 | 3SU1100-0BB20-1CA0-ZY10 | 1 | UN | 1 | 10 | C | D | EAR99 | N | 85365080 | 1 |  | 0.044 | KG | 20.05 | 20.05 | CP20 | CP20 | Pushbutton, 22 mm, round, plastic, red, pushbutton, raised, momentary contact type, with holder 1 NC, screw terminal, with laser labeling, upper case and lower case, always upper case at beginning of line | - | 0 | 0
3SU1100-0BB20-1CA0-Z | Y11 | 3SU1100-0BB20-1CA0-ZY11 | 1 | UN | 1 | 10 | C | D | EAR99 | N | 85365080 | 1 |  | 0.044 | KG | 20.05 | 20.05 | CP20 | CP20 | Pushbutton, 22 mm, round, plastic, red, pushbutton, raised, momentary contact type, with holder 1 NC, screw terminal, with laser labeling, upper case | - | 0 | 0
3SU1100-0BB20-1CA0-Z | Y12 | 3SU1100-0BB20-1CA0-ZY12 | 1 | UN | 1 | 10 | C | D | EAR99 | N | 85365080 | 1 |  | 0.044 | KG | 20.05 | 20.05 | CP20 | CP20 | Pushbutton, 22 mm, round, plastic, red, pushbutton, raised, momentary contact type, with holder 1 NC, screw terminal, with laser labeling, lower case | - | 0 | 0
3SU1100-0BB20-1CA0-Z | Y13 | 3SU1100-0BB20-1CA0-ZY13 | 1 | UN | 1 | 10 | C | D | EAR99 | N | 85365080 | 1 |  | 0.044 | KG | 20.05 | 20.05 | CP20 | CP20 | Pushbutton, 22 mm, round, plastic, red, pushbutton, raised, momentary contact type, with holder 1 NC, screw terminal, with laser labeling, symbol number according to, ISO 7000 or IEC 60417 | - | 0 | 0
3SU1100-0BB20-1CA0-Z | Y15 | 3SU1100-0BB20-1CA0-ZY15 | 1 | UN | 1 | 10 | C | D | EAR99 | N | 85365080 | 1 |  | 0.044 | KG | 20.05 | 20.05 | CP20 | CP20 | Pushbutton, 22 mm, round, plastic, red, pushbutton, raised, momentary contact type, with holder 1 NC, screw terminal, with laser labeling, upper case and lower case, always upper case at the beginning of the word | - | 0 | 0
3SU1100-0BB20-1CA0-Z | Y19 | 3SU1100-0BB20-1CA0-ZY19 | 1 | UN | 1 | 10 | C | D | EAR99 | N | 85365080 | 1 |  | 0.044 | KG | 16.25 | 16.25 | CP20 | CP20 | Pushbutton, 22 mm, round, plastic, red, pushbutton, raised, momentary contact type, with holder 1 NC, screw terminal, with laser labeling, inscription or symbol Customer-specific selection with SIRIUS ACT configurator (CIN) | - | 0 | 0
3SU1100-0BB20-1FA0 |  | 3SU1100-0BB20-1FA0 | 1 | UN | 1 | 5 | B | D | N | N | 85365080 | 1 | 4011209956810 | 0.06 | KG | 18.62 | 18.62 | CP20 | CP20 | Pushbutton, 22 mm, round, plastic, red, pushbutton, raised, momentary contact type, with holder 1 NO+1 NC, screw terminal, | - | 0 | 0
3SU1100-0BB20-1FA0-Z | X90 | 3SU1100-0BB20-1FA0-ZX90 | 1 | UN | 1 | 5 | B | D | EAR99 | N | 85365080 | 20 |  | 0.052 | KG | 18.62 | 18.62 | CP20 | CP20 | Pushbutton, 22 mm, round, plastic, red, pushbutton, raised, momentary contact type, with holder 1 NO+1 NC, screw terminal, Z=20-unit packaging | - | 0 | 0
3SU1100-0BB20-1FA0-Z | Y10 | 3SU1100-0BB20-1FA0-ZY10 | 1 | UN | 1 | 10 | C | D | N | N | 85365080 | 1 |  | 0.017 | KG | 23.37 | 23.37 | CP20 | CP20 | Pushbutton, 22 mm, round, plastic, red, pushbutton, raised, momentary contact type, with holder 1 NO+1 NC, screw terminal, with laser labeling, upper case and lower case, always upper case at beginning of line | - | 0 | 0
3SU1100-0BB20-1FA0-Z | Y11 | 3SU1100-0BB20-1FA0-ZY11 | 1 | UN | 1 | 10 | C | D | N | N | 85365080 | 1 |  | 0.056 | KG | 23.37 | 23.37 | CP20 | CP20 | Pushbutton, 22 mm, round, plastic, red, pushbutton, raised, momentary contact type, with holder 1 NO+1 NC, screw terminal, with laser labeling, upper case | - | 0 | 0
3SU1100-0BB20-1FA0-Z | Y12 | 3SU1100-0BB20-1FA0-ZY12 | 1 | UN | 1 | 10 | C | D | N | N | 85365080 | 1 |  | 0.017 | KG | 23.37 | 23.37 | CP20 | CP20 | Pushbutton, 22 mm, round, plastic, red, pushbutton, raised, momentary contact type, with holder 1 NO+1 NC, screw terminal, with laser labeling, lower case | - | 0 | 0
3SU1100-0BB20-1FA0-Z | Y13 | 3SU1100-0BB20-1FA0-ZY13 | 1 | UN | 1 | 10 | C | D | N | N | 85365080 | 1 |  | 0.017 | KG | 23.37 | 23.37 | CP20 | CP20 | Pushbutton, 22 mm, round, plastic, red, pushbutton, raised, momentary contact type, with holder 1 NO+1 NC, screw terminal, with laser labeling, symbol number according to, ISO 7000 or IEC 60417 | - | 0 | 0
3SU1100-0BB20-1FA0-Z | Y15 | 3SU1100-0BB20-1FA0-ZY15 | 1 | UN | 1 | 10 | C | D | N | N | 85365080 | 1 |  | 0.017 | KG | 23.37 | 23.37 | CP20 | CP20 | Pushbutton, 22 mm, round, plastic, red, pushbutton, raised, momentary contact type, with holder 1 NO+1 NC, screw terminal, with laser labeling, upper case and lower case, always upper case at the beginning of the word | - | 0 | 0
3SU1100-0BB20-1FA0-Z | Y19 | 3SU1100-0BB20-1FA0-ZY19 | 1 | UN | 1 | 10 | C | D | N | N | 85365080 | 1 |  | 0.017 | KG | 19.57 | 19.57 | CP20 | CP20 | Pushbutton, 22 mm, round, plastic, red, pushbutton, raised, momentary contact type, with holder 1 NO+1 NC, screw terminal, with laser labeling, inscription or symbol Customer-specific selection with SIRIUS ACT configurator (CIN) | - | 0 | 0
3SU1100-0BB50-1BA0 |  | 3SU1100-0BB50-1BA0 | 1 | UN | 1 | 5 | B | D | N | N | 85365080 | 1 | 4011209956827 | 0.06 | KG | 15.3 | 15.3 | CP20 | CP20 | Pushbutton, 22 mm, round, plastic, blue, pushbutton, raised, momentary contact type, with holder 1 NO, screw terminal | - | 0 | 0
3SU1100-0BB50-1BA0-Z | X90 | 3SU1100-0BB50-1BA0-ZX90 | 1 | UN | 1 | 5 | B | D | EAR99 | N | 85365080 | 20 |  | 0.044 | KG | 15.3 | 15.3 | CP20 | CP20 | Pushbutton, 22 mm, round, plastic, blue, pushbutton, raised, momentary contact type, with holder 1 NO, screw terminal, Z=20-unit packaging | - | 0 | 0
3SU1100-0BB50-1BA0-Z | Y10 | 3SU1100-0BB50-1BA0-ZY10 | 1 | UN | 1 | 10 | C | D | EAR99 | N | 85365080 | 1 |  | 0.044 | KG | 20.05 | 20.05 | CP20 | CP20 | Pushbutton, 22 mm, round, plastic, blue, pushbutton, raised, momentary contact type, with holder 1 NO, screw terminal, with laser labeling, upper case and lower case, always upper case at beginning of line | - | 0 | 0
3SU1100-0BB50-1BA0-Z | Y11 | 3SU1100-0BB50-1BA0-ZY11 | 1 | UN | 1 | 10 | C | D | EAR99 | N | 85365080 | 1 |  | 0.044 | KG | 20.05 | 20.05 | CP20 | CP20 | Pushbutton, 22 mm, round, plastic, blue, pushbutton, raised, momentary contact type, with holder 1 NO, screw terminal, with laser labeling, upper case | - | 0 | 0
3SU1100-0BB50-1BA0-Z | Y12 | 3SU1100-0BB50-1BA0-ZY12 | 1 | UN | 1 | 10 | C | D | EAR99 | N | 85365080 | 1 |  | 0.044 | KG | 20.05 | 20.05 | CP20 | CP20 | Pushbutton, 22 mm, round, plastic, blue, pushbutton, raised, momentary contact type, with holder 1 NO, screw terminal, with laser labeling, lower case | - | 0 | 0
3SU1100-0BB50-1BA0-Z | Y13 | 3SU1100-0BB50-1BA0-ZY13 | 1 | UN | 1 | 10 | C | D | EAR99 | N | 85365080 | 1 |  | 0.044 | KG | 20.05 | 20.05 | CP20 | CP20 | Pushbutton, 22 mm, round, plastic, blue, pushbutton, raised, momentary contact type, with holder 1 NO, screw terminal, with laser labeling, symbol number according to, ISO 7000 or IEC 60417 | - | 0 | 0
3SU1100-0BB50-1BA0-Z | Y15 | 3SU1100-0BB50-1BA0-ZY15 | 1 | UN | 1 | 10 | C | D | EAR99 | N | 85365080 | 1 |  | 0.044 | KG | 20.05 | 20.05 | CP20 | CP20 | Pushbutton, 22 mm, round, plastic, blue, pushbutton, raised, momentary contact type, with holder 1 NO, screw terminal, with laser labeling, upper case and lower case, always upper case at the beginning of the word | - | 0 | 0
3SU1100-0BB50-1BA0-Z | Y19 | 3SU1100-0BB50-1BA0-ZY19 | 1 | UN | 1 | 10 | C | D | EAR99 | N | 85365080 | 1 |  | 0.044 | KG | 16.25 | 16.25 | CP20 | CP20 | Pushbutton, 22 mm, round, plastic, blue, pushbutton, raised, momentary contact type, with holder 1 NO, screw terminal, with laser labeling, inscription or symbol Customer-specific selection with SIRIUS ACT configurator (CIN) | - | 0 | 0
3SU1100-1BA20-1CA0 |  | 3SU1100-1BA20-1CA0 | 1 | UN | 1 | 3 | B | D | N | N | 85365080 | 1 | 4011209957527 | 0.061 | KG | 28.5 | 26.41 | CP20 | CP20 | Mushroom pushbutton, 22 mm, round, plastic, red, 40 mm, latching, pull-to-unlatch mechanism, with holder, 1 NC, screw terminal | Lista Papel 2020 SI | 0 | 0
3SU1100-1BA20-1CA0-Z | X90 | 3SU1100-1BA20-1CA0-ZX90 | 1 | UN | 1 | 5 | B | D | EAR99 | N | 85365080 | 20 |  | 0.053 | KG | 28.5 | 28.5 | CP20 | CP20 | Mushroom pushbutton, 22 mm, round, plastic, red, 40mm, latching, pull-to-unlatch mechanism, with holder, 1 NC, screw terminal, Z=20-unit packaging | - | 0 | 0
3SU1100-1BA20-1CA0-Z | Y10 | 3SU1100-1BA20-1CA0-ZY10 | 1 | UN | 1 | 10 | C | D | EAR99 | N | 85365080 | 1 |  | 0.053 | KG | 33.25 | 33.25 | CP20 | CP20 | Mushroom pushbutton, 22 mm, round, plastic, red, 40mm, latching, pull-to-unlatch mechanism, with holder, 1 NC, screw terminal, with laser labeling, upper case and lower case, always upper case at beginning of line | - | 0 | 0
3SU1100-1BA20-1CA0-Z | Y11 | 3SU1100-1BA20-1CA0-ZY11 | 1 | UN | 1 | 10 | C | D | EAR99 | N | 85365080 | 1 |  | 0.053 | KG | 33.25 | 33.25 | CP20 | CP20 | Mushroom pushbutton, 22 mm, round, plastic, red, 40mm, latching, pull-to-unlatch mechanism, with holder, 1 NC, screw terminal, with laser labeling, upper case | - | 0 | 0
3SU1100-1BA20-1CA0-Z | Y12 | 3SU1100-1BA20-1CA0-ZY12 | 1 | UN | 1 | 10 | C | D | EAR99 | N | 85365080 | 1 |  | 0.053 | KG | 33.25 | 33.25 | CP20 | CP20 | Mushroom pushbutton, 22 mm, round, plastic, red, 40mm, latching, pull-to-unlatch mechanism, with holder, 1 NC, screw terminal, with laser labeling, lower case | - | 0 | 0
3SU1100-1BA20-1CA0-Z | Y13 | 3SU1100-1BA20-1CA0-ZY13 | 1 | UN | 1 | 10 | C | D | EAR99 | N | 85365080 | 1 |  | 0.053 | KG | 33.25 | 33.25 | CP20 | CP20 | Mushroom pushbutton, 22 mm, round, plastic, red, 40mm, latching, pull-to-unlatch mechanism, with holder, 1 NC, screw terminal, with laser labeling, symbol number according to, ISO 7000 or IEC 60417 | - | 0 | 0
3SU1100-1BA20-1CA0-Z | Y15 | 3SU1100-1BA20-1CA0-ZY15 | 1 | UN | 1 | 10 | C | D | EAR99 | N | 85365080 | 1 |  | 0.053 | KG | 33.25 | 33.25 | CP20 | CP20 | Mushroom pushbutton, 22 mm, round, plastic, red, 40mm, latching, pull-to-unlatch mechanism, with holder, 1 NC, screw terminal, with laser labeling, upper case and lower case, always upper case at the beginning of the word | - | 0 | 0
3SU1100-1BA20-1CA0-Z | Y19 | 3SU1100-1BA20-1CA0-ZY19 | 1 | UN | 1 | 10 | C | D | EAR99 | N | 85365080 | 1 |  | 0.053 | KG | 29.45 | 29.45 | CP20 | CP20 | Mushroom pushbutton, 22 mm, round, plastic, red, 40mm, latching, pull-to-unlatch mechanism, with holder, 1 NC, screw terminal, with laser labeling, inscription or symbol Customer-specific selection with SIRIUS ACT configurator (CIN) | - | 0 | 0
3SU1100-1BA20-1FA0 |  | 3SU1100-1BA20-1FA0 | 1 | UN | 1 | 3 | B | D | N | N | 85365080 | 1 | 4011209957503 | 0.068 | KG | 31.73 | 28.31 | CP20 | CP20 | Mushroom pushbutton, 22 mm, round, plastic, red, 40 mm, latching, pull-to-unlatch mechanism, with holder, 1 NO+1 NC, screw terminal | Lista Papel 2020 SI | 0 | 0
3SU1100-1BA20-1FA0-Z | X90 | 3SU1100-1BA20-1FA0-ZX90 | 1 | UN | 1 | 5 | B | D | N | N | 85365080 | 20 | 4047621074023 | 0.075 | KG | 31.73 | 31.73 | CP20 | CP20 | Mushroom pushbutton, 22 mm, round, plastic, red, 40mm, latching, pull-to-unlatch mechanism, with holder, 1 NO+1 NC, screw terminal, Z=20-unit packaging | - | 0 | 0
3SU1100-1BA20-1FA0-Z | Y10 | 3SU1100-1BA20-1FA0-ZY10 | 1 | UN | 1 | 10 | C | D | EAR99 | N | 85365080 | 1 |  | 0.061 | KG | 36.48 | 36.48 | CP20 | CP20 | Mushroom pushbutton, 22 mm, round, plastic, red, 40mm, latching, pull-to-unlatch mechanism, with holder, 1 NO+1 NC, screw terminal, with laser labeling, upper case and lower case, always upper case at beginning of line | - | 0 | 0
3SU1100-1BA20-1FA0-Z | Y11 | 3SU1100-1BA20-1FA0-ZY11 | 1 | UN | 1 | 10 | C | D | EAR99 | N | 85365080 | 1 |  | 0.061 | KG | 36.48 | 36.48 | CP20 | CP20 | Mushroom pushbutton, 22 mm, round, plastic, red, 40mm, latching, pull-to-unlatch mechanism, with holder, 1 NO+1 NC, screw terminal, with laser labeling, upper case | - | 0 | 0
3SU1100-1BA20-1FA0-Z | Y12 | 3SU1100-1BA20-1FA0-ZY12 | 1 | UN | 1 | 10 | C | D | EAR99 | N | 85365080 | 1 |  | 0.061 | KG | 36.48 | 36.48 | CP20 | CP20 | Mushroom pushbutton, 22 mm, round, plastic, red, 40mm, latching, pull-to-unlatch mechanism, with holder, 1 NO+1 NC, screw terminal, with laser labeling, lower case | - | 0 | 0
3SU1100-1BA20-1FA0-Z | Y13 | 3SU1100-1BA20-1FA0-ZY13 | 1 | UN | 1 | 10 | C | D | EAR99 | N | 85365080 | 1 |  | 0.061 | KG | 36.48 | 36.48 | CP20 | CP20 | Mushroom pushbutton, 22 mm, round, plastic, red, 40mm, latching, pull-to-unlatch mechanism, with holder, 1 NO+1 NC, screw terminal, with laser labeling, symbol number according to, ISO 7000 or IEC 60417 | - | 0 | 0
3SU1100-1BA20-1FA0-Z | Y15 | 3SU1100-1BA20-1FA0-ZY15 | 1 | UN | 1 | 10 | C | D | EAR99 | N | 85365080 | 1 |  | 0.061 | KG | 36.48 | 36.48 | CP20 | CP20 | Mushroom pushbutton, 22 mm, round, plastic, red, 40mm, latching, pull-to-unlatch mechanism, with holder, 1 NO+1 NC, screw terminal, with laser labeling, upper case and lower case, always upper case at the beginning of the word | - | 0 | 0
3SU1100-1BA20-1FA0-Z | Y19 | 3SU1100-1BA20-1FA0-ZY19 | 1 | UN | 1 | 10 | C | D | EAR99 | N | 85365080 | 1 |  | 0.061 | KG | 32.68 | 32.68 | CP20 | CP20 | Mushroom pushbutton, 22 mm, round, plastic, red, 40mm, latching, pull-to-unlatch mechanism, with holder, 1 NO+1 NC, screw terminal, with laser labeling, inscription or symbol Customer-specific selection with SIRIUS ACT configurator (CIN) | - | 0 | 0
3SU1100-1BA20-3CA0 |  | 3SU1100-1BA20-3CA0 | 1 | UN | 1 | 5 | B | D | N | N | 85365080 | 1 | 4011209957534 | 0.062 | KG | 28.79 | 28.79 | CP20 | CP20 | Mushroom pushbutton, 22 mm, round, plastic, red, 40 mm, latching, pull-to-unlatch mechanism, with holder, 1 NC, Spring-type terminal | - | 0 | 0
3SU1100-1BA20-3CA0-Z | X90 | 3SU1100-1BA20-3CA0-ZX90 | 1 | UN | 1 | 5 | B | D | EAR99 | N | 85365080 | 20 |  | 0.053 | KG | 28.79 | 28.79 | CP20 | CP20 | Mushroom pushbutton, 22 mm, round, plastic, red, 40mm, latching, pull-to-unlatch mechanism, with holder, 1 NC, spring-type terminal, Z=20-unit packaging | - | 0 | 0
3SU1100-1BA20-3CA0-Z | Y10 | 3SU1100-1BA20-3CA0-ZY10 | 1 | UN | 1 | 10 | C | D | EAR99 | N | 85365080 | 1 |  | 0.053 | KG | 33.54 | 33.54 | CP20 | CP20 | Mushroom pushbutton, 22 mm, round, plastic, red, 40mm, latching, pull-to-unlatch mechanism, with holder, 1 NC, spring-type terminal, with laser labeling, upper case and lower case, always upper case at beginning of line | - | 0 | 0
3SU1100-1BA20-3CA0-Z | Y11 | 3SU1100-1BA20-3CA0-ZY11 | 1 | UN | 1 | 10 | C | D | EAR99 | N | 85365080 | 1 |  | 0.053 | KG | 33.54 | 33.54 | CP20 | CP20 | Mushroom pushbutton, 22 mm, round, plastic, red, 40mm, latching, pull-to-unlatch mechanism, with holder, 1 NC, spring-type terminal, with laser labeling, upper case | - | 0 | 0
3SU1100-1BA20-3CA0-Z | Y12 | 3SU1100-1BA20-3CA0-ZY12 | 1 | UN | 1 | 10 | C | D | EAR99 | N | 85365080 | 1 |  | 0.053 | KG | 33.54 | 33.54 | CP20 | CP20 | Mushroom pushbutton, 22 mm, round, plastic, red, 40mm, latching, pull-to-unlatch mechanism, with holder, 1 NC, spring-type terminal, with laser labeling, lower case | - | 0 | 0
3SU1100-1BA20-3CA0-Z | Y13 | 3SU1100-1BA20-3CA0-ZY13 | 1 | UN | 1 | 10 | C | D | EAR99 | N | 85365080 | 1 |  | 0.053 | KG | 33.54 | 33.54 | CP20 | CP20 | Mushroom pushbutton, 22 mm, round, plastic, red, 40mm, latching, pull-to-unlatch mechanism, with holder, 1 NC, spring-type terminal, with laser labeling, symbol number according to, ISO 7000 or IEC 60417 | - | 0 | 0
3SU1100-1BA20-3CA0-Z | Y15 | 3SU1100-1BA20-3CA0-ZY15 | 1 | UN | 1 | 10 | C | D | EAR99 | N | 85365080 | 1 |  | 0.053 | KG | 33.54 | 33.54 | CP20 | CP20 | Mushroom pushbutton, 22 mm, round, plastic, red, 40mm, latching, pull-to-unlatch mechanism, with holder, 1 NC, spring-type terminal, with laser labeling, upper case and lower case, always upper case at the beginning of the word | - | 0 | 0
3SU1100-1BA20-3CA0-Z | Y19 | 3SU1100-1BA20-3CA0-ZY19 | 1 | UN | 1 | 10 | C | D | EAR99 | N | 85365080 | 1 |  | 0.053 | KG | 29.74 | 29.74 | CP20 | CP20 | Mushroom pushbutton, 22 mm, round, plastic, red, 40mm, latching, pull-to-unlatch mechanism, with holder, 1 NC, spring-type terminal, with laser labeling, inscription or symbol Customer-specific selection with SIRIUS ACT configurator (CIN) | - | 0 | 0
3SU1100-1BA20-3FA0 |  | 3SU1100-1BA20-3FA0 | 1 | UN | 1 | 5 | B | D | N | N | 85365080 | 1 | 4011209957510 | 0.07 | KG | 32.59 | 32.59 | CP20 | CP20 | Mushroom pushbutton, 22 mm, round, plastic, red, 40 mm, latching, pull-to-unlatch mechanism, with holder, 1 NO+1 NC, Spring-type terminal | - | 0 | 0
3SU1100-1BA20-3FA0-Z | X90 | 3SU1100-1BA20-3FA0-ZX90 | 1 | UN | 1 | 5 | B | D | EAR99 | N | 85365080 | 20 |  | 0.061 | KG | 32.59 | 32.59 | CP20 | CP20 | Mushroom pushbutton, 22 mm, round, plastic, red, 40mm, latching, pull-to-unlatch mechanism, with holder, 1 NO+1 NC, spring-type terminal, Z=20-unit packaging | - | 0 | 0
3SU1100-1BA20-3FA0-Z | Y10 | 3SU1100-1BA20-3FA0-ZY10 | 1 | UN | 1 | 10 | C | D | EAR99 | N | 85365080 | 1 |  | 0.061 | KG | 37.34 | 37.34 | CP20 | CP20 | Mushroom pushbutton, 22 mm, round, plastic, red, 40mm, latching, pull-to-unlatch mechanism, with holder, 1 NO+1 NC, spring-type terminal, with laser labeling, upper case and lower case, always upper case at beginning of line | - | 0 | 0
3SU1100-1BA20-3FA0-Z | Y11 | 3SU1100-1BA20-3FA0-ZY11 | 1 | UN | 1 | 10 | C | D | EAR99 | N | 85365080 | 1 |  | 0.061 | KG | 37.34 | 37.34 | CP20 | CP20 | Mushroom pushbutton, 22 mm, round, plastic, red, 40mm, latching, pull-to-unlatch mechanism, with holder, 1 NO+1 NC, spring-type terminal, with laser labeling, upper case | - | 0 | 0
3SU1100-1BA20-3FA0-Z | Y12 | 3SU1100-1BA20-3FA0-ZY12 | 1 | UN | 1 | 10 | C | D | EAR99 | N | 85365080 | 1 |  | 0.061 | KG | 37.34 | 37.34 | CP20 | CP20 | Mushroom pushbutton, 22 mm, round, plastic, red, 40mm, latching, pull-to-unlatch mechanism, with holder, 1 NO+1 NC, spring-type terminal, with laser labeling, lower case | - | 0 | 0
3SU1100-1BA20-3FA0-Z | Y13 | 3SU1100-1BA20-3FA0-ZY13 | 1 | UN | 1 | 10 | C | D | EAR99 | N | 85365080 | 1 |  | 0.061 | KG | 37.34 | 37.34 | CP20 | CP20 | Mushroom pushbutton, 22 mm, round, plastic, red, 40mm, latching, pull-to-unlatch mechanism, with holder, 1 NO+1 NC, spring-type terminal, with laser labeling, symbol number according to, ISO 7000 or IEC 60417 | - | 0 | 0
3SU1100-1BA20-3FA0-Z | Y15 | 3SU1100-1BA20-3FA0-ZY15 | 1 | UN | 1 | 10 | C | D | EAR99 | N | 85365080 | 1 |  | 0.061 | KG | 37.34 | 37.34 | CP20 | CP20 | Mushroom pushbutton, 22 mm, round, plastic, red, 40mm, latching, pull-to-unlatch mechanism, with holder, 1 NO+1 NC, spring-type terminal, with laser labeling, upper case and lower case, always upper case at the beginning of the word | - | 0 | 0
3SU1100-1BA20-3FA0-Z | Y19 | 3SU1100-1BA20-3FA0-ZY19 | 1 | UN | 1 | 10 | C | D | EAR99 | N | 85365080 | 1 |  | 0.061 | KG | 33.54 | 33.54 | CP20 | CP20 | Mushroom pushbutton, 22 mm, round, plastic, red, 40mm, latching, pull-to-unlatch mechanism, with holder, 1 NO+1 NC, spring-type terminal, with laser labeling, inscription or symbol Customer-specific selection with SIRIUS ACT configurator (CIN) | - | 0 | 0
3SU1100-1GB20-1PA0 |  | 3SU1100-1GB20-1PA0 | 1 | UN | 1 | 10 | C | D | N | N | 85365080 | 1 | 4047621064550 | 0.09 | KG | 34.77 | 34.77 | CP20 | CP20 | EMERGENCY STOP mushroom pushbutton, 22 mm, round, plastic, red, 30 mm, positive latching, according to EN ISO 13850, rotate-to-unlatch, without yellow backing plate, with holder, 1 NC, 1 NC, screw terminal | - | 0 | 0
3SU1100-1HA20-1CH0 |  | 3SU1100-1HA20-1CH0 | 1 | UN | 1 | 5 | B | D | N | N | 85365080 | 1 | 4011209957886 | 0.094 | KG | 28.79 | 28.79 | CP20 | CP20 | EMERGENCY STOP mushroom-type actuator, 22 mm, round, plastic, red, 40 mm, positive latching, according to EN ISO 13850, pull-to-unlatch mechanism, with yellow backing plate, inscription: NOT-HALT, with holder, 1 NC, screw terminal | - | 0 | 0
3SU1100-1HA20-1CH0-Z | X90 | 3SU1100-1HA20-1CH0-ZX90 | 1 | UN | 1 | 5 | B | D | N | N | 85365080 | 20 | 4047621051116 | 0.101 | KG | 28.79 | 28.79 | CP20 | CP20 | EMERGENCY STOP mushroom-type actuator, 22 mm, round, plastic, red, 40 mm, positive latching, according to EN ISO 13850, pull-to-unlatch mechanism, with yellow backing plate, inscription: NOT-HALT, with holder, 1 NC, screw terminal, Z=20-unit packaging | - | 0 | 0
3SU1100-1HA20-1FG0 |  | 3SU1100-1HA20-1FG0 | 1 | UN | 1 | 5 | B | D | N | N | 85365080 | 1 | 4011209957879 | 0.102 | KG | 32.02 | 32.02 | CP20 | CP20 | EMERGENCY STOP mushroom-type actuator, 22 mm, round, plastic, red, 40 mm, positive latching, according to EN ISO 13850, pull-to-unlatch mechanism, with yellow backing plate, inscription: EMERGENCY STOP, with holder, 1 NO+1 NC, screw terminal | - | 0 | 0
3SU1100-1HA20-1FG0-Z | X90 | 3SU1100-1HA20-1FG0-ZX90 | 1 | UN | 1 | 5 | B | D | EAR99 | N | 85365080 | 20 |  | 0.08 | KG | 32.02 | 32.02 | CP20 | CP20 | EMERGENCY STOP mushroom-type actuator, 22 mm, round, plastic, red, 40 mm, positive latching, according to EN ISO 13850, pull-to-unlatch mechanism, with yellow backing plate, inscription: EMERGENCY STOP, with holder, 1 NO+1 NC, screw terminal, Z=20-unit packaging | - | 0 | 0
3SU1100-1HA20-1FH0 |  | 3SU1100-1HA20-1FH0 | 1 | UN | 1 | 5 | B | D | N | N | 85365080 | 1 | 4011209957862 | 0.1 | KG | 32.02 | 32.02 | CP20 | CP20 | EMERGENCY STOP mushroom-type actuator, 22 mm, round, plastic, red, 40 mm, positive latching, according to EN ISO 13850, pull-to-unlatch mechanism, with yellow backing plate, inscription: NOT-HALT, with holder, 1 NO+1 NC, screw terminal | - | 0 | 0
3SU1100-1HA20-1FH0-Z | X90 | 3SU1100-1HA20-1FH0-ZX90 | 1 | UN | 1 | 5 | B | D | N | N | 85365080 | 20 | 4047621050980 | 0.11 | KG | 32.02 | 32.02 | CP20 | CP20 | EMERGENCY STOP mushroom-type actuator, 22 mm, round, plastic, red, 40 mm, positive latching, according to EN ISO 13850, pull-to-unlatch mechanism, with yellow backing plate, inscription: NOT-HALT, with holder, 1 NO+1 NC, screw terminal, Z=20-unit packaging | - | 0 | 0
3SU1100-1HB20-1CF0 |  | 3SU1100-1HB20-1CF0 | 1 | UN | 1 | 5 | B | D | N | N | 85365080 | 1 | 4011209957824 | 0.09 | KG | 30.69 | 30.69 | CP20 | CP20 | EMERGENCY STOP mushroom pushbutton, 22 mm, round, plastic, red, 40 mm, positive latching, acc. to EN ISO 13850, rotate-to-unlatch, with yellow backing plate, without inscription, with holder, 1 NC, screw terminal | - | 0 | 0
3SU1100-1HB20-1CF0-Z | X90 | 3SU1100-1HB20-1CF0-ZX90 | 1 | UN | 1 | 5 | B | D | N | N | 85365080 | 20 | 4047621065663 | 0.096 | KG | 30.69 | 30.69 | CP20 | CP20 | EMERGENCY STOP mushroom pushbutton, 22 mm, round, plastic, red, 40 mm, positive latching, acc. to EN ISO 13850, rotate-to-unlatch, with yellow backing plate, without inscription, with holder, 1 NC, screw terminal, Z=20-unit packaging | - | 0 | 0
3SU1100-1HB20-1CG0 |  | 3SU1100-1HB20-1CG0 | 1 | UN | 1 | 5 | B | D | N | N | 85365080 | 1 | 4011209957855 | 0.086 | KG | 30.69 | 30.69 | CP20 | CP20 | EMERGENCY STOP mushroom pushbutton, 22 mm, round, plastic, red, 40 mm, positive latching, acc. to EN ISO 13850, rotate-to-unlatch, with yellow backing plate, inscription: EMERGENCY STOP, with holder, 1 NC, screw terminal | - | 0 | 0
3SU1100-1HB20-1CG0-Z | X90 | 3SU1100-1HB20-1CG0-ZX90 | 1 | UN | 1 | 5 | B | D | N | N | 85365080 | 20 |  | 0.097 | KG | 30.69 | 30.69 | CP20 | CP20 | EMERGENCY STOP mushroom pushbutton, 22 mm, round, plastic, red, 40 mm, positive latching, acc. to EN ISO 13850, rotate-to-unlatch, with yellow backing plate, inscription: EMERGENCY STOP, with holder, 1 NC, screw terminal, Z=20-unit packaging | - | 0 | 0
3SU1100-1HB20-1CH0 |  | 3SU1100-1HB20-1CH0 | 1 | UN | 1 | 1 | A | D | N | N | 85365080 | 1 | 4011209957817 | 0.089 | KG | 30.69 | 27.74 | CP20 | CP20 | EMERGENCY STOP mushroom-type actuator, 22 mm, round, plastic, red, 40 mm, positive latching, according to EN ISO 13850, rotate-to-unlatch, with yellow backing plate, inscription: NOT-HALT, with holder, 1 NC, screw terminal | Lista Papel 2020 SI | 0 | 0
3SU1100-1HB20-1CH0-Z | X90 | 3SU1100-1HB20-1CH0-ZX90 | 1 | UN | 1 | 5 | B | D | N | N | 85365080 | 20 | 4047621056845 | 0.093 | KG | 30.69 | 30.69 | CP20 | CP20 | EMERGENCY STOP mushroom-type actuator, 22 mm, round, plastic, red, 40 mm, positive latching, according to EN ISO 13850, rotate-to-unlatch, with yellow backing plate, inscription: NOT-HALT, with holder, 1 NC, screw terminal, Z=20-unit packaging | - | 0 | 0
3SU1100-1HB20-1CJ0 |  | 3SU1100-1HB20-1CJ0 | 1 | UN | 1 | 5 | B | D | N | N | 85365080 | 1 | 4011209957848 | 0.085 | KG | 30.69 | 30.69 | CP20 | CP20 | EMERGENCY STOP mushroom pushbutton, 22 mm, round, plastic, red, 40 mm, positive latching, acc. to EN ISO 13850, rotate-to-unlatch, with yellow backing plate, inscription: ArrÃªt d'urgence, with holder, 1 NC, screw terminal | - | 0 | 0
3SU1100-1HB20-1CJ0-Z | X90 | 3SU1100-1HB20-1CJ0-ZX90 | 1 | UN | 1 | 5 | B | D | EAR99 | N | 85365080 | 20 |  | 0.068 | KG | 30.69 | 30.69 | CP20 | CP20 | EMERGENCY STOP mushroom pushbutton, 22 mm, round, plastic, red, 40 mm, positive latching, acc. to EN ISO 13850, rotate-to-unlatch, with yellow backing plate, inscription: ArrÃªt d'urgence, with holder, 1 NC, screw terminal, Z=20-unit packaging | - | 0 | 0
3SU1100-1HB20-1FG0 |  | 3SU1100-1HB20-1FG0 | 1 | UN | 1 | 5 | B | D | N | N | 85365080 | 1 | 4011209957800 | 0.101 | KG | 33.92 | 33.92 | CP20 | CP20 | EMERGENCY STOP mushroom pushbutton, 22 mm, round, plastic, red, 40 mm, positive latching, acc. to EN ISO 13850, rotate-to-unlatch, with yellow backing plate, inscription: EMERGENCY STOP, with holder, 1 NO+1 NC, screw terminal | - | 0 | 0
3SU1100-1HB20-1FG0-Z | X90 | 3SU1100-1HB20-1FG0-ZX90 | 1 | UN | 1 | 5 | B | D | EAR99 | N | 85365080 | 20 |  | 0.076 | KG | 33.92 | 33.92 | CP20 | CP20 | EMERGENCY STOP mushroom pushbutton, 22 mm, round, plastic, red, 40 mm, positive latching, acc. to EN ISO 13850, rotate-to-unlatch, with yellow backing plate, inscription: EMERGENCY STOP, with holder, 1 NO+1 NC, screw terminal, Z=20-unit packaging | - | 0 | 0
3SU1100-1HB20-1FH0 |  | 3SU1100-1HB20-1FH0 | 1 | UN | 1 | 1 | A | D | N | N | 85365080 | 1 | 4011209957732 | 0.094 | KG | 33.92 | 29.93 | CP20 | CP20 | EMERGENCY STOP mushroom-type actuator, 22 mm, round, plastic, red, 40 mm, positive latching, according to EN ISO 13850, rotate-to-unlatch, with yellow backing plate, inscription: NOT-HALT, with holder, 1 NO+1 NC, screw terminal | Lista Papel 2020 SI | 0 | 0
3SU1100-1HB20-1FH0-Z | X90 | 3SU1100-1HB20-1FH0-ZX90 | 1 | UN | 1 | 5 | B | D | N | N | 85365080 | 20 | 4047621044514 | 0.101 | KG | 33.92 | 33.92 | CP20 | CP20 | EMERGENCY STOP mushroom-type actuator, 22 mm, round, plastic, red, 40 mm, positive latching, according to EN ISO 13850, rotate-to-unlatch, with yellow backing plate, inscription: NOT-HALT, with holder, 1 NO+1 NC, screw terminal, Z=20-unit packaging | - | 0 | 0
3SU1100-1HB20-1FJ0 |  | 3SU1100-1HB20-1FJ0 | 1 | UN | 1 | 5 | B | D | N | N | 85365080 | 1 | 4011209957756 | 0.096 | KG | 33.92 | 33.92 | CP20 | CP20 | EMERGENCY STOP mushroom pushbutton, 22 mm, round, plastic, red, 40 mm, positive latching, acc. to EN ISO 13850, rotate-to-unlatch, with yellow backing plate, inscription: ArrÃªt d'urgence, with holder, 1 NO+1 NC, screw terminal | - | 0 | 0
3SU1100-1HB20-1FJ0-Z | X90 | 3SU1100-1HB20-1FJ0-ZX90 | 1 | UN | 1 | 5 | B | D | EAR99 | N | 85365080 | 20 |  | 0.076 | KG | 33.92 | 33.92 | CP20 | CP20 | EMERGENCY STOP mushroom pushbutton, 22 mm, round, plastic, red, 40 mm, positive latching, acc. to EN ISO 13850, rotate-to-unlatch, with yellow backing plate, inscription: ArrÃªt d'urgence, with holder, 1 NO+1 NC, screw terminal, Z=20-unit packaging | - | 0 | 0
3SU1100-1HB20-1PA0 |  | 3SU1100-1HB20-1PA0 | 1 | UN | 1 | 5 | B | D | N | N | 85365080 | 1 | 4047621017808 | 0.096 | KG | 35.91 | 35.91 | CP20 | CP20 | EMERGENCY STOP mushroom pushbutton, 22 mm, round, plastic, red, 40 mm, positive latching, acc. to EN ISO 13850, rotate-to-unlatch, without yellow backing plate, with holder, 1 NC, 1 NC, screw terminal | - | 0 | 0
3SU1100-1HB20-1PG0 |  | 3SU1100-1HB20-1PG0 | 1 | UN | 1 | 5 | B | D | N | N | 85365080 | 1 | 4047621043579 | 0.094 | KG | 35.91 | 35.91 | CP20 | CP20 | EMERGENCY STOP mushroom pushbutton, 22 mm, round, plastic, red, 40 mm, positive latching, acc. to EN ISO 13850, rotate-to-unlatch, with yellow backing plate, inscription: EMERGENCY STOP, with holder, 1 NC, 1 NC, screw terminal | - | 0 | 0
3SU1100-1HB20-3CH0 |  | 3SU1100-1HB20-3CH0 | 1 | UN | 1 | 5 | B | D | N | N | 85365080 | 1 | 4011209957831 | 0.09 | KG | 30.97 | 30.97 | CP20 | CP20 | EMERGENCY STOP mushroom-type actuator, 22 mm, round, plastic, red, 40 mm, positive latching, according to EN ISO 13850, rotate-to-unlatch, with yellow backing plate, inscription: NOT-HALT, with holder, 1 NC, spring-type terminal | - | 0 | 0
3SU1100-1HB20-3CH0-Z | X90 | 3SU1100-1HB20-3CH0-ZX90 | 1 | UN | 1 | 5 | B | D | N | N | 85365080 | 20 | 4047621045535 | 0.095 | KG | 30.97 | 30.97 | CP20 | CP20 | EMERGENCY STOP mushroom-type actuator, 22 mm, round, plastic, red, 40 mm, positive latching, according to EN ISO 13850, rotate-to-unlatch, with yellow backing plate, inscription: NOT-HALT, with holder, 1 NC, spring-type terminal, Z=20-unit packaging | - | 0 | 0
3SU1100-1HB20-3FH0 |  | 3SU1100-1HB20-3FH0 | 1 | UN | 1 | 5 | B | D | N | N | 85365080 | 1 | 4011209957749 | 0.097 | KG | 34.77 | 34.77 | CP20 | CP20 | EMERGENCY STOP mushroom-type actuator, 22 mm, round, plastic, red, 40 mm, positive latching, according to EN ISO 13850, rotate-to-unlatch, with yellow backing plate, inscription: NOT-HALT, with holder, 1 NO+1 NC, spring-type terminal | - | 0 | 0
3SU1100-1HB20-3FH0-Z | X90 | 3SU1100-1HB20-3FH0-ZX90 | 1 | UN | 1 | 5 | B | D | N | N | 85365080 | 20 | 4047621059754 | 0.101 | KG | 34.77 | 34.77 | CP20 | CP20 | EMERGENCY STOP mushroom-type actuator, 22 mm, round, plastic, red, 40 mm, positive latching, according to EN ISO 13850, rotate-to-unlatch, with yellow backing plate, inscription: NOT-HALT, with holder, 1 NO+1 NC, spring-type terminal, Z=20-unit packaging | - | 0 | 0
3SU1100-1LB20-1PH0 |  | 3SU1100-1LB20-1PH0 | 1 | UN | 1 | 5 | B | D | N | N | 85365080 | 1 | 4011209957893 | 0.085 | KG | 34.68 | 34.68 | CP20 | CP20 | EMERGENCY STOP mushroom-type actuator, 22 mm, round, plastic, red, 40 mm, latching, according to EN ISO13850, rotate-to-unlatch, with yellow backing plate, inscription: NOT-AUS, with holder, 1 NC, 1 NC, screw terminal | - | 0 | 0
3SU1100-2BF10-1BA0 |  | 3SU1100-2BF10-1BA0 | 1 | UN | 1 | 6 | C | D | N | N | 85365080 | 1 | 4047621065816 | 0.07 | KG | 17.96 | 17.96 | CP20 | CP20 | Selector switch, Illuminable 22 mm, round, plastic, black, knob, short 2 switch positions O-I, latching, 10:30h/13:30h, with holder, 1 NO, screw terminal |  | 0 | 0
3SU1100-2BF60-1BA0 |  | 3SU1100-2BF60-1BA0 | 1 | UN | 1 | 1 | A | D | N | N | 85365080 | 1 | 4011209957565 | 0.058 | KG | 18.53 | 17.48 | CP20 | CP20 | Selector switch, illuminable, 22 mm, round, plastic, white, selector switch, short, 2 switch positions O-I, latching, 10:30h/13:30h, with holder, 1 NO, screw terminal | Lista Papel 2020 SI | 0 | 0
3SU1100-2BF60-1BA0-Z | X90 | 3SU1100-2BF60-1BA0-ZX90 | 1 | UN | 1 | 5 | B | D | N | N | 85365080 | 20 |  | 0.066 | KG | 18.53 | 18.53 | CP20 | CP20 | Selector switch, illuminable, 22 mm, round, plastic, white, selector switch, short, 2 switch positions O-I, latching, 10:30h/13:30h, with holder, 1 NO, screw terminal, Z=20-unit packaging | - | 0 | 0
3SU1100-2BF60-1BA0-Z | Y10 | 3SU1100-2BF60-1BA0-ZY10 | 1 | UN | 1 | 10 | C | D | EAR99 | N | 85365080 | 1 |  | 0.054 | KG | 23.28 | 23.28 | CP20 | CP20 | Selector switch, illuminable, 22 mm, round, plastic, white, selector switch, short, 2 switch positions O-I, latching, 10:30h/13:30h, with holder, 1 NO, screw terminal, with laser labeling, upper case and lower case, always upper case at beginning of line | - | 0 | 0
3SU1100-2BF60-1BA0-Z | Y11 | 3SU1100-2BF60-1BA0-ZY11 | 1 | UN | 1 | 10 | C | D | EAR99 | N | 85365080 | 1 |  | 0.054 | KG | 23.28 | 23.28 | CP20 | CP20 | Selector switch, illuminable, 22 mm, round, plastic, white, selector switch, short, 2 switch positions O-I, latching, 10:30h/13:30h, with holder, 1 NO, screw terminal, with laser labeling, upper case | - | 0 | 0
3SU1100-2BF60-1BA0-Z | Y12 | 3SU1100-2BF60-1BA0-ZY12 | 1 | UN | 1 | 10 | C | D | EAR99 | N | 85365080 | 1 |  | 0.054 | KG | 23.28 | 23.28 | CP20 | CP20 | Selector switch, illuminable, 22 mm, round, plastic, white, selector switch, short, 2 switch positions O-I, latching, 10:30h/13:30h, with holder, 1 NO, screw terminal, with laser labeling, lower case | - | 0 | 0
3SU1100-2BF60-1BA0-Z | Y15 | 3SU1100-2BF60-1BA0-ZY15 | 1 | UN | 1 | 10 | C | D | EAR99 | N | 85365080 | 1 |  | 0.054 | KG | 23.28 | 23.28 | CP20 | CP20 | Selector switch, illuminable, 22 mm, round, plastic, white, selector switch, short, 2 switch positions O-I, latching, 10:30h/13:30h, with holder, 1 NO, screw terminal, with laser labeling, upper case and lower case, always upper case at the beginning of the word | - | 0 | 0
3SU1100-2BF60-1BA0-Z | Y19 | 3SU1100-2BF60-1BA0-ZY19 | 1 | UN | 1 | 10 | C | D | EAR99 | N | 85365080 | 1 |  | 0.054 | KG | 19.48 | 19.48 | CP20 | CP20 | Selector switch, illuminable, 22 mm, round, plastic, white, selector switch, short, 2 switch positions O-I, latching, 10:30h/13:30h, with holder, 1 NO, screw terminal, with laser labeling, inscription or symbol Customer-specific selection with SIRIUS ACT configurator (CIN) | - | 0 | 0
3SU1100-2BF60-1MA0 |  | 3SU1100-2BF60-1MA0 | 1 | UN | 1 | 1 | A | D | N | N | 85365080 | 1 | 4011209957541 | 0.066 | KG | 23.75 | 20.43 | CP20 | CP20 | Selector switch, illuminable, 22 mm, round, plastic, white, selector switch, short, 2 switch positions O-I, latching, 10:30h/13:30h, with holder, 1 NO, 1 NC, screw terminal | Lista Papel 2020 SI | 0 | 0
3SU1100-2BF60-1MA0-Z | X90 | 3SU1100-2BF60-1MA0-ZX90 | 1 | UN | 1 | 5 | B | D | N | N | 85365080 | 20 | 4047621021591 | 0.075 | KG | 23.75 | 23.75 | CP20 | CP20 | Selector switch, illuminable, 22 mm, round, plastic, white, selector switch, short, 2 switch positions O-I, latching, 10:30h/13:30h, with holder, 1 NO, 1 NC, screw terminal, Z=20-unit packaging | - | 0 | 0
3SU1100-2BF60-1MA0-Z | Y10 | 3SU1100-2BF60-1MA0-ZY10 | 1 | UN | 1 | 10 | C | D | EAR99 | N | 85365080 | 1 |  | 0.062 | KG | 28.5 | 28.5 | CP20 | CP20 | Selector switch, illuminable, 22 mm, round, plastic, white, selector switch, short, 2 switch positions O-I, latching, 10:30h/13:30h, with holder, 1 NO, 1 NC, screw terminal, with laser labeling, upper case and lower case, always upper case at beginning of line | - | 0 | 0
3SU1100-2BF60-1MA0-Z | Y11 | 3SU1100-2BF60-1MA0-ZY11 | 1 | UN | 1 | 10 | C | D | EAR99 | N | 85365080 | 1 |  | 0.062 | KG | 28.5 | 28.5 | CP20 | CP20 | Selector switch, illuminable, 22 mm, round, plastic, white, selector switch, short, 2 switch positions O-I, latching, 10:30h/13:30h, with holder, 1 NO, 1 NC, screw terminal, with laser labeling, upper case | - | 0 | 0
3SU1100-2BF60-1MA0-Z | Y12 | 3SU1100-2BF60-1MA0-ZY12 | 1 | UN | 1 | 10 | C | D | EAR99 | N | 85365080 | 1 |  | 0.062 | KG | 28.5 | 28.5 | CP20 | CP20 | Selector switch, illuminable, 22 mm, round, plastic, white, selector switch, short, 2 switch positions O-I, latching, 10:30h/13:30h, with holder, 1 NO, 1 NC, screw terminal, with laser labeling, lower case | - | 0 | 0
3SU1100-2BF60-1MA0-Z | Y15 | 3SU1100-2BF60-1MA0-ZY15 | 1 | UN | 1 | 10 | C | D | EAR99 | N | 85365080 | 1 |  | 0.062 | KG | 28.5 | 28.5 | CP20 | CP20 | Selector switch, illuminable, 22 mm, round, plastic, white, selector switch, short, 2 switch positions O-I, latching, 10:30h/13:30h, with holder, 1 NO, 1 NC, screw terminal, with laser labeling, upper case and lower case, always upper case at the beginning of the word | - | 0 | 0
3SU1100-2BF60-1MA0-Z | Y19 | 3SU1100-2BF60-1MA0-ZY19 | 1 | UN | 1 | 10 | C | D | EAR99 | N | 85365080 | 1 |  | 0.062 | KG | 24.7 | 24.7 | CP20 | CP20 | Selector switch, illuminable, 22 mm, round, plastic, white, selector switch, short, 2 switch positions O-I, latching, 10:30h/13:30h, with holder, 1 NO, 1 NC, screw terminal, with laser labeling, inscription or symbol Customer-specific selection with SIRIUS ACT configurator (CIN) | - | 0 | 0
3SU1100-2BF60-3BA0 |  | 3SU1100-2BF60-3BA0 | 1 | UN | 1 | 5 | B | D | N | N | 85365080 | 1 | 4011209957572 | 0.058 | KG | 18.81 | 18.81 | CP20 | CP20 | Selector switch, illuminable, 22 mm, round, plastic, white, selector switch, short, 2 switch positions O-I, latching, 10:30h/13:30h, with holder, 1 NO, Spring-type terminal | - | 0 | 0
3SU1100-2BF60-3BA0-Z | X90 | 3SU1100-2BF60-3BA0-ZX90 | 1 | UN | 1 | 5 | B | D | N | N | 85365080 | 20 | 4047621063348 | 0.066 | KG | 18.81 | 18.81 | CP20 | CP20 | Selector switch, illuminable, 22 mm, round, plastic, white, selector switch, short, 2 switch positions O-I, latching, 10:30h/13:30h, with holder, 1 NO, spring-type terminal, Z=20-unit packaging | - | 0 | 0
3SU1100-2BF60-3BA0-Z | Y10 | 3SU1100-2BF60-3BA0-ZY10 | 1 | UN | 1 | 10 | C | D | N | N | 85365080 | 1 |  | 0.053 | KG | 23.56 | 23.56 | CP20 | CP20 | Selector switch, illuminable, 22 mm, round, plastic, white, selector switch, short, 2 switch positions O-I, latching, 10:30h/13:30h, with holder, 1 NO, spring-type terminal, with laser labeling, upper case and lower case, always upper case at beginning of line | - | 0 | 0
3SU1100-2BF60-3BA0-Z | Y11 | 3SU1100-2BF60-3BA0-ZY11 | 1 | UN | 1 | 10 | C | D | N | N | 85365080 | 1 |  | 0.064 | KG | 23.56 | 23.56 | CP20 | CP20 | Selector switch, illuminable, 22 mm, round, plastic, white, selector switch, short, 2 switch positions O-I, latching, 10:30h/13:30h, with holder, 1 NO, spring-type terminal, with laser labeling, upper case | - | 0 | 0
3SU1100-2BF60-3BA0-Z | Y12 | 3SU1100-2BF60-3BA0-ZY12 | 1 | UN | 1 | 10 | C | D | N | N | 85365080 | 1 |  | 0.054 | KG | 23.56 | 23.56 | CP20 | CP20 | Selector switch, illuminable, 22 mm, round, plastic, white, selector switch, short, 2 switch positions O-I, latching, 10:30h/13:30h, with holder, 1 NO, spring-type terminal, with laser labeling, lower case | - | 0 | 0
3SU1100-2BF60-3BA0-Z | Y15 | 3SU1100-2BF60-3BA0-ZY15 | 1 | UN | 1 | 10 | C | D | N | N | 85365080 | 1 |  | 0.054 | KG | 23.56 | 23.56 | CP20 | CP20 | Selector switch, illuminable, 22 mm, round, plastic, white, selector switch, short, 2 switch positions O-I, latching, 10:30h/13:30h, with holder, 1 NO, spring-type terminal, with laser labeling, upper case and lower case, always upper case at the beginning of the word | - | 0 | 0
3SU1100-2BF60-3BA0-Z | Y19 | 3SU1100-2BF60-3BA0-ZY19 | 1 | UN | 1 | 10 | C | D | N | N | 85365080 | 1 |  | 0.054 | KG | 19.76 | 19.76 | CP20 | CP20 | Selector switch, illuminable, 22 mm, round, plastic, white, selector switch, short, 2 switch positions O-I, latching, 10:30h/13:30h, with holder, 1 NO, spring-type terminal, with laser labeling, inscription or symbol Customer-specific selection with SIRIUS ACT configurator (CIN) | - | 0 | 0
3SU1100-2BF60-3MA0 |  | 3SU1100-2BF60-3MA0 | 1 | UN | 1 | 5 | B | D | N | N | 85365080 | 1 | 4011209957558 | 0.066 | KG | 24.23 | 24.23 | CP20 | CP20 | Selector switch, illuminable, 22 mm, round, plastic, white, selector switch, short, 2 switch positions O-I, latching, 10:30h/13:30h, with holder, 1 NO, 1 NC, Spring-type terminal | - | 0 | 0
3SU1100-2BF60-3MA0-Z | X90 | 3SU1100-2BF60-3MA0-ZX90 | 1 | UN | 1 | 5 | B | D | EAR99 | N | 85365080 | 20 |  | 0.062 | KG | 24.23 | 24.23 | CP20 | CP20 | Selector switch, illuminable, 22 mm, round, plastic, white, selector switch, short, 2 switch positions O-I, latching, 10:30h/13:30h, with holder, 1 NO, 1 NC, spring-type terminal, Z=20-unit packaging | - | 0 | 0
3SU1100-2BF60-3MA0-Z | Y10 | 3SU1100-2BF60-3MA0-ZY10 | 1 | UN | 1 | 10 | C | D | EAR99 | N | 85365080 | 1 |  | 0.062 | KG | 28.98 | 28.98 | CP20 | CP20 | Selector switch, illuminable, 22 mm, round, plastic, white, selector switch, short, 2 switch positions O-I, latching, 10:30h/13:30h, with holder, 1 NO, 1 NC, spring-type terminal, with laser labeling, upper case and lower case, always upper case at beginning of line | - | 0 | 0
3SU1100-2BF60-3MA0-Z | Y11 | 3SU1100-2BF60-3MA0-ZY11 | 1 | UN | 1 | 10 | C | D | EAR99 | N | 85365080 | 1 |  | 0.062 | KG | 28.98 | 28.98 | CP20 | CP20 | Selector switch, illuminable, 22 mm, round, plastic, white, selector switch, short, 2 switch positions O-I, latching, 10:30h/13:30h, with holder, 1 NO, 1 NC, spring-type terminal, with laser labeling, upper case | - | 0 | 0
3SU1100-2BF60-3MA0-Z | Y12 | 3SU1100-2BF60-3MA0-ZY12 | 1 | UN | 1 | 10 | C | D | EAR99 | N | 85365080 | 1 |  | 0.062 | KG | 28.98 | 28.98 | CP20 | CP20 | Selector switch, illuminable, 22 mm, round, plastic, white, selector switch, short, 2 switch positions O-I, latching, 10:30h/13:30h, with holder, 1 NO, 1 NC, spring-type terminal, with laser labeling, lower case | - | 0 | 0
3SU1100-2BF60-3MA0-Z | Y15 | 3SU1100-2BF60-3MA0-ZY15 | 1 | UN | 1 | 10 | C | D | EAR99 | N | 85365080 | 1 |  | 0.062 | KG | 28.98 | 28.98 | CP20 | CP20 | Selector switch, illuminable, 22 mm, round, plastic, white, selector switch, short, 2 switch positions O-I, latching, 10:30h/13:30h, with holder, 1 NO, 1 NC, spring-type terminal, with laser labeling, upper case and lower case, always upper case at the beginning of the word | - | 0 | 0
3SU1100-2BF60-3MA0-Z | Y19 | 3SU1100-2BF60-3MA0-ZY19 | 1 | UN | 1 | 10 | C | D | EAR99 | N | 85365080 | 1 |  | 0.062 | KG | 25.18 | 25.18 | CP20 | CP20 | Selector switch, illuminable, 22 mm, round, plastic, white, selector switch, short, 2 switch positions O-I, latching, 10:30h/13:30h, with holder, 1 NO, 1 NC, spring-type terminal, with laser labeling, inscription or symbol Customer-specific selection with SIRIUS ACT configurator (CIN) | - | 0 | 0
3SU1100-2BL10-1NA0 |  | 3SU1100-2BL10-1NA0 | 1 | UN | 1 | 6 | C | D | N | N | 85365080 | 1 | 4047621065823 | 0.063 | KG | 23.28 | 23.28 | CP20 | CP20 | Selector switch, Illuminable 22 mm, round, plastic, black, knob, short 3 switch positions I-O-II, latching, 10:30h/12h/13:30h, with holder, 1 NO, 1 NO, screw terminal |  | 0 | 0
3SU1100-2BL60-1LA0 |  | 3SU1100-2BL60-1LA0 | 1 | UN | 1 | 1 | A | D | N | N | 85365080 | 1 | 4011209957589 | 0.08 | KG | 30.31 | 27.55 | CP20 | CP20 | Selector switch, illuminable, 22 mm, round, plastic, white, selector switch, short, 3 switch positions I-O-II, latching, 10:30h/12h/13:30h, with holder, 2x1NO+1NC, screw terminal | Lista Papel 2020 SI | 0 | 0
3SU1100-2BL60-1LA0-Z | X90 | 3SU1100-2BL60-1LA0-ZX90 | 1 | UN | 1 | 5 | B | D | EAR99 | N | 85365080 | 20 |  | 0.078 | KG | 30.31 | 30.31 | CP20 | CP20 | Selector switch, illuminable, 22 mm, round, plastic, white, selector switch, short, 3 switch positions I-O-II, latching, 10:30h/12h/13:30h, with holder, 2 x 1 NO+1 NC, screw terminal, Z=20-unit packaging | - | 0 | 0
3SU1100-2BL60-1LA0-Z | Y10 | 3SU1100-2BL60-1LA0-ZY10 | 1 | UN | 1 | 10 | C | D | N | N | 85365080 | 1 |  | 0.08 | KG | 35.06 | 35.06 | CP20 | CP20 | Selector switch, illuminable, 22 mm, round, plastic, white, selector switch, short, 3 switch positions I-O-II, latching, 10:30h/12h/13:30h, with holder, 2 x 1 NO+1 NC, screw terminal, with laser labeling, upper case and lower case, always upper case at beginning of line | - | 0 | 0
3SU1100-2BL60-1LA0-Z | Y11 | 3SU1100-2BL60-1LA0-ZY11 | 1 | UN | 1 | 10 | C | D | N | N | 85365080 | 1 |  | 0.082 | KG | 35.06 | 35.06 | CP20 | CP20 | Selector switch, illuminable, 22 mm, round, plastic, white, selector switch, short, 3 switch positions I-O-II, latching, 10:30h/12h/13:30h, with holder, 2 x 1 NO+1 NC, screw terminal, with laser labeling, upper case | - | 0 | 0
3SU1100-2BL60-1LA0-Z | Y12 | 3SU1100-2BL60-1LA0-ZY12 | 1 | UN | 1 | 10 | C | D | N | N | 85365080 | 1 |  | 0.078 | KG | 35.06 | 35.06 | CP20 | CP20 | Selector switch, illuminable, 22 mm, round, plastic, white, selector switch, short, 3 switch positions I-O-II, latching, 10:30h/12h/13:30h, with holder, 2 x 1 NO+1 NC, screw terminal, with laser labeling, lower case | - | 0 | 0
3SU1100-2BL60-1LA0-Z | Y15 | 3SU1100-2BL60-1LA0-ZY15 | 1 | UN | 1 | 10 | C | D | N | N | 85365080 | 1 |  | 0.078 | KG | 35.06 | 35.06 | CP20 | CP20 | Selector switch, illuminable, 22 mm, round, plastic, white, selector switch, short, 3 switch positions I-O-II, latching, 10:30h/12h/13:30h, with holder, 2 x 1 NO+1 NC, screw terminal, with laser labeling, upper case and lower case, always upper case at the beginning of the word | - | 0 | 0
3SU1100-2BL60-1LA0-Z | Y19 | 3SU1100-2BL60-1LA0-ZY19 | 1 | UN | 1 | 10 | C | D | N | N | 85365080 | 1 |  | 0.078 | KG | 31.26 | 31.26 | CP20 | CP20 | Selector switch, illuminable, 22 mm, round, plastic, white, selector switch, short, 3 switch positions I-O-II, latching, 10:30h/12h/13:30h, with holder, 2 x 1 NO+1 NC, screw terminal, with laser labeling, inscription or symbol Customer-specific selection with SIRIUS ACT configurator (CIN) | - | 0 | 0
3SU1100-2BL60-1NA0 |  | 3SU1100-2BL60-1NA0 | 1 | UN | 1 | 1 | A | D | N | N | 85365080 | 1 | 4011209957602 | 0.066 | KG | 23.75 | 22.61 | CP20 | CP20 | Selector switch, illuminable, 22 mm, round, plastic, white, selector switch, short, 3 switch positions I-O-II, latching, 10:30h/12h/13:30h, with holder, 1 NO, 1 NO, screw terminal | Lista Papel 2020 SI | 0 | 0
3SU1100-2BL60-1NA0-Z | X90 | 3SU1100-2BL60-1NA0-ZX90 | 1 | UN | 1 | 5 | B | D | N | N | 85365080 | 20 | 4047621049496 | 0.073 | KG | 23.75 | 23.75 | CP20 | CP20 | Selector switch, illuminable, 22 mm, round, plastic, white, selector switch, short, 3 switch positions I-O-II, latching, 10:30h/12h/13:30h, with holder, 1 NO, 1 NO, screw terminal, Z=20-unit packaging | - | 0 | 0
3SU1100-2BL60-1NA0-Z | Y10 | 3SU1100-2BL60-1NA0-ZY10 | 1 | UN | 1 | 10 | C | D | N | N | 85365080 | 1 |  | 0.074 | KG | 28.5 | 28.5 | CP20 | CP20 | Selector switch, illuminable, 22 mm, round, plastic, white, selector switch, short, 3 switch positions I-O-II, latching, 10:30h/12h/13:30h, with holder, 1 NO, 1 NO, screw terminal, with laser labeling, upper case and lower case, always upper case at beginning of line | - | 0 | 0
3SU1100-2BL60-1NA0-Z | Y11 | 3SU1100-2BL60-1NA0-ZY11 | 1 | UN | 1 | 10 | C | D | N | N | 85365080 | 1 |  | 0.062 | KG | 28.5 | 28.5 | CP20 | CP20 | Selector switch, illuminable, 22 mm, round, plastic, white, selector switch, short, 3 switch positions I-O-II, latching, 10:30h/12h/13:30h, with holder, 1 NO, 1 NO, screw terminal, with laser labeling, upper case | - | 0 | 0
3SU1100-2BL60-1NA0-Z | Y12 | 3SU1100-2BL60-1NA0-ZY12 | 1 | UN | 1 | 10 | C | D | N | N | 85365080 | 1 |  | 0.062 | KG | 28.5 | 28.5 | CP20 | CP20 | Selector switch, illuminable, 22 mm, round, plastic, white, selector switch, short, 3 switch positions I-O-II, latching, 10:30h/12h/13:30h, with holder, 1 NO, 1 NO, screw terminal, with laser labeling, lower case | - | 0 | 0
3SU1100-2BL60-1NA0-Z | Y15 | 3SU1100-2BL60-1NA0-ZY15 | 1 | UN | 1 | 10 | C | D | N | N | 85365080 | 1 |  | 0.062 | KG | 28.5 | 28.5 | CP20 | CP20 | Selector switch, illuminable, 22 mm, round, plastic, white, selector switch, short, 3 switch positions I-O-II, latching, 10:30h/12h/13:30h, with holder, 1 NO, 1 NO, screw terminal, with laser labeling, upper case and lower case, always upper case at the beginning of the word | - | 0 | 0
3SU1100-2BL60-1NA0-Z | Y19 | 3SU1100-2BL60-1NA0-ZY19 | 1 | UN | 1 | 10 | C | D | N | N | 85365080 | 1 |  | 0.062 | KG | 24.7 | 24.7 | CP20 | CP20 | Selector switch, illuminable, 22 mm, round, plastic, white, selector switch, short, 3 switch positions I-O-II, latching, 10:30h/12h/13:30h, with holder, 1 NO, 1 NO, screw terminal, with laser labeling, inscription or symbol Customer-specific selection with SIRIUS ACT configurator (CIN) | - | 0 | 0
3SU1100-2BL60-3LA0 |  | 3SU1100-2BL60-3LA0 | 1 | UN | 1 | 5 | B | D | N | N | 85365080 | 1 | 4011209957596 | 0.08 | KG | 31.92 | 31.92 | CP20 | CP20 | Selector switch, illuminable, 22 mm, round, plastic, white, selector switch, short, 3 switch positions I-O-II, latching, 10:30h/12h/13:30h, with holder, 2x1NO+1NC, Spring-type terminal | - | 0 | 0
3SU1100-2BL60-3LA0-Z | X90 | 3SU1100-2BL60-3LA0-ZX90 | 1 | UN | 1 | 5 | B | D | N | N | 85365080 | 20 | 4047621047461 | 0.091 | KG | 31.92 | 31.92 | CP20 | CP20 | Selector switch, illuminable, 22 mm, round, plastic, white, selector switch, short, 3 switch positions I-O-II, latching, 10:30h/12h/13:30h, with holder, 2 x 1 NO+1 NC, spring-type terminal, Z=20-unit packaging | - | 0 | 0
3SU1100-2BL60-3LA0-Z | Y10 | 3SU1100-2BL60-3LA0-ZY10 | 1 | UN | 1 | 10 | C | D | EAR99 | N | 85365080 | 1 |  | 0.078 | KG | 36.67 | 36.67 | CP20 | CP20 | Selector switch, illuminable, 22 mm, round, plastic, white, selector switch, short, 3 switch positions I-O-II, latching, 10:30h/12h/13:30h, with holder, 2 x 1 NO+1 NC, spring-type terminal, with laser labeling, upper case and lower case, always upper case at beginning of line | - | 0 | 0
3SU1100-2BL60-3LA0-Z | Y11 | 3SU1100-2BL60-3LA0-ZY11 | 1 | UN | 1 | 10 | C | D | EAR99 | N | 85365080 | 1 |  | 0.078 | KG | 36.67 | 36.67 | CP20 | CP20 | Selector switch, illuminable, 22 mm, round, plastic, white, selector switch, short, 3 switch positions I-O-II, latching, 10:30h/12h/13:30h, with holder, 2 x 1 NO+1 NC, spring-type terminal, with laser labeling, upper case | - | 0 | 0
3SU1100-2BL60-3LA0-Z | Y12 | 3SU1100-2BL60-3LA0-ZY12 | 1 | UN | 1 | 10 | C | D | EAR99 | N | 85365080 | 1 |  | 0.078 | KG | 36.67 | 36.67 | CP20 | CP20 | Selector switch, illuminable, 22 mm, round, plastic, white, selector switch, short, 3 switch positions I-O-II, latching, 10:30h/12h/13:30h, with holder, 2 x 1 NO+1 NC, spring-type terminal, with laser labeling, lower case | - | 0 | 0
3SU1100-2BL60-3LA0-Z | Y15 | 3SU1100-2BL60-3LA0-ZY15 | 1 | UN | 1 | 10 | C | D | EAR99 | N | 85365080 | 1 |  | 0.078 | KG | 36.67 | 36.67 | CP20 | CP20 | Selector switch, illuminable, 22 mm, round, plastic, white, selector switch, short, 3 switch positions I-O-II, latching, 10:30h/12h/13:30h, with holder, 2 x 1 NO+1 NC, spring-type terminal, with laser labeling, upper case and lower case, always upper case at the beginning of the word | - | 0 | 0
3SU1100-2BL60-3LA0-Z | Y19 | 3SU1100-2BL60-3LA0-ZY19 | 1 | UN | 1 | 10 | C | D | EAR99 | N | 85365080 | 1 |  | 0.078 | KG | 32.87 | 32.87 | CP20 | CP20 | Selector switch, illuminable, 22 mm, round, plastic, white, selector switch, short, 3 switch positions I-O-II, latching, 10:30h/12h/13:30h, with holder, 2 x 1 NO+1 NC, spring-type terminal, with laser labeling, inscription or symbol Customer-specific selection with SIRIUS ACT configurator (CIN) | - | 0 | 0
3SU1100-2BL60-3NA0 |  | 3SU1100-2BL60-3NA0 | 1 | UN | 1 | 5 | B | D | N | N | 85365080 | 1 | 4011209957619 | 0.066 | KG | 24.23 | 24.23 | CP20 | CP20 | Selector switch, illuminable, 22 mm, round, plastic, white, selector switch, short, 3 switch positions I-O-II, latching, 10:30h/12h/13:30h, with holder, 1 NO, 1 NO, Spring-type terminal | - | 0 | 0
3SU1100-2BL60-3NA0-Z | X90 | 3SU1100-2BL60-3NA0-ZX90 | 1 | UN | 1 | 5 | B | D | N | N | 85389099 | 20 | 4047621045665 | 0.073 | KG | 24.23 | 24.23 | CP20 | CP20 | Selector switch, illuminable, 22 mm, round, plastic, white, selector switch, short, 3 switch positions I-O-II, latching, 10:30h/12h/13:30h, with holder, 1 NO, 1 NO, spring-type terminal, Z=20-unit packaging | - | 0 | 0
3SU1100-2BL60-3NA0-Z | Y10 | 3SU1100-2BL60-3NA0-ZY10 | 1 | UN | 1 | 10 | C | D | N | N | 85365080 | 1 |  | 0.062 | KG | 28.98 | 28.98 | CP20 | CP20 | Selector switch, illuminable, 22 mm, round, plastic, white, selector switch, short, 3 switch positions I-O-II, latching, 10:30h/12h/13:30h, with holder, 1 NO, 1 NO, spring-type terminal, with laser labeling, upper case and lower case, always upper case at beginning of line | - | 0 | 0
3SU1100-2BL60-3NA0-Z | Y11 | 3SU1100-2BL60-3NA0-ZY11 | 1 | UN | 1 | 10 | C | D | N | N | 85365080 | 1 |  | 0.068 | KG | 28.98 | 28.98 | CP20 | CP20 | Selector switch, illuminable, 22 mm, round, plastic, white, selector switch, short, 3 switch positions I-O-II, latching, 10:30h/12h/13:30h, with holder, 1 NO, 1 NO, spring-type terminal, with laser labeling, upper case | - | 0 | 0
3SU1100-2BL60-3NA0-Z | Y12 | 3SU1100-2BL60-3NA0-ZY12 | 1 | UN | 1 | 10 | C | D | N | N | 85365080 | 1 |  | 0.062 | KG | 28.98 | 28.98 | CP20 | CP20 | Selector switch, illuminable, 22 mm, round, plastic, white, selector switch, short, 3 switch positions I-O-II, latching, 10:30h/12h/13:30h, with holder, 1 NO, 1 NO, spring-type terminal, with laser labeling, lower case | - | 0 | 0
3SU1100-2BL60-3NA0-Z | Y15 | 3SU1100-2BL60-3NA0-ZY15 | 1 | UN | 1 | 10 | C | D | N | N | 85365080 | 1 |  | 0.062 | KG | 28.98 | 28.98 | CP20 | CP20 | Selector switch, illuminable, 22 mm, round, plastic, white, selector switch, short, 3 switch positions I-O-II, latching, 10:30h/12h/13:30h, with holder, 1 NO, 1 NO, spring-type terminal, with laser labeling, upper case and lower case, always upper case at the beginning of the word | - | 0 | 0
3SU1100-2BL60-3NA0-Z | Y19 | 3SU1100-2BL60-3NA0-ZY19 | 1 | UN | 1 | 10 | C | D | N | N | 85365080 | 1 |  | 0.062 | KG | 25.18 | 25.18 | CP20 | CP20 | Selector switch, illuminable, 22 mm, round, plastic, white, selector switch, short, 3 switch positions I-O-II, latching, 10:30h/12h/13:30h, with holder, 1 NO, 1 NO, spring-type terminal, with laser labeling, inscription or symbol Customer-specific selection with SIRIUS ACT configurator (CIN) | - | 0 | 0
3SU1100-2BM60-1LA0 |  | 3SU1100-2BM60-1LA0 | 1 | UN | 1 | 3 | B | D | N | N | 85365080 | 1 | 4011209957626 | 0.083 | KG | 30.31 | 27.55 | CP20 | CP20 | Selector switch, illuminable, 22 mm, round, plastic, white, selector switch, short, 3 switch positions I>O<II, momentary contact type, 10:30h/12h/13:30h, with holder, 2x1NO+1NC, screw terminal | Lista Papel 2020 SI | 0 | 0
3SU1100-2BM60-1LA0-Z | X90 | 3SU1100-2BM60-1LA0-ZX90 | 1 | UN | 1 | 5 | B | D | N | N | 85365080 | 20 | 4047621057439 | 0.089 | KG | 30.31 | 30.31 | CP20 | CP20 | Selector switch, illuminable, 22 mm, round, plastic, white, selector switch, short, 3 switch positions I>O<II, momentary contact type, 10:30h/12h/13:30h, with holder, 2 x 1 NO+1 NC, screw terminal, Z=20-unit packaging | - | 0 | 0
3SU1100-2BM60-1LA0-Z | Y10 | 3SU1100-2BM60-1LA0-ZY10 | 1 | UN | 1 | 10 | C | D | N | N | 85365080 | 1 |  | 0.08 | KG | 35.06 | 35.06 | CP20 | CP20 | Selector switch, illuminable, 22 mm, round, plastic, white, selector switch, short, 3 switch positions I>O<II, momentary contact type, 10:30h/12h/13:30h, with holder, 2 x 1 NO+1 NC, screw terminal, with laser labeling, upper case and lower case, always upper case at beginning of line | - | 0 | 0
3SU1100-2BM60-1LA0-Z | Y11 | 3SU1100-2BM60-1LA0-ZY11 | 1 | UN | 1 | 10 | C | D | N | N | 85365080 | 1 |  | 0.078 | KG | 35.06 | 35.06 | CP20 | CP20 | Selector switch, illuminable, 22 mm, round, plastic, white, selector switch, short, 3 switch positions I>O<II, momentary contact type, 10:30h/12h/13:30h, with holder, 2 x 1 NO+1 NC, screw terminal, with laser labeling, upper case | - | 0 | 0
3SU1100-2BM60-1LA0-Z | Y12 | 3SU1100-2BM60-1LA0-ZY12 | 1 | UN | 1 | 10 | C | D | N | N | 85365080 | 1 |  | 0.078 | KG | 35.06 | 35.06 | CP20 | CP20 | Selector switch, illuminable, 22 mm, round, plastic, white, selector switch, short, 3 switch positions I>O<II, momentary contact type, 10:30h/12h/13:30h, with holder, 2 x 1 NO+1 NC, screw terminal, with laser labeling, lower case | - | 0 | 0
3SU1100-2BM60-1LA0-Z | Y15 | 3SU1100-2BM60-1LA0-ZY15 | 1 | UN | 1 | 10 | C | D | N | N | 85365080 | 1 |  | 0.078 | KG | 35.06 | 35.06 | CP20 | CP20 | Selector switch, illuminable, 22 mm, round, plastic, white, selector switch, short, 3 switch positions I>O<II, momentary contact type, 10:30h/12h/13:30h, with holder, 2 x 1 NO+1 NC, screw terminal, with laser labeling, upper case and lower case, always upper case at the beginning of the word | - | 0 | 0
3SU1100-2BM60-1LA0-Z | Y19 | 3SU1100-2BM60-1LA0-ZY19 | 1 | UN | 1 | 10 | C | D | N | N | 85365080 | 1 |  | 0.078 | KG | 31.26 | 31.26 | CP20 | CP20 | Selector switch, illuminable, 22 mm, round, plastic, white, selector switch, short, 3 switch positions I>O<II, momentary contact type, 10:30h/12h/13:30h, with holder, 2 x 1 NO+1 NC, screw terminal, with laser labeling, inscription or symbol Customer-specific selection with SIRIUS ACT configurator (CIN) | - | 0 | 0
3SU1100-2BM60-1NA0 |  | 3SU1100-2BM60-1NA0 | 1 | UN | 1 | 1 | A | D | N | N | 85365080 | 1 | 4011209957640 | 0.068 | KG | 23.75 | 22.61 | CP20 | CP20 | Selector switch, illuminable, 22 mm, round, plastic, white, selector switch, short, 3 switch positions I>O<II, momentary contact type, 10:30h/12h/13:30h, with holder, 1 NO, 1 NO, screw terminal | Lista Papel 2020 SI | 0 | 0
3SU1100-2BM60-1NA0-Z | X90 | 3SU1100-2BM60-1NA0-ZX90 | 1 | UN | 1 | 5 | B | D | N | N | 85365080 | 20 | 4047621050690 | 0.073 | KG | 23.75 | 23.75 | CP20 | CP20 | Selector switch, illuminable, 22 mm, round, plastic, white, selector switch, short, 3 switch positions I>O<II, momentary contact type, 10:30h/12h/13:30h, with holder, 1 NO, 1 NO, screw terminal, Z=20-unit packaging | - | 0 | 0
3SU1100-2BM60-1NA0-Z | Y10 | 3SU1100-2BM60-1NA0-ZY10 | 1 | UN | 1 | 10 | C | D | EAR99 | N | 85365080 | 1 |  | 0.062 | KG | 28.5 | 28.5 | CP20 | CP20 | Selector switch, illuminable, 22 mm, round, plastic, white, selector switch, short, 3 switch positions I>O<II, momentary contact type, 10:30h/12h/13:30h, with holder, 1 NO, 1 NO, screw terminal, with laser labeling, upper case and lower case, always upper case at beginning of line | - | 0 | 0
3SU1100-2BM60-1NA0-Z | Y11 | 3SU1100-2BM60-1NA0-ZY11 | 1 | UN | 1 | 10 | C | D | EAR99 | N | 85365080 | 1 |  | 0.062 | KG | 28.5 | 28.5 | CP20 | CP20 | Selector switch, illuminable, 22 mm, round, plastic, white, selector switch, short, 3 switch positions I>O<II, momentary contact type, 10:30h/12h/13:30h, with holder, 1 NO, 1 NO, screw terminal, with laser labeling, upper case | - | 0 | 0
3SU1100-2BM60-1NA0-Z | Y12 | 3SU1100-2BM60-1NA0-ZY12 | 1 | UN | 1 | 10 | C | D | EAR99 | N | 85365080 | 1 |  | 0.062 | KG | 28.5 | 28.5 | CP20 | CP20 | Selector switch, illuminable, 22 mm, round, plastic, white, selector switch, short, 3 switch positions I>O<II, momentary contact type, 10:30h/12h/13:30h, with holder, 1 NO, 1 NO, screw terminal, with laser labeling, lower case | - | 0 | 0
3SU1100-2BM60-1NA0-Z | Y15 | 3SU1100-2BM60-1NA0-ZY15 | 1 | UN | 1 | 10 | C | D | EAR99 | N | 85365080 | 1 |  | 0.062 | KG | 28.5 | 28.5 | CP20 | CP20 | Selector switch, illuminable, 22 mm, round, plastic, white, selector switch, short, 3 switch positions I>O<II, momentary contact type, 10:30h/12h/13:30h, with holder, 1 NO, 1 NO, screw terminal, with laser labeling, upper case and lower case, always upper case at the beginning of the word | - | 0 | 0
3SU1100-2BM60-1NA0-Z | Y19 | 3SU1100-2BM60-1NA0-ZY19 | 1 | UN | 1 | 10 | C | D | EAR99 | N | 85365080 | 1 |  | 0.062 | KG | 24.7 | 24.7 | CP20 | CP20 | Selector switch, illuminable, 22 mm, round, plastic, white, selector switch, short, 3 switch positions I>O<II, momentary contact type, 10:30h/12h/13:30h, with holder, 1 NO, 1 NO, screw terminal, with laser labeling, inscription or symbol Customer-specific selection with SIRIUS ACT configurator (CIN) | - | 0 | 0
3SU1100-2BM60-3LA0 |  | 3SU1100-2BM60-3LA0 | 1 | UN | 1 | 5 | B | D | N | N | 85365080 | 1 | 4011209957633 | 0.08 | KG | 31.92 | 31.92 | CP20 | CP20 | Selector switch, illuminable, 22 mm, round, plastic, white, selector switch, short, 3 switch positions I>O<II, momentary contact type, 10:30h/12h/13:30h, with holder, 2x1NO+1NC, Spring-type terminal | - | 0 | 0
3SU1100-2BM60-3LA0-Z | X90 | 3SU1100-2BM60-3LA0-ZX90 | 1 | UN | 1 | 5 | B | D | EAR99 | N | 85365080 | 20 |  | 0.078 | KG | 31.92 | 31.92 | CP20 | CP20 | Selector switch, illuminable, 22 mm, round, plastic, white, selector switch, short, 3 switch positions I>O<II, momentary contact type, 10:30h/12h/13:30h, with holder, 2 x 1 NO+1 NC, spring-type terminal, Z=20-unit packaging | - | 0 | 0
3SU1100-2BM60-3LA0-Z | Y10 | 3SU1100-2BM60-3LA0-ZY10 | 1 | UN | 1 | 10 | C | D | EAR99 | N | 85365080 | 1 |  | 0.078 | KG | 36.67 | 36.67 | CP20 | CP20 | Selector switch, illuminable, 22 mm, round, plastic, white, selector switch, short, 3 switch positions I>O<II, momentary contact type, 10:30h/12h/13:30h, with holder, 2 x 1 NO+1 NC, spring-type terminal, with laser labeling, upper case and lower case, always upper case at beginning of line | - | 0 | 0
3SU1100-2BM60-3LA0-Z | Y11 | 3SU1100-2BM60-3LA0-ZY11 | 1 | UN | 1 | 10 | C | D | EAR99 | N | 85365080 | 1 |  | 0.078 | KG | 36.67 | 36.67 | CP20 | CP20 | Selector switch, illuminable, 22 mm, round, plastic, white, selector switch, short, 3 switch positions I>O<II, momentary contact type, 10:30h/12h/13:30h, with holder, 2 x 1 NO+1 NC, spring-type terminal, with laser labeling, upper case | - | 0 | 0
3SU1100-2BM60-3LA0-Z | Y12 | 3SU1100-2BM60-3LA0-ZY12 | 1 | UN | 1 | 10 | C | D | EAR99 | N | 85365080 | 1 |  | 0.078 | KG | 36.67 | 36.67 | CP20 | CP20 | Selector switch, illuminable, 22 mm, round, plastic, white, selector switch, short, 3 switch positions I>O<II, momentary contact type, 10:30h/12h/13:30h, with holder, 2 x 1 NO+1 NC, spring-type terminal, with laser labeling, lower case | - | 0 | 0
3SU1100-2BM60-3LA0-Z | Y15 | 3SU1100-2BM60-3LA0-ZY15 | 1 | UN | 1 | 10 | C | D | EAR99 | N | 85365080 | 1 |  | 0.078 | KG | 36.67 | 36.67 | CP20 | CP20 | Selector switch, illuminable, 22 mm, round, plastic, white, selector switch, short, 3 switch positions I>O<II, momentary contact type, 10:30h/12h/13:30h, with holder, 2 x 1 NO+1 NC, spring-type terminal, with laser labeling, upper case and lower case, always upper case at the beginning of the word | - | 0 | 0
3SU1100-2BM60-3LA0-Z | Y19 | 3SU1100-2BM60-3LA0-ZY19 | 1 | UN | 1 | 10 | C | D | EAR99 | N | 85365080 | 1 |  | 0.078 | KG | 32.87 | 32.87 | CP20 | CP20 | Selector switch, illuminable, 22 mm, round, plastic, white, selector switch, short, 3 switch positions I>O<II, momentary contact type, 10:30h/12h/13:30h, with holder, 2 x 1 NO+1 NC, spring-type terminal, with laser labeling, inscription or symbol Customer-specific selection with SIRIUS ACT configurator (CIN) | - | 0 | 0
3SU1100-2BM60-3NA0 |  | 3SU1100-2BM60-3NA0 | 1 | UN | 1 | 5 | B | D | N | N | 85365080 | 1 | 4011209957657 | 0.064 | KG | 24.23 | 24.23 | CP20 | CP20 | Selector switch, illuminable, 22 mm, round, plastic, white, selector switch, short, 3 switch positions I>O<II, momentary contact type, 10:30h/12h/13:30h, with holder, 1 NO, 1 NO, Spring-type terminal | - | 0 | 0
3SU1100-2BM60-3NA0-Z | X90 | 3SU1100-2BM60-3NA0-ZX90 | 1 | UN | 1 | 5 | B | D | EAR99 | N | 85365080 | 20 |  | 0.062 | KG | 24.23 | 24.23 | CP20 | CP20 | Selector switch, illuminable, 22 mm, round, plastic, white, selector switch, short, 3 switch positions I>O<II, momentary contact type, 10:30h/12h/13:30h, with holder, 1 NO, 1 NO, spring-type terminal, Z=20-unit packaging | - | 0 | 0
3SU1100-2BM60-3NA0-Z | Y10 | 3SU1100-2BM60-3NA0-ZY10 | 1 | UN | 1 | 10 | C | D | N | N | 85365080 | 1 |  | 0.065 | KG | 28.98 | 28.98 | CP20 | CP20 | Selector switch, illuminable, 22 mm, round, plastic, white, selector switch, short, 3 switch positions I>O<II, momentary contact type, 10:30h/12h/13:30h, with holder, 1 NO, 1 NO, spring-type terminal, with laser labeling, upper case and lower case, always upper case at beginning of line | - | 0 | 0
3SU1100-2BM60-3NA0-Z | Y11 | 3SU1100-2BM60-3NA0-ZY11 | 1 | UN | 1 | 10 | C | D | N | N | 85365080 | 1 |  | 0.062 | KG | 28.98 | 28.98 | CP20 | CP20 | Selector switch, illuminable, 22 mm, round, plastic, white, selector switch, short, 3 switch positions I>O<II, momentary contact type, 10:30h/12h/13:30h, with holder, 1 NO, 1 NO, spring-type terminal, with laser labeling, upper case | - | 0 | 0
3SU1100-2BM60-3NA0-Z | Y12 | 3SU1100-2BM60-3NA0-ZY12 | 1 | UN | 1 | 10 | C | D | N | N | 85365080 | 1 |  | 0.062 | KG | 28.98 | 28.98 | CP20 | CP20 | Selector switch, illuminable, 22 mm, round, plastic, white, selector switch, short, 3 switch positions I>O<II, momentary contact type, 10:30h/12h/13:30h, with holder, 1 NO, 1 NO, spring-type terminal, with laser labeling, lower case | - | 0 | 0
3SU1100-2BM60-3NA0-Z | Y15 | 3SU1100-2BM60-3NA0-ZY15 | 1 | UN | 1 | 10 | C | D | N | N | 85365080 | 1 |  | 0.062 | KG | 28.98 | 28.98 | CP20 | CP20 | Selector switch, illuminable, 22 mm, round, plastic, white, selector switch, short, 3 switch positions I>O<II, momentary contact type, 10:30h/12h/13:30h, with holder, 1 NO, 1 NO, spring-type terminal, with laser labeling, upper case and lower case, always upper case at the beginning of the word | - | 0 | 0
3SU1100-2BM60-3NA0-Z | Y19 | 3SU1100-2BM60-3NA0-ZY19 | 1 | UN | 1 | 10 | C | D | N | N | 85365080 | 1 |  | 0.062 | KG | 25.18 | 25.18 | CP20 | CP20 | Selector switch, illuminable, 22 mm, round, plastic, white, selector switch, short, 3 switch positions I>O<II, momentary contact type, 10:30h/12h/13:30h, with holder, 1 NO, 1 NO, spring-type terminal, with laser labeling, inscription or symbol Customer-specific selection with SIRIUS ACT configurator (CIN) | - | 0 | 0
3SU1100-4BF11-1BA0 |  | 3SU1100-4BF11-1BA0 | 1 | UN | 1 | 1 | A | D | N | N | 85365080 | 1 | 4011209957671 | 0.086 | KG | 36.67 | 32.87 | CP20 | CP20 | RONIS key-operated switch, 22 mm, round, plastic, lock number SB30, with 2 keys, 2 switch positions O-I, latching, 10:30h/13:30h, key removal O+I, with holder, 1 NO, screw terminal, possible special locks: SB31, 421, 455 | Lista Papel 2020 SI | 0 | 0
3SU1100-4BF11-1BA0-Z | X90 | 3SU1100-4BF11-1BA0-ZX90 | 1 | UN | 1 | 5 | B | D | N | N | 85365080 | 20 | 4047621054308 | 0.093 | KG | 36.67 | 36.67 | CP20 | CP20 | RONIS key-operated switch, 22 mm, round, plastic, Lock No. SB30, with 2 keys, 2 switch positions O-I, latching, 10:30/1:30 o'clock, key removal O+I, with holder, 1NO, screw terminals, possible special locks: SB31, 421, 455, Z=20-unit packaging | - | 0 | 0
3SU1100-4BF11-1BA0-Z | Y10 | 3SU1100-4BF11-1BA0-ZY10 | 1 | UN | 1 | 10 | C | D | EAR99 | N | 85365080 | 1 |  | 0.083 | KG | 41.42 | 41.42 | CP20 | CP20 | RONIS key-operated switch, 22 mm, round, plastic, lock number SB30, with 2 keys, 2 switch positions O-I, latching, 10:30h/13:30h, key removal O+I, with holder, 1 NO, screw terminal, possible special locks: SB31, 421, 455, with laser labeling, upper case and lower case, always upper case at beginning of line | - | 0 | 0
3SU1100-4BF11-1BA0-Z | Y11 | 3SU1100-4BF11-1BA0-ZY11 | 1 | UN | 1 | 10 | C | D | EAR99 | N | 85365080 | 1 |  | 0.083 | KG | 41.42 | 41.42 | CP20 | CP20 | RONIS key-operated switch, 22 mm, round, plastic, lock number SB30, with 2 keys, 2 switch positions O-I, latching, 10:30h/13:30h, key removal O+I, with holder, 1 NO, screw terminal, possible special locks: SB31, 421, 455, with laser labeling, upper case | - | 0 | 0
3SU1100-4BF11-1BA0-Z | Y12 | 3SU1100-4BF11-1BA0-ZY12 | 1 | UN | 1 | 10 | C | D | EAR99 | N | 85365080 | 1 |  | 0.083 | KG | 41.42 | 41.42 | CP20 | CP20 | RONIS key-operated switch, 22 mm, round, plastic, lock number SB30, with 2 keys, 2 switch positions O-I, latching, 10:30h/13:30h, key removal O+I, with holder, 1 NO, screw terminal, possible special locks: SB31, 421, 455, with laser labeling, lower case | - | 0 | 0
3SU1100-4BF11-1BA0-Z | Y15 | 3SU1100-4BF11-1BA0-ZY15 | 1 | UN | 1 | 10 | C | D | EAR99 | N | 85365080 | 1 |  | 0.083 | KG | 41.42 | 41.42 | CP20 | CP20 | RONIS key-operated switch, 22 mm, round, plastic, lock number SB30, with 2 keys, 2 switch positions O-I, latching, 10:30h/13:30h, key removal O+I, with holder, 1 NO, screw terminal, possible special locks: SB31, 421, 455, with laser labeling, upper case and lower case, always upper case at the beginning of the word | - | 0 | 0
3SU1100-4BF11-1BA0-Z | Y19 | 3SU1100-4BF11-1BA0-ZY19 | 1 | UN | 1 | 10 | C | D | EAR99 | N | 85365080 | 1 |  | 0.083 | KG | 37.62 | 37.62 | CP20 | CP20 | RONIS key-operated switch, 22 mm, round, plastic, lock number SB30, with 2 keys, 2 switch positions O-I, latching, 10:30h/13:30h, key removal O+I, with holder, 1 NO, screw terminal, possible special locks: SB31, 421, 455, with laser labeling, inscription or symbol Customer-specific selection with SIRIUS ACT configurator (CIN) | - | 0 | 0
3SU1100-4BF11-1FA0 |  | 3SU1100-4BF11-1FA0 | 1 | UN | 1 | 1 | A | D | N | N | 85365080 | 1 | 4011209957688 | 0.098 | KG | 39.9 | 35.72 | CP20 | CP20 | RONIS key-operated switch, 22 mm, round, plastic, lock number SB30, with 2 keys, 2 switch positions O-I, latching, 10:30h/13:30h, key removal O+I, with holder, 1 NO+1 NC, screw terminal, possible special locks: SB31, 421, 455 | Lista Papel 2020 SI | 0 | 0
3SU1100-4BF11-1FA0-Z | X90 | 3SU1100-4BF11-1FA0-ZX90 | 1 | UN | 1 | 5 | B | D | N | N | 85365080 | 20 | 4047621065694 | 0.102 | KG | 39.9 | 39.9 | CP20 | CP20 | RONIS key-operated switch, 22 mm, round, plastic, Lock No. SB30, with 2 keys, 2 switch positions O-I, latching, 10:30/1:30 o'clock, key removal O+I, with holder, 1NO+1NC, screw terminals, possible special locks: SB31, 421, 455, Z=20-unit packaging | - | 0 | 0
3SU1100-4BF11-1FA0-Z | Y10 | 3SU1100-4BF11-1FA0-ZY10 | 1 | UN | 1 | 10 | C | D | EAR99 | N | 85365080 | 1 |  | 0.091 | KG | 44.65 | 44.65 | CP20 | CP20 | RONIS key-operated switch, 22 mm, round, plastic, lock number SB30, with 2 keys, 2 switch positions O-I, latching, 10:30h/13:30h, key removal O+I, with holder, 1 NO+1 NC, screw terminal, possible special locks: SB31, 421, 455, with laser labeling, upper case and lower case, always upper case at beginning of line | - | 0 | 0
3SU1100-4BF11-1FA0-Z | Y11 | 3SU1100-4BF11-1FA0-ZY11 | 1 | UN | 1 | 10 | C | D | EAR99 | N | 85365080 | 1 |  | 0.091 | KG | 44.65 | 44.65 | CP20 | CP20 | RONIS key-operated switch, 22 mm, round, plastic, lock number SB30, with 2 keys, 2 switch positions O-I, latching, 10:30h/13:30h, key removal O+I, with holder, 1 NO+1 NC, screw terminal, possible special locks: SB31, 421, 455, with laser labeling, upper case | - | 0 | 0
3SU1100-4BF11-1FA0-Z | Y12 | 3SU1100-4BF11-1FA0-ZY12 | 1 | UN | 1 | 10 | C | D | EAR99 | N | 85365080 | 1 |  | 0.091 | KG | 44.65 | 44.65 | CP20 | CP20 | RONIS key-operated switch, 22 mm, round, plastic, lock number SB30, with 2 keys, 2 switch positions O-I, latching, 10:30h/13:30h, key removal O+I, with holder, 1 NO+1 NC, screw terminal, possible special locks: SB31, 421, 455, with laser labeling, lower case | - | 0 | 0
3SU1100-4BF11-1FA0-Z | Y15 | 3SU1100-4BF11-1FA0-ZY15 | 1 | UN | 1 | 10 | C | D | EAR99 | N | 85365080 | 1 |  | 0.091 | KG | 44.65 | 44.65 | CP20 | CP20 | RONIS key-operated switch, 22 mm, round, plastic, lock number SB30, with 2 keys, 2 switch positions O-I, latching, 10:30h/13:30h, key removal O+I, with holder, 1 NO+1 NC, screw terminal, possible special locks: SB31, 421, 455, with laser labeling, upper case and lower case, always upper case at the beginning of the word | - | 0 | 0
3SU1100-4BF11-1FA0-Z | Y19 | 3SU1100-4BF11-1FA0-ZY19 | 1 | UN | 1 | 10 | C | D | EAR99 | N | 85365080 | 1 |  | 0.091 | KG | 40.85 | 40.85 | CP20 | CP20 | RONIS key-operated switch, 22 mm, round, plastic, lock number SB30, with 2 keys, 2 switch positions O-I, latching, 10:30h/13:30h, key removal O+I, with holder, 1 NO+1 NC, screw terminal, possible special locks: SB31, 421, 455, with laser labeling, inscription or symbol Customer-specific selection with SIRIUS ACT configurator (CIN) | - | 0 | 0
3SU1100-4BF11-3BA0 |  | 3SU1100-4BF11-3BA0 | 1 | UN | 1 | 5 | B | D | N | N | 85365080 | 1 | 4011209957701 | 0.088 | KG | 36.96 | 36.96 | CP20 | CP20 | RONIS key-operated switch, 22 mm, round, plastic, lock number SB30, with 2 keys, 2 switch positions O-I, latching, 10:30h/13:30h, key removal O+I, with holder, 1 NO, spring-type terminal, possible special locks: SB31, 421, 455 | - | 0 | 0
3SU1100-4BF11-3BA0-Z | X90 | 3SU1100-4BF11-3BA0-ZX90 | 1 | UN | 1 | 5 | B | D | EAR99 | N | 85365080 | 20 |  | 0.083 | KG | 36.96 | 36.96 | CP20 | CP20 | RONIS key-operated switch, 22 mm, round, plastic, Lock No. SB30, with 2 keys, 2 switch positions O-I, latching, 10:30/1:30 o'clock, key removal O+I, with holder, 1NO, spring-type terminals, possible special locks: SB31, 421, 455, Z=20-unit packaging | - | 0 | 0
3SU1100-4BF11-3BA0-Z | Y10 | 3SU1100-4BF11-3BA0-ZY10 | 1 | UN | 1 | 10 | C | D | EAR99 | N | 85365080 | 1 |  | 0.083 | KG | 41.71 | 41.71 | CP20 | CP20 | RONIS key-operated switch, 22 mm, round, plastic, lock number SB30, with 2 keys, 2 switch positions O-I, latching, 10:30h/13:30h, key removal O+I, with holder, 1 NO, spring-type terminal, possible special locks: SB31, 421, 455, with laser labeling, upper case and lower case, always upper case at beginning of line | - | 0 | 0
3SU1100-4BF11-3BA0-Z | Y11 | 3SU1100-4BF11-3BA0-ZY11 | 1 | UN | 1 | 10 | C | D | EAR99 | N | 85365080 | 1 |  | 0.083 | KG | 41.71 | 41.71 | CP20 | CP20 | RONIS key-operated switch, 22 mm, round, plastic, lock number SB30, with 2 keys, 2 switch positions O-I, latching, 10:30h/13:30h, key removal O+I, with holder, 1 NO, spring-type terminal, possible special locks: SB31, 421, 455, with laser labeling, upper case | - | 0 | 0
3SU1100-4BF11-3BA0-Z | Y12 | 3SU1100-4BF11-3BA0-ZY12 | 1 | UN | 1 | 10 | C | D | EAR99 | N | 85365080 | 1 |  | 0.083 | KG | 41.71 | 41.71 | CP20 | CP20 | RONIS key-operated switch, 22 mm, round, plastic, lock number SB30, with 2 keys, 2 switch positions O-I, latching, 10:30h/13:30h, key removal O+I, with holder, 1 NO, spring-type terminal, possible special locks: SB31, 421, 455, with laser labeling, lower case | - | 0 | 0
3SU1100-4BF11-3BA0-Z | Y15 | 3SU1100-4BF11-3BA0-ZY15 | 1 | UN | 1 | 10 | C | D | EAR99 | N | 85365080 | 1 |  | 0.083 | KG | 41.71 | 41.71 | CP20 | CP20 | RONIS key-operated switch, 22 mm, round, plastic, lock number SB30, with 2 keys, 2 switch positions O-I, latching, 10:30h/13:30h, key removal O+I, with holder, 1 NO, spring-type terminal, possible special locks: SB31, 421, 455, with laser labeling, upper case and lower case, always upper case at the beginning of the word | - | 0 | 0
3SU1100-4BF11-3BA0-Z | Y19 | 3SU1100-4BF11-3BA0-ZY19 | 1 | UN | 1 | 10 | C | D | EAR99 | N | 85365080 | 1 |  | 0.083 | KG | 37.91 | 37.91 | CP20 | CP20 | RONIS key-operated switch, 22 mm, round, plastic, lock number SB30, with 2 keys, 2 switch positions O-I, latching, 10:30h/13:30h, key removal O+I, with holder, 1 NO, spring-type terminal, possible special locks: SB31, 421, 455, with laser labeling, inscription or symbol Customer-specific selection with SIRIUS ACT configurator (CIN) | - | 0 | 0
3SU1100-4BF11-3FA0 |  | 3SU1100-4BF11-3FA0 | 1 | UN | 1 | 5 | B | D | N | N | 85365080 | 1 | 4011209957695 | 0.095 | KG | 40.76 | 40.76 | CP20 | CP20 | RONIS key-operated switch, 22 mm, round, plastic, lock number SB30, with 2 keys, 2 switch positions O-I, latching, 10:30h/13:30h, key removal O+I, with holder, 1 NO+1 NC, spring-type terminal, possible special locks: SB31, 421, 455 | - | 0 | 0
3SU1100-4BF11-3FA0-Z | X90 | 3SU1100-4BF11-3FA0-ZX90 | 1 | UN | 1 | 5 | B | D | EAR99 | N | 85365080 | 20 |  | 0.091 | KG | 40.76 | 40.76 | CP20 | CP20 | RONIS key-operated switch, 22 mm, round, plastic, Lock No. SB30, with 2 keys, 2 switch positions O-I, latching, 10:30/1:30 o'clock, key removal O+I, with holder, 1NO+1NC, spring-type terminals, possible special locks: SB31, 421, 455, Z=20-unit packaging | - | 0 | 0
3SU1100-4BF11-3FA0-Z | Y10 | 3SU1100-4BF11-3FA0-ZY10 | 1 | UN | 1 | 10 | C | D | EAR99 | N | 85365080 | 1 |  | 0.091 | KG | 45.51 | 45.51 | CP20 | CP20 | RONIS key-operated switch, 22 mm, round, plastic, lock number SB30, with 2 keys, 2 switch positions O-I, latching, 10:30h/13:30h, key removal O+I, with holder, 1 NO+1 NC, spring-type terminal, possible special locks: SB31, 421, 455, with laser labeling, upper case and lower case, always upper case at beginning of line | - | 0 | 0
3SU1100-4BF11-3FA0-Z | Y11 | 3SU1100-4BF11-3FA0-ZY11 | 1 | UN | 1 | 10 | C | D | EAR99 | N | 85365080 | 1 |  | 0.091 | KG | 45.51 | 45.51 | CP20 | CP20 | RONIS key-operated switch, 22 mm, round, plastic, lock number SB30, with 2 keys, 2 switch positions O-I, latching, 10:30h/13:30h, key removal O+I, with holder, 1 NO+1 NC, spring-type terminal, possible special locks: SB31, 421, 455, with laser labeling, upper case | - | 0 | 0
3SU1100-4BF11-3FA0-Z | Y12 | 3SU1100-4BF11-3FA0-ZY12 | 1 | UN | 1 | 10 | C | D | EAR99 | N | 85365080 | 1 |  | 0.091 | KG | 45.51 | 45.51 | CP20 | CP20 | RONIS key-operated switch, 22 mm, round, plastic, lock number SB30, with 2 keys, 2 switch positions O-I, latching, 10:30h/13:30h, key removal O+I, with holder, 1 NO+1 NC, spring-type terminal, possible special locks: SB31, 421, 455, with laser labeling, lower case | - | 0 | 0
3SU1100-4BF11-3FA0-Z | Y15 | 3SU1100-4BF11-3FA0-ZY15 | 1 | UN | 1 | 10 | C | D | EAR99 | N | 85365080 | 1 |  | 0.091 | KG | 45.51 | 45.51 | CP20 | CP20 | RONIS key-operated switch, 22 mm, round, plastic, lock number SB30, with 2 keys, 2 switch positions O-I, latching, 10:30h/13:30h, key removal O+I, with holder, 1 NO+1 NC, spring-type terminal, possible special locks: SB31, 421, 455, with laser labeling, upper case and lower case, always upper case at the beginning of the word | - | 0 | 0
3SU1100-4BF11-3FA0-Z | Y19 | 3SU1100-4BF11-3FA0-ZY19 | 1 | UN | 1 | 10 | C | D | EAR99 | N | 85365080 | 1 |  | 0.091 | KG | 41.71 | 41.71 | CP20 | CP20 | RONIS key-operated switch, 22 mm, round, plastic, lock number SB30, with 2 keys, 2 switch positions O-I, latching, 10:30h/13:30h, key removal O+I, with holder, 1 NO+1 NC, spring-type terminal, possible special locks: SB31, 421, 455, with laser labeling, inscription or symbol Customer-specific selection with SIRIUS ACT configurator (CIN) | - | 0 | 0
3SU1100-4BF21-3TA0 |  | 3SU1100-4BF21-3TA0 | 1 | UN | 1 | 5 | B | D | N | N | 85365080 | 1 | 4047621050751 | 0.11 | KG | 39.43 | 39.43 | CP20 | CP20 | RONIS key-operated switch, 22 mm, round, plastic, lock number SB30, with 2 keys, 2 switch positions O-I, latching, 10:30h/13:30h, with holder, 2 x 1 NC with mounting monitoring, spring-type terminal, possible special locks: SB31, 421, 455 | - | 0 | 0
3SU1100-4BL11-1NA0 |  | 3SU1100-4BL11-1NA0 | 1 | UN | 1 | 5 | B | D | N | N | 85365080 | 1 | 4011209957718 | 0.093 | KG | 43.7 | 43.7 | CP20 | CP20 | RONIS key-operated switch, 22 mm, round, plastic, lock number SB30, with 2 keys, 3 switch positions I-O-II, latching, 10:30h/12h/13:30h, Key removal I+O+II, with holder, 1 NO, 1 NO, screw terminal, possible special locks: SB31, 421, 455 | - | 0 | 0
3SU1100-4BL11-1NA0-Z | X90 | 3SU1100-4BL11-1NA0-ZX90 | 1 | UN | 1 | 5 | B | D | N | N | 85365080 | 20 | 4047621049052 | 0.104 | KG | 43.7 | 43.7 | CP20 | CP20 | RONIS key-operated switch, 22 mm, round, plastic, Lock No. SB30, with 2 keys, 3 switch positions I-O-II, latching, 10:30/12/1:30 o'clock, Key removal I+O+II, with holder, 1NO, 1NO, screw terminals, possible special locks: SB31, 421, 455, Z=20-unit packaging | - | 0 | 0
3SU1100-4BL11-1NA0-Z | Y10 | 3SU1100-4BL11-1NA0-ZY10 | 1 | UN | 1 | 10 | C | D | EAR99 | N | 85365080 | 1 |  | 0.091 | KG | 48.45 | 48.45 | CP20 | CP20 | RONIS key-operated switch, 22 mm, round, plastic, lock number SB30, with 2 keys, 3 switch positions I-O-II, latching, 10:30h/12h/13:30h, Key removal I+O+II, with holder, 1 NO, 1 NO, screw terminal, possible special locks: SB31, 421, 455, with laser labeling, upper case and lower case, always upper case at beginning of line | - | 0 | 0
3SU1100-4BL11-1NA0-Z | Y11 | 3SU1100-4BL11-1NA0-ZY11 | 1 | UN | 1 | 10 | C | D | EAR99 | N | 85365080 | 1 |  | 0.091 | KG | 48.45 | 48.45 | CP20 | CP20 | RONIS key-operated switch, 22 mm, round, plastic, lock number SB30, with 2 keys, 3 switch positions I-O-II, latching, 10:30h/12h/13:30h, Key removal I+O+II, with holder, 1 NO, 1 NO, screw terminal, possible special locks: SB31, 421, 455, with laser labeling, upper case | - | 0 | 0
3SU1100-4BL11-1NA0-Z | Y12 | 3SU1100-4BL11-1NA0-ZY12 | 1 | UN | 1 | 10 | C | D | EAR99 | N | 85365080 | 1 |  | 0.091 | KG | 48.45 | 48.45 | CP20 | CP20 | RONIS key-operated switch, 22 mm, round, plastic, lock number SB30, with 2 keys, 3 switch positions I-O-II, latching, 10:30h/12h/13:30h, Key removal I+O+II, with holder, 1 NO, 1 NO, screw terminal, possible special locks: SB31, 421, 455, with laser labeling, lower case | - | 0 | 0
3SU1100-4BL11-1NA0-Z | Y15 | 3SU1100-4BL11-1NA0-ZY15 | 1 | UN | 1 | 10 | C | D | EAR99 | N | 85365080 | 1 |  | 0.091 | KG | 48.45 | 48.45 | CP20 | CP20 | RONIS key-operated switch, 22 mm, round, plastic, lock number SB30, with 2 keys, 3 switch positions I-O-II, latching, 10:30h/12h/13:30h, Key removal I+O+II, with holder, 1 NO, 1 NO, screw terminal, possible special locks: SB31, 421, 455, with laser labeling, upper case and lower case, always upper case at the beginning of the word | - | 0 | 0
3SU1100-4BL11-1NA0-Z | Y19 | 3SU1100-4BL11-1NA0-ZY19 | 1 | UN | 1 | 10 | C | D | EAR99 | N | 85365080 | 1 |  | 0.091 | KG | 44.65 | 44.65 | CP20 | CP20 | RONIS key-operated switch, 22 mm, round, plastic, lock number SB30, with 2 keys, 3 switch positions I-O-II, latching, 10:30h/12h/13:30h, Key removal I+O+II, with holder, 1 NO, 1 NO, screw terminal, possible special locks: SB31, 421, 455, with laser labeling, inscription or symbol Customer-specific selection with SIRIUS ACT configurator (CIN) | - | 0 | 0
3SU1100-5BF11-3FA0 |  | 3SU1100-5BF11-3FA0 | 1 | UN | 1 | 5 | B | D | N | N | 85365080 | 1 | 4011209957725 | 0.17 | KG | 76.1 | 76.1 | CP20 | CP20 | key-operated switch CES, 22 mm, round, plastic, lock number SSG10, with 2 keys, 2 switch positions O-I, latching, 10:30h/13:30h, key removal O+I, with holder, 1 NO+1 NC, Spring-type terminal | - | 0 | 0
3SU1100-5BF11-3FA0-Z | X90 | 3SU1100-5BF11-3FA0-ZX90 | 1 | UN | 1 | 5 | B | D | EAR99 | N | 85365080 | 20 |  | 0.164 | KG | 76.1 | 76.1 | CP20 | CP20 | Key-operated switch CES, 22 mm, round, plastic, lock number SSG10, with 2 keys, 2 switch positions O-I, latching, 10:30h/13:30h, key removal O+I, with holder, 1 NO+1 NC, spring-type terminal, Z=20-unit packaging | - | 0 | 0
3SU1100-5BF11-3FA0-Z | Y10 | 3SU1100-5BF11-3FA0-ZY10 | 1 | UN | 1 | 10 | C | D | EAR99 | N | 85365080 | 1 |  | 0.164 | KG | 80.85 | 80.85 | CP20 | CP20 | key-operated switch CES, 22 mm, round, plastic, lock number SSG10, with 2 keys, 2 switch positions O-I, latching, 10:30h/13:30h, key removal O+I, with holder, 1 NO+1 NC, spring-type terminal, with laser labeling, upper case and lower case, always upper case at beginning of line | - | 0 | 0
3SU1100-5BF11-3FA0-Z | Y11 | 3SU1100-5BF11-3FA0-ZY11 | 1 | UN | 1 | 10 | C | D | EAR99 | N | 85365080 | 1 |  | 0.164 | KG | 80.85 | 80.85 | CP20 | CP20 | key-operated switch CES, 22 mm, round, plastic, lock number SSG10, with 2 keys, 2 switch positions O-I, latching, 10:30h/13:30h, key removal O+I, with holder, 1 NO+1 NC, spring-type terminal, with laser labeling, upper case | - | 0 | 0
3SU1100-5BF11-3FA0-Z | Y12 | 3SU1100-5BF11-3FA0-ZY12 | 1 | UN | 1 | 10 | C | D | EAR99 | N | 85365080 | 1 |  | 0.164 | KG | 80.85 | 80.85 | CP20 | CP20 | key-operated switch CES, 22 mm, round, plastic, lock number SSG10, with 2 keys, 2 switch positions O-I, latching, 10:30h/13:30h, key removal O+I, with holder, 1 NO+1 NC, spring-type terminal, with laser labeling, lower case | - | 0 | 0
3SU1100-5BF11-3FA0-Z | Y15 | 3SU1100-5BF11-3FA0-ZY15 | 1 | UN | 1 | 10 | C | D | EAR99 | N | 85365080 | 1 |  | 0.164 | KG | 80.85 | 80.85 | CP20 | CP20 | key-operated switch CES, 22 mm, round, plastic, lock number SSG10, with 2 keys, 2 switch positions O-I, latching, 10:30h/13:30h, key removal O+I, with holder, 1 NO+1 NC, spring-type terminal, with laser labeling, upper case and lower case, always upper case at the beginning of the word | - | 0 | 0
3SU1100-5BF11-3FA0-Z | Y19 | 3SU1100-5BF11-3FA0-ZY19 | 1 | UN | 1 | 10 | C | D | EAR99 | N | 85365080 | 1 |  | 0.164 | KG | 77.05 | 77.05 | CP20 | CP20 | Key-operated switch CES, 22 mm, round, plastic, lock number SSG10, with 2 keys, 2 switch positions O-I, latching, 10:30h/13:30h, key removal O+I, with holder, 1 NO+1 NC, spring-type terminal, with laser labeling, inscription or symbol Customer-specific selection with SIRIUS ACT configurator (CIN) | - | 0 | 0
3SU1100-7AA10-1NA0 |  | 3SU1100-7AA10-1NA0 | 1 | UN | 1 | 5 | B | D | N | N | 85365080 | 1 | 4011209954755 | 0.084 | KG | 53.77 | 53.77 | CP20 | CP20 | Coordinate switch, 22 mm, round, plastic, black, 2 switch positions, horizontal latching, without mechanical interlocking, in O position, with holder, 1 NO, 1 NO, screw terminal, | - | 0 | 0
3SU1100-7AA10-1NA0-Z | X90 | 3SU1100-7AA10-1NA0-ZX90 | 1 | UN | 1 | 5 | B | D | EAR99 | N | 85365080 | 20 |  | 0.071 | KG | 53.77 | 53.77 | CP20 | CP20 | Coordinate switch, 22 mm, round, plastic, black, 2 switch positions, horizontal latching, without mechanical interlocking, in O position, with holder, 1 NO, 1 NO, screw terminal, Z = 20-unit pack | - | 0 | 0
3SU1100-7AA10-1NA0-Z | Y10 | 3SU1100-7AA10-1NA0-ZY10 | 1 | UN | 1 | 10 | C | D | EAR99 | N | 85365080 | 1 |  | 0.071 | KG | 58.52 | 58.52 | CP20 | CP20 | Coordinate switch, 22 mm, round, plastic, black, 2 switch positions, horizontal latching, without mechanical interlocking, in O position, with holder, 1 NO, 1 NO, screw terminal, with laser labeling, upper case and lower case, always upper case at beginning of line | - | 0 | 0
3SU1100-7AA10-1NA0-Z | Y11 | 3SU1100-7AA10-1NA0-ZY11 | 1 | UN | 1 | 10 | C | D | EAR99 | N | 85365080 | 1 |  | 0.071 | KG | 58.52 | 58.52 | CP20 | CP20 | Coordinate switch, 22 mm, round, plastic, black, 2 switch positions, horizontal latching, without mechanical interlocking, in O position, with holder, 1 NO, 1 NO, screw terminal, with laser labeling, upper case | - | 0 | 0
3SU1100-7AA10-1NA0-Z | Y12 | 3SU1100-7AA10-1NA0-ZY12 | 1 | UN | 1 | 10 | C | D | EAR99 | N | 85365080 | 1 |  | 0.071 | KG | 58.52 | 58.52 | CP20 | CP20 | Coordinate switch, 22 mm, round, plastic, black, 2 switch positions, horizontal latching, without mechanical interlocking, in O position, with holder, 1 NO, 1 NO, screw terminal, with laser labeling, lower case | - | 0 | 0
3SU1100-7AA10-1NA0-Z | Y15 | 3SU1100-7AA10-1NA0-ZY15 | 1 | UN | 1 | 10 | C | D | EAR99 | N | 85365080 | 1 |  | 0.071 | KG | 58.52 | 58.52 | CP20 | CP20 | Coordinate switch, 22 mm, round, plastic, black, 2 switch positions, horizontal latching, without mechanical interlocking, in O position, with holder, 1 NO, 1 NO, screw terminal, with laser labeling, upper case and lower case, always upper case at the beginning of the word | - | 0 | 0
3SU1100-7AA10-1NA0-Z | Y19 | 3SU1100-7AA10-1NA0-ZY19 | 1 | UN | 1 | 10 | C | D | EAR99 | N | 85365080 | 1 |  | 0.071 | KG | 54.72 | 54.72 | CP20 | CP20 | Coordinate switch, 22 mm, round, plastic, black, 2 switch positions, horizontal latching, without mechanical interlocking, in O position, with holder, 1 NO, 1 NO, screw terminal, with laser labeling, inscription or symbol, Customer-specific selection with SIRIUS ACT configurator (CIN) | - | 0 | 0
3SU1100-7AB10-1NA0 |  | 3SU1100-7AB10-1NA0 | 1 | UN | 1 | 5 | B | D | N | N | 85365080 | 1 | 4011209954793 | 0.088 | KG | 59 | 59 | CP20 | CP20 | Coordinate switch, 22 mm, round, plastic, black, 2 switch positions, vertical latching, without mechanical interlocking, in O position, with holder, 1 NO, 1 NO, screw terminal, | - | 0 | 0
3SU1100-7AB10-1NA0-Z | X90 | 3SU1100-7AB10-1NA0-ZX90 | 1 | UN | 1 | 5 | B | D | EAR99 | N | 85365080 | 20 |  | 0.071 | KG | 59 | 59 | CP20 | CP20 | Coordinate switch, 22 mm, round, plastic, black, 2 switch positions, vertical latching, without mechanical interlocking, in O position, with holder, 1 NO, 1 NO, screw terminal, Z=20-unit packaging | - | 0 | 0
3SU1100-7AB10-1NA0-Z | Y10 | 3SU1100-7AB10-1NA0-ZY10 | 1 | UN | 1 | 10 | C | D | EAR99 | N | 85365080 | 1 |  | 0.071 | KG | 63.75 | 63.75 | CP20 | CP20 | Coordinate switch, 22 mm, round, plastic, black, 2 switch positions, vertical latching, without mechanical interlocking, in O position, with holder, 1 NO, 1 NO, screw terminal, with laser labeling, upper case and lower case, always upper case at beginning of line | - | 0 | 0
3SU1100-7AB10-1NA0-Z | Y11 | 3SU1100-7AB10-1NA0-ZY11 | 1 | UN | 1 | 10 | C | D | EAR99 | N | 85365080 | 1 |  | 0.071 | KG | 63.75 | 63.75 | CP20 | CP20 | Coordinate switch, 22 mm, round, plastic, black, 2 switch positions, vertical latching, without mechanical interlocking, in O position, with holder, 1 NO, 1 NO, screw terminal, with laser labeling, upper case | - | 0 | 0
3SU1100-7AB10-1NA0-Z | Y12 | 3SU1100-7AB10-1NA0-ZY12 | 1 | UN | 1 | 10 | C | D | EAR99 | N | 85365080 | 1 |  | 0.071 | KG | 63.75 | 63.75 | CP20 | CP20 | Coordinate switch, 22 mm, round, plastic, black, 2 switch positions, vertical latching, without mechanical interlocking, in O position, with holder, 1 NO, 1 NO, screw terminal, with laser labeling, lower case | - | 0 | 0
3SU1100-7AB10-1NA0-Z | Y15 | 3SU1100-7AB10-1NA0-ZY15 | 1 | UN | 1 | 10 | C | D | EAR99 | N | 85365080 | 1 |  | 0.071 | KG | 63.75 | 63.75 | CP20 | CP20 | Coordinate switch, 22 mm, round, plastic, black, 2 switch positions, vertical latching, without mechanical interlocking, in O position, with holder, 1 NO, 1 NO, screw terminal, with laser labeling, upper case and lower case, always upper case at the beginning of the word | - | 0 | 0
3SU1100-7AB10-1NA0-Z | Y19 | 3SU1100-7AB10-1NA0-ZY19 | 1 | UN | 1 | 10 | C | D | EAR99 | N | 85365080 | 1 |  | 0.071 | KG | 59.95 | 59.95 | CP20 | CP20 | Coordinate switch, 22 mm, round, plastic, black, 2 switch positions, vertical latching, without mechanical interlocking, in O position, with holder, 1 NO, 1 NO, screw terminal, with laser labeling, inscription or symbol, Customer-specific selection with SIRIUS ACT configurator (CIN) | - | 0 | 0
3SU1100-7AC10-1NA0 |  | 3SU1100-7AC10-1NA0 | 1 | UN | 1 | 5 | B | D | N | N | 85365080 | 1 | 4011209954731 | 0.084 | KG | 53.77 | 53.77 | CP20 | CP20 | Coordinate switch, 22 mm, round, plastic, black, 2 switch positions, horizontal, momentary contact type, without mechanical interlocking in O position, with holder, 1 NO, 1 NO, screw terminal | - | 0 | 0
3SU1100-7AC10-1NA0-Z | X90 | 3SU1100-7AC10-1NA0-ZX90 | 1 | UN | 1 | 5 | B | D | EAR99 | N | 85365080 | 20 |  | 0.071 | KG | 53.77 | 53.77 | CP20 | CP20 | Coordinate switch, 22 mm, round, plastic, black, 2 switch positions, horizontal, momentary contact type, without mechanical interlocking in O position, with holder, 1 NO, 1 NO, screw terminal, Z=20-unit packaging | - | 0 | 0
3SU1100-7AC10-1NA0-Z | Y10 | 3SU1100-7AC10-1NA0-ZY10 | 1 | UN | 1 | 10 | C | D | EAR99 | N | 85365080 | 1 |  | 0.071 | KG | 58.52 | 58.52 | CP20 | CP20 | Coordinate switch, 22 mm, round, plastic, black, 2 switch positions, horizontal, momentary contact type, without mechanical interlocking in O position, with holder, 1 NO, 1 NO, screw terminal, with laser labeling, upper case and lower case, always upper case at beginning of line | - | 0 | 0
3SU1100-7AC10-1NA0-Z | Y11 | 3SU1100-7AC10-1NA0-ZY11 | 1 | UN | 1 | 10 | C | D | EAR99 | N | 85365080 | 1 |  | 0.071 | KG | 58.52 | 58.52 | CP20 | CP20 | Coordinate switch, 22 mm, round, plastic, black, 2 switch positions, horizontal, momentary contact type, without mechanical interlocking in O position, with holder, 1 NO, 1 NO, screw terminal, with laser labeling, upper case | - | 0 | 0
3SU1100-7AC10-1NA0-Z | Y12 | 3SU1100-7AC10-1NA0-ZY12 | 1 | UN | 1 | 10 | C | D | EAR99 | N | 85365080 | 1 |  | 0.071 | KG | 58.52 | 58.52 | CP20 | CP20 | Coordinate switch, 22 mm, round, plastic, black, 2 switch positions, horizontal, momentary contact type, without mechanical interlocking in O position, with holder, 1 NO, 1 NO, screw terminal, with laser labeling, lower case | - | 0 | 0
3SU1100-7AC10-1NA0-Z | Y15 | 3SU1100-7AC10-1NA0-ZY15 | 1 | UN | 1 | 10 | C | D | EAR99 | N | 85365080 | 1 |  | 0.071 | KG | 58.52 | 58.52 | CP20 | CP20 | Coordinate switch, 22 mm, round, plastic, black, 2 switch positions, horizontal, momentary contact type, without mechanical interlocking in O position, with holder, 1 NO, 1 NO, screw terminal, with laser labeling, upper case and lower case, always upper case at the beginning of the word | - | 0 | 0
3SU1100-7AC10-1NA0-Z | Y19 | 3SU1100-7AC10-1NA0-ZY19 | 1 | UN | 1 | 10 | C | D | EAR99 | N | 85365080 | 1 |  | 0.071 | KG | 54.72 | 54.72 | CP20 | CP20 | Coordinate switch, 22 mm, round, plastic, black, 2 switch positions, horizontal, momentary contact type, without mechanical interlocking in O position, with holder, 1 NO, 1 NO, screw terminal, with laser labeling, inscription or symbol Customer-specific selection with SIRIUS ACT configurator (CIN) | - | 0 | 0
3SU1100-7AD10-1NA0 |  | 3SU1100-7AD10-1NA0 | 1 | UN | 1 | 5 | B | D | N | N | 85365080 | 1 | 4011209954779 | 0.088 | KG | 59 | 59 | CP20 | CP20 | Coordinate switch, 22 mm, round, plastic, black, 2 switch positions, vertical, momentary contact type, without mechanical interlocking in O position, with holder, 1 NO, 1 NO, screw terminal | - | 0 | 0
3SU1100-7AD10-1NA0-Z | X90 | 3SU1100-7AD10-1NA0-ZX90 | 1 | UN | 1 | 5 | B | D | EAR99 | N | 85365080 | 20 |  | 0.071 | KG | 59 | 59 | CP20 | CP20 | Coordinate switch, 22 mm, round, plastic, black, 2 switch positions, vertical, momentary contact type, without mechanical interlocking in O position, with holder, 1 NO, 1 NO, screw terminal, Z=20-unit packaging | - | 0 | 0
3SU1100-7AD10-1NA0-Z | Y10 | 3SU1100-7AD10-1NA0-ZY10 | 1 | UN | 1 | 10 | C | D | EAR99 | N | 85365080 | 1 |  | 0.071 | KG | 63.75 | 63.75 | CP20 | CP20 | Coordinate switch, 22 mm, round, plastic, black, 2 switch positions, vertical, momentary contact type, without mechanical interlocking in O position, with holder, 1 NO, 1 NO, screw terminal, with laser labeling, upper case and lower case, always upper case at beginning of line | - | 0 | 0
3SU1100-7AD10-1NA0-Z | Y11 | 3SU1100-7AD10-1NA0-ZY11 | 1 | UN | 1 | 10 | C | D | EAR99 | N | 85365080 | 1 |  | 0.071 | KG | 63.75 | 63.75 | CP20 | CP20 | Coordinate switch, 22 mm, round, plastic, black, 2 switch positions, vertical, momentary contact type, without mechanical interlocking in O position, with holder, 1 NO, 1 NO, screw terminal, with laser labeling, upper case | - | 0 | 0
3SU1100-7AD10-1NA0-Z | Y12 | 3SU1100-7AD10-1NA0-ZY12 | 1 | UN | 1 | 10 | C | D | EAR99 | N | 85365080 | 1 |  | 0.071 | KG | 63.75 | 63.75 | CP20 | CP20 | Coordinate switch, 22 mm, round, plastic, black, 2 switch positions, vertical, momentary contact type, without mechanical interlocking in O position, with holder, 1 NO, 1 NO, screw terminal, with laser labeling, lower case | - | 0 | 0
3SU1100-7AD10-1NA0-Z | Y15 | 3SU1100-7AD10-1NA0-ZY15 | 1 | UN | 1 | 10 | C | D | EAR99 | N | 85365080 | 1 |  | 0.071 | KG | 63.75 | 63.75 | CP20 | CP20 | Coordinate switch, 22 mm, round, plastic, black, 2 switch positions, vertical, momentary contact type, without mechanical interlocking in O position, with holder, 1 NO, 1 NO, screw terminal, with laser labeling, upper case and lower case, always upper case at the beginning of the word | - | 0 | 0
3SU1100-7AD10-1NA0-Z | Y19 | 3SU1100-7AD10-1NA0-ZY19 | 1 | UN | 1 | 10 | C | D | EAR99 | N | 85365080 | 1 |  | 0.071 | KG | 59.95 | 59.95 | CP20 | CP20 | Coordinate switch, 22 mm, round, plastic, black, 2 switch positions, vertical, momentary contact type, without mechanical interlocking in O position, with holder, 1 NO, 1 NO, screw terminal, with laser labeling, inscription or symbol Customer-specific selection with SIRIUS ACT configurator (CIN) | - | 0 | 0
3SU1100-7AE10-1QA0 |  | 3SU1100-7AE10-1QA0 | 1 | UN | 1 | 5 | B | D | N | N | 85365080 | 1 | 4011209954830 | 0.106 | KG | 81.51 | 81.51 | CP20 | CP20 | Coordinate switch, 22 mm, round, plastic, black, 4 switch positions, latching, without mechanical interlocking, in O position, with holder, 1 NO, 1 NO, 1 NO, 1 NO, screw terminal, | - | 0 | 0
3SU1100-7AE10-1QA0-Z | X90 | 3SU1100-7AE10-1QA0-ZX90 | 1 | UN | 1 | 5 | B | D | EAR99 | N | 85365080 | 20 |  | 0.098 | KG | 81.51 | 81.51 | CP20 | CP20 | Coordinate switch, 22 mm, round, plastic, black, 4 switch positions, latching, without mechanical interlocking, in O position, with holder, 1 NO, 1 NO, 1 NO, 1 NO, screw terminal, Z=20-unit packaging | - | 0 | 0
3SU1100-7AE10-1QA0-Z | Y10 | 3SU1100-7AE10-1QA0-ZY10 | 1 | UN | 1 | 10 | C | D | EAR99 | N | 85365080 | 1 |  | 0.098 | KG | 86.26 | 86.26 | CP20 | CP20 | Coordinate switch, 22 mm, round, plastic, black, 4 switch positions, latching, without mechanical interlocking, in O position, with holder, 1 NO, 1 NO, 1 NO, 1 NO, screw terminal, with laser labeling, upper case and lower case, always upper case at beginning of line | - | 0 | 0
3SU1100-7AE10-1QA0-Z | Y11 | 3SU1100-7AE10-1QA0-ZY11 | 1 | UN | 1 | 10 | C | D | EAR99 | N | 85365080 | 1 |  | 0.098 | KG | 86.26 | 86.26 | CP20 | CP20 | Coordinate switch, 22 mm, round, plastic, black, 4 switch positions, latching, without mechanical interlocking, in O position, with holder, 1 NO, 1 NO, 1 NO, 1 NO, screw terminal, with laser labeling, upper case | - | 0 | 0
3SU1100-7AE10-1QA0-Z | Y12 | 3SU1100-7AE10-1QA0-ZY12 | 1 | UN | 1 | 10 | C | D | EAR99 | N | 85365080 | 1 |  | 0.098 | KG | 86.26 | 86.26 | CP20 | CP20 | Coordinate switch, 22 mm, round, plastic, black, 4 switch positions, latching, without mechanical interlocking, in O position, with holder, 1 NO, 1 NO, 1 NO, 1 NO, screw terminal, with laser labeling, lower case | - | 0 | 0
3SU1100-7AE10-1QA0-Z | Y15 | 3SU1100-7AE10-1QA0-ZY15 | 1 | UN | 1 | 10 | C | D | EAR99 | N | 85365080 | 1 |  | 0.098 | KG | 86.26 | 86.26 | CP20 | CP20 | Coordinate switch, 22 mm, round, plastic, black, 4 switch positions, latching, without mechanical interlocking, in O position, with holder, 1 NO, 1 NO, 1 NO, 1 NO, screw terminal, with laser labeling, upper case and lower case, always upper case at the beginning of the word | - | 0 | 0
3SU1100-7AE10-1QA0-Z | Y19 | 3SU1100-7AE10-1QA0-ZY19 | 1 | UN | 1 | 10 | C | D | EAR99 | N | 85365080 | 1 |  | 0.098 | KG | 82.46 | 82.46 | CP20 | CP20 | Coordinate switch, 22 mm, round, plastic, black, 4 switch positions, latching, without mechanical interlocking, in O position, with holder, 1 NO, 1 NO, 1 NO, 1 NO, screw terminal, with laser labeling, inscription or symbol, Customer-specific selection with SIRIUS ACT configurator (CIN) | - | 0 | 0
3SU1100-7AF10-1QA0 |  | 3SU1100-7AF10-1QA0 | 1 | UN | 1 | 3 | B | D | N | N | 85365080 | 1 | 4011209954816 | 0.105 | KG | 81.51 | 81.51 | CP20 | CP20 | Coordinate switch, 22 mm, round, plastic, black, 4 switch positions, momentary contact type, without mechanical interlocking in O position, with holder, 1 NO, 1 NO, 1 NO, 1 NO, screw terminal | - | 0 | 0
3SU1100-7AF10-1QA0-Z | X90 | 3SU1100-7AF10-1QA0-ZX90 | 1 | UN | 1 | 5 | B | D | N | N | 85365080 | 20 | 4047621061689 | 0.112 | KG | 81.51 | 81.51 | CP20 | CP20 | Coordinate switch, 22 mm, round, plastic, black, 4 switch positions, momentary contact type, without mechanical interlocking in O position, with holder, 1 NO, 1 NO, 1 NO, 1 NO, screw terminal, Z=20-unit packaging | - | 0 | 0
3SU1100-7AF10-1QA0-Z | Y10 | 3SU1100-7AF10-1QA0-ZY10 | 1 | UN | 1 | 10 | C | D | EAR99 | N | 85365080 | 1 |  | 0.098 | KG | 86.26 | 86.26 | CP20 | CP20 | Coordinate switch, 22 mm, round, plastic, black, 4 switch positions, momentary contact type, without mechanical interlocking in O position, with holder, 1 NO, 1 NO, 1 NO, 1 NO, screw terminal, with laser labeling, upper case and lower case, always upper case at beginning of line | - | 0 | 0
3SU1100-7AF10-1QA0-Z | Y11 | 3SU1100-7AF10-1QA0-ZY11 | 1 | UN | 1 | 10 | C | D | EAR99 | N | 85365080 | 1 |  | 0.098 | KG | 86.26 | 86.26 | CP20 | CP20 | Coordinate switch, 22 mm, round, plastic, black, 4 switch positions, momentary contact type, without mechanical interlocking in O position, with holder, 1 NO, 1 NO, 1 NO, 1 NO, screw terminal, with laser labeling, upper case | - | 0 | 0
3SU1100-7AF10-1QA0-Z | Y12 | 3SU1100-7AF10-1QA0-ZY12 | 1 | UN | 1 | 10 | C | D | EAR99 | N | 85365080 | 1 |  | 0.098 | KG | 86.26 | 86.26 | CP20 | CP20 | Coordinate switch, 22 mm, round, plastic, black, 4 switch positions, momentary contact type, without mechanical interlocking in O position, with holder, 1 NO, 1 NO, 1 NO, 1 NO, screw terminal, with laser labeling, lower case | - | 0 | 0
3SU1100-7AF10-1QA0-Z | Y15 | 3SU1100-7AF10-1QA0-ZY15 | 1 | UN | 1 | 10 | C | D | EAR99 | N | 85365080 | 1 |  | 0.098 | KG | 86.26 | 86.26 | CP20 | CP20 | Coordinate switch, 22 mm, round, plastic, black, 4 switch positions, momentary contact type, without mechanical interlocking in O position, with holder, 1 NO, 1 NO, 1 NO, 1 NO, screw terminal, with laser labeling, upper case and lower case, always upper case at the beginning of the word | - | 0 | 0
3SU1100-7AF10-1QA0-Z | Y19 | 3SU1100-7AF10-1QA0-ZY19 | 1 | UN | 1 | 10 | C | D | EAR99 | N | 85365080 | 1 |  | 0.098 | KG | 82.46 | 82.46 | CP20 | CP20 | Coordinate switch, 22 mm, round, plastic, black, 4 switch positions, momentary contact type, without mechanical interlocking in O position, with holder, 1 NO, 1 NO, 1 NO, 1 NO, screw terminal, with laser labeling, inscription or symbol Customer-specific selection with SIRIUS ACT configurator (CIN) | - | 0 | 0
3SU1100-7BA10-1NA0 |  | 3SU1100-7BA10-1NA0 | 1 | UN | 1 | 5 | B | D | N | N | 85365080 | 1 | 4011209954762 | 0.092 | KG | 65.93 | 65.93 | CP20 | CP20 | Coordinate switch, 22 mm, round, plastic, black, 2 switch positions, horizontal latching, with mechanical interlocking, in O position, with holder, 1 NO, 1 NO, screw terminal, | - | 0 | 0
3SU1100-7BA10-1NA0-Z | X90 | 3SU1100-7BA10-1NA0-ZX90 | 1 | UN | 1 | 5 | B | D | EAR99 | N | 85365080 | 20 |  | 0.071 | KG | 65.93 | 65.93 | CP20 | CP20 | Coordinate switch, 22 mm, round, plastic, black, 2 switch positions, horizontal latching, with mechanical interlocking, in O position, with holder, 1 NO, 1 NO, screw terminal, Z=20-unit packaging | - | 0 | 0
3SU1100-7BA10-1NA0-Z | Y10 | 3SU1100-7BA10-1NA0-ZY10 | 1 | UN | 1 | 10 | C | D | EAR99 | N | 85365080 | 1 |  | 0.071 | KG | 70.68 | 70.68 | CP20 | CP20 | Coordinate switch, 22 mm, round, plastic, black, 2 switch positions, horizontal latching, with mechanical interlocking, in O position, with holder, 1 NO, 1 NO, screw terminal, with laser labeling, upper case and lower case, always upper case at beginning of line | - | 0 | 0
3SU1100-7BA10-1NA0-Z | Y11 | 3SU1100-7BA10-1NA0-ZY11 | 1 | UN | 1 | 10 | C | D | EAR99 | N | 85365080 | 1 |  | 0.071 | KG | 70.68 | 70.68 | CP20 | CP20 | Coordinate switch, 22 mm, round, plastic, black, 2 switch positions, horizontal latching, with mechanical interlocking, in O position, with holder, 1 NO, 1 NO, screw terminal, with laser labeling, upper case | - | 0 | 0
3SU1100-7BA10-1NA0-Z | Y12 | 3SU1100-7BA10-1NA0-ZY12 | 1 | UN | 1 | 10 | C | D | EAR99 | N | 85365080 | 1 |  | 0.071 | KG | 70.68 | 70.68 | CP20 | CP20 | Coordinate switch, 22 mm, round, plastic, black, 2 switch positions, horizontal latching, with mechanical interlocking, in O position, with holder, 1 NO, 1 NO, screw terminal, with laser labeling, lower case | - | 0 | 0
3SU1100-7BA10-1NA0-Z | Y15 | 3SU1100-7BA10-1NA0-ZY15 | 1 | UN | 1 | 10 | C | D | EAR99 | N | 85365080 | 1 |  | 0.071 | KG | 70.68 | 70.68 | CP20 | CP20 | Coordinate switch, 22 mm, round, plastic, black, 2 switch positions, horizontal latching, with mechanical interlocking, in O position, with holder, 1 NO, 1 NO, screw terminal, with laser labeling, upper case and lower case, always upper case at the beginning of the word | - | 0 | 0
3SU1100-7BA10-1NA0-Z | Y19 | 3SU1100-7BA10-1NA0-ZY19 | 1 | UN | 1 | 10 | C | D | EAR99 | N | 85365080 | 1 |  | 0.071 | KG | 66.88 | 66.88 | CP20 | CP20 | Coordinate switch, 22 mm, round, plastic, black, 2 switch positions, horizontal latching, with mechanical interlocking, in O position, with holder, 1 NO, 1 NO, screw terminal, with laser labeling, inscription or symbol, Customer-specific selection with SIRIUS ACT configurator (CIN) | - | 0 | 0
3SU1100-7BB10-1NA0 |  | 3SU1100-7BB10-1NA0 | 1 | UN | 1 | 5 | B | D | N | N | 85365080 | 1 | 4011209954809 | 0.093 | KG | 71.16 | 71.16 | CP20 | CP20 | Coordinate switch, 22 mm, round, plastic, black, 2 switch positions, vertical latching, with mechanical interlocking, in O position, with holder, 1 NO, 1 NO, screw terminal, | - | 0 | 0
3SU1100-7BB10-1NA0-Z | X90 | 3SU1100-7BB10-1NA0-ZX90 | 1 | UN | 1 | 5 | B | D | EAR99 | N | 85365080 | 20 |  | 0.071 | KG | 71.16 | 71.16 | CP20 | CP20 | Coordinate switch, 22 mm, round, plastic, black, 2 switch positions, vertical latching, with mechanical interlocking, in O position, with holder, 1 NO, 1 NO, screw terminal, Z=20-unit packaging | - | 0 | 0
3SU1100-7BB10-1NA0-Z | Y10 | 3SU1100-7BB10-1NA0-ZY10 | 1 | UN | 1 | 10 | C | D | EAR99 | N | 85365080 | 1 |  | 0.071 | KG | 75.91 | 75.91 | CP20 | CP20 | Coordinate switch, 22 mm, round, plastic, black, 2 switch positions, vertical latching, with mechanical interlocking, in O position, with holder, 1 NO, 1 NO, screw terminal, with laser labeling, upper case and lower case, always upper case at beginning of line | - | 0 | 0
3SU1100-7BB10-1NA0-Z | Y11 | 3SU1100-7BB10-1NA0-ZY11 | 1 | UN | 1 | 10 | C | D | EAR99 | N | 85365080 | 1 |  | 0.071 | KG | 75.91 | 75.91 | CP20 | CP20 | Coordinate switch, 22 mm, round, plastic, black, 2 switch positions, vertical latching, with mechanical interlocking, in O position, with holder, 1 NO, 1 NO, screw terminal, with laser labeling, upper case | - | 0 | 0
3SU1100-7BB10-1NA0-Z | Y12 | 3SU1100-7BB10-1NA0-ZY12 | 1 | UN | 1 | 10 | C | D | EAR99 | N | 85365080 | 1 |  | 0.071 | KG | 75.91 | 75.91 | CP20 | CP20 | Coordinate switch, 22 mm, round, plastic, black, 2 switch positions, vertical latching, with mechanical interlocking, in O position, with holder, 1 NO, 1 NO, screw terminal, with laser labeling, lower case | - | 0 | 0
3SU1100-7BB10-1NA0-Z | Y15 | 3SU1100-7BB10-1NA0-ZY15 | 1 | UN | 1 | 10 | C | D | EAR99 | N | 85365080 | 1 |  | 0.071 | KG | 75.91 | 75.91 | CP20 | CP20 | Coordinate switch, 22 mm, round, plastic, black, 2 switch positions, vertical latching, with mechanical interlocking, in O position, with holder, 1 NO, 1 NO, screw terminal, with laser labeling, upper case and lower case, always upper case at the beginning of the word | - | 0 | 0
3SU1100-7BB10-1NA0-Z | Y19 | 3SU1100-7BB10-1NA0-ZY19 | 1 | UN | 1 | 10 | C | D | EAR99 | N | 85365080 | 1 |  | 0.071 | KG | 72.11 | 72.11 | CP20 | CP20 | Coordinate switch, 22 mm, round, plastic, black, 2 switch positions, vertical latching, with mechanical interlocking, in O position, with holder, 1 NO, 1 NO, screw terminal, with laser labeling, inscription or symbol, Customer-specific selection with SIRIUS ACT configurator (CIN) | - | 0 | 0
3SU1100-7BC10-1NA0 |  | 3SU1100-7BC10-1NA0 | 1 | UN | 1 | 5 | B | D | N | N | 85365080 | 1 | 4011209954748 | 0.095 | KG | 65.93 | 65.93 | CP20 | CP20 | Coordinate switch, 22 mm, round, plastic, black, 2 switch positions, horizontal, momentary contact type, with mechanical interlocking in O position, with holder, 1 NO, 1 NO, screw terminal | - | 0 | 0
3SU1100-7BC10-1NA0-Z | X90 | 3SU1100-7BC10-1NA0-ZX90 | 1 | UN | 1 | 5 | B | D | EAR99 | N | 85365080 | 20 |  | 0.071 | KG | 65.93 | 65.93 | CP20 | CP20 | Coordinate switch, 22 mm, round, plastic, black, 2 switch positions, horizontal, momentary contact type, with mechanical interlocking in O position, with holder, 1 NO, 1 NO, screw terminal, Z=20-unit packaging | - | 0 | 0
3SU1100-7BC10-1NA0-Z | Y10 | 3SU1100-7BC10-1NA0-ZY10 | 1 | UN | 1 | 10 | C | D | EAR99 | N | 85365080 | 1 |  | 0.071 | KG | 70.68 | 70.68 | CP20 | CP20 | Coordinate switch, 22 mm, round, plastic, black, 2 switch positions, horizontal, momentary contact type, with mechanical interlocking in O position, with holder, 1 NO, 1 NO, screw terminal, with laser labeling, upper case and lower case, always upper case at beginning of line | - | 0 | 0
3SU1100-7BC10-1NA0-Z | Y11 | 3SU1100-7BC10-1NA0-ZY11 | 1 | UN | 1 | 10 | C | D | EAR99 | N | 85365080 | 1 |  | 0.071 | KG | 70.68 | 70.68 | CP20 | CP20 | Coordinate switch, 22 mm, round, plastic, black, 2 switch positions, horizontal, momentary contact type, with mechanical interlocking in O position, with holder, 1 NO, 1 NO, screw terminal, with laser labeling, upper case | - | 0 | 0
3SU1100-7BC10-1NA0-Z | Y12 | 3SU1100-7BC10-1NA0-ZY12 | 1 | UN | 1 | 10 | C | D | EAR99 | N | 85365080 | 1 |  | 0.071 | KG | 70.68 | 70.68 | CP20 | CP20 | Coordinate switch, 22 mm, round, plastic, black, 2 switch positions, horizontal, momentary contact type, with mechanical interlocking in O position, with holder, 1 NO, 1 NO, screw terminal, with laser labeling, lower case | - | 0 | 0
3SU1100-7BC10-1NA0-Z | Y15 | 3SU1100-7BC10-1NA0-ZY15 | 1 | UN | 1 | 10 | C | D | EAR99 | N | 85365080 | 1 |  | 0.071 | KG | 70.68 | 70.68 | CP20 | CP20 | Coordinate switch, 22 mm, round, plastic, black, 2 switch positions, horizontal, momentary contact type, with mechanical interlocking in O position, with holder, 1 NO, 1 NO, screw terminal, with laser labeling, upper case and lower case, always upper case at the beginning of the word | - | 0 | 0
3SU1100-7BC10-1NA0-Z | Y19 | 3SU1100-7BC10-1NA0-ZY19 | 1 | UN | 1 | 10 | C | D | EAR99 | N | 85365080 | 1 |  | 0.071 | KG | 66.88 | 66.88 | CP20 | CP20 | Coordinate switch, 22 mm, round, plastic, black, 2 switch positions, horizontal, momentary contact type, with mechanical interlocking in O position, with holder, 1 NO, 1 NO, screw terminal, with laser labeling, inscription or symbol Customer-specific selection with SIRIUS ACT configurator (CIN) | - | 0 | 0
3SU1100-7BD10-1NA0 |  | 3SU1100-7BD10-1NA0 | 1 | UN | 1 | 5 | B | D | N | N | 85365080 | 1 | 4011209954786 | 0.092 | KG | 71.16 | 71.16 | CP20 | CP20 | Coordinate switch, 22 mm, round, plastic, black, 2 switch positions, vertical, momentary contact type, with mechanical interlocking in O position, with holder, 1 NO, 1 NO, screw terminal | - | 0 | 0
3SU1100-7BD10-1NA0-Z | X90 | 3SU1100-7BD10-1NA0-ZX90 | 1 | UN | 1 | 5 | B | D | EAR99 | N | 85365080 | 20 |  | 0.071 | KG | 71.16 | 71.16 | CP20 | CP20 | Coordinate switch, 22 mm, round, plastic, black, 2 switch positions, vertical, momentary contact type, with mechanical interlocking in O position, with holder, 1 NO, 1 NO, screw terminal, Z=20-unit packaging | - | 0 | 0
3SU1100-7BD10-1NA0-Z | Y10 | 3SU1100-7BD10-1NA0-ZY10 | 1 | UN | 1 | 10 | C | D | EAR99 | N | 85365080 | 1 |  | 0.071 | KG | 75.91 | 75.91 | CP20 | CP20 | Coordinate switch, 22 mm, round, plastic, black, 2 switch positions, vertical, momentary contact type, with mechanical interlocking in O position, with holder, 1 NO, 1 NO, screw terminal, with laser labeling, upper case and lower case, always upper case at beginning of line | - | 0 | 0
3SU1100-7BD10-1NA0-Z | Y11 | 3SU1100-7BD10-1NA0-ZY11 | 1 | UN | 1 | 10 | C | D | EAR99 | N | 85365080 | 1 |  | 0.071 | KG | 75.91 | 75.91 | CP20 | CP20 | Coordinate switch, 22 mm, round, plastic, black, 2 switch positions, vertical, momentary contact type, with mechanical interlocking in O position, with holder, 1 NO, 1 NO, screw terminal, with laser labeling, upper case | - | 0 | 0
3SU1100-7BD10-1NA0-Z | Y12 | 3SU1100-7BD10-1NA0-ZY12 | 1 | UN | 1 | 10 | C | D | EAR99 | N | 85365080 | 1 |  | 0.071 | KG | 75.91 | 75.91 | CP20 | CP20 | Coordinate switch, 22 mm, round, plastic, black, 2 switch positions, vertical, momentary contact type, with mechanical interlocking in O position, with holder, 1 NO, 1 NO, screw terminal, with laser labeling, lower case | - | 0 | 0
3SU1100-7BD10-1NA0-Z | Y15 | 3SU1100-7BD10-1NA0-ZY15 | 1 | UN | 1 | 10 | C | D | EAR99 | N | 85365080 | 1 |  | 0.071 | KG | 75.91 | 75.91 | CP20 | CP20 | Coordinate switch, 22 mm, round, plastic, black, 2 switch positions, vertical, momentary contact type, with mechanical interlocking in O position, with holder, 1 NO, 1 NO, screw terminal, with laser labeling, upper case and lower case, always upper case at the beginning of the word | - | 0 | 0
3SU1100-7BD10-1NA0-Z | Y19 | 3SU1100-7BD10-1NA0-ZY19 | 1 | UN | 1 | 10 | C | D | EAR99 | N | 85365080 | 1 |  | 0.071 | KG | 72.11 | 72.11 | CP20 | CP20 | Coordinate switch, 22 mm, round, plastic, black, 2 switch positions, vertical, momentary contact type, with mechanical interlocking in O position, with holder, 1 NO, 1 NO, screw terminal, with laser labeling, inscription or symbol Customer-specific selection with SIRIUS ACT configurator (CIN) | - | 0 | 0
3SU1100-7BE10-1QA0 |  | 3SU1100-7BE10-1QA0 | 1 | UN | 1 | 5 | B | D | N | N | 85365080 | 1 | 4011209954847 | 0.11 | KG | 94.72 | 94.72 | CP20 | CP20 | Coordinate switch, 22 mm, round, plastic, black, 4 switch positions, latching, with mechanical interlocking, in O position, with holder, 1 NO, 1 NO, 1 NO, 1 NO, screw terminal, | - | 0 | 0
3SU1100-7BE10-1QA0-Z | X90 | 3SU1100-7BE10-1QA0-ZX90 | 1 | UN | 1 | 5 | B | D | EAR99 | N | 85365080 | 20 |  | 0.098 | KG | 94.72 | 94.72 | CP20 | CP20 | Coordinate switch, 22 mm, round, plastic, black, 4 switch positions, latching, with mechanical interlocking, in O position, with holder, 1 NO, 1 NO, 1 NO, 1 NO, screw terminal, Z=20-unit packaging | - | 0 | 0
3SU1100-7BE10-1QA0-Z | Y10 | 3SU1100-7BE10-1QA0-ZY10 | 1 | UN | 1 | 10 | C | D | EAR99 | N | 85365080 | 1 |  | 0.098 | KG | 99.75 | 99.75 | CP20 | CP20 | Coordinate switch, 22 mm, round, plastic, black, 4 switch positions, latching, with mechanical interlocking, in O position, with holder, 1 NO, 1 NO, 1 NO, 1 NO, screw terminal, with laser labeling, upper case and lower case, always upper case at beginning of line | - | 0 | 0
3SU1100-7BE10-1QA0-Z | Y11 | 3SU1100-7BE10-1QA0-ZY11 | 1 | UN | 1 | 10 | C | D | EAR99 | N | 85365080 | 1 |  | 0.098 | KG | 99.75 | 99.75 | CP20 | CP20 | Coordinate switch, 22 mm, round, plastic, black, 4 switch positions, latching, with mechanical interlocking, in O position, with holder, 1 NO, 1 NO, 1 NO, 1 NO, screw terminal, with laser labeling, upper case | - | 0 | 0
3SU1100-7BE10-1QA0-Z | Y12 | 3SU1100-7BE10-1QA0-ZY12 | 1 | UN | 1 | 10 | C | D | EAR99 | N | 85365080 | 1 |  | 0.098 | KG | 99.75 | 99.75 | CP20 | CP20 | Coordinate switch, 22 mm, round, plastic, black, 4 switch positions, latching, with mechanical interlocking, in O position, with holder, 1 NO, 1 NO, 1 NO, 1 NO, screw terminal, with laser labeling, lower case | - | 0 | 0
3SU1100-7BE10-1QA0-Z | Y15 | 3SU1100-7BE10-1QA0-ZY15 | 1 | UN | 1 | 10 | C | D | EAR99 | N | 85365080 | 1 |  | 0.098 | KG | 99.75 | 99.75 | CP20 | CP20 | Coordinate switch, 22 mm, round, plastic, black, 4 switch positions, latching, with mechanical interlocking, in O position, with holder, 1 NO, 1 NO, 1 NO, 1 NO, screw terminal, with laser labeling, upper case and lower case, always upper case at the beginning of the word | - | 0 | 0
3SU1100-7BE10-1QA0-Z | Y19 | 3SU1100-7BE10-1QA0-ZY19 | 1 | UN | 1 | 10 | C | D | EAR99 | N | 85365080 | 1 |  | 0.098 | KG | 95.95 | 95.95 | CP20 | CP20 | Coordinate switch, 22 mm, round, plastic, black, 4 switch positions, latching, with mechanical interlocking, in O position, with holder, 1 NO, 1 NO, 1 NO, 1 NO, screw terminal, with laser labeling, inscription or symbol, Customer-specific selection with SIRIUS ACT configurator (CIN) | - | 0 | 0
3SU1100-7BF10-1QA0 |  | 3SU1100-7BF10-1QA0 | 1 | UN | 1 | 5 | B | D | N | N | 85365080 | 1 | 4011209954823 | 0.11 | KG | 94.72 | 94.72 | CP20 | CP20 | Coordinate switch, 22 mm, round, plastic, black, 4 switch positions, momentary contact type, with mechanical interlocking in O position, with holder, 1 NO, 1 NO, 1 NO, 1 NO, screw terminal | - | 0 | 0
3SU1100-7BF10-1QA0-Z | X90 | 3SU1100-7BF10-1QA0-ZX90 | 1 | UN | 1 | 5 | B | D | EAR99 | N | 85365080 | 20 |  | 0.098 | KG | 94.72 | 94.72 | CP20 | CP20 | Coordinate switch, 22 mm, round, plastic, black, 4 switch positions, momentary contact type, with mechanical interlocking in O position, with holder, 1 NO, 1 NO, 1 NO, 1 NO, screw terminal, Z=20-unit packaging | - | 0 | 0
3SU1100-7BF10-1QA0-Z | Y10 | 3SU1100-7BF10-1QA0-ZY10 | 1 | UN | 1 | 10 | C | D | EAR99 | N | 85365080 | 1 |  | 0.098 | KG | 99.75 | 99.75 | CP20 | CP20 | Coordinate switch, 22 mm, round, plastic, black, 4 switch positions, momentary contact type, with mechanical interlocking in O position, with holder, 1 NO, 1 NO, 1 NO, 1 NO, screw terminal, with laser labeling, upper case and lower case, always upper case at beginning of line | - | 0 | 0
3SU1100-7BF10-1QA0-Z | Y11 | 3SU1100-7BF10-1QA0-ZY11 | 1 | UN | 1 | 10 | C | D | EAR99 | N | 85365080 | 1 |  | 0.098 | KG | 99.75 | 99.75 | CP20 | CP20 | Coordinate switch, 22 mm, round, plastic, black, 4 switch positions, momentary contact type, with mechanical interlocking in O position, with holder, 1 NO, 1 NO, 1 NO, 1 NO, screw terminal, with laser labeling, upper case | - | 0 | 0
3SU1100-7BF10-1QA0-Z | Y12 | 3SU1100-7BF10-1QA0-ZY12 | 1 | UN | 1 | 10 | C | D | EAR99 | N | 85365080 | 1 |  | 0.098 | KG | 99.75 | 99.75 | CP20 | CP20 | Coordinate switch, 22 mm, round, plastic, black, 4 switch positions, momentary contact type, with mechanical interlocking in O position, with holder, 1 NO, 1 NO, 1 NO, 1 NO, screw terminal, with laser labeling, lower case | - | 0 | 0
3SU1100-7BF10-1QA0-Z | Y15 | 3SU1100-7BF10-1QA0-ZY15 | 1 | UN | 1 | 10 | C | D | EAR99 | N | 85365080 | 1 |  | 0.098 | KG | 99.75 | 99.75 | CP20 | CP20 | Coordinate switch, 22 mm, round, plastic, black, 4 switch positions, momentary contact type, with mechanical interlocking in O position, with holder, 1 NO, 1 NO, 1 NO, 1 NO, screw terminal, with laser labeling, upper case and lower case, always upper case at the beginning of the word | - | 0 | 0
3SU1100-7BF10-1QA0-Z | Y19 | 3SU1100-7BF10-1QA0-ZY19 | 1 | UN | 1 | 10 | C | D | EAR99 | N | 85365080 | 1 |  | 0.098 | KG | 95.95 | 95.95 | CP20 | CP20 | Coordinate switch, 22 mm, round, plastic, black, 4 switch positions, momentary contact type, with mechanical interlocking in O position, with holder, 1 NO, 1 NO, 1 NO, 1 NO, screw terminal, with laser labeling, inscription or symbol Customer-specific selection with SIRIUS ACT configurator (CIN) | - | 0 | 0
3SU1102-0AB20-1BA0 |  | 3SU1102-0AB20-1BA0 | 1 | UN | 1 | 5 | B | D | N | N | 85365080 | 1 | 4011209957152 | 0.057 | KG | 22.99 | 22.99 | CP20 | CP20 | Illuminated pushbutton, 22 mm, round, plastic, red, pushbutton, flat, momentary contact type, with holder, 1 NO, LED module with integrated LED 24 V AC/DC, screw terminal | - | 0 | 0
3SU1102-0AB20-1BA0-Z | X90 | 3SU1102-0AB20-1BA0-ZX90 | 1 | UN | 1 | 5 | B | D | N | N | 85365080 | 20 | 4047621065601 | 0.064 | KG | 22.99 | 22.99 | CP20 | CP20 | Illuminated pushbutton, 22 mm, round, plastic, red, pushbutton, flat, momentary contact type, with holder, 1NO, LED module with integrated LED 24 V AC/DC, screw terminal, Z=20-unit packaging | - | 0 | 0
3SU1102-0AB20-1BA0-Z | Y10 | 3SU1102-0AB20-1BA0-ZY10 | 1 | UN | 1 | 10 | C | D | N | N | 85365080 | 1 |  | 0.06 | KG | 27.74 | 27.74 | CP20 | CP20 | Illuminated pushbutton, 22 mm, round, plastic, red, pushbutton, flat, momentary contact type, with holder, 1NO, LED module with integrated LED 24 V AC/DC, screw terminal, with laser labeling, upper case and lower case, always upper case at beginning of line | - | 0 | 0
3SU1102-0AB20-1BA0-Z | Y11 | 3SU1102-0AB20-1BA0-ZY11 | 1 | UN | 1 | 10 | C | D | N | N | 85365080 | 1 |  | 0.057 | KG | 27.74 | 27.74 | CP20 | CP20 | Illuminated pushbutton, 22 mm, round, plastic, red, pushbutton, flat, momentary contact type, with holder, 1NO, LED module with integrated LED 24 V AC/DC, screw terminal, with laser labeling, upper case | - | 0 | 0
3SU1102-0AB20-1BA0-Z | Y12 | 3SU1102-0AB20-1BA0-ZY12 | 1 | UN | 1 | 10 | C | D | N | N | 85365080 | 1 |  | 0.017 | KG | 27.74 | 27.74 | CP20 | CP20 | Illuminated pushbutton, 22 mm, round, plastic, red, pushbutton, flat, momentary contact type, with holder, 1NO, LED module with integrated LED 24 V AC/DC, screw terminal, with laser labeling, lower case | - | 0 | 0
3SU1102-0AB20-1BA0-Z | Y13 | 3SU1102-0AB20-1BA0-ZY13 | 1 | UN | 1 | 10 | C | D | N | N | 85365080 | 1 |  | 0.017 | KG | 27.74 | 27.74 | CP20 | CP20 | Illuminated pushbutton, 22 mm, round, plastic, red, pushbutton, flat, momentary contact type, with holder, 1NO, LED module with integrated LED 24 V AC/DC, screw terminal, with laser labeling, symbol number according to, ISO 7000 or IEC 60417 | - | 0 | 0
3SU1102-0AB20-1BA0-Z | Y15 | 3SU1102-0AB20-1BA0-ZY15 | 1 | UN | 1 | 10 | C | D | N | N | 85365080 | 1 |  | 0.017 | KG | 27.74 | 27.74 | CP20 | CP20 | Illuminated pushbutton, 22 mm, round, plastic, red, pushbutton, flat, momentary contact type, with holder, 1NO, LED module with integrated LED 24 V AC/DC, screw terminal, with laser labeling, upper case and lower case, Always upper case at the beginning of the word | - | 0 | 0
3SU1102-0AB20-1BA0-Z | Y19 | 3SU1102-0AB20-1BA0-ZY19 | 1 | UN | 1 | 10 | C | D | N | N | 85365080 | 1 |  | 0.017 | KG | 23.94 | 23.94 | CP20 | CP20 | Illuminated pushbutton, 22 mm, round, plastic, red, pushbutton, flat, momentary contact type, with holder, 1NO, LED module with integrated LED 24 V AC/DC, screw terminal, with laser labeling, inscription or symbol Customer-specific selection with SIRIUS ACT configurator (CIN) | - | 0 | 0
3SU1102-0AB20-1CA0 |  | 3SU1102-0AB20-1CA0 | 1 | UN | 1 | 1 | A | D | N | N | 85365080 | 1 | 4011209957268 | 0.057 | KG | 22.99 | 21.47 | CP20 | CP20 | Illuminated pushbutton, 22 mm, round, plastic, red, pushbutton, flat, momentary contact type, with holder, 1 NC, LED module with integrated LED 24 V AC/DC, screw terminal | Lista Papel 2020 SI | 0 | 0
3SU1102-0AB20-1CA0-Z | X90 | 3SU1102-0AB20-1CA0-ZX90 | 1 | UN | 1 | 5 | B | D | EAR99 | N | 85365080 | 20 |  | 0.052 | KG | 22.99 | 22.99 | CP20 | CP20 | Illuminated pushbutton, 22 mm, round, plastic, red, pushbutton, flat, momentary contact type, with holder, 1NC, LED module with integrated LED 24 V AC/DC, screw terminal, Z=20-unit packaging | - | 0 | 0
3SU1102-0AB20-1CA0-Z | Y10 | 3SU1102-0AB20-1CA0-ZY10 | 1 | UN | 1 | 10 | C | D | EAR99 | N | 85365080 | 1 |  | 0.052 | KG | 27.74 | 27.74 | CP20 | CP20 | Illuminated pushbutton, 22 mm, round, plastic, red, pushbutton, flat, momentary contact type, with holder, 1NC, LED module with integrated LED 24 V AC/DC, screw terminal, with laser labeling, upper case and lower case, always upper case at beginning of line | - | 0 | 0
3SU1102-0AB20-1CA0-Z | Y11 | 3SU1102-0AB20-1CA0-ZY11 | 1 | UN | 1 | 10 | C | D | EAR99 | N | 85365080 | 1 |  | 0.052 | KG | 27.74 | 27.74 | CP20 | CP20 | Illuminated pushbutton, 22 mm, round, plastic, red, pushbutton, flat, momentary contact type, with holder, 1NC, LED module with integrated LED 24 V AC/DC, screw terminal, with laser labeling, upper case | - | 0 | 0
3SU1102-0AB20-1CA0-Z | Y12 | 3SU1102-0AB20-1CA0-ZY12 | 1 | UN | 1 | 10 | C | D | EAR99 | N | 85365080 | 1 |  | 0.052 | KG | 27.74 | 27.74 | CP20 | CP20 | Illuminated pushbutton, 22 mm, round, plastic, red, pushbutton, flat, momentary contact type, with holder, 1NC, LED module with integrated LED 24 V AC/DC, screw terminal, with laser labeling, lower case | - | 0 | 0
3SU1102-0AB20-1CA0-Z | Y13 | 3SU1102-0AB20-1CA0-ZY13 | 1 | UN | 1 | 10 | C | D | EAR99 | N | 85365080 | 1 |  | 0.052 | KG | 27.74 | 27.74 | CP20 | CP20 | Illuminated pushbutton, 22 mm, round, plastic, red, pushbutton, flat, momentary contact type, with holder, 1NC, LED module with integrated LED 24 V AC/DC, screw terminal, with laser labeling, symbol number according to, ISO 7000 or IEC 60417 | - | 0 | 0
3SU1102-0AB20-1CA0-Z | Y15 | 3SU1102-0AB20-1CA0-ZY15 | 1 | UN | 1 | 10 | C | D | EAR99 | N | 85365080 | 1 |  | 0.052 | KG | 27.74 | 27.74 | CP20 | CP20 | Illuminated pushbutton, 22 mm, round, plastic, red, pushbutton, flat, momentary contact type, with holder, 1NC, LED module with integrated LED 24 V AC/DC, screw terminal, with laser labeling, upper case and lower case, Always upper case at the beginning of the word | - | 0 | 0
3SU1102-0AB20-1CA0-Z | Y19 | 3SU1102-0AB20-1CA0-ZY19 | 1 | UN | 1 | 10 | C | D | EAR99 | N | 85365080 | 1 |  | 0.052 | KG | 23.94 | 23.94 | CP20 | CP20 | Illuminated pushbutton, 22 mm, round, plastic, red, pushbutton, flat, momentary contact type, with holder, 1NC, LED module with integrated LED 24 V AC/DC, screw terminal, with laser labeling, inscription or symbol Customer-specific selection with SIRIUS ACT configurator (CIN) | - | 0 | 0
3SU1102-0AB20-1FA0 |  | 3SU1102-0AB20-1FA0 | 1 | UN | 1 | 1 | A | D | N | N | 85365080 | 1 | 4011209957039 | 0.065 | KG | 26.22 | 24.8 | CP20 | CP20 | Illuminated pushbutton, 22 mm, round, plastic, red, pushbutton, flat, momentary contact type, with holder, 1 NO+1 NC, LED module with integrated LED 24 V AC/DC, screw terminal | Lista Papel 2020 SI | 0 | 0
3SU1102-0AB20-1FA0-Z | X90 | 3SU1102-0AB20-1FA0-ZX90 | 1 | UN | 1 | 5 | B | D | EAR99 | N | 85365080 | 20 |  | 0.06 | KG | 26.22 | 26.22 | CP20 | CP20 | Illuminated pushbutton, 22 mm, round, plastic, red, pushbutton, flat, momentary contact type, with holder, 1 NO+1 NC, LED module with integrated LED 24 V AC/DC, screw terminal, Z=20-unit packaging | - | 0 | 0
3SU1102-0AB20-1FA0-Z | Y10 | 3SU1102-0AB20-1FA0-ZY10 | 1 | UN | 1 | 10 | C | D | EAR99 | N | 85365080 | 1 |  | 0.06 | KG | 30.97 | 30.97 | CP20 | CP20 | Illuminated pushbutton, 22 mm, round, plastic, red, pushbutton, flat, momentary contact type, with holder, 1 NO+1 NC, LED module with integrated LED 24 V AC/DC, screw terminal, with laser labeling, upper case and lower case, always upper case at beginning of line | - | 0 | 0
3SU1102-0AB20-1FA0-Z | Y11 | 3SU1102-0AB20-1FA0-ZY11 | 1 | UN | 1 | 10 | C | D | EAR99 | N | 85365080 | 1 |  | 0.06 | KG | 30.97 | 30.97 | CP20 | CP20 | Illuminated pushbutton, 22 mm, round, plastic, red, pushbutton, flat, momentary contact type, with holder, 1 NO+1 NC, LED module with integrated LED 24 V AC/DC, screw terminal, with laser labeling, upper case | - | 0 | 0
3SU1102-0AB20-1FA0-Z | Y12 | 3SU1102-0AB20-1FA0-ZY12 | 1 | UN | 1 | 10 | C | D | EAR99 | N | 85365080 | 1 |  | 0.06 | KG | 30.97 | 30.97 | CP20 | CP20 | Illuminated pushbutton, 22 mm, round, plastic, red, pushbutton, flat, momentary contact type, with holder, 1 NO+1 NC, LED module with integrated LED 24 V AC/DC, screw terminal, with laser labeling, lower case | - | 0 | 0
3SU1102-0AB20-1FA0-Z | Y13 | 3SU1102-0AB20-1FA0-ZY13 | 1 | UN | 1 | 10 | C | D | EAR99 | N | 85365080 | 1 |  | 0.06 | KG | 30.97 | 30.97 | CP20 | CP20 | Illuminated pushbutton, 22 mm, round, plastic, red, pushbutton, flat, momentary contact type, with holder, 1 NO+1 NC, LED module with integrated LED 24 V AC/DC, screw terminal, with laser labeling, symbol number according to, ISO 7000 or IEC 60417 | - | 0 | 0
3SU1102-0AB20-1FA0-Z | Y15 | 3SU1102-0AB20-1FA0-ZY15 | 1 | UN | 1 | 10 | C | D | EAR99 | N | 85365080 | 1 |  | 0.06 | KG | 30.97 | 30.97 | CP20 | CP20 | Illuminated pushbutton, 22 mm, round, plastic, red, pushbutton, flat, momentary contact type, with holder, 1 NO+1 NC, LED module with integrated LED 24 V AC/DC, screw terminal, with laser labeling, upper case and lower case, Always upper case at the beginning of the word | - | 0 | 0
3SU1102-0AB20-1FA0-Z | Y19 | 3SU1102-0AB20-1FA0-ZY19 | 1 | UN | 1 | 10 | C | D | EAR99 | N | 85365080 | 1 |  | 0.06 | KG | 27.17 | 27.17 | CP20 | CP20 | Illuminated pushbutton, 22 mm, round, plastic, red, pushbutton, flat, momentary contact type, with holder, 1 NO+1 NC, LED module with integrated LED 24 V AC/DC, screw terminal, with laser labeling, inscription or symbol Customer-specific selection with SIRIUS ACT configurator (CIN) | - | 0 | 0
3SU1102-0AB20-3CA0 |  | 3SU1102-0AB20-3CA0 | 1 | UN | 1 | 5 | B | D | N | N | 85365080 | 1 | 4011209957275 | 0.057 | KG | 23.85 | 23.85 | CP20 | CP20 | Illuminated pushbutton, 22 mm, round, plastic, red, pushbutton, flat, momentary contact type, with holder, 1 NC, LED module with integrated LED 24 V AC/DC, Spring-type terminal | - | 0 | 0
3SU1102-0AB20-3CA0-Z | X90 | 3SU1102-0AB20-3CA0-ZX90 | 1 | UN | 1 | 5 | B | D | N | N | 85365080 | 20 |  | 0.065 | KG | 23.85 | 23.85 | CP20 | CP20 | Illuminated pushbutton, 22 mm, round, plastic, red, pushbutton, flat, momentary contact type, with holder, 1NC, LED module with integrated LED 24 V AC/DC, spring-type terminal, Z=20-unit packaging | - | 0 | 0
3SU1102-0AB20-3CA0-Z | Y10 | 3SU1102-0AB20-3CA0-ZY10 | 1 | UN | 1 | 10 | C | D | EAR99 | N | 85365080 | 1 |  | 0.052 | KG | 28.6 | 28.6 | CP20 | CP20 | Illuminated pushbutton, 22 mm, round, plastic, red, pushbutton, flat, momentary contact type, with holder, 1NC, LED module with integrated LED 24 V AC/DC, spring-type terminal, with laser labeling, upper case and lower case, always upper case at beginning of line | - | 0 | 0
3SU1102-0AB20-3CA0-Z | Y11 | 3SU1102-0AB20-3CA0-ZY11 | 1 | UN | 1 | 10 | C | D | EAR99 | N | 85365080 | 1 |  | 0.052 | KG | 28.6 | 28.6 | CP20 | CP20 | Illuminated pushbutton, 22 mm, round, plastic, red, pushbutton, flat, momentary contact type, with holder, 1NC, LED module with integrated LED 24 V AC/DC, spring-type terminal, with laser labeling, upper case | - | 0 | 0
3SU1102-0AB20-3CA0-Z | Y12 | 3SU1102-0AB20-3CA0-ZY12 | 1 | UN | 1 | 10 | C | D | EAR99 | N | 85365080 | 1 |  | 0.052 | KG | 28.6 | 28.6 | CP20 | CP20 | Illuminated pushbutton, 22 mm, round, plastic, red, pushbutton, flat, momentary contact type, with holder, 1NC, LED module with integrated LED 24 V AC/DC, spring-type terminal, with laser labeling, lower case | - | 0 | 0
3SU1102-0AB20-3CA0-Z | Y13 | 3SU1102-0AB20-3CA0-ZY13 | 1 | UN | 1 | 10 | C | D | EAR99 | N | 85365080 | 1 |  | 0.052 | KG | 28.6 | 28.6 | CP20 | CP20 | Illuminated pushbutton, 22 mm, round, plastic, red, pushbutton, flat, momentary contact type, with holder, 1NC, LED module with integrated LED 24 V AC/DC, spring-type terminal, with laser labeling, symbol number according to, ISO 7000 or IEC 60417 | - | 0 | 0
3SU1102-0AB20-3CA0-Z | Y15 | 3SU1102-0AB20-3CA0-ZY15 | 1 | UN | 1 | 10 | C | D | EAR99 | N | 85365080 | 1 |  | 0.052 | KG | 28.6 | 28.6 | CP20 | CP20 | Illuminated pushbutton, 22 mm, round, plastic, red, pushbutton, flat, momentary contact type, with holder, 1NC, LED module with integrated LED 24 V AC/DC, spring-type terminal, with laser labeling, upper case and lower case, Always upper case at the beginning of the word | - | 0 | 0
3SU1102-0AB20-3CA0-Z | Y19 | 3SU1102-0AB20-3CA0-ZY19 | 1 | UN | 1 | 10 | C | D | EAR99 | N | 85365080 | 1 |  | 0.052 | KG | 24.8 | 24.8 | CP20 | CP20 | Illuminated pushbutton, 22 mm, round, plastic, red, pushbutton, flat, momentary contact type, with holder, 1NC, LED module with integrated LED 24 V AC/DC, spring-type terminal, with laser labeling, inscription or symbol Customer-specific selection with SIRIUS ACT configurator (CIN) | - | 0 | 0
3SU1102-0AB20-3FA0 |  | 3SU1102-0AB20-3FA0 | 1 | UN | 1 | 5 | B | D | N | N | 85365080 | 1 | 4011209957091 | 0.064 | KG | 27.65 | 27.65 | CP20 | CP20 | Illuminated pushbutton, 22 mm, round, plastic, red, pushbutton, flat, momentary contact type, with holder, 1 NO+1 NC, LED module with integrated LED 24 V AC/DC, Spring-type terminal | - | 0 | 0
3SU1102-0AB20-3FA0-Z | X90 | 3SU1102-0AB20-3FA0-ZX90 | 1 | UN | 1 | 5 | B | D | N | N | 85365080 | 20 | 4047621049571 | 0.072 | KG | 27.65 | 27.65 | CP20 | CP20 | Illuminated pushbutton, 22 mm, round, plastic, red, pushbutton, flat, momentary contact type, with holder, 1 NO+1 NC, LED module with integrated LED 24 V AC/DC, spring-type terminal, Z=20-unit packaging | - | 0 | 0
3SU1102-0AB20-3FA0-Z | Y10 | 3SU1102-0AB20-3FA0-ZY10 | 1 | UN | 1 | 10 | C | D | N | N | 85365080 | 1 |  | 0.017 | KG | 32.4 | 32.4 | CP20 | CP20 | Illuminated pushbutton, 22 mm, round, plastic, red, pushbutton, flat, momentary contact type, with holder, 1 NO+1 NC, LED module with integrated LED 24 V AC/DC, spring-type terminal, with laser labeling, upper case and lower case, always upper case at beginning of line | - | 0 | 0
3SU1102-0AB20-3FA0-Z | Y11 | 3SU1102-0AB20-3FA0-ZY11 | 1 | UN | 1 | 10 | C | D | N | N | 85365080 | 1 |  | 0.065 | KG | 32.4 | 32.4 | CP20 | CP20 | Illuminated pushbutton, 22 mm, round, plastic, red, pushbutton, flat, momentary contact type, with holder, 1 NO+1 NC, LED module with integrated LED 24 V AC/DC, spring-type terminal, with laser labeling, upper case | - | 0 | 0
3SU1102-0AB20-3FA0-Z | Y12 | 3SU1102-0AB20-3FA0-ZY12 | 1 | UN | 1 | 10 | C | D | N | N | 85365080 | 1 |  | 0.017 | KG | 32.4 | 32.4 | CP20 | CP20 | Illuminated pushbutton, 22 mm, round, plastic, red, pushbutton, flat, momentary contact type, with holder, 1 NO+1 NC, LED module with integrated LED 24 V AC/DC, spring-type terminal, with laser labeling, lower case | - | 0 | 0
3SU1102-0AB20-3FA0-Z | Y13 | 3SU1102-0AB20-3FA0-ZY13 | 1 | UN | 1 | 10 | C | D | N | N | 85365080 | 1 |  | 0.017 | KG | 32.4 | 32.4 | CP20 | CP20 | Illuminated pushbutton, 22 mm, round, plastic, red, pushbutton, flat, momentary contact type, with holder, 1 NO+1 NC, LED module with integrated LED 24 V AC/DC, spring-type terminal, with laser labeling, symbol number according to, ISO 7000 or IEC 60417 | - | 0 | 0
3SU1102-0AB20-3FA0-Z | Y15 | 3SU1102-0AB20-3FA0-ZY15 | 1 | UN | 1 | 10 | C | D | N | N | 85365080 | 1 |  | 0.017 | KG | 32.4 | 32.4 | CP20 | CP20 | Illuminated pushbutton, 22 mm, round, plastic, red, pushbutton, flat, momentary contact type, with holder, 1 NO+1 NC, LED module with integrated LED 24 V AC/DC, spring-type terminal, with laser labeling, upper case and lower case, Always upper case at the beginning of the word | - | 0 | 0
3SU1102-0AB20-3FA0-Z | Y19 | 3SU1102-0AB20-3FA0-ZY19 | 1 | UN | 1 | 10 | C | D | N | N | 85365080 | 1 |  | 0.017 | KG | 28.6 | 28.6 | CP20 | CP20 | Illuminated pushbutton, 22 mm, round, plastic, red, pushbutton, flat, momentary contact type, with holder, 1 NO+1 NC, LED module with integrated LED 24 V AC/DC, spring-type terminal, with laser labeling, inscription or symbol Customer-specific selection with SIRIUS ACT configurator (CIN) | - | 0 | 0
3SU1102-0AB30-1BA0 |  | 3SU1102-0AB30-1BA0 | 1 | UN | 1 | 1 | A | D | N | N | 85365080 | 1 | 4011209957169 | 0.057 | KG | 22.99 | 21.47 | CP20 | CP20 | Illuminated pushbutton, 22 mm, round, plastic, yellow, pushbutton, flat, momentary contact type, with holder, 1 NO, LED module with integrated LED 24 V AC/DC, screw terminal | Lista Papel 2020 SI | 0 | 0
3SU1102-0AB30-1BA0-Z | X90 | 3SU1102-0AB30-1BA0-ZX90 | 1 | UN | 1 | 5 | B | D | N | N | 85365080 | 20 | 4047621065618 | 0.064 | KG | 22.99 | 22.99 | CP20 | CP20 | Illuminated pushbutton, 22 mm, round, plastic, yellow, pushbutton, flat, momentary contact type, with holder, 1NO, LED module with integrated LED 24 V AC/DC, screw terminal, Z=20-unit packaging | - | 0 | 0
3SU1102-0AB30-1BA0-Z | Y10 | 3SU1102-0AB30-1BA0-ZY10 | 1 | UN | 1 | 10 | C | D | N | N | 85365080 | 1 |  | 0.017 | KG | 27.74 | 27.74 | CP20 | CP20 | Illuminated pushbutton, 22 mm, round, plastic, yellow, pushbutton, flat, momentary contact type, with holder, 1NO, LED module with integrated LED 24 V AC/DC, screw terminal, with laser labeling, upper case and lower case, always upper case at beginning of line | - | 0 | 0
3SU1102-0AB30-1BA0-Z | Y11 | 3SU1102-0AB30-1BA0-ZY11 | 1 | UN | 1 | 10 | C | D | N | N | 85365080 | 1 |  | 0.055 | KG | 27.74 | 27.74 | CP20 | CP20 | Illuminated pushbutton, 22 mm, round, plastic, yellow, pushbutton, flat, momentary contact type, with holder, 1NO, LED module with integrated LED 24 V AC/DC, screw terminal, with laser labeling, upper case | - | 0 | 0
3SU1102-0AB30-1BA0-Z | Y12 | 3SU1102-0AB30-1BA0-ZY12 | 1 | UN | 1 | 10 | C | D | N | N | 85365080 | 1 |  | 0.017 | KG | 27.74 | 27.74 | CP20 | CP20 | Illuminated pushbutton, 22 mm, round, plastic, yellow, pushbutton, flat, momentary contact type, with holder, 1NO, LED module with integrated LED 24 V AC/DC, screw terminal, with laser labeling, lower case | - | 0 | 0
3SU1102-0AB30-1BA0-Z | Y13 | 3SU1102-0AB30-1BA0-ZY13 | 1 | UN | 1 | 10 | C | D | N | N | 85365080 | 1 |  | 0.017 | KG | 27.74 | 27.74 | CP20 | CP20 | Illuminated pushbutton, 22 mm, round, plastic, yellow, pushbutton, flat, momentary contact type, with holder, 1NO, LED module with integrated LED 24 V AC/DC, screw terminal, with laser labeling, symbol number according to, ISO 7000 or IEC 60417 | - | 0 | 0
3SU1102-0AB30-1BA0-Z | Y15 | 3SU1102-0AB30-1BA0-ZY15 | 1 | UN | 1 | 10 | C | D | N | N | 85365080 | 1 |  | 0.017 | KG | 27.74 | 27.74 | CP20 | CP20 | Illuminated pushbutton, 22 mm, round, plastic, yellow, pushbutton, flat, momentary contact type, with holder, 1NO, LED module with integrated LED 24 V AC/DC, screw terminal, with laser labeling, upper case and lower case, Always upper case at the beginning of the word | - | 0 | 0
3SU1102-0AB30-1BA0-Z | Y19 | 3SU1102-0AB30-1BA0-ZY19 | 1 | UN | 1 | 10 | C | D | N | N | 85365080 | 1 |  | 0.017 | KG | 23.94 | 23.94 | CP20 | CP20 | Illuminated pushbutton, 22 mm, round, plastic, yellow, pushbutton, flat, momentary contact type, with holder, 1NO, LED module with integrated LED 24 V AC/DC, screw terminal, with laser labeling, inscription or symbol Customer-specific selection with SIRIUS ACT configurator (CIN) | - | 0 | 0
3SU1102-0AB30-1FA0 |  | 3SU1102-0AB30-1FA0 | 1 | UN | 1 | 3 | B | D | N | N | 85365080 | 1 | 4011209957046 | 0.065 | KG | 26.22 | 24.8 | CP20 | CP20 | Illuminated pushbutton, 22 mm, round, plastic, yellow, pushbutton, flat, momentary contact type, with holder, 1 NO+1 NC, LED module with integrated LED 24 V AC/DC, screw terminal | Lista Papel 2020 SI | 0 | 0
3SU1102-0AB30-1FA0-Z | X90 | 3SU1102-0AB30-1FA0-ZX90 | 1 | UN | 1 | 5 | B | D | EAR99 | N | 85365080 | 20 |  | 0.06 | KG | 26.22 | 26.22 | CP20 | CP20 | Illuminated pushbutton, 22 mm, round, plastic, yellow, pushbutton, flat, momentary contact type, with holder, 1 NO+1 NC, LED module with integrated LED 24 V AC/DC, screw terminal, Z=20-unit packaging | - | 0 | 0
3SU1102-0AB30-1FA0-Z | Y10 | 3SU1102-0AB30-1FA0-ZY10 | 1 | UN | 1 | 10 | C | D | EAR99 | N | 85365080 | 1 |  | 0.06 | KG | 30.97 | 30.97 | CP20 | CP20 | Illuminated pushbutton, 22 mm, round, plastic, yellow, pushbutton, flat, momentary contact type, with holder, 1 NO+1 NC, LED module with integrated LED 24 V AC/DC, screw terminal, with laser labeling, upper case and lower case, always upper case at beginning of line | - | 0 | 0
3SU1102-0AB30-1FA0-Z | Y11 | 3SU1102-0AB30-1FA0-ZY11 | 1 | UN | 1 | 10 | C | D | EAR99 | N | 85365080 | 1 |  | 0.06 | KG | 30.97 | 30.97 | CP20 | CP20 | Illuminated pushbutton, 22 mm, round, plastic, yellow, pushbutton, flat, momentary contact type, with holder, 1 NO+1 NC, LED module with integrated LED 24 V AC/DC, screw terminal, with laser labeling, upper case | - | 0 | 0
3SU1102-0AB30-1FA0-Z | Y12 | 3SU1102-0AB30-1FA0-ZY12 | 1 | UN | 1 | 10 | C | D | EAR99 | N | 85365080 | 1 |  | 0.06 | KG | 30.97 | 30.97 | CP20 | CP20 | Illuminated pushbutton, 22 mm, round, plastic, yellow, pushbutton, flat, momentary contact type, with holder, 1 NO+1 NC, LED module with integrated LED 24 V AC/DC, screw terminal, with laser labeling, lower case | - | 0 | 0
3SU1102-0AB30-1FA0-Z | Y13 | 3SU1102-0AB30-1FA0-ZY13 | 1 | UN | 1 | 10 | C | D | EAR99 | N | 85365080 | 1 |  | 0.06 | KG | 30.97 | 30.97 | CP20 | CP20 | Illuminated pushbutton, 22 mm, round, plastic, yellow, pushbutton, flat, momentary contact type, with holder, 1 NO+1 NC, LED module with integrated LED 24 V AC/DC, screw terminal, with laser labeling, symbol number according to, ISO 7000 or IEC 60417 | - | 0 | 0
3SU1102-0AB30-1FA0-Z | Y15 | 3SU1102-0AB30-1FA0-ZY15 | 1 | UN | 1 | 10 | C | D | EAR99 | N | 85365080 | 1 |  | 0.06 | KG | 30.97 | 30.97 | CP20 | CP20 | Illuminated pushbutton, 22 mm, round, plastic, yellow, pushbutton, flat, momentary contact type, with holder, 1 NO+1 NC, LED module with integrated LED 24 V AC/DC, screw terminal, with laser labeling, upper case and lower case, Always upper case at the beginning of the word | - | 0 | 0
3SU1102-0AB30-1FA0-Z | Y19 | 3SU1102-0AB30-1FA0-ZY19 | 1 | UN | 1 | 10 | C | D | EAR99 | N | 85365080 | 1 |  | 0.06 | KG | 27.17 | 27.17 | CP20 | CP20 | Illuminated pushbutton, 22 mm, round, plastic, yellow, pushbutton, flat, momentary contact type, with holder, 1 NO+1 NC, LED module with integrated LED 24 V AC/DC, screw terminal, with laser labeling, inscription or symbol Customer-specific selection with SIRIUS ACT configurator (CIN) | - | 0 | 0
3SU1102-0AB30-3BA0 |  | 3SU1102-0AB30-3BA0 | 1 | UN | 1 | 5 | B | D | N | N | 85365080 | 1 | 4011209957213 | 0.06 | KG | 23.85 | 23.85 | CP20 | CP20 | Illuminated pushbutton, 22 mm, round, plastic, yellow, pushbutton, flat, momentary contact type, with holder, 1 NO, LED module with integrated LED 24 V AC/DC, Spring-type terminal | - | 0 | 0
3SU1102-0AB30-3BA0-Z | X90 | 3SU1102-0AB30-3BA0-ZX90 | 1 | UN | 1 | 5 | B | D | EAR99 | N | 85365080 | 20 |  | 0.052 | KG | 23.85 | 23.85 | CP20 | CP20 | Illuminated pushbutton, 22 mm, round, plastic, yellow, pushbutton, flat, momentary contact type, with holder, 1NO, LED module with integrated LED 24 V AC/DC, spring-type terminal, Z=20-unit packaging | - | 0 | 0
3SU1102-0AB30-3BA0-Z | Y10 | 3SU1102-0AB30-3BA0-ZY10 | 1 | UN | 1 | 10 | C | D | EAR99 | N | 85365080 | 1 |  | 0.052 | KG | 28.6 | 28.6 | CP20 | CP20 | Illuminated pushbutton, 22 mm, round, plastic, yellow, pushbutton, flat, momentary contact type, with holder, 1NO, LED module with integrated LED 24 V AC/DC, spring-type terminal, with laser labeling, upper case and lower case, always upper case at beginning of line | - | 0 | 0
3SU1102-0AB30-3BA0-Z | Y11 | 3SU1102-0AB30-3BA0-ZY11 | 1 | UN | 1 | 10 | C | D | EAR99 | N | 85365080 | 1 |  | 0.052 | KG | 28.6 | 28.6 | CP20 | CP20 | Illuminated pushbutton, 22 mm, round, plastic, yellow, pushbutton, flat, momentary contact type, with holder, 1NO, LED module with integrated LED 24 V AC/DC, spring-type terminal, with laser labeling, upper case | - | 0 | 0
3SU1102-0AB30-3BA0-Z | Y12 | 3SU1102-0AB30-3BA0-ZY12 | 1 | UN | 1 | 10 | C | D | EAR99 | N | 85365080 | 1 |  | 0.052 | KG | 28.6 | 28.6 | CP20 | CP20 | Illuminated pushbutton, 22 mm, round, plastic, yellow, pushbutton, flat, momentary contact type, with holder, 1NO, LED module with integrated LED 24 V AC/DC, spring-type terminal, with laser labeling, lower case | - | 0 | 0
3SU1102-0AB30-3BA0-Z | Y13 | 3SU1102-0AB30-3BA0-ZY13 | 1 | UN | 1 | 10 | C | D | EAR99 | N | 85365080 | 1 |  | 0.052 | KG | 28.6 | 28.6 | CP20 | CP20 | Illuminated pushbutton, 22 mm, round, plastic, yellow, pushbutton, flat, momentary contact type, with holder, 1NO, LED module with integrated LED 24 V AC/DC, spring-type terminal, with laser labeling, symbol number according to, ISO 7000 or IEC 60417 | - | 0 | 0
3SU1102-0AB30-3BA0-Z | Y15 | 3SU1102-0AB30-3BA0-ZY15 | 1 | UN | 1 | 10 | C | D | EAR99 | N | 85365080 | 1 |  | 0.052 | KG | 28.6 | 28.6 | CP20 | CP20 | Illuminated pushbutton, 22 mm, round, plastic, yellow, pushbutton, flat, momentary contact type, with holder, 1NO, LED module with integrated LED 24 V AC/DC, spring-type terminal, with laser labeling, upper case and lower case, Always upper case at the beginning of the word | - | 0 | 0
3SU1102-0AB30-3BA0-Z | Y19 | 3SU1102-0AB30-3BA0-ZY19 | 1 | UN | 1 | 10 | C | D | EAR99 | N | 85365080 | 1 |  | 0.052 | KG | 24.8 | 24.8 | CP20 | CP20 | Illuminated pushbutton, 22 mm, round, plastic, yellow, pushbutton, flat, momentary contact type, with holder, 1NO, LED module with integrated LED 24 V AC/DC, spring-type terminal, with laser labeling, inscription or symbol Customer-specific selection with SIRIUS ACT configurator (CIN) | - | 0 | 0
3SU1102-0AB30-3FA0 |  | 3SU1102-0AB30-3FA0 | 1 | UN | 1 | 5 | B | D | N | N | 85365080 | 1 | 4011209957107 | 0.06 | KG | 27.65 | 27.65 | CP20 | CP20 | Illuminated pushbutton, 22 mm, round, plastic, yellow, pushbutton, flat, momentary contact type, with holder, 1 NO+1 NC, LED module with integrated LED 24 V AC/DC, Spring-type terminal | - | 0 | 0
3SU1102-0AB30-3FA0-Z | X90 | 3SU1102-0AB30-3FA0-ZX90 | 1 | UN | 1 | 5 | B | D | N | N | 85365080 | 20 | 4047621050959 | 0.073 | KG | 27.65 | 27.65 | CP20 | CP20 | Illuminated pushbutton, 22 mm, round, plastic, yellow, pushbutton, flat, momentary contact type, with holder, 1 NO+1 NC, LED module with integrated LED 24 V AC/DC, spring-type terminal, Z=20-unit packaging | - | 0 | 0
3SU1102-0AB30-3FA0-Z | Y10 | 3SU1102-0AB30-3FA0-ZY10 | 1 | UN | 1 | 10 | C | D | EAR99 | N | 85365080 | 1 |  | 0.06 | KG | 32.4 | 32.4 | CP20 | CP20 | Illuminated pushbutton, 22 mm, round, plastic, yellow, pushbutton, flat, momentary contact type, with holder, 1 NO+1 NC, LED module with integrated LED 24 V AC/DC, spring-type terminal, with laser labeling, upper case and lower case, always upper case at beginning of line | - | 0 | 0
3SU1102-0AB30-3FA0-Z | Y11 | 3SU1102-0AB30-3FA0-ZY11 | 1 | UN | 1 | 10 | C | D | EAR99 | N | 85365080 | 1 |  | 0.06 | KG | 32.4 | 32.4 | CP20 | CP20 | Illuminated pushbutton, 22 mm, round, plastic, yellow, pushbutton, flat, momentary contact type, with holder, 1 NO+1 NC, LED module with integrated LED 24 V AC/DC, spring-type terminal, with laser labeling, upper case | - | 0 | 0
3SU1102-0AB30-3FA0-Z | Y12 | 3SU1102-0AB30-3FA0-ZY12 | 1 | UN | 1 | 10 | C | D | EAR99 | N | 85365080 | 1 |  | 0.06 | KG | 32.4 | 32.4 | CP20 | CP20 | Illuminated pushbutton, 22 mm, round, plastic, yellow, pushbutton, flat, momentary contact type, with holder, 1 NO+1 NC, LED module with integrated LED 24 V AC/DC, spring-type terminal, with laser labeling, lower case | - | 0 | 0
3SU1102-0AB30-3FA0-Z | Y13 | 3SU1102-0AB30-3FA0-ZY13 | 1 | UN | 1 | 10 | C | D | EAR99 | N | 85365080 | 1 |  | 0.06 | KG | 32.4 | 32.4 | CP20 | CP20 | Illuminated pushbutton, 22 mm, round, plastic, yellow, pushbutton, flat, momentary contact type, with holder, 1 NO+1 NC, LED module with integrated LED 24 V AC/DC, spring-type terminal, with laser labeling, symbol number according to, ISO 7000 or IEC 60417 | - | 0 | 0
3SU1102-0AB30-3FA0-Z | Y15 | 3SU1102-0AB30-3FA0-ZY15 | 1 | UN | 1 | 10 | C | D | EAR99 | N | 85365080 | 1 |  | 0.06 | KG | 32.4 | 32.4 | CP20 | CP20 | Illuminated pushbutton, 22 mm, round, plastic, yellow, pushbutton, flat, momentary contact type, with holder, 1 NO+1 NC, LED module with integrated LED 24 V AC/DC, spring-type terminal, with laser labeling, upper case and lower case, Always upper case at the beginning of the word | - | 0 | 0
3SU1102-0AB30-3FA0-Z | Y19 | 3SU1102-0AB30-3FA0-ZY19 | 1 | UN | 1 | 10 | C | D | EAR99 | N | 85365080 | 1 |  | 0.06 | KG | 28.6 | 28.6 | CP20 | CP20 | Illuminated pushbutton, 22 mm, round, plastic, yellow, pushbutton, flat, momentary contact type, with holder, 1 NO+1 NC, LED module with integrated LED 24 V AC/DC, spring-type terminal, with laser labeling, inscription or symbol Customer-specific selection with SIRIUS ACT configurator (CIN) | - | 0 | 0
3SU1102-0AB40-1BA0 |  | 3SU1102-0AB40-1BA0 | 1 | UN | 1 | 1 | A | D | N | N | 85365080 | 1 | 4011209957176 | 0.057 | KG | 22.99 | 21.47 | CP20 | CP20 | Illuminated pushbutton, 22 mm, round, plastic, green, pushbutton, flat, momentary contact type, with holder, 1 NO, LED module with integrated LED 24 V AC/DC, screw terminal | Lista Papel 2020 SI | 0 | 0
3SU1102-0AB40-1BA0-Z | X90 | 3SU1102-0AB40-1BA0-ZX90 | 1 | UN | 1 | 5 | B | D | N | N | 85365080 | 20 | 4047621065625 | 0.064 | KG | 22.99 | 22.99 | CP20 | CP20 | Illuminated pushbutton, 22 mm, round, plastic, green, pushbutton, flat, momentary contact type, with holder, 1NO, LED module with integrated LED 24 V AC/DC, screw terminal, Z=20-unit packaging | - | 0 | 0
3SU1102-0AB40-1BA0-Z | Y10 | 3SU1102-0AB40-1BA0-ZY10 | 1 | UN | 1 | 10 | C | D | N | N | 85365080 | 1 |  | 0.055 | KG | 27.74 | 27.74 | CP20 | CP20 | Illuminated pushbutton, 22 mm, round, plastic, green, pushbutton, flat, momentary contact type, with holder, 1NO, LED module with integrated LED 24 V AC/DC, screw terminal, with laser labeling, upper case and lower case, always upper case at beginning of line | - | 0 | 0
3SU1102-0AB40-1BA0-Z | Y11 | 3SU1102-0AB40-1BA0-ZY11 | 1 | UN | 1 | 10 | C | D | N | N | 85365080 | 1 |  | 0.057 | KG | 27.74 | 27.74 | CP20 | CP20 | Illuminated pushbutton, 22 mm, round, plastic, green, pushbutton, flat, momentary contact type, with holder, 1NO, LED module with integrated LED 24 V AC/DC, screw terminal, with laser labeling, upper case | - | 0 | 0
3SU1102-0AB40-1BA0-Z | Y12 | 3SU1102-0AB40-1BA0-ZY12 | 1 | UN | 1 | 10 | C | D | N | N | 85365080 | 1 |  | 0.017 | KG | 27.74 | 27.74 | CP20 | CP20 | Illuminated pushbutton, 22 mm, round, plastic, green, pushbutton, flat, momentary contact type, with holder, 1NO, LED module with integrated LED 24 V AC/DC, screw terminal, with laser labeling, lower case | - | 0 | 0
3SU1102-0AB40-1BA0-Z | Y13 | 3SU1102-0AB40-1BA0-ZY13 | 1 | UN | 1 | 10 | C | D | N | N | 85365080 | 1 |  | 0.017 | KG | 27.74 | 27.74 | CP20 | CP20 | Illuminated pushbutton, 22 mm, round, plastic, green, pushbutton, flat, momentary contact type, with holder, 1NO, LED module with integrated LED 24 V AC/DC, screw terminal, with laser labeling, symbol number according to, ISO 7000 or IEC 60417 | - | 0 | 0
3SU1102-0AB40-1BA0-Z | Y15 | 3SU1102-0AB40-1BA0-ZY15 | 1 | UN | 1 | 10 | C | D | N | N | 85365080 | 1 |  | 0.017 | KG | 27.74 | 27.74 | CP20 | CP20 | Illuminated pushbutton, 22 mm, round, plastic, green, pushbutton, flat, momentary contact type, with holder, 1NO, LED module with integrated LED 24 V AC/DC, screw terminal, with laser labeling, upper case and lower case, Always upper case at the beginning of the word | - | 0 | 0
3SU1102-0AB40-1BA0-Z | Y19 | 3SU1102-0AB40-1BA0-ZY19 | 1 | UN | 1 | 10 | C | D | N | N | 85365080 | 1 |  | 0.017 | KG | 23.94 | 23.94 | CP20 | CP20 | Illuminated pushbutton, 22 mm, round, plastic, green, pushbutton, flat, momentary contact type, with holder, 1NO, LED module with integrated LED 24 V AC/DC, screw terminal, with laser labeling, inscription or symbol Customer-specific selection with SIRIUS ACT configurator (CIN) | - | 0 | 0
3SU1102-0AB40-1FA0 |  | 3SU1102-0AB40-1FA0 | 1 | UN | 1 | 1 | A | D | N | N | 85365080 | 1 | 4011209957053 | 0.065 | KG | 26.22 | 24.8 | CP20 | CP20 | Illuminated pushbutton, 22 mm, round, plastic, green, pushbutton, flat, momentary contact type, with holder, 1 NO+1 NC, LED module with integrated LED 24 V AC/DC, screw terminal | Lista Papel 2020 SI | 0 | 0
3SU1102-0AB40-1FA0-Z | X90 | 3SU1102-0AB40-1FA0-ZX90 | 1 | UN | 1 | 5 | B | D | EAR99 | N | 85365080 | 20 |  | 0.06 | KG | 26.22 | 26.22 | CP20 | CP20 | Illuminated pushbutton, 22 mm, round, plastic, green, pushbutton, flat, momentary contact type, with holder, 1 NO+1 NC, LED module with integrated LED 24 V AC/DC, screw terminal, Z=20-unit packaging | - | 0 | 0
3SU1102-0AB40-1FA0-Z | Y10 | 3SU1102-0AB40-1FA0-ZY10 | 1 | UN | 1 | 10 | C | D | EAR99 | N | 85365080 | 1 |  | 0.06 | KG | 30.97 | 30.97 | CP20 | CP20 | Illuminated pushbutton, 22 mm, round, plastic, green, pushbutton, flat, momentary contact type, with holder, 1 NO+1 NC, LED module with integrated LED 24 V AC/DC, screw terminal, with laser labeling, upper case and lower case, always upper case at beginning of line | - | 0 | 0
3SU1102-0AB40-1FA0-Z | Y11 | 3SU1102-0AB40-1FA0-ZY11 | 1 | UN | 1 | 10 | C | D | EAR99 | N | 85365080 | 1 |  | 0.06 | KG | 30.97 | 30.97 | CP20 | CP20 | Illuminated pushbutton, 22 mm, round, plastic, green, pushbutton, flat, momentary contact type, with holder, 1 NO+1 NC, LED module with integrated LED 24 V AC/DC, screw terminal, with laser labeling, upper case | - | 0 | 0
3SU1102-0AB40-1FA0-Z | Y12 | 3SU1102-0AB40-1FA0-ZY12 | 1 | UN | 1 | 10 | C | D | EAR99 | N | 85365080 | 1 |  | 0.06 | KG | 30.97 | 30.97 | CP20 | CP20 | Illuminated pushbutton, 22 mm, round, plastic, green, pushbutton, flat, momentary contact type, with holder, 1 NO+1 NC, LED module with integrated LED 24 V AC/DC, screw terminal, with laser labeling, lower case | - | 0 | 0
3SU1102-0AB40-1FA0-Z | Y13 | 3SU1102-0AB40-1FA0-ZY13 | 1 | UN | 1 | 10 | C | D | EAR99 | N | 85365080 | 1 |  | 0.06 | KG | 30.97 | 30.97 | CP20 | CP20 | Illuminated pushbutton, 22 mm, round, plastic, green, pushbutton, flat, momentary contact type, with holder, 1 NO+1 NC, LED module with integrated LED 24 V AC/DC, screw terminal, with laser labeling, symbol number according to, ISO 7000 or IEC 60417 | - | 0 | 0
3SU1102-0AB40-1FA0-Z | Y15 | 3SU1102-0AB40-1FA0-ZY15 | 1 | UN | 1 | 10 | C | D | EAR99 | N | 85365080 | 1 |  | 0.06 | KG | 30.97 | 30.97 | CP20 | CP20 | Illuminated pushbutton, 22 mm, round, plastic, green, pushbutton, flat, momentary contact type, with holder, 1 NO+1 NC, LED module with integrated LED 24 V AC/DC, screw terminal, with laser labeling, upper case and lower case, Always upper case at the beginning of the word | - | 0 | 0
3SU1102-0AB40-1FA0-Z | Y19 | 3SU1102-0AB40-1FA0-ZY19 | 1 | UN | 1 | 10 | C | D | EAR99 | N | 85365080 | 1 |  | 0.06 | KG | 27.17 | 27.17 | CP20 | CP20 | Illuminated pushbutton, 22 mm, round, plastic, green, pushbutton, flat, momentary contact type, with holder, 1 NO+1 NC, LED module with integrated LED 24 V AC/DC, screw terminal, with laser labeling, inscription or symbol Customer-specific selection with SIRIUS ACT configurator (CIN) | - | 0 | 0
3SU1102-0AB40-3BA0 |  | 3SU1102-0AB40-3BA0 | 1 | UN | 1 | 3 | B | D | N | N | 85365080 | 1 | 4011209957220 | 0.056 | KG | 23.85 | 23.85 | CP20 | CP20 | Illuminated pushbutton, 22 mm, round, plastic, green, pushbutton, flat, momentary contact type, with holder, 1 NO, LED module with integrated LED 24 V AC/DC, Spring-type terminal | - | 0 | 0
3SU1102-0AB40-3BA0-Z | X90 | 3SU1102-0AB40-3BA0-ZX90 | 1 | UN | 1 | 5 | B | D | N | N | 85365080 | 20 |  | 0.065 | KG | 23.85 | 23.85 | CP20 | CP20 | Illuminated pushbutton, 22 mm, round, plastic, green, pushbutton, flat, momentary contact type, with holder, 1NO, LED module with integrated LED 24 V AC/DC, spring-type terminal, Z=20-unit packaging | - | 0 | 0
3SU1102-0AB40-3BA0-Z | Y10 | 3SU1102-0AB40-3BA0-ZY10 | 1 | UN | 1 | 10 | C | D | EAR99 | N | 85365080 | 1 |  | 0.052 | KG | 28.6 | 28.6 | CP20 | CP20 | Illuminated pushbutton, 22 mm, round, plastic, green, pushbutton, flat, momentary contact type, with holder, 1NO, LED module with integrated LED 24 V AC/DC, spring-type terminal, with laser labeling, upper case and lower case, always upper case at beginning of line | - | 0 | 0
3SU1102-0AB40-3BA0-Z | Y11 | 3SU1102-0AB40-3BA0-ZY11 | 1 | UN | 1 | 10 | C | D | EAR99 | N | 85365080 | 1 |  | 0.052 | KG | 28.6 | 28.6 | CP20 | CP20 | Illuminated pushbutton, 22 mm, round, plastic, green, pushbutton, flat, momentary contact type, with holder, 1NO, LED module with integrated LED 24 V AC/DC, spring-type terminal, with laser labeling, upper case | - | 0 | 0
3SU1102-0AB40-3BA0-Z | Y12 | 3SU1102-0AB40-3BA0-ZY12 | 1 | UN | 1 | 10 | C | D | EAR99 | N | 85365080 | 1 |  | 0.052 | KG | 28.6 | 28.6 | CP20 | CP20 | Illuminated pushbutton, 22 mm, round, plastic, green, pushbutton, flat, momentary contact type, with holder, 1NO, LED module with integrated LED 24 V AC/DC, spring-type terminal, with laser labeling, lower case | - | 0 | 0
3SU1102-0AB40-3BA0-Z | Y13 | 3SU1102-0AB40-3BA0-ZY13 | 1 | UN | 1 | 10 | C | D | EAR99 | N | 85365080 | 1 |  | 0.052 | KG | 28.6 | 28.6 | CP20 | CP20 | Illuminated pushbutton, 22 mm, round, plastic, green, pushbutton, flat, momentary contact type, with holder, 1NO, LED module with integrated LED 24 V AC/DC, spring-type terminal, with laser labeling, symbol number according to, ISO 7000 or IEC 60417 | - | 0 | 0
3SU1102-0AB40-3BA0-Z | Y15 | 3SU1102-0AB40-3BA0-ZY15 | 1 | UN | 1 | 10 | C | D | EAR99 | N | 85365080 | 1 |  | 0.052 | KG | 28.6 | 28.6 | CP20 | CP20 | Illuminated pushbutton, 22 mm, round, plastic, green, pushbutton, flat, momentary contact type, with holder, 1NO, LED module with integrated LED 24 V AC/DC, spring-type terminal, with laser labeling, upper case and lower case, Always upper case at the beginning of the word | - | 0 | 0
3SU1102-0AB40-3BA0-Z | Y19 | 3SU1102-0AB40-3BA0-ZY19 | 1 | UN | 1 | 10 | C | D | EAR99 | N | 85365080 | 1 |  | 0.052 | KG | 24.8 | 24.8 | CP20 | CP20 | Illuminated pushbutton, 22 mm, round, plastic, green, pushbutton, flat, momentary contact type, with holder, 1NO, LED module with integrated LED 24 V AC/DC, spring-type terminal, with laser labeling, inscription or symbol Customer-specific selection with SIRIUS ACT configurator (CIN) | - | 0 | 0
3SU1102-0AB40-3FA0 |  | 3SU1102-0AB40-3FA0 | 1 | UN | 1 | 5 | B | D | N | N | 85365080 | 1 | 4011209957114 | 0.064 | KG | 27.65 | 27.65 | CP20 | CP20 | Illuminated pushbutton, 22 mm, round, plastic, green, pushbutton, flat, momentary contact type, with holder, 1 NO+1 NC, LED module with integrated LED 24 V AC/DC, Spring-type terminal | - | 0 | 0
3SU1102-0AB40-3FA0-Z | X90 | 3SU1102-0AB40-3FA0-ZX90 | 1 | UN | 1 | 5 | B | D | N | N | 85365080 | 20 | 4047621050966 | 0.072 | KG | 27.65 | 27.65 | CP20 | CP20 | Illuminated pushbutton, 22 mm, round, plastic, green, pushbutton, flat, momentary contact type, with holder, 1 NO+1 NC, LED module with integrated LED 24 V AC/DC, spring-type terminal, Z=20-unit packaging | - | 0 | 0
3SU1102-0AB40-3FA0-Z | Y10 | 3SU1102-0AB40-3FA0-ZY10 | 1 | UN | 1 | 10 | C | D | EAR99 | N | 85365080 | 1 |  | 0.06 | KG | 32.4 | 32.4 | CP20 | CP20 | Illuminated pushbutton, 22 mm, round, plastic, green, pushbutton, flat, momentary contact type, with holder, 1 NO+1 NC, LED module with integrated LED 24 V AC/DC, spring-type terminal, with laser labeling, upper case and lower case, always upper case at beginning of line | - | 0 | 0
3SU1102-0AB40-3FA0-Z | Y11 | 3SU1102-0AB40-3FA0-ZY11 | 1 | UN | 1 | 10 | C | D | EAR99 | N | 85365080 | 1 |  | 0.06 | KG | 32.4 | 32.4 | CP20 | CP20 | Illuminated pushbutton, 22 mm, round, plastic, green, pushbutton, flat, momentary contact type, with holder, 1 NO+1 NC, LED module with integrated LED 24 V AC/DC, spring-type terminal, with laser labeling, upper case | - | 0 | 0
3SU1102-0AB40-3FA0-Z | Y12 | 3SU1102-0AB40-3FA0-ZY12 | 1 | UN | 1 | 10 | C | D | EAR99 | N | 85365080 | 1 |  | 0.06 | KG | 32.4 | 32.4 | CP20 | CP20 | Illuminated pushbutton, 22 mm, round, plastic, green, pushbutton, flat, momentary contact type, with holder, 1 NO+1 NC, LED module with integrated LED 24 V AC/DC, spring-type terminal, with laser labeling, lower case | - | 0 | 0
3SU1102-0AB40-3FA0-Z | Y13 | 3SU1102-0AB40-3FA0-ZY13 | 1 | UN | 1 | 10 | C | D | EAR99 | N | 85365080 | 1 |  | 0.06 | KG | 32.4 | 32.4 | CP20 | CP20 | Illuminated pushbutton, 22 mm, round, plastic, green, pushbutton, flat, momentary contact type, with holder, 1 NO+1 NC, LED module with integrated LED 24 V AC/DC, spring-type terminal, with laser labeling, symbol number according to, ISO 7000 or IEC 60417 | - | 0 | 0
3SU1102-0AB40-3FA0-Z | Y15 | 3SU1102-0AB40-3FA0-ZY15 | 1 | UN | 1 | 10 | C | D | EAR99 | N | 85365080 | 1 |  | 0.06 | KG | 32.4 | 32.4 | CP20 | CP20 | Illuminated pushbutton, 22 mm, round, plastic, green, pushbutton, flat, momentary contact type, with holder, 1 NO+1 NC, LED module with integrated LED 24 V AC/DC, spring-type terminal, with laser labeling, upper case and lower case, Always upper case at the beginning of the word | - | 0 | 0
3SU1102-0AB40-3FA0-Z | Y19 | 3SU1102-0AB40-3FA0-ZY19 | 1 | UN | 1 | 10 | C | D | EAR99 | N | 85365080 | 1 |  | 0.06 | KG | 28.6 | 28.6 | CP20 | CP20 | Illuminated pushbutton, 22 mm, round, plastic, green, pushbutton, flat, momentary contact type, with holder, 1 NO+1 NC, LED module with integrated LED 24 V AC/DC, spring-type terminal, with laser labeling, inscription or symbol Customer-specific selection with SIRIUS ACT configurator (CIN) | - | 0 | 0
3SU1102-0AB50-1BA0 |  | 3SU1102-0AB50-1BA0 | 1 | UN | 1 | 1 | A | D | N | N | 85365080 | 1 | 4011209957183 | 0.057 | KG | 22.99 | 21.47 | CP20 | CP20 | Illuminated pushbutton, 22 mm, round, plastic, blue, pushbutton, flat, momentary contact type, with holder, 1 NO, LED module with integrated LED 24 V AC/DC, screw terminal | Lista Papel 2020 SI | 0 | 0
3SU1102-0AB50-1BA0-Z | X90 | 3SU1102-0AB50-1BA0-ZX90 | 1 | UN | 1 | 5 | B | D | N | N | 85365080 | 20 | 4047621049847 | 0.065 | KG | 22.99 | 22.99 | CP20 | CP20 | Illuminated pushbutton, 22 mm, round, plastic, blue, pushbutton, flat, momentary contact type, with holder, 1NO, LED module with integrated LED 24 V AC/DC, screw terminal, Z=20-unit packaging | - | 0 | 0
3SU1102-0AB50-1BA0-Z | Y10 | 3SU1102-0AB50-1BA0-ZY10 | 1 | UN | 1 | 10 | C | D | N | N | 85365080 | 1 |  | 0.052 | KG | 27.74 | 27.74 | CP20 | CP20 | Illuminated pushbutton, 22 mm, round, plastic, blue, pushbutton, flat, momentary contact type, with holder, 1NO, LED module with integrated LED 24 V AC/DC, screw terminal, with laser labeling, upper case and lower case, always upper case at beginning of line | - | 0 | 0
3SU1102-0AB50-1BA0-Z | Y11 | 3SU1102-0AB50-1BA0-ZY11 | 1 | UN | 1 | 10 | C | D | N | N | 85365080 | 1 |  | 0.052 | KG | 27.74 | 27.74 | CP20 | CP20 | Illuminated pushbutton, 22 mm, round, plastic, blue, pushbutton, flat, momentary contact type, with holder, 1NO, LED module with integrated LED 24 V AC/DC, screw terminal, with laser labeling, upper case | - | 0 | 0
3SU1102-0AB50-1BA0-Z | Y12 | 3SU1102-0AB50-1BA0-ZY12 | 1 | UN | 1 | 10 | C | D | N | N | 85365080 | 1 |  | 0.052 | KG | 27.74 | 27.74 | CP20 | CP20 | Illuminated pushbutton, 22 mm, round, plastic, blue, pushbutton, flat, momentary contact type, with holder, 1NO, LED module with integrated LED 24 V AC/DC, screw terminal, with laser labeling, lower case | - | 0 | 0
3SU1102-0AB50-1BA0-Z | Y13 | 3SU1102-0AB50-1BA0-ZY13 | 1 | UN | 1 | 10 | C | D | N | N | 85365080 | 1 |  | 0.063 | KG | 27.74 | 27.74 | CP20 | CP20 | Illuminated pushbutton, 22 mm, round, plastic, blue, pushbutton, flat, momentary contact type, with holder, 1NO, LED module with integrated LED 24 V AC/DC, screw terminal, with laser labeling, symbol number according to, ISO 7000 or IEC 60417 | - | 0 | 0
3SU1102-0AB50-1BA0-Z | Y15 | 3SU1102-0AB50-1BA0-ZY15 | 1 | UN | 1 | 10 | C | D | N | N | 85365080 | 1 |  | 0.052 | KG | 27.74 | 27.74 | CP20 | CP20 | Illuminated pushbutton, 22 mm, round, plastic, blue, pushbutton, flat, momentary contact type, with holder, 1NO, LED module with integrated LED 24 V AC/DC, screw terminal, with laser labeling, upper case and lower case, Always upper case at the beginning of the word | - | 0 | 0
3SU1102-0AB50-1BA0-Z | Y19 | 3SU1102-0AB50-1BA0-ZY19 | 1 | UN | 1 | 10 | C | D | N | N | 85365080 | 1 |  | 0.052 | KG | 23.94 | 23.94 | CP20 | CP20 | Illuminated pushbutton, 22 mm, round, plastic, blue, pushbutton, flat, momentary contact type, with holder, 1NO, LED module with integrated LED 24 V AC/DC, screw terminal, with laser labeling, inscription or symbol Customer-specific selection with SIRIUS ACT configurator (CIN) | - | 0 | 0
3SU1102-0AB50-1FA0 |  | 3SU1102-0AB50-1FA0 | 1 | UN | 1 | 3 | B | D | N | N | 85365080 | 1 | 4011209957060 | 0.065 | KG | 26.22 | 24.8 | CP20 | CP20 | Illuminated pushbutton, 22 mm, round, plastic, blue, pushbutton, flat, momentary contact type, with holder, 1 NO+1 NC, LED module with integrated LED 24 V AC/DC, screw terminal | Lista Papel 2020 SI | 0 | 0
3SU1102-0AB50-1FA0-Z | X90 | 3SU1102-0AB50-1FA0-ZX90 | 1 | UN | 1 | 5 | B | D | EAR99 | N | 85365080 | 20 |  | 0.06 | KG | 26.22 | 26.22 | CP20 | CP20 | Illuminated pushbutton, 22 mm, round, plastic, blue, pushbutton, flat, momentary contact type, with holder, 1 NO+1 NC, LED module with integrated LED 24 V AC/DC, screw terminal, Z=20-unit packaging | - | 0 | 0
3SU1102-0AB50-1FA0-Z | Y10 | 3SU1102-0AB50-1FA0-ZY10 | 1 | UN | 1 | 10 | C | D | EAR99 | N | 85365080 | 1 |  | 0.06 | KG | 30.97 | 30.97 | CP20 | CP20 | Illuminated pushbutton, 22 mm, round, plastic, blue, pushbutton, flat, momentary contact type, with holder, 1 NO+1 NC, LED module with integrated LED 24 V AC/DC, screw terminal, with laser labeling, upper case and lower case, always upper case at beginning of line | - | 0 | 0
3SU1102-0AB50-1FA0-Z | Y11 | 3SU1102-0AB50-1FA0-ZY11 | 1 | UN | 1 | 10 | C | D | EAR99 | N | 85365080 | 1 |  | 0.06 | KG | 30.97 | 30.97 | CP20 | CP20 | Illuminated pushbutton, 22 mm, round, plastic, blue, pushbutton, flat, momentary contact type, with holder, 1 NO+1 NC, LED module with integrated LED 24 V AC/DC, screw terminal, with laser labeling, upper case | - | 0 | 0
3SU1102-0AB50-1FA0-Z | Y12 | 3SU1102-0AB50-1FA0-ZY12 | 1 | UN | 1 | 10 | C | D | EAR99 | N | 85365080 | 1 |  | 0.06 | KG | 30.97 | 30.97 | CP20 | CP20 | Illuminated pushbutton, 22 mm, round, plastic, blue, pushbutton, flat, momentary contact type, with holder, 1 NO+1 NC, LED module with integrated LED 24 V AC/DC, screw terminal, with laser labeling, lower case | - | 0 | 0
3SU1102-0AB50-1FA0-Z | Y13 | 3SU1102-0AB50-1FA0-ZY13 | 1 | UN | 1 | 10 | C | D | EAR99 | N | 85365080 | 1 |  | 0.06 | KG | 30.97 | 30.97 | CP20 | CP20 | Illuminated pushbutton, 22 mm, round, plastic, blue, pushbutton, flat, momentary contact type, with holder, 1 NO+1 NC, LED module with integrated LED 24 V AC/DC, screw terminal, with laser labeling, symbol number according to, ISO 7000 or IEC 60417 | - | 0 | 0
3SU1102-0AB50-1FA0-Z | Y15 | 3SU1102-0AB50-1FA0-ZY15 | 1 | UN | 1 | 10 | C | D | EAR99 | N | 85365080 | 1 |  | 0.06 | KG | 30.97 | 30.97 | CP20 | CP20 | Illuminated pushbutton, 22 mm, round, plastic, blue, pushbutton, flat, momentary contact type, with holder, 1 NO+1 NC, LED module with integrated LED 24 V AC/DC, screw terminal, with laser labeling, upper case and lower case, Always upper case at the beginning of the word | - | 0 | 0
3SU1102-0AB50-1FA0-Z | Y19 | 3SU1102-0AB50-1FA0-ZY19 | 1 | UN | 1 | 10 | C | D | EAR99 | N | 85365080 | 1 |  | 0.06 | KG | 27.17 | 27.17 | CP20 | CP20 | Illuminated pushbutton, 22 mm, round, plastic, blue, pushbutton, flat, momentary contact type, with holder, 1 NO+1 NC, LED module with integrated LED 24 V AC/DC, screw terminal, with laser labeling, inscription or symbol Customer-specific selection with SIRIUS ACT configurator (CIN) | - | 0 | 0
3SU1102-0AB50-3BA0 |  | 3SU1102-0AB50-3BA0 | 1 | UN | 1 | 5 | B | D | N | N | 85365080 | 1 | 4011209957237 | 0.058 | KG | 23.85 | 23.85 | CP20 | CP20 | Illuminated pushbutton, 22 mm, round, plastic, blue, pushbutton, flat, momentary contact type, with holder, 1 NO, LED module with integrated LED 24 V AC/DC, Spring-type terminal | - | 0 | 0
3SU1102-0AB50-3BA0-Z | X90 | 3SU1102-0AB50-3BA0-ZX90 | 1 | UN | 1 | 5 | B | D | EAR99 | N | 85365080 | 20 |  | 0.052 | KG | 23.85 | 23.85 | CP20 | CP20 | Illuminated pushbutton, 22 mm, round, plastic, blue, pushbutton, flat, momentary contact type, with holder, 1NO, LED module with integrated LED 24 V AC/DC, spring-type terminal, Z=20-unit packaging | - | 0 | 0
3SU1102-0AB50-3BA0-Z | Y10 | 3SU1102-0AB50-3BA0-ZY10 | 1 | UN | 1 | 10 | C | D | EAR99 | N | 85365080 | 1 |  | 0.052 | KG | 28.6 | 28.6 | CP20 | CP20 | Illuminated pushbutton, 22 mm, round, plastic, blue, pushbutton, flat, momentary contact type, with holder, 1NO, LED module with integrated LED 24 V AC/DC, spring-type terminal, with laser labeling, upper case and lower case, always upper case at beginning of line | - | 0 | 0
3SU1102-0AB50-3BA0-Z | Y11 | 3SU1102-0AB50-3BA0-ZY11 | 1 | UN | 1 | 10 | C | D | EAR99 | N | 85365080 | 1 |  | 0.052 | KG | 28.6 | 28.6 | CP20 | CP20 | Illuminated pushbutton, 22 mm, round, plastic, blue, pushbutton, flat, momentary contact type, with holder, 1NO, LED module with integrated LED 24 V AC/DC, spring-type terminal, with laser labeling, upper case | - | 0 | 0
3SU1102-0AB50-3BA0-Z | Y12 | 3SU1102-0AB50-3BA0-ZY12 | 1 | UN | 1 | 10 | C | D | EAR99 | N | 85365080 | 1 |  | 0.052 | KG | 28.6 | 28.6 | CP20 | CP20 | Illuminated pushbutton, 22 mm, round, plastic, blue, pushbutton, flat, momentary contact type, with holder, 1NO, LED module with integrated LED 24 V AC/DC, spring-type terminal, with laser labeling, lower case | - | 0 | 0
3SU1102-0AB50-3BA0-Z | Y13 | 3SU1102-0AB50-3BA0-ZY13 | 1 | UN | 1 | 10 | C | D | EAR99 | N | 85365080 | 1 |  | 0.052 | KG | 28.6 | 28.6 | CP20 | CP20 | Illuminated pushbutton, 22 mm, round, plastic, blue, pushbutton, flat, momentary contact type, with holder, 1NO, LED module with integrated LED 24 V AC/DC, spring-type terminal, with laser labeling, symbol number according to, ISO 7000 or IEC 60417 | - | 0 | 0
3SU1102-0AB50-3BA0-Z | Y15 | 3SU1102-0AB50-3BA0-ZY15 | 1 | UN | 1 | 10 | C | D | EAR99 | N | 85365080 | 1 |  | 0.052 | KG | 28.6 | 28.6 | CP20 | CP20 | Illuminated pushbutton, 22 mm, round, plastic, blue, pushbutton, flat, momentary contact type, with holder, 1NO, LED module with integrated LED 24 V AC/DC, spring-type terminal, with laser labeling, upper case and lower case, Always upper case at the beginning of the word | - | 0 | 0
3SU1102-0AB50-3BA0-Z | Y19 | 3SU1102-0AB50-3BA0-ZY19 | 1 | UN | 1 | 10 | C | D | EAR99 | N | 85365080 | 1 |  | 0.052 | KG | 24.8 | 24.8 | CP20 | CP20 | Illuminated pushbutton, 22 mm, round, plastic, blue, pushbutton, flat, momentary contact type, with holder, 1NO, LED module with integrated LED 24 V AC/DC, spring-type terminal, with laser labeling, inscription or symbol Customer-specific selection with SIRIUS ACT configurator (CIN) | - | 0 | 0
3SU1102-0AB50-3FA0 |  | 3SU1102-0AB50-3FA0 | 1 | UN | 1 | 5 | B | D | N | N | 85365080 | 1 | 4011209957121 | 0.064 | KG | 27.65 | 27.65 | CP20 | CP20 | Illuminated pushbutton, 22 mm, round, plastic, blue, pushbutton, flat, momentary contact type, with holder, 1 NO+1 NC, LED module with integrated LED 24 V AC/DC, Spring-type terminal | - | 0 | 0
3SU1102-0AB50-3FA0-Z | X90 | 3SU1102-0AB50-3FA0-ZX90 | 1 | UN | 1 | 5 | B | D | EAR99 | N | 85365080 | 20 |  | 0.06 | KG | 27.65 | 27.65 | CP20 | CP20 | Illuminated pushbutton, 22 mm, round, plastic, blue, pushbutton, flat, momentary contact type, with holder, 1 NO+1 NC, LED module with integrated LED 24 V AC/DC, spring-type terminal, Z=20-unit packaging | - | 0 | 0
3SU1102-0AB50-3FA0-Z | Y10 | 3SU1102-0AB50-3FA0-ZY10 | 1 | UN | 1 | 10 | C | D | EAR99 | N | 85365080 | 1 |  | 0.06 | KG | 32.4 | 32.4 | CP20 | CP20 | Illuminated pushbutton, 22 mm, round, plastic, blue, pushbutton, flat, momentary contact type, with holder, 1 NO+1 NC, LED module with integrated LED 24 V AC/DC, spring-type terminal, with laser labeling, upper case and lower case, always upper case at beginning of line | - | 0 | 0
3SU1102-0AB50-3FA0-Z | Y11 | 3SU1102-0AB50-3FA0-ZY11 | 1 | UN | 1 | 10 | C | D | EAR99 | N | 85365080 | 1 |  | 0.06 | KG | 32.4 | 32.4 | CP20 | CP20 | Illuminated pushbutton, 22 mm, round, plastic, blue, pushbutton, flat, momentary contact type, with holder, 1 NO+1 NC, LED module with integrated LED 24 V AC/DC, spring-type terminal, with laser labeling, upper case | - | 0 | 0
3SU1102-0AB50-3FA0-Z | Y12 | 3SU1102-0AB50-3FA0-ZY12 | 1 | UN | 1 | 10 | C | D | EAR99 | N | 85365080 | 1 |  | 0.06 | KG | 32.4 | 32.4 | CP20 | CP20 | Illuminated pushbutton, 22 mm, round, plastic, blue, pushbutton, flat, momentary contact type, with holder, 1 NO+1 NC, LED module with integrated LED 24 V AC/DC, spring-type terminal, with laser labeling, lower case | - | 0 | 0
3SU1102-0AB50-3FA0-Z | Y13 | 3SU1102-0AB50-3FA0-ZY13 | 1 | UN | 1 | 10 | C | D | EAR99 | N | 85365080 | 1 |  | 0.06 | KG | 32.4 | 32.4 | CP20 | CP20 | Illuminated pushbutton, 22 mm, round, plastic, blue, pushbutton, flat, momentary contact type, with holder, 1 NO+1 NC, LED module with integrated LED 24 V AC/DC, spring-type terminal, with laser labeling, symbol number according to, ISO 7000 or IEC 60417 | - | 0 | 0
3SU1102-0AB50-3FA0-Z | Y15 | 3SU1102-0AB50-3FA0-ZY15 | 1 | UN | 1 | 10 | C | D | EAR99 | N | 85365080 | 1 |  | 0.06 | KG | 32.4 | 32.4 | CP20 | CP20 | Illuminated pushbutton, 22 mm, round, plastic, blue, pushbutton, flat, momentary contact type, with holder, 1 NO+1 NC, LED module with integrated LED 24 V AC/DC, spring-type terminal, with laser labeling, upper case and lower case, Always upper case at the beginning of the word | - | 0 | 0
3SU1102-0AB50-3FA0-Z | Y19 | 3SU1102-0AB50-3FA0-ZY19 | 1 | UN | 1 | 10 | C | D | EAR99 | N | 85365080 | 1 |  | 0.06 | KG | 28.6 | 28.6 | CP20 | CP20 | Illuminated pushbutton, 22 mm, round, plastic, blue, pushbutton, flat, momentary contact type, with holder, 1 NO+1 NC, LED module with integrated LED 24 V AC/DC, spring-type terminal, with laser labeling, inscription or symbol Customer-specific selection with SIRIUS ACT configurator (CIN) | - | 0 | 0
3SU1102-0AB60-1BA0 |  | 3SU1102-0AB60-1BA0 | 1 | UN | 1 | 1 | A | D | N | N | 85365080 | 1 | 4011209957190 | 0.057 | KG | 22.99 | 21.47 | CP20 | CP20 | Illuminated pushbutton, 22 mm, round, plastic, white, pushbutton, flat, momentary contact type, with holder, 1 NO, LED module with integrated LED 24 V AC/DC, screw terminal | Lista Papel 2020 SI | 0 | 0
3SU1102-0AB60-1BA0-Z | X90 | 3SU1102-0AB60-1BA0-ZX90 | 1 | UN | 1 | 5 | B | D | N | N | 85365080 | 20 | 4047621064192 | 0.064 | KG | 22.99 | 22.99 | CP20 | CP20 | Illuminated pushbutton, 22 mm, round, plastic, white, pushbutton, flat, momentary contact type, with holder, 1NO, LED module with integrated LED 24 V AC/DC, screw terminal, Z=20-unit packaging | - | 0 | 0
3SU1102-0AB60-1BA0-Z | Y10 | 3SU1102-0AB60-1BA0-ZY10 | 1 | UN | 1 | 10 | C | D | N | N | 85365080 | 1 |  | 0.017 | KG | 27.74 | 27.74 | CP20 | CP20 | Illuminated pushbutton, 22 mm, round, plastic, white, pushbutton, flat, momentary contact type, with holder, 1NO, LED module with integrated LED 24 V AC/DC, screw terminal, with laser labeling, upper case and lower case, always upper case at beginning of line | - | 0 | 0
3SU1102-0AB60-1BA0-Z | Y11 | 3SU1102-0AB60-1BA0-ZY11 | 1 | UN | 1 | 10 | C | D | N | N | 85365080 | 1 |  | 0.055 | KG | 27.74 | 27.74 | CP20 | CP20 | Illuminated pushbutton, 22 mm, round, plastic, white, pushbutton, flat, momentary contact type, with holder, 1NO, LED module with integrated LED 24 V AC/DC, screw terminal, with laser labeling, upper case | - | 0 | 0
3SU1102-0AB60-1BA0-Z | Y12 | 3SU1102-0AB60-1BA0-ZY12 | 1 | UN | 1 | 10 | C | D | N | N | 85365080 | 1 |  | 0.017 | KG | 27.74 | 27.74 | CP20 | CP20 | Illuminated pushbutton, 22 mm, round, plastic, white, pushbutton, flat, momentary contact type, with holder, 1NO, LED module with integrated LED 24 V AC/DC, screw terminal, with laser labeling, lower case | - | 0 | 0
3SU1102-0AB60-1BA0-Z | Y13 | 3SU1102-0AB60-1BA0-ZY13 | 1 | UN | 1 | 10 | C | D | N | N | 85365080 | 1 |  | 0.017 | KG | 27.74 | 27.74 | CP20 | CP20 | Illuminated pushbutton, 22 mm, round, plastic, white, pushbutton, flat, momentary contact type, with holder, 1NO, LED module with integrated LED 24 V AC/DC, screw terminal, with laser labeling, symbol number according to, ISO 7000 or IEC 60417 | - | 0 | 0
3SU1102-0AB60-1BA0-Z | Y15 | 3SU1102-0AB60-1BA0-ZY15 | 1 | UN | 1 | 10 | C | D | N | N | 85365080 | 1 |  | 0.017 | KG | 27.74 | 27.74 | CP20 | CP20 | Illuminated pushbutton, 22 mm, round, plastic, white, pushbutton, flat, momentary contact type, with holder, 1NO, LED module with integrated LED 24 V AC/DC, screw terminal, with laser labeling, upper case and lower case, Always upper case at the beginning of the word | - | 0 | 0
3SU1102-0AB60-1BA0-Z | Y19 | 3SU1102-0AB60-1BA0-ZY19 | 1 | UN | 1 | 10 | C | D | N | N | 85365080 | 1 |  | 0.017 | KG | 23.94 | 23.94 | CP20 | CP20 | Illuminated pushbutton, 22 mm, round, plastic, white, pushbutton, flat, momentary contact type, with holder, 1NO, LED module with integrated LED 24 V AC/DC, screw terminal, with laser labeling, inscription or symbol Customer-specific selection with SIRIUS ACT configurator (CIN) | - | 0 | 0
3SU1102-0AB60-1FA0 |  | 3SU1102-0AB60-1FA0 | 1 | UN | 1 | 1 | A | D | N | N | 85365080 | 1 | 4011209957077 | 0.066 | KG | 26.22 | 24.8 | CP20 | CP20 | Illuminated pushbutton, 22 mm, round, plastic, white, pushbutton, flat, momentary contact type, with holder, 1 NO+1 NC, LED module with integrated LED 24 V AC/DC, screw terminal | Lista Papel 2020 SI | 0 | 0
3SU1102-0AB60-1FA0-Z | X90 | 3SU1102-0AB60-1FA0-ZX90 | 1 | UN | 1 | 5 | B | D | EAR99 | N | 85365080 | 20 |  | 0.06 | KG | 26.22 | 26.22 | CP20 | CP20 | Illuminated pushbutton, 22 mm, round, plastic, white, pushbutton, flat, momentary contact type, with holder, 1 NO+1 NC, LED module with integrated LED 24 V AC/DC, screw terminal, Z=20-unit packaging | - | 0 | 0
3SU1102-0AB60-1FA0-Z | Y10 | 3SU1102-0AB60-1FA0-ZY10 | 1 | UN | 1 | 10 | C | D | N | N | 85365080 | 1 |  | 0.06 | KG | 30.97 | 30.97 | CP20 | CP20 | Illuminated pushbutton, 22 mm, round, plastic, white, pushbutton, flat, momentary contact type, with holder, 1 NO+1 NC, LED module with integrated LED 24 V AC/DC, screw terminal, with laser labeling, upper case and lower case, always upper case at beginning of line | - | 0 | 0
3SU1102-0AB60-1FA0-Z | Y11 | 3SU1102-0AB60-1FA0-ZY11 | 1 | UN | 1 | 10 | C | D | N | N | 85365080 | 1 |  | 0.06 | KG | 30.97 | 30.97 | CP20 | CP20 | Illuminated pushbutton, 22 mm, round, plastic, white, pushbutton, flat, momentary contact type, with holder, 1 NO+1 NC, LED module with integrated LED 24 V AC/DC, screw terminal, with laser labeling, upper case | - | 0 | 0
3SU1102-0AB60-1FA0-Z | Y12 | 3SU1102-0AB60-1FA0-ZY12 | 1 | UN | 1 | 10 | C | D | N | N | 85365080 | 1 |  | 0.06 | KG | 30.97 | 30.97 | CP20 | CP20 | Illuminated pushbutton, 22 mm, round, plastic, white, pushbutton, flat, momentary contact type, with holder, 1 NO+1 NC, LED module with integrated LED 24 V AC/DC, screw terminal, with laser labeling, lower case | - | 0 | 0
3SU1102-0AB60-1FA0-Z | Y13 | 3SU1102-0AB60-1FA0-ZY13 | 1 | UN | 1 | 10 | C | D | N | N | 85365080 | 1 |  | 0.06 | KG | 30.97 | 30.97 | CP20 | CP20 | Illuminated pushbutton, 22 mm, round, plastic, white, pushbutton, flat, momentary contact type, with holder, 1 NO+1 NC, LED module with integrated LED 24 V AC/DC, screw terminal, with laser labeling, symbol number according to, ISO 7000 or IEC 60417 | - | 0 | 0
3SU1102-0AB60-1FA0-Z | Y15 | 3SU1102-0AB60-1FA0-ZY15 | 1 | UN | 1 | 10 | C | D | N | N | 85365080 | 1 |  | 0.065 | KG | 30.97 | 30.97 | CP20 | CP20 | Illuminated pushbutton, 22 mm, round, plastic, white, pushbutton, flat, momentary contact type, with holder, 1 NO+1 NC, LED module with integrated LED 24 V AC/DC, screw terminal, with laser labeling, upper case and lower case, Always upper case at the beginning of the word | - | 0 | 0
3SU1102-0AB60-1FA0-Z | Y19 | 3SU1102-0AB60-1FA0-ZY19 | 1 | UN | 1 | 10 | C | D | N | N | 85365080 | 1 |  | 0.06 | KG | 27.17 | 27.17 | CP20 | CP20 | Illuminated pushbutton, 22 mm, round, plastic, white, pushbutton, flat, momentary contact type, with holder, 1 NO+1 NC, LED module with integrated LED 24 V AC/DC, screw terminal, with laser labeling, inscription or symbol Customer-specific selection with SIRIUS ACT configurator (CIN) | - | 0 | 0
3SU1102-0AB60-3BA0 |  | 3SU1102-0AB60-3BA0 | 1 | UN | 1 | 3 | B | D | N | N | 85365080 | 1 | 4011209957244 | 0.056 | KG | 23.85 | 23.85 | CP20 | CP20 | Illuminated pushbutton, 22 mm, round, plastic, white, pushbutton, flat, momentary contact type, with holder, 1 NO, LED module with integrated LED 24 V AC/DC, Spring-type terminal | - | 0 | 0
3SU1102-0AB60-3BA0-Z | X90 | 3SU1102-0AB60-3BA0-ZX90 | 1 | UN | 1 | 5 | B | D | N | N | 85365080 | 20 | 4047621054087 | 0.065 | KG | 23.85 | 23.85 | CP20 | CP20 | Illuminated pushbutton, 22 mm, round, plastic, white, pushbutton, flat, momentary contact type, with holder, 1NO, LED module with integrated LED 24 V AC/DC, spring-type terminal, Z=20-unit packaging | - | 0 | 0
3SU1102-0AB60-3BA0-Z | Y10 | 3SU1102-0AB60-3BA0-ZY10 | 1 | UN | 1 | 10 | C | D | N | N | 85365080 | 1 |  | 0.052 | KG | 28.6 | 28.6 | CP20 | CP20 | Illuminated pushbutton, 22 mm, round, plastic, white, pushbutton, flat, momentary contact type, with holder, 1NO, LED module with integrated LED 24 V AC/DC, spring-type terminal, with laser labeling, upper case and lower case, always upper case at beginning of line | - | 0 | 0
3SU1102-0AB60-3BA0-Z | Y11 | 3SU1102-0AB60-3BA0-ZY11 | 1 | UN | 1 | 10 | C | D | N | N | 85365080 | 1 |  | 0.052 | KG | 28.6 | 28.6 | CP20 | CP20 | Illuminated pushbutton, 22 mm, round, plastic, white, pushbutton, flat, momentary contact type, with holder, 1NO, LED module with integrated LED 24 V AC/DC, spring-type terminal, with laser labeling, upper case | - | 0 | 0
3SU1102-0AB60-3BA0-Z | Y12 | 3SU1102-0AB60-3BA0-ZY12 | 1 | UN | 1 | 10 | C | D | N | N | 85365080 | 1 |  | 0.052 | KG | 28.6 | 28.6 | CP20 | CP20 | Illuminated pushbutton, 22 mm, round, plastic, white, pushbutton, flat, momentary contact type, with holder, 1NO, LED module with integrated LED 24 V AC/DC, spring-type terminal, with laser labeling, lower case | - | 0 | 0
3SU1102-0AB60-3BA0-Z | Y13 | 3SU1102-0AB60-3BA0-ZY13 | 1 | UN | 1 | 10 | C | D | N | N | 85365080 | 1 |  | 0.055 | KG | 28.6 | 28.6 | CP20 | CP20 | Illuminated pushbutton, 22 mm, round, plastic, white, pushbutton, flat, momentary contact type, with holder, 1NO, LED module with integrated LED 24 V AC/DC, spring-type terminal, with laser labeling, symbol number according to, ISO 7000 or IEC 60417 | - | 0 | 0
3SU1102-0AB60-3BA0-Z | Y15 | 3SU1102-0AB60-3BA0-ZY15 | 1 | UN | 1 | 10 | C | D | N | N | 85365080 | 1 |  | 0.052 | KG | 28.6 | 28.6 | CP20 | CP20 | Illuminated pushbutton, 22 mm, round, plastic, white, pushbutton, flat, momentary contact type, with holder, 1NO, LED module with integrated LED 24 V AC/DC, spring-type terminal, with laser labeling, upper case and lower case, Always upper case at the beginning of the word | - | 0 | 0
3SU1102-0AB60-3BA0-Z | Y19 | 3SU1102-0AB60-3BA0-ZY19 | 1 | UN | 1 | 10 | C | D | N | N | 85365080 | 1 |  | 0.052 | KG | 24.8 | 24.8 | CP20 | CP20 | Illuminated pushbutton, 22 mm, round, plastic, white, pushbutton, flat, momentary contact type, with holder, 1NO, LED module with integrated LED 24 V AC/DC, spring-type terminal, with laser labeling, inscription or symbol Customer-specific selection with SIRIUS ACT configurator (CIN) | - | 0 | 0
3SU1102-0AB60-3FA0 |  | 3SU1102-0AB60-3FA0 | 1 | UN | 1 | 5 | B | D | N | N | 85365080 | 1 | 4011209957138 | 0.064 | KG | 27.65 | 27.65 | CP20 | CP20 | Illuminated pushbutton, 22 mm, round, plastic, white, pushbutton, flat, momentary contact type, with holder, 1 NO+1 NC, LED module with integrated LED 24 V AC/DC, Spring-type terminal | - | 0 | 0
3SU1102-0AB60-3FA0-Z | X90 | 3SU1102-0AB60-3FA0-ZX90 | 1 | UN | 1 | 5 | B | D | EAR99 | N | 85365080 | 20 |  | 0.06 | KG | 27.65 | 27.65 | CP20 | CP20 | Illuminated pushbutton, 22 mm, round, plastic, white, pushbutton, flat, momentary contact type, with holder, 1 NO+1 NC, LED module with integrated LED 24 V AC/DC, spring-type terminal, Z=20-unit packaging | - | 0 | 0
3SU1102-0AB60-3FA0-Z | Y10 | 3SU1102-0AB60-3FA0-ZY10 | 1 | UN | 1 | 10 | C | D | EAR99 | N | 85365080 | 1 |  | 0.06 | KG | 32.4 | 32.4 | CP20 | CP20 | Illuminated pushbutton, 22 mm, round, plastic, white, pushbutton, flat, momentary contact type, with holder, 1 NO+1 NC, LED module with integrated LED 24 V AC/DC, spring-type terminal, with laser labeling, upper case and lower case, always upper case at beginning of line | - | 0 | 0
3SU1102-0AB60-3FA0-Z | Y11 | 3SU1102-0AB60-3FA0-ZY11 | 1 | UN | 1 | 10 | C | D | EAR99 | N | 85365080 | 1 |  | 0.06 | KG | 32.4 | 32.4 | CP20 | CP20 | Illuminated pushbutton, 22 mm, round, plastic, white, pushbutton, flat, momentary contact type, with holder, 1 NO+1 NC, LED module with integrated LED 24 V AC/DC, spring-type terminal, with laser labeling, upper case | - | 0 | 0
3SU1102-0AB60-3FA0-Z | Y12 | 3SU1102-0AB60-3FA0-ZY12 | 1 | UN | 1 | 10 | C | D | EAR99 | N | 85365080 | 1 |  | 0.06 | KG | 32.4 | 32.4 | CP20 | CP20 | Illuminated pushbutton, 22 mm, round, plastic, white, pushbutton, flat, momentary contact type, with holder, 1 NO+1 NC, LED module with integrated LED 24 V AC/DC, spring-type terminal, with laser labeling, lower case | - | 0 | 0
3SU1102-0AB60-3FA0-Z | Y13 | 3SU1102-0AB60-3FA0-ZY13 | 1 | UN | 1 | 10 | C | D | EAR99 | N | 85365080 | 1 |  | 0.06 | KG | 32.4 | 32.4 | CP20 | CP20 | Illuminated pushbutton, 22 mm, round, plastic, white, pushbutton, flat, momentary contact type, with holder, 1 NO+1 NC, LED module with integrated LED 24 V AC/DC, spring-type terminal, with laser labeling, symbol number according to, ISO 7000 or IEC 60417 | - | 0 | 0
3SU1102-0AB60-3FA0-Z | Y15 | 3SU1102-0AB60-3FA0-ZY15 | 1 | UN | 1 | 10 | C | D | EAR99 | N | 85365080 | 1 |  | 0.06 | KG | 32.4 | 32.4 | CP20 | CP20 | Illuminated pushbutton, 22 mm, round, plastic, white, pushbutton, flat, momentary contact type, with holder, 1 NO+1 NC, LED module with integrated LED 24 V AC/DC, spring-type terminal, with laser labeling, upper case and lower case, Always upper case at the beginning of the word | - | 0 | 0
3SU1102-0AB60-3FA0-Z | Y19 | 3SU1102-0AB60-3FA0-ZY19 | 1 | UN | 1 | 10 | C | D | EAR99 | N | 85365080 | 1 |  | 0.06 | KG | 28.6 | 28.6 | CP20 | CP20 | Illuminated pushbutton, 22 mm, round, plastic, white, pushbutton, flat, momentary contact type, with holder, 1 NO+1 NC, LED module with integrated LED 24 V AC/DC, spring-type terminal, with laser labeling, inscription or symbol Customer-specific selection with SIRIUS ACT configurator (CIN) | - | 0 | 0
3SU1102-0AB70-1BA0 |  | 3SU1102-0AB70-1BA0 | 1 | UN | 1 | 1 | A | D | N | N | 85365080 | 1 | 4011209957206 | 0.058 | KG | 22.99 | 21.47 | CP20 | CP20 | Illuminated pushbutton, 22 mm, round, plastic, clear, pushbutton, flat, momentary contact type, with holder, 1 NO, LED module with integrated LED 24 V AC/DC, screw terminal | Lista Papel 2020 SI | 0 | 0
3SU1102-0AB70-1BA0-Z | X90 | 3SU1102-0AB70-1BA0-ZX90 | 1 | UN | 1 | 5 | B | D | N | N | 85365080 | 20 | 4047621062488 | 0.066 | KG | 22.99 | 22.99 | CP20 | CP20 | Illuminated pushbutton, 22 mm, round, plastic, clear, pushbutton, flat, momentary contact type, with holder, 1NO, LED module with integrated LED 24 V AC/DC, screw terminal, Z=20-unit packaging | - | 0 | 0
3SU1102-0AB70-1BA0-Z | Y10 | 3SU1102-0AB70-1BA0-ZY10 | 1 | UN | 1 | 10 | C | D | EAR99 | N | 85365080 | 1 |  | 0.052 | KG | 27.74 | 27.74 | CP20 | CP20 | Illuminated pushbutton, 22 mm, round, plastic, clear, pushbutton, flat, momentary contact type, with holder, 1NO, LED module with integrated LED 24 V AC/DC, screw terminal, with laser labeling, upper case and lower case, always upper case at beginning of line | - | 0 | 0
3SU1102-0AB70-1BA0-Z | Y11 | 3SU1102-0AB70-1BA0-ZY11 | 1 | UN | 1 | 10 | C | D | EAR99 | N | 85365080 | 1 |  | 0.052 | KG | 27.74 | 27.74 | CP20 | CP20 | Illuminated pushbutton, 22 mm, round, plastic, clear, pushbutton, flat, momentary contact type, with holder, 1NO, LED module with integrated LED 24 V AC/DC, screw terminal, with laser labeling, upper case | - | 0 | 0
3SU1102-0AB70-1BA0-Z | Y12 | 3SU1102-0AB70-1BA0-ZY12 | 1 | UN | 1 | 10 | C | D | EAR99 | N | 85365080 | 1 |  | 0.052 | KG | 27.74 | 27.74 | CP20 | CP20 | Illuminated pushbutton, 22 mm, round, plastic, clear, pushbutton, flat, momentary contact type, with holder, 1NO, LED module with integrated LED 24 V AC/DC, screw terminal, with laser labeling, lower case | - | 0 | 0
3SU1102-0AB70-1BA0-Z | Y13 | 3SU1102-0AB70-1BA0-ZY13 | 1 | UN | 1 | 10 | C | D | EAR99 | N | 85365080 | 1 |  | 0.052 | KG | 27.74 | 27.74 | CP20 | CP20 | Illuminated pushbutton, 22 mm, round, plastic, clear, pushbutton, flat, momentary contact type, with holder, 1NO, LED module with integrated LED 24 V AC/DC, screw terminal, with laser labeling, symbol number according to, ISO 7000 or IEC 60417 | - | 0 | 0
3SU1102-0AB70-1BA0-Z | Y15 | 3SU1102-0AB70-1BA0-ZY15 | 1 | UN | 1 | 10 | C | D | EAR99 | N | 85365080 | 1 |  | 0.052 | KG | 27.74 | 27.74 | CP20 | CP20 | Illuminated pushbutton, 22 mm, round, plastic, clear, pushbutton, flat, momentary contact type, with holder, 1NO, LED module with integrated LED 24 V AC/DC, screw terminal, with laser labeling, upper case and lower case, Always upper case at the beginning of the word | - | 0 | 0
3SU1102-0AB70-1BA0-Z | Y19 | 3SU1102-0AB70-1BA0-ZY19 | 1 | UN | 1 | 10 | C | D | EAR99 | N | 85365080 | 1 |  | 0.052 | KG | 23.94 | 23.94 | CP20 | CP20 | Illuminated pushbutton, 22 mm, round, plastic, clear, pushbutton, flat, momentary contact type, with holder, 1NO, LED module with integrated LED 24 V AC/DC, screw terminal, with laser labeling, inscription or symbol Customer-specific selection with SIRIUS ACT configurator (CIN) | - | 0 | 0
3SU1102-0AB70-1FA0 |  | 3SU1102-0AB70-1FA0 | 1 | UN | 1 | 3 | B | D | N | N | 85365080 | 1 | 4011209957084 | 0.065 | KG | 26.22 | 24.8 | CP20 | CP20 | Illuminated pushbutton, 22 mm, round, plastic, clear, pushbutton, flat, momentary contact type, with holder, 1 NO+1 NC, LED module with integrated LED 24 V AC/DC, screw terminal | Lista Papel 2020 SI | 0 | 0
3SU1102-0AB70-1FA0-Z | X90 | 3SU1102-0AB70-1FA0-ZX90 | 1 | UN | 1 | 5 | B | D | EAR99 | N | 85365080 | 20 |  | 0.06 | KG | 26.22 | 26.22 | CP20 | CP20 | Illuminated pushbutton, 22 mm, round, plastic, clear, pushbutton, flat, momentary contact type, with holder, 1 NO+1 NC, LED module with integrated LED 24 V AC/DC, screw terminal, Z=20-unit packaging | - | 0 | 0
3SU1102-0AB70-1FA0-Z | Y10 | 3SU1102-0AB70-1FA0-ZY10 | 1 | UN | 1 | 10 | C | D | EAR99 | N | 85365080 | 1 |  | 0.06 | KG | 30.97 | 30.97 | CP20 | CP20 | Illuminated pushbutton, 22 mm, round, plastic, clear, pushbutton, flat, momentary contact type, with holder, 1 NO+1 NC, LED module with integrated LED 24 V AC/DC, screw terminal, with laser labeling, upper case and lower case, always upper case at beginning of line | - | 0 | 0
3SU1102-0AB70-1FA0-Z | Y11 | 3SU1102-0AB70-1FA0-ZY11 | 1 | UN | 1 | 10 | C | D | EAR99 | N | 85365080 | 1 |  | 0.06 | KG | 30.97 | 30.97 | CP20 | CP20 | Illuminated pushbutton, 22 mm, round, plastic, clear, pushbutton, flat, momentary contact type, with holder, 1 NO+1 NC, LED module with integrated LED 24 V AC/DC, screw terminal, with laser labeling, upper case | - | 0 | 0
3SU1102-0AB70-1FA0-Z | Y12 | 3SU1102-0AB70-1FA0-ZY12 | 1 | UN | 1 | 10 | C | D | EAR99 | N | 85365080 | 1 |  | 0.06 | KG | 30.97 | 30.97 | CP20 | CP20 | Illuminated pushbutton, 22 mm, round, plastic, clear, pushbutton, flat, momentary contact type, with holder, 1 NO+1 NC, LED module with integrated LED 24 V AC/DC, screw terminal, with laser labeling, lower case | - | 0 | 0
3SU1102-0AB70-1FA0-Z | Y13 | 3SU1102-0AB70-1FA0-ZY13 | 1 | UN | 1 | 10 | C | D | EAR99 | N | 85365080 | 1 |  | 0.06 | KG | 30.97 | 30.97 | CP20 | CP20 | Illuminated pushbutton, 22 mm, round, plastic, clear, pushbutton, flat, momentary contact type, with holder, 1 NO+1 NC, LED module with integrated LED 24 V AC/DC, screw terminal, with laser labeling, symbol number according to, ISO 7000 or IEC 60417 | - | 0 | 0
3SU1102-0AB70-1FA0-Z | Y15 | 3SU1102-0AB70-1FA0-ZY15 | 1 | UN | 1 | 10 | C | D | EAR99 | N | 85365080 | 1 |  | 0.06 | KG | 30.97 | 30.97 | CP20 | CP20 | Illuminated pushbutton, 22 mm, round, plastic, clear, pushbutton, flat, momentary contact type, with holder, 1 NO+1 NC, LED module with integrated LED 24 V AC/DC, screw terminal, with laser labeling, upper case and lower case, Always upper case at the beginning of the word | - | 0 | 0
3SU1102-0AB70-1FA0-Z | Y19 | 3SU1102-0AB70-1FA0-ZY19 | 1 | UN | 1 | 10 | C | D | EAR99 | N | 85365080 | 1 |  | 0.06 | KG | 27.17 | 27.17 | CP20 | CP20 | Illuminated pushbutton, 22 mm, round, plastic, clear, pushbutton, flat, momentary contact type, with holder, 1 NO+1 NC, LED module with integrated LED 24 V AC/DC, screw terminal, with laser labeling, inscription or symbol Customer-specific selection with SIRIUS ACT configurator (CIN) | - | 0 | 0
3SU1102-0AB70-3BA0 |  | 3SU1102-0AB70-3BA0 | 1 | UN | 1 | 5 | B | D | N | N | 85365080 | 1 | 4011209957251 | 0.057 | KG | 23.85 | 23.85 | CP20 | CP20 | Illuminated pushbutton, 22 mm, round, plastic, clear, pushbutton, flat, momentary contact type, with holder, 1 NO, LED module with integrated LED 24 V AC/DC, Spring-type terminal | - | 0 | 0
3SU1102-0AB70-3BA0-Z | X90 | 3SU1102-0AB70-3BA0-ZX90 | 1 | UN | 1 | 5 | B | D | EAR99 | N | 85365080 | 20 |  | 0.052 | KG | 23.85 | 23.85 | CP20 | CP20 | Illuminated pushbutton, 22 mm, round, plastic, clear, pushbutton, flat, momentary contact type, with holder, 1NO, LED module with integrated LED 24 V AC/DC, spring-type terminal, Z=20-unit packaging | - | 0 | 0
3SU1102-0AB70-3BA0-Z | Y10 | 3SU1102-0AB70-3BA0-ZY10 | 1 | UN | 1 | 10 | C | D | N | N | 85365080 | 1 |  | 0.017 | KG | 28.6 | 28.6 | CP20 | CP20 | Illuminated pushbutton, 22 mm, round, plastic, clear, pushbutton, flat, momentary contact type, with holder, 1NO, LED module with integrated LED 24 V AC/DC, spring-type terminal, with laser labeling, upper case and lower case, always upper case at beginning of line | - | 0 | 0
3SU1102-0AB70-3BA0-Z | Y11 | 3SU1102-0AB70-3BA0-ZY11 | 1 | UN | 1 | 10 | C | D | N | N | 85365080 | 1 |  | 0.055 | KG | 28.6 | 28.6 | CP20 | CP20 | Illuminated pushbutton, 22 mm, round, plastic, clear, pushbutton, flat, momentary contact type, with holder, 1NO, LED module with integrated LED 24 V AC/DC, spring-type terminal, with laser labeling, upper case | - | 0 | 0
3SU1102-0AB70-3BA0-Z | Y12 | 3SU1102-0AB70-3BA0-ZY12 | 1 | UN | 1 | 10 | C | D | N | N | 85365080 | 1 |  | 0.017 | KG | 28.6 | 28.6 | CP20 | CP20 | Illuminated pushbutton, 22 mm, round, plastic, clear, pushbutton, flat, momentary contact type, with holder, 1NO, LED module with integrated LED 24 V AC/DC, spring-type terminal, with laser labeling, lower case | - | 0 | 0
3SU1102-0AB70-3BA0-Z | Y13 | 3SU1102-0AB70-3BA0-ZY13 | 1 | UN | 1 | 10 | C | D | N | N | 85365080 | 1 |  | 0.017 | KG | 28.6 | 28.6 | CP20 | CP20 | Illuminated pushbutton, 22 mm, round, plastic, clear, pushbutton, flat, momentary contact type, with holder, 1NO, LED module with integrated LED 24 V AC/DC, spring-type terminal, with laser labeling, symbol number according to, ISO 7000 or IEC 60417 | - | 0 | 0
3SU1102-0AB70-3BA0-Z | Y15 | 3SU1102-0AB70-3BA0-ZY15 | 1 | UN | 1 | 10 | C | D | N | N | 85365080 | 1 |  | 0.017 | KG | 28.6 | 28.6 | CP20 | CP20 | Illuminated pushbutton, 22 mm, round, plastic, clear, pushbutton, flat, momentary contact type, with holder, 1NO, LED module with integrated LED 24 V AC/DC, spring-type terminal, with laser labeling, upper case and lower case, Always upper case at the beginning of the word | - | 0 | 0
3SU1102-0AB70-3BA0-Z | Y19 | 3SU1102-0AB70-3BA0-ZY19 | 1 | UN | 1 | 10 | C | D | N | N | 85365080 | 1 |  | 0.017 | KG | 24.8 | 24.8 | CP20 | CP20 | Illuminated pushbutton, 22 mm, round, plastic, clear, pushbutton, flat, momentary contact type, with holder, 1NO, LED module with integrated LED 24 V AC/DC, spring-type terminal, with laser labeling, inscription or symbol Customer-specific selection with SIRIUS ACT configurator (CIN) | - | 0 | 0
3SU1102-0AB70-3FA0 |  | 3SU1102-0AB70-3FA0 | 1 | UN | 1 | 5 | B | D | N | N | 85365080 | 1 | 4011209957145 | 0.072 | KG | 27.65 | 27.65 | CP20 | CP20 | Illuminated pushbutton, 22 mm, round, plastic, clear, pushbutton, flat, momentary contact type, with holder, 1 NO+1 NC, LED module with integrated LED 24 V AC/DC, Spring-type terminal | - | 0 | 0
3SU1102-0AB70-3FA0-Z | X90 | 3SU1102-0AB70-3FA0-ZX90 | 1 | UN | 1 | 5 | B | D | EAR99 | N | 85365080 | 20 |  | 0.06 | KG | 27.65 | 27.65 | CP20 | CP20 | Illuminated pushbutton, 22 mm, round, plastic, clear, pushbutton, flat, momentary contact type, with holder, 1 NO+1 NC, LED module with integrated LED 24 V AC/DC, spring-type terminal, Z=20-unit packaging | - | 0 | 0
3SU1102-0AB70-3FA0-Z | Y10 | 3SU1102-0AB70-3FA0-ZY10 | 1 | UN | 1 | 10 | C | D | EAR99 | N | 85365080 | 1 |  | 0.06 | KG | 32.4 | 32.4 | CP20 | CP20 | Illuminated pushbutton, 22 mm, round, plastic, clear, pushbutton, flat, momentary contact type, with holder, 1 NO+1 NC, LED module with integrated LED 24 V AC/DC, spring-type terminal, with laser labeling, upper case and lower case, always upper case at beginning of line | - | 0 | 0
3SU1102-0AB70-3FA0-Z | Y11 | 3SU1102-0AB70-3FA0-ZY11 | 1 | UN | 1 | 10 | C | D | EAR99 | N | 85365080 | 1 |  | 0.06 | KG | 32.4 | 32.4 | CP20 | CP20 | Illuminated pushbutton, 22 mm, round, plastic, clear, pushbutton, flat, momentary contact type, with holder, 1 NO+1 NC, LED module with integrated LED 24 V AC/DC, spring-type terminal, with laser labeling, upper case | - | 0 | 0
3SU1102-0AB70-3FA0-Z | Y12 | 3SU1102-0AB70-3FA0-ZY12 | 1 | UN | 1 | 10 | C | D | EAR99 | N | 85365080 | 1 |  | 0.06 | KG | 32.4 | 32.4 | CP20 | CP20 | Illuminated pushbutton, 22 mm, round, plastic, clear, pushbutton, flat, momentary contact type, with holder, 1 NO+1 NC, LED module with integrated LED 24 V AC/DC, spring-type terminal, with laser labeling, lower case | - | 0 | 0
3SU1102-0AB70-3FA0-Z | Y13 | 3SU1102-0AB70-3FA0-ZY13 | 1 | UN | 1 | 10 | C | D | EAR99 | N | 85365080 | 1 |  | 0.06 | KG | 32.4 | 32.4 | CP20 | CP20 | Illuminated pushbutton, 22 mm, round, plastic, clear, pushbutton, flat, momentary contact type, with holder, 1 NO+1 NC, LED module with integrated LED 24 V AC/DC, spring-type terminal, with laser labeling, symbol number according to, ISO 7000 or IEC 60417 | - | 0 | 0
3SU1102-0AB70-3FA0-Z | Y15 | 3SU1102-0AB70-3FA0-ZY15 | 1 | UN | 1 | 10 | C | D | EAR99 | N | 85365080 | 1 |  | 0.06 | KG | 32.4 | 32.4 | CP20 | CP20 | Illuminated pushbutton, 22 mm, round, plastic, clear, pushbutton, flat, momentary contact type, with holder, 1 NO+1 NC, LED module with integrated LED 24 V AC/DC, spring-type terminal, with laser labeling, upper case and lower case, Always upper case at the beginning of the word | - | 0 | 0
3SU1102-0AB70-3FA0-Z | Y19 | 3SU1102-0AB70-3FA0-ZY19 | 1 | UN | 1 | 10 | C | D | EAR99 | N | 85365080 | 1 |  | 0.06 | KG | 28.6 | 28.6 | CP20 | CP20 | Illuminated pushbutton, 22 mm, round, plastic, clear, pushbutton, flat, momentary contact type, with holder, 1 NO+1 NC, LED module with integrated LED 24 V AC/DC, spring-type terminal, with laser labeling, inscription or symbol Customer-specific selection with SIRIUS ACT configurator (CIN) | - | 0 | 0
3SU1102-6AA20-1AA0 |  | 3SU1102-6AA20-1AA0 | 1 | UN | 1 | 1 | A | D | N | N | 85369095 | 1 | 4011209957909 | 0.043 | KG | 14.82 | 13.59 | CP20 | CP20 | Indicator lights, 22 mm, round, plastic, red, lens, smooth, with holder, LED module, with integrated LED 24 V AC/DC, screw terminal | Lista Papel 2020 SI | 0 | 0
3SU1102-6AA20-1AA0-Z | X90 | 3SU1102-6AA20-1AA0-ZX90 | 1 | UN | 1 | 5 | B | D | N | N | 85369095 | 20 | 4047621058474 | 0.051 | KG | 14.82 | 14.82 | CP20 | CP20 | Indicator lights, 22 mm, round, plastic, red, lens, smooth, with holder, LED module, with integrated LED 24 V AC/DC, screw terminal, Z=20-unit packaging | - | 0 | 0
3SU1102-6AA20-1AA0-Z | Y10 | 3SU1102-6AA20-1AA0-ZY10 | 1 | UN | 1 | 10 | C | D | N | N | 85369095 | 1 |  | 0.042 | KG | 19.57 | 19.57 | CP20 | CP20 | Indicator light, 22 mm, round, plastic, red, lens, smooth, with holder, LED module, with integrated LED 24 V AC/DC, screw terminal, with laser labeling, upper case and lower case, always upper case at beginning of line | - | 0 | 0
3SU1102-6AA20-1AA0-Z | Y11 | 3SU1102-6AA20-1AA0-ZY11 | 1 | UN | 1 | 10 | C | D | N | N | 85369095 | 1 |  | 0.017 | KG | 19.57 | 19.57 | CP20 | CP20 | Indicator lights, 22 mm, round, plastic, red, lens, smooth, with holder, LED module, with integrated LED 24 V AC/DC, screw terminal, with laser labeling, upper case | - | 0 | 0
3SU1102-6AA20-1AA0-Z | Y12 | 3SU1102-6AA20-1AA0-ZY12 | 1 | UN | 1 | 10 | C | D | N | N | 85369095 | 1 |  | 0.017 | KG | 19.57 | 19.57 | CP20 | CP20 | Indicator lights, 22 mm, round, plastic, red, lens, smooth, with holder, LED module, with integrated LED 24 V AC/DC, screw terminal, with laser labeling, lower case | - | 0 | 0
3SU1102-6AA20-1AA0-Z | Y13 | 3SU1102-6AA20-1AA0-ZY13 | 1 | UN | 1 | 10 | C | D | N | N | 85369095 | 1 |  | 0.017 | KG | 19.57 | 19.57 | CP20 | CP20 | Indicator lights, 22 mm, round, plastic, red, lens, smooth, with holder, LED module, with integrated LED 24 V AC/DC, screw terminal, with laser labeling, symbol number according to, ISO 7000 or IEC 60417 | - | 0 | 0
3SU1102-6AA20-1AA0-Z | Y15 | 3SU1102-6AA20-1AA0-ZY15 | 1 | UN | 1 | 10 | C | D | N | N | 85369095 | 1 |  | 0.017 | KG | 19.57 | 19.57 | CP20 | CP20 | Indicator lights, 22 mm, round, plastic, red, lens, smooth, with holder, LED module, with integrated LED 24 V AC/DC, screw terminal, with laser labeling, upper case and lower case, always upper case at the beginning of the word | - | 0 | 0
3SU1102-6AA20-1AA0-Z | Y19 | 3SU1102-6AA20-1AA0-ZY19 | 1 | UN | 1 | 10 | C | D | N | N | 85369095 | 1 |  | 0.017 | KG | 15.77 | 15.77 | CP20 | CP20 | Indicator lights, 22 mm, round, plastic, red, lens, smooth, with holder, LED module, with integrated LED 24 V AC/DC, screw terminal, with laser labeling, inscription or symbol Customer-specific selection with SIRIUS ACT configurator (CIN) | - | 0 | 0
3SU1102-6AA20-3AA0 |  | 3SU1102-6AA20-3AA0 | 1 | UN | 1 | 3 | B | D | N | N | 85369095 | 1 | 4011209958036 | 0.043 | KG | 15.39 | 15.39 | CP20 | CP20 | Indicator lights, 22 mm, round, plastic, red, lens, smooth, with holder, LED module, with integrated LED 24 V AC/DC, Spring-type terminal | - | 0 | 0
3SU1102-6AA20-3AA0-Z | X90 | 3SU1102-6AA20-3AA0-ZX90 | 1 | UN | 1 | 5 | B | D | N | N | 85369095 | 20 | 4047621059846 | 0.051 | KG | 15.39 | 15.39 | CP20 | CP20 | Indicator lights, 22 mm, round, plastic, red, lens, smooth, with holder, LED module, with integrated LED 24 V AC/DC, spring-type terminal, Z=20-unit packaging | - | 0 | 0
3SU1102-6AA20-3AA0-Z | Y10 | 3SU1102-6AA20-3AA0-ZY10 | 1 | UN | 1 | 10 | C | D | N | N | 85369095 | 1 |  | 0.045 | KG | 20.14 | 20.14 | CP20 | CP20 | Indicator light, 22 mm, round, plastic, red, lens, smooth, with holder, LED module, with integrated LED 24 V AC/DC, spring-type terminal, with laser labeling, upper case and lower case, always upper case at beginning of line | - | 0 | 0
3SU1102-6AA20-3AA0-Z | Y11 | 3SU1102-6AA20-3AA0-ZY11 | 1 | UN | 1 | 10 | C | D | N | N | 85369095 | 1 |  | 0.05 | KG | 20.14 | 20.14 | CP20 | CP20 | Indicator lights, 22 mm, round, plastic, red, lens, smooth, with holder, LED module, with integrated LED 24 V AC/DC, spring-type terminal, with laser labeling, upper case | - | 0 | 0
3SU1102-6AA20-3AA0-Z | Y12 | 3SU1102-6AA20-3AA0-ZY12 | 1 | UN | 1 | 10 | C | D | N | N | 85369095 | 1 |  | 0.038 | KG | 20.14 | 20.14 | CP20 | CP20 | Indicator lights, 22 mm, round, plastic, red, lens, smooth, with holder, LED module, with integrated LED 24 V AC/DC, spring-type terminal, with laser labeling, lower case | - | 0 | 0
3SU1102-6AA20-3AA0-Z | Y13 | 3SU1102-6AA20-3AA0-ZY13 | 1 | UN | 1 | 10 | C | D | N | N | 85369095 | 1 |  | 0.038 | KG | 20.14 | 20.14 | CP20 | CP20 | Indicator lights, 22 mm, round, plastic, red, lens, smooth, with holder, LED module, with integrated LED 24 V AC/DC, spring-type terminal, with laser labeling, symbol number according to, ISO 7000 or IEC 60417 | - | 0 | 0
3SU1102-6AA20-3AA0-Z | Y15 | 3SU1102-6AA20-3AA0-ZY15 | 1 | UN | 1 | 10 | C | D | N | N | 85369095 | 1 |  | 0.038 | KG | 20.14 | 20.14 | CP20 | CP20 | Indicator lights, 22 mm, round, plastic, red, lens, smooth, with holder, LED module, with integrated LED 24 V AC/DC, spring-type terminal, with laser labeling, upper case and lower case, always upper case at the beginning of the word | - | 0 | 0
3SU1102-6AA20-3AA0-Z | Y19 | 3SU1102-6AA20-3AA0-ZY19 | 1 | UN | 1 | 10 | C | D | N | N | 85369095 | 1 |  | 0.038 | KG | 16.34 | 16.34 | CP20 | CP20 | Indicator lights, 22 mm, round, plastic, red, lens, smooth, with holder, LED module, with integrated LED 24 V AC/DC, spring-type terminal, with laser labeling, inscription or symbol Customer-specific selection with SIRIUS ACT configurator (CIN) | - | 0 | 0
3SU1102-6AA30-1AA0 |  | 3SU1102-6AA30-1AA0 | 1 | UN | 1 | 1 | A | D | N | N | 85369095 | 1 | 4011209957916 | 0.044 | KG | 14.82 | 13.59 | CP20 | CP20 | Indicator lights, 22 mm, round, plastic, yellow, lens, smooth, with holder, LED module, with integrated LED 24 V AC/DC, screw terminal | Lista Papel 2020 SI | 0 | 0
3SU1102-6AA30-1AA0-Z | X90 | 3SU1102-6AA30-1AA0-ZX90 | 1 | UN | 1 | 5 | B | D | N | N | 85369095 | 20 | 4047621064000 | 0.05 | KG | 14.82 | 14.82 | CP20 | CP20 | Indicator lights, 22 mm, round, plastic, yellow, lens, smooth, with holder, LED module, with integrated LED 24 V AC/DC, screw terminal, Z=20-unit packaging | - | 0 | 0
3SU1102-6AA30-1AA0-Z | Y10 | 3SU1102-6AA30-1AA0-ZY10 | 1 | UN | 1 | 10 | C | D | N | N | 85369095 | 1 |  | 0.05 | KG | 19.57 | 19.57 | CP20 | CP20 | Indicator light, 22 mm, round, plastic, yellow, lens, smooth, with holder, LED module, with integrated LED 24 V AC/DC, screw terminal, with laser labeling, upper case and lower case, always upper case at beginning of line | - | 0 | 0
3SU1102-6AA30-1AA0-Z | Y11 | 3SU1102-6AA30-1AA0-ZY11 | 1 | UN | 1 | 10 | C | D | N | N | 85369095 | 1 |  | 0.06 | KG | 19.57 | 19.57 | CP20 | CP20 | Indicator lights, 22 mm, round, plastic, yellow, lens, smooth, with holder, LED module, with integrated LED 24 V AC/DC, screw terminal, with laser labeling, upper case | - | 0 | 0
3SU1102-6AA30-1AA0-Z | Y12 | 3SU1102-6AA30-1AA0-ZY12 | 1 | UN | 1 | 10 | C | D | N | N | 85369095 | 1 |  | 0.017 | KG | 19.57 | 19.57 | CP20 | CP20 | Indicator lights, 22 mm, round, plastic, yellow, lens, smooth, with holder, LED module, with integrated LED 24 V AC/DC, screw terminal, with laser labeling, lower case | - | 0 | 0
3SU1102-6AA30-1AA0-Z | Y13 | 3SU1102-6AA30-1AA0-ZY13 | 1 | UN | 1 | 10 | C | D | N | N | 85369095 | 1 |  | 0.017 | KG | 19.57 | 19.57 | CP20 | CP20 | Indicator lights, 22 mm, round, plastic, yellow, lens, smooth, with holder, LED module, with integrated LED 24 V AC/DC, screw terminal, with laser labeling, symbol number according to, ISO 7000 or IEC 60417 | - | 0 | 0
3SU1102-6AA30-1AA0-Z | Y15 | 3SU1102-6AA30-1AA0-ZY15 | 1 | UN | 1 | 10 | C | D | N | N | 85369095 | 1 |  | 0.017 | KG | 19.57 | 19.57 | CP20 | CP20 | Indicator lights, 22 mm, round, plastic, yellow, lens, smooth, with holder, LED module, with integrated LED 24 V AC/DC, screw terminal, with laser labeling, upper case and lower case, always upper case at the beginning of the word | - | 0 | 0
3SU1102-6AA30-1AA0-Z | Y19 | 3SU1102-6AA30-1AA0-ZY19 | 1 | UN | 1 | 10 | C | D | N | N | 85369095 | 1 |  | 0.017 | KG | 15.77 | 15.77 | CP20 | CP20 | Indicator lights, 22 mm, round, plastic, yellow, lens, smooth, with holder, LED module, with integrated LED 24 V AC/DC, screw terminal, with laser labeling, inscription or symbol Customer-specific selection with SIRIUS ACT configurator (CIN) | - | 0 | 0
3SU1102-6AA30-3AA0 |  | 3SU1102-6AA30-3AA0 | 1 | UN | 1 | 5 | B | D | N | N | 85369095 | 1 | 4011209958043 | 0.042 | KG | 15.39 | 15.39 | CP20 | CP20 | Indicator lights, 22 mm, round, plastic, yellow, lens, smooth, with holder, LED module, with integrated LED 24 V AC/DC, Spring-type terminal | - | 0 | 0
3SU1102-6AA30-3AA0-Z | X90 | 3SU1102-6AA30-3AA0-ZX90 | 1 | UN | 1 | 5 | B | D | N | N | 85369095 | 20 |  | 0.052 | KG | 15.39 | 15.39 | CP20 | CP20 | Indicator lights, 22 mm, round, plastic, yellow, lens, smooth, with holder, LED module, with integrated LED 24 V AC/DC, spring-type terminal, Z=20-unit packaging | - | 0 | 0
3SU1102-6AA30-3AA0-Z | Y10 | 3SU1102-6AA30-3AA0-ZY10 | 1 | UN | 1 | 10 | C | D | EAR99 | N | 85369095 | 1 |  | 0.038 | KG | 20.14 | 20.14 | CP20 | CP20 | Indicator light, 22 mm, round, plastic, yellow, lens, smooth, with holder, LED module, with integrated LED 24 V AC/DC, spring-type terminal, with laser labeling, upper case and lower case, always upper case at beginning of line | - | 0 | 0
3SU1102-6AA30-3AA0-Z | Y11 | 3SU1102-6AA30-3AA0-ZY11 | 1 | UN | 1 | 10 | C | D | EAR99 | N | 85369095 | 1 |  | 0.038 | KG | 20.14 | 20.14 | CP20 | CP20 | Indicator lights, 22 mm, round, plastic, yellow, lens, smooth, with holder, LED module, with integrated LED 24 V AC/DC, spring-type terminal, with laser labeling, upper case | - | 0 | 0
3SU1102-6AA30-3AA0-Z | Y12 | 3SU1102-6AA30-3AA0-ZY12 | 1 | UN | 1 | 10 | C | D | EAR99 | N | 85369095 | 1 |  | 0.038 | KG | 20.14 | 20.14 | CP20 | CP20 | Indicator lights, 22 mm, round, plastic, yellow, lens, smooth, with holder, LED module, with integrated LED 24 V AC/DC, spring-type terminal, with laser labeling, lower case | - | 0 | 0
3SU1102-6AA30-3AA0-Z | Y13 | 3SU1102-6AA30-3AA0-ZY13 | 1 | UN | 1 | 10 | C | D | EAR99 | N | 85369095 | 1 |  | 0.038 | KG | 20.14 | 20.14 | CP20 | CP20 | Indicator lights, 22 mm, round, plastic, yellow, lens, smooth, with holder, LED module, with integrated LED 24 V AC/DC, spring-type terminal, with laser labeling, symbol number according to, ISO 7000 or IEC 60417 | - | 0 | 0
3SU1102-6AA30-3AA0-Z | Y15 | 3SU1102-6AA30-3AA0-ZY15 | 1 | UN | 1 | 10 | C | D | EAR99 | N | 85369095 | 1 |  | 0.038 | KG | 20.14 | 20.14 | CP20 | CP20 | Indicator lights, 22 mm, round, plastic, yellow, lens, smooth, with holder, LED module, with integrated LED 24 V AC/DC, spring-type terminal, with laser labeling, upper case and lower case, always upper case at the beginning of the word | - | 0 | 0
3SU1102-6AA30-3AA0-Z | Y19 | 3SU1102-6AA30-3AA0-ZY19 | 1 | UN | 1 | 10 | C | D | EAR99 | N | 85369095 | 1 |  | 0.038 | KG | 16.34 | 16.34 | CP20 | CP20 | Indicator lights, 22 mm, round, plastic, yellow, lens, smooth, with holder, LED module, with integrated LED 24 V AC/DC, spring-type terminal, with laser labeling, inscription or symbol Customer-specific selection with SIRIUS ACT configurator (CIN) | - | 0 | 0
3SU1102-6AA40-1AA0 |  | 3SU1102-6AA40-1AA0 | 1 | UN | 1 | 1 | A | D | N | N | 85369095 | 1 | 4011209957923 | 0.043 | KG | 14.82 | 13.59 | CP20 | CP20 | Indicator lights, 22 mm, round, plastic, green, lens, smooth, with holder, LED module, with integrated LED 24 V AC/DC, screw terminal | Lista Papel 2020 SI | 0 | 0
3SU1102-6AA40-1AA0-Z | X90 | 3SU1102-6AA40-1AA0-ZX90 | 1 | UN | 1 | 5 | B | D | N | N | 85369095 | 20 | 4047621049861 | 0.051 | KG | 14.82 | 14.82 | CP20 | CP20 | Indicator lights, 22 mm, round, plastic, green, lens, smooth, with holder, LED module, with integrated LED 24 V AC/DC, screw terminal, Z=20-unit packaging | - | 0 | 0
3SU1102-6AA40-1AA0-Z | Y10 | 3SU1102-6AA40-1AA0-ZY10 | 1 | UN | 1 | 10 | C | D | N | N | 85369095 | 1 |  | 0.05 | KG | 19.57 | 19.57 | CP20 | CP20 | Indicator light, 22 mm, round, plastic, green, lens, smooth, with holder, LED module, with integrated LED 24 V AC/DC, screw terminal, with laser labeling, upper case and lower case, always upper case at beginning of line | - | 0 | 0
3SU1102-6AA40-1AA0-Z | Y11 | 3SU1102-6AA40-1AA0-ZY11 | 1 | UN | 1 | 10 | C | D | N | N | 85369095 | 1 |  | 0.017 | KG | 19.57 | 19.57 | CP20 | CP20 | Indicator lights, 22 mm, round, plastic, green, lens, smooth, with holder, LED module, with integrated LED 24 V AC/DC, screw terminal, with laser labeling, upper case | - | 0 | 0
3SU1102-6AA40-1AA0-Z | Y12 | 3SU1102-6AA40-1AA0-ZY12 | 1 | UN | 1 | 10 | C | D | N | N | 85369095 | 1 |  | 0.017 | KG | 19.57 | 19.57 | CP20 | CP20 | Indicator lights, 22 mm, round, plastic, green, lens, smooth, with holder, LED module, with integrated LED 24 V AC/DC, screw terminal, with laser labeling, lower case | - | 0 | 0
3SU1102-6AA40-1AA0-Z | Y13 | 3SU1102-6AA40-1AA0-ZY13 | 1 | UN | 1 | 10 | C | D | N | N | 85369095 | 1 |  | 0.017 | KG | 19.57 | 19.57 | CP20 | CP20 | Indicator lights, 22 mm, round, plastic, green, lens, smooth, with holder, LED module, with integrated LED 24 V AC/DC, screw terminal, with laser labeling, symbol number according to, ISO 7000 or IEC 60417 | - | 0 | 0
3SU1102-6AA40-1AA0-Z | Y15 | 3SU1102-6AA40-1AA0-ZY15 | 1 | UN | 1 | 10 | C | D | N | N | 85369095 | 1 |  | 0.017 | KG | 19.57 | 19.57 | CP20 | CP20 | Indicator lights, 22 mm, round, plastic, green, lens, smooth, with holder, LED module, with integrated LED 24 V AC/DC, screw terminal, with laser labeling, upper case and lower case, always upper case at the beginning of the word | - | 0 | 0
3SU1102-6AA40-1AA0-Z | Y19 | 3SU1102-6AA40-1AA0-ZY19 | 1 | UN | 1 | 10 | C | D | N | N | 85369095 | 1 |  | 0.017 | KG | 15.77 | 15.77 | CP20 | CP20 | Indicator lights, 22 mm, round, plastic, green, lens, smooth, with holder, LED module, with integrated LED 24 V AC/DC, screw terminal, with laser labeling, inscription or symbol Customer-specific selection with SIRIUS ACT configurator (CIN) | - | 0 | 0
3SU1102-6AA40-3AA0 |  | 3SU1102-6AA40-3AA0 | 1 | UN | 1 | 3 | B | D | N | N | 85369095 | 1 | 4011209958050 | 0.043 | KG | 15.39 | 15.39 | CP20 | CP20 | Indicator lights, 22 mm, round, plastic, green, lens, smooth, with holder, LED module, with integrated LED 24 V AC/DC, Spring-type terminal | - | 0 | 0
3SU1102-6AA40-3AA0-Z | X90 | 3SU1102-6AA40-3AA0-ZX90 | 1 | UN | 1 | 5 | B | D | N | N | 85369095 | 20 |  | 0.052 | KG | 15.39 | 15.39 | CP20 | CP20 | Indicator lights, 22 mm, round, plastic, green, lens, smooth, with holder, LED module, with integrated LED 24 V AC/DC, spring-type terminal, Z=20-unit packaging | - | 0 | 0
3SU1102-6AA40-3AA0-Z | Y10 | 3SU1102-6AA40-3AA0-ZY10 | 1 | UN | 1 | 10 | C | D | N | N | 85369095 | 1 |  | 0.038 | KG | 20.14 | 20.14 | CP20 | CP20 | Indicator light, 22 mm, round, plastic, green, lens, smooth, with holder, LED module, with integrated LED 24 V AC/DC, spring-type terminal, with laser labeling, upper case and lower case, always upper case at beginning of line | - | 0 | 0
3SU1102-6AA40-3AA0-Z | Y11 | 3SU1102-6AA40-3AA0-ZY11 | 1 | UN | 1 | 10 | C | D | N | N | 85369095 | 1 |  | 0.04 | KG | 20.14 | 20.14 | CP20 | CP20 | Indicator lights, 22 mm, round, plastic, green, lens, smooth, with holder, LED module, with integrated LED 24 V AC/DC, spring-type terminal, with laser labeling, upper case | - | 0 | 0
3SU1102-6AA40-3AA0-Z | Y12 | 3SU1102-6AA40-3AA0-ZY12 | 1 | UN | 1 | 10 | C | D | N | N | 85369095 | 1 |  | 0.038 | KG | 20.14 | 20.14 | CP20 | CP20 | Indicator lights, 22 mm, round, plastic, green, lens, smooth, with holder, LED module, with integrated LED 24 V AC/DC, spring-type terminal, with laser labeling, lower case | - | 0 | 0
3SU1102-6AA40-3AA0-Z | Y13 | 3SU1102-6AA40-3AA0-ZY13 | 1 | UN | 1 | 10 | C | D | N | N | 85369095 | 1 |  | 0.038 | KG | 20.14 | 20.14 | CP20 | CP20 | Indicator lights, 22 mm, round, plastic, green, lens, smooth, with holder, LED module, with integrated LED 24 V AC/DC, spring-type terminal, with laser labeling, symbol number according to, ISO 7000 or IEC 60417 | - | 0 | 0
3SU1102-6AA40-3AA0-Z | Y15 | 3SU1102-6AA40-3AA0-ZY15 | 1 | UN | 1 | 10 | C | D | N | N | 85369095 | 1 |  | 0.038 | KG | 20.14 | 20.14 | CP20 | CP20 | Indicator lights, 22 mm, round, plastic, green, lens, smooth, with holder, LED module, with integrated LED 24 V AC/DC, spring-type terminal, with laser labeling, upper case and lower case, always upper case at the beginning of the word | - | 0 | 0
3SU1102-6AA40-3AA0-Z | Y19 | 3SU1102-6AA40-3AA0-ZY19 | 1 | UN | 1 | 10 | C | D | N | N | 85369095 | 1 |  | 0.038 | KG | 16.34 | 16.34 | CP20 | CP20 | Indicator lights, 22 mm, round, plastic, green, lens, smooth, with holder, LED module, with integrated LED 24 V AC/DC, spring-type terminal, with laser labeling, inscription or symbol Customer-specific selection with SIRIUS ACT configurator (CIN) | - | 0 | 0
3SU1102-6AA50-1AA0 |  | 3SU1102-6AA50-1AA0 | 1 | UN | 1 | 1 | A | D | N | N | 85369095 | 1 | 4011209957930 | 0.043 | KG | 14.82 | 13.59 | CP20 | CP20 | Indicator lights, 22 mm, round, plastic, blue, lens, smooth, with holder, LED module, with integrated LED 24 V AC/DC, screw terminal | Lista Papel 2020 SI | 0 | 0
3SU1102-6AA50-1AA0-Z | X90 | 3SU1102-6AA50-1AA0-ZX90 | 1 | UN | 1 | 5 | B | D | EAR99 | N | 85369095 | 20 |  | 0.038 | KG | 14.82 | 14.82 | CP20 | CP20 | Indicator lights, 22 mm, round, plastic, blue, lens, smooth, with holder, LED module, with integrated LED 24 V AC/DC, screw terminal, Z=20-unit packaging | - | 0 | 0
3SU1102-6AA50-1AA0-Z | Y10 | 3SU1102-6AA50-1AA0-ZY10 | 1 | UN | 1 | 10 | C | D | EAR99 | N | 85369095 | 1 |  | 0.038 | KG | 19.57 | 19.57 | CP20 | CP20 | Indicator light, 22 mm, round, plastic, blue, lens, smooth, with holder, LED module, with integrated LED 24 V AC/DC, screw terminal, with laser labeling, upper case and lower case, always upper case at beginning of line | - | 0 | 0
3SU1102-6AA50-1AA0-Z | Y11 | 3SU1102-6AA50-1AA0-ZY11 | 1 | UN | 1 | 10 | C | D | EAR99 | N | 85369095 | 1 |  | 0.038 | KG | 19.57 | 19.57 | CP20 | CP20 | Indicator lights, 22 mm, round, plastic, blue, lens, smooth, with holder, LED module, with integrated LED 24 V AC/DC, screw terminal, with laser labeling, upper case | - | 0 | 0
3SU1102-6AA50-1AA0-Z | Y12 | 3SU1102-6AA50-1AA0-ZY12 | 1 | UN | 1 | 10 | C | D | EAR99 | N | 85369095 | 1 |  | 0.038 | KG | 19.57 | 19.57 | CP20 | CP20 | Indicator lights, 22 mm, round, plastic, blue, lens, smooth, with holder, LED module, with integrated LED 24 V AC/DC, screw terminal, with laser labeling, lower case | - | 0 | 0
3SU1102-6AA50-1AA0-Z | Y13 | 3SU1102-6AA50-1AA0-ZY13 | 1 | UN | 1 | 10 | C | D | EAR99 | N | 85369095 | 1 |  | 0.038 | KG | 19.57 | 19.57 | CP20 | CP20 | Indicator lights, 22 mm, round, plastic, blue, lens, smooth, with holder, LED module, with integrated LED 24 V AC/DC, screw terminal, with laser labeling, symbol number according to, ISO 7000 or IEC 60417 | - | 0 | 0
3SU1102-6AA50-1AA0-Z | Y15 | 3SU1102-6AA50-1AA0-ZY15 | 1 | UN | 1 | 10 | C | D | EAR99 | N | 85369095 | 1 |  | 0.038 | KG | 19.57 | 19.57 | CP20 | CP20 | Indicator lights, 22 mm, round, plastic, blue, lens, smooth, with holder, LED module, with integrated LED 24 V AC/DC, screw terminal, with laser labeling, upper case and lower case, always upper case at the beginning of the word | - | 0 | 0
3SU1102-6AA50-1AA0-Z | Y19 | 3SU1102-6AA50-1AA0-ZY19 | 1 | UN | 1 | 10 | C | D | EAR99 | N | 85369095 | 1 |  | 0.038 | KG | 15.77 | 15.77 | CP20 | CP20 | Indicator lights, 22 mm, round, plastic, blue, lens, smooth, with holder, LED module, with integrated LED 24 V AC/DC, screw terminal, with laser labeling, inscription or symbol Customer-specific selection with SIRIUS ACT configurator (CIN) | - | 0 | 0
3SU1102-6AA50-3AA0 |  | 3SU1102-6AA50-3AA0 | 1 | UN | 1 | 5 | B | D | N | N | 85369095 | 1 | 4011209958067 | 0.043 | KG | 15.39 | 15.39 | CP20 | CP20 | Indicator lights, 22 mm, round, plastic, blue, lens, smooth, with holder, LED module, with integrated LED 24 V AC/DC, Spring-type terminal | - | 0 | 0
3SU1102-6AA50-3AA0-Z | X90 | 3SU1102-6AA50-3AA0-ZX90 | 1 | UN | 1 | 5 | B | D | N | N | 85369095 | 20 |  | 0.054 | KG | 15.39 | 15.39 | CP20 | CP20 | Indicator lights, 22 mm, round, plastic, blue, lens, smooth, with holder, LED module, with integrated LED 24 V AC/DC, spring-type terminal, Z=20-unit packaging | - | 0 | 0
3SU1102-6AA50-3AA0-Z | Y10 | 3SU1102-6AA50-3AA0-ZY10 | 1 | UN | 1 | 10 | C | D | EAR99 | N | 85369095 | 1 |  | 0.038 | KG | 20.14 | 20.14 | CP20 | CP20 | Indicator light, 22 mm, round, plastic, blue, lens, smooth, with holder, LED module, with integrated LED 24 V AC/DC, spring-type terminal, with laser labeling, upper case and lower case, always upper case at beginning of line | - | 0 | 0
3SU1102-6AA50-3AA0-Z | Y11 | 3SU1102-6AA50-3AA0-ZY11 | 1 | UN | 1 | 10 | C | D | EAR99 | N | 85369095 | 1 |  | 0.038 | KG | 20.14 | 20.14 | CP20 | CP20 | Indicator lights, 22 mm, round, plastic, blue, lens, smooth, with holder, LED module, with integrated LED 24 V AC/DC, spring-type terminal, with laser labeling, upper case | - | 0 | 0
3SU1102-6AA50-3AA0-Z | Y12 | 3SU1102-6AA50-3AA0-ZY12 | 1 | UN | 1 | 10 | C | D | EAR99 | N | 85369095 | 1 |  | 0.038 | KG | 20.14 | 20.14 | CP20 | CP20 | Indicator lights, 22 mm, round, plastic, blue, lens, smooth, with holder, LED module, with integrated LED 24 V AC/DC, spring-type terminal, with laser labeling, lower case | - | 0 | 0
3SU1102-6AA50-3AA0-Z | Y13 | 3SU1102-6AA50-3AA0-ZY13 | 1 | UN | 1 | 10 | C | D | EAR99 | N | 85369095 | 1 |  | 0.038 | KG | 20.14 | 20.14 | CP20 | CP20 | Indicator lights, 22 mm, round, plastic, blue, lens, smooth, with holder, LED module, with integrated LED 24 V AC/DC, spring-type terminal, with laser labeling, symbol number according to, ISO 7000 or IEC 60417 | - | 0 | 0
3SU1102-6AA50-3AA0-Z | Y15 | 3SU1102-6AA50-3AA0-ZY15 | 1 | UN | 1 | 10 | C | D | EAR99 | N | 85369095 | 1 |  | 0.038 | KG | 20.14 | 20.14 | CP20 | CP20 | Indicator lights, 22 mm, round, plastic, blue, lens, smooth, with holder, LED module, with integrated LED 24 V AC/DC, spring-type terminal, with laser labeling, upper case and lower case, always upper case at the beginning of the word | - | 0 | 0
3SU1102-6AA50-3AA0-Z | Y19 | 3SU1102-6AA50-3AA0-ZY19 | 1 | UN | 1 | 10 | C | D | EAR99 | N | 85369095 | 1 |  | 0.038 | KG | 16.34 | 16.34 | CP20 | CP20 | Indicator lights, 22 mm, round, plastic, blue, lens, smooth, with holder, LED module, with integrated LED 24 V AC/DC, spring-type terminal, with laser labeling, inscription or symbol Customer-specific selection with SIRIUS ACT configurator (CIN) | - | 0 | 0
3SU1102-6AA60-1AA0 |  | 3SU1102-6AA60-1AA0 | 1 | UN | 1 | 1 | A | D | N | N | 85369095 | 1 | 4011209957947 | 0.043 | KG | 14.82 | 13.59 | CP20 | CP20 | Indicator lights, 22 mm, round, plastic, white, lens, smooth, with holder, LED module, with integrated LED 24 V AC/DC, screw terminal | Lista Papel 2020 SI | 0 | 0
3SU1102-6AA60-1AA0-Z | X90 | 3SU1102-6AA60-1AA0-ZX90 | 1 | UN | 1 | 5 | B | D | N | N | 85369095 | 20 | 4047621058467 | 0.052 | KG | 14.82 | 14.82 | CP20 | CP20 | Indicator lights, 22 mm, round, plastic, white, lens, smooth, with holder, LED module, with integrated LED 24 V AC/DC, screw terminal, Z=20-unit packaging | - | 0 | 0
3SU1102-6AA60-1AA0-Z | Y10 | 3SU1102-6AA60-1AA0-ZY10 | 1 | UN | 1 | 10 | C | D | N | N | 85369095 | 1 |  | 0.06 | KG | 19.57 | 19.57 | CP20 | CP20 | Indicator light, 22 mm, round, plastic, white, lens, smooth, with holder, LED module, with integrated LED 24 V AC/DC, screw terminal, with laser labeling, upper case and lower case, always upper case at beginning of line | - | 0 | 0
3SU1102-6AA60-1AA0-Z | Y11 | 3SU1102-6AA60-1AA0-ZY11 | 1 | UN | 1 | 10 | C | D | N | N | 85369095 | 1 |  | 0.038 | KG | 19.57 | 19.57 | CP20 | CP20 | Indicator lights, 22 mm, round, plastic, white, lens, smooth, with holder, LED module, with integrated LED 24 V AC/DC, screw terminal, with laser labeling, upper case | - | 0 | 0
3SU1102-6AA60-1AA0-Z | Y12 | 3SU1102-6AA60-1AA0-ZY12 | 1 | UN | 1 | 10 | C | D | N | N | 85369095 | 1 |  | 0.038 | KG | 19.57 | 19.57 | CP20 | CP20 | Indicator lights, 22 mm, round, plastic, white, lens, smooth, with holder, LED module, with integrated LED 24 V AC/DC, screw terminal, with laser labeling, lower case | - | 0 | 0
3SU1102-6AA60-1AA0-Z | Y13 | 3SU1102-6AA60-1AA0-ZY13 | 1 | UN | 1 | 10 | C | D | N | N | 85369095 | 1 |  | 0.038 | KG | 19.57 | 19.57 | CP20 | CP20 | Indicator lights, 22 mm, round, plastic, white, lens, smooth, with holder, LED module, with integrated LED 24 V AC/DC, screw terminal, with laser labeling, symbol number according to, ISO 7000 or IEC 60417 | - | 0 | 0
3SU1102-6AA60-1AA0-Z | Y15 | 3SU1102-6AA60-1AA0-ZY15 | 1 | UN | 1 | 10 | C | D | N | N | 85369095 | 1 |  | 0.038 | KG | 19.57 | 19.57 | CP20 | CP20 | Indicator lights, 22 mm, round, plastic, white, lens, smooth, with holder, LED module, with integrated LED 24 V AC/DC, screw terminal, with laser labeling, upper case and lower case, always upper case at the beginning of the word | - | 0 | 0
3SU1102-6AA60-1AA0-Z | Y19 | 3SU1102-6AA60-1AA0-ZY19 | 1 | UN | 1 | 10 | C | D | N | N | 85369095 | 1 |  | 0.038 | KG | 15.77 | 15.77 | CP20 | CP20 | Indicator lights, 22 mm, round, plastic, white, lens, smooth, with holder, LED module, with integrated LED 24 V AC/DC, screw terminal, with laser labeling, inscription or symbol Customer-specific selection with SIRIUS ACT configurator (CIN) | - | 0 | 0
3SU1102-6AA60-3AA0 |  | 3SU1102-6AA60-3AA0 | 1 | UN | 1 | 3 | B | D | N | N | 85369095 | 1 | 4011209958074 | 0.043 | KG | 15.39 | 15.39 | CP20 | CP20 | Indicator lights, 22 mm, round, plastic, white, lens, smooth, with holder, LED module, with integrated LED 24 V AC/DC, Spring-type terminal | - | 0 | 0
3SU1102-6AA60-3AA0-Z | X90 | 3SU1102-6AA60-3AA0-ZX90 | 1 | UN | 1 | 5 | B | D | N | N | 85369095 | 20 |  | 0.056 | KG | 15.39 | 15.39 | CP20 | CP20 | Indicator lights, 22 mm, round, plastic, white, lens, smooth, with holder, LED module, with integrated LED 24 V AC/DC, spring-type terminal, Z=20-unit packaging | - | 0 | 0
3SU1102-6AA60-3AA0-Z | Y10 | 3SU1102-6AA60-3AA0-ZY10 | 1 | UN | 1 | 10 | C | D | N | N | 85369095 | 1 |  | 0.045 | KG | 20.14 | 20.14 | CP20 | CP20 | Indicator light, 22 mm, round, plastic, white, lens, smooth, with holder, LED module, with integrated LED 24 V AC/DC, spring-type terminal, with laser labeling, upper case and lower case, always upper case at beginning of line | - | 0 | 0
3SU1102-6AA60-3AA0-Z | Y11 | 3SU1102-6AA60-3AA0-ZY11 | 1 | UN | 1 | 10 | C | D | N | N | 85369095 | 1 |  | 0.038 | KG | 20.14 | 20.14 | CP20 | CP20 | Indicator lights, 22 mm, round, plastic, white, lens, smooth, with holder, LED module, with integrated LED 24 V AC/DC, spring-type terminal, with laser labeling, upper case | - | 0 | 0
3SU1102-6AA60-3AA0-Z | Y12 | 3SU1102-6AA60-3AA0-ZY12 | 1 | UN | 1 | 10 | C | D | N | N | 85369095 | 1 |  | 0.038 | KG | 20.14 | 20.14 | CP20 | CP20 | Indicator lights, 22 mm, round, plastic, white, lens, smooth, with holder, LED module, with integrated LED 24 V AC/DC, spring-type terminal, with laser labeling, lower case | - | 0 | 0
3SU1102-6AA60-3AA0-Z | Y13 | 3SU1102-6AA60-3AA0-ZY13 | 1 | UN | 1 | 10 | C | D | N | N | 85369095 | 1 |  | 0.038 | KG | 20.14 | 20.14 | CP20 | CP20 | Indicator lights, 22 mm, round, plastic, white, lens, smooth, with holder, LED module, with integrated LED 24 V AC/DC, spring-type terminal, with laser labeling, symbol number according to, ISO 7000 or IEC 60417 | - | 0 | 0
3SU1102-6AA60-3AA0-Z | Y15 | 3SU1102-6AA60-3AA0-ZY15 | 1 | UN | 1 | 10 | C | D | N | N | 85369095 | 1 |  | 0.038 | KG | 20.14 | 20.14 | CP20 | CP20 | Indicator lights, 22 mm, round, plastic, white, lens, smooth, with holder, LED module, with integrated LED 24 V AC/DC, spring-type terminal, with laser labeling, upper case and lower case, always upper case at the beginning of the word | - | 0 | 0
3SU1102-6AA60-3AA0-Z | Y19 | 3SU1102-6AA60-3AA0-ZY19 | 1 | UN | 1 | 10 | C | D | N | N | 85369095 | 1 |  | 0.038 | KG | 16.34 | 16.34 | CP20 | CP20 | Indicator lights, 22 mm, round, plastic, white, lens, smooth, with holder, LED module, with integrated LED 24 V AC/DC, spring-type terminal, with laser labeling, inscription or symbol Customer-specific selection with SIRIUS ACT configurator (CIN) | - | 0 | 0
3SU1102-6AA70-1AA0 |  | 3SU1102-6AA70-1AA0 | 1 | UN | 1 | 1 | A | D | N | N | 85369095 | 1 | 4011209957954 | 0.044 | KG | 14.82 | 13.59 | CP20 | CP20 | Indicator lights, 22 mm, round, plastic, clear, lens, smooth, with holder, LED module, with integrated LED 24 V AC/DC, screw terminal | Lista Papel 2020 SI | 0 | 0
3SU1102-6AA70-1AA0-Z | X90 | 3SU1102-6AA70-1AA0-ZX90 | 1 | UN | 1 | 5 | B | D | N | N | 85369095 | 20 |  | 0.049 | KG | 14.82 | 14.82 | CP20 | CP20 | Indicator lights, 22 mm, round, plastic, clear, lens, smooth, with holder, LED module, with integrated LED 24 V AC/DC, screw terminal, Z=20-unit packaging | - | 0 | 0
3SU1102-6AA70-1AA0-Z | Y10 | 3SU1102-6AA70-1AA0-ZY10 | 1 | UN | 1 | 10 | C | D | N | N | 85369095 | 1 |  | 0.045 | KG | 19.57 | 19.57 | CP20 | CP20 | Indicator light, 22 mm, round, plastic, clear, lens, smooth, with holder, LED module, with integrated LED 24 V AC/DC, screw terminal, with laser labeling, upper case and lower case, always upper case at beginning of line | - | 0 | 0
3SU1102-6AA70-1AA0-Z | Y11 | 3SU1102-6AA70-1AA0-ZY11 | 1 | UN | 1 | 10 | C | D | N | N | 85369095 | 1 |  | 0.038 | KG | 19.57 | 19.57 | CP20 | CP20 | Indicator lights, 22 mm, round, plastic, clear, lens, smooth, with holder, LED module, with integrated LED 24 V AC/DC, screw terminal, with laser labeling, upper case | - | 0 | 0
3SU1102-6AA70-1AA0-Z | Y12 | 3SU1102-6AA70-1AA0-ZY12 | 1 | UN | 1 | 10 | C | D | N | N | 85369095 | 1 |  | 0.038 | KG | 19.57 | 19.57 | CP20 | CP20 | Indicator lights, 22 mm, round, plastic, clear, lens, smooth, with holder, LED module, with integrated LED 24 V AC/DC, screw terminal, with laser labeling, lower case | - | 0 | 0
3SU1102-6AA70-1AA0-Z | Y13 | 3SU1102-6AA70-1AA0-ZY13 | 1 | UN | 1 | 10 | C | D | N | N | 85369095 | 1 |  | 0.038 | KG | 19.57 | 19.57 | CP20 | CP20 | Indicator lights, 22 mm, round, plastic, clear, lens, smooth, with holder, LED module, with integrated LED 24 V AC/DC, screw terminal, with laser labeling, symbol number according to, ISO 7000 or IEC 60417 | - | 0 | 0
3SU1102-6AA70-1AA0-Z | Y15 | 3SU1102-6AA70-1AA0-ZY15 | 1 | UN | 1 | 10 | C | D | N | N | 85369095 | 1 |  | 0.038 | KG | 19.57 | 19.57 | CP20 | CP20 | Indicator lights, 22 mm, round, plastic, clear, lens, smooth, with holder, LED module, with integrated LED 24 V AC/DC, screw terminal, with laser labeling, upper case and lower case, always upper case at the beginning of the word | - | 0 | 0
3SU1102-6AA70-1AA0-Z | Y19 | 3SU1102-6AA70-1AA0-ZY19 | 1 | UN | 1 | 10 | C | D | N | N | 85369095 | 1 |  | 0.038 | KG | 15.77 | 15.77 | CP20 | CP20 | Indicator lights, 22 mm, round, plastic, clear, lens, smooth, with holder, LED module, with integrated LED 24 V AC/DC, screw terminal, with laser labeling, inscription or symbol Customer-specific selection with SIRIUS ACT configurator (CIN) | - | 0 | 0
3SU1102-6AA70-3AA0 |  | 3SU1102-6AA70-3AA0 | 1 | UN | 1 | 5 | B | D | N | N | 85369095 | 1 | 4011209958081 | 0.04 | KG | 15.39 | 15.39 | CP20 | CP20 | Indicator lights, 22 mm, round, plastic, clear, lens, smooth, with holder, LED module, with integrated LED 24 V AC/DC, Spring-type terminal | - | 0 | 0
3SU1102-6AA70-3AA0-Z | X90 | 3SU1102-6AA70-3AA0-ZX90 | 1 | UN | 1 | 5 | B | D | N | N | 85369095 | 20 |  | 0.038 | KG | 15.39 | 15.39 | CP20 | CP20 | Indicator lights, 22 mm, round, plastic, clear, lens, smooth, with holder, LED module, with integrated LED 24 V AC/DC, spring-type terminal, Z=20-unit packaging | - | 0 | 0
3SU1102-6AA70-3AA0-Z | Y10 | 3SU1102-6AA70-3AA0-ZY10 | 1 | UN | 1 | 10 | C | D | N | N | 85369095 | 1 |  | 0.04 | KG | 20.14 | 20.14 | CP20 | CP20 | Indicator light, 22 mm, round, plastic, clear, lens, smooth, with holder, LED module, with integrated LED 24 V AC/DC, spring-type terminal, with laser labeling, upper case and lower case, always upper case at beginning of line | - | 0 | 0
3SU1102-6AA70-3AA0-Z | Y11 | 3SU1102-6AA70-3AA0-ZY11 | 1 | UN | 1 | 10 | C | D | N | N | 85369095 | 1 |  | 0.038 | KG | 20.14 | 20.14 | CP20 | CP20 | Indicator lights, 22 mm, round, plastic, clear, lens, smooth, with holder, LED module, with integrated LED 24 V AC/DC, spring-type terminal, with laser labeling, upper case | - | 0 | 0
3SU1102-6AA70-3AA0-Z | Y12 | 3SU1102-6AA70-3AA0-ZY12 | 1 | UN | 1 | 10 | C | D | N | N | 85369095 | 1 |  | 0.038 | KG | 20.14 | 20.14 | CP20 | CP20 | Indicator lights, 22 mm, round, plastic, clear, lens, smooth, with holder, LED module, with integrated LED 24 V AC/DC, spring-type terminal, with laser labeling, lower case | - | 0 | 0
3SU1102-6AA70-3AA0-Z | Y13 | 3SU1102-6AA70-3AA0-ZY13 | 1 | UN | 1 | 10 | C | D | N | N | 85369095 | 1 |  | 0.038 | KG | 20.14 | 20.14 | CP20 | CP20 | Indicator lights, 22 mm, round, plastic, clear, lens, smooth, with holder, LED module, with integrated LED 24 V AC/DC, spring-type terminal, with laser labeling, symbol number according to, ISO 7000 or IEC 60417 | - | 0 | 0
3SU1102-6AA70-3AA0-Z | Y15 | 3SU1102-6AA70-3AA0-ZY15 | 1 | UN | 1 | 10 | C | D | N | N | 85369095 | 1 |  | 0.038 | KG | 20.14 | 20.14 | CP20 | CP20 | Indicator lights, 22 mm, round, plastic, clear, lens, smooth, with holder, LED module, with integrated LED 24 V AC/DC, spring-type terminal, with laser labeling, upper case and lower case, always upper case at the beginning of the word | - | 0 | 0
3SU1102-6AA70-3AA0-Z | Y19 | 3SU1102-6AA70-3AA0-ZY19 | 1 | UN | 1 | 10 | C | D | N | N | 85369095 | 1 |  | 0.038 | KG | 16.34 | 16.34 | CP20 | CP20 | Indicator lights, 22 mm, round, plastic, clear, lens, smooth, with holder, LED module, with integrated LED 24 V AC/DC, spring-type terminal, with laser labeling, inscription or symbol Customer-specific selection with SIRIUS ACT configurator (CIN) | - | 0 | 0
3SU1103-0AB20-1CA0 |  | 3SU1103-0AB20-1CA0 | 1 | UN | 1 | 5 | B | D | N | N | 85365080 | 1 | 4011209957480 | 0.058 | KG | 28.69 | 28.69 | CP20 | CP20 | Illuminated pushbutton, 22 mm, round, plastic, red, pushbutton, flat, momentary contact type, with holder, 1 NC, LED module with integrated LED 110 V AC, screw terminal | - | 0 | 0
3SU1103-0AB20-1CA0-Z | X90 | 3SU1103-0AB20-1CA0-ZX90 | 1 | UN | 1 | 5 | B | D | EAR99 | N | 85365080 | 20 |  | 0.052 | KG | 28.69 | 28.69 | CP20 | CP20 | Illuminated pushbutton, 22 mm, round, plastic, red, pushbutton, flat, momentary contact type, with holder, 1NC, LED module with integrated LED 110 V AC, screw terminal, Z=20-unit packaging | - | 0 | 0
3SU1103-0AB20-1CA0-Z | Y10 | 3SU1103-0AB20-1CA0-ZY10 | 1 | UN | 1 | 10 | C | D | EAR99 | N | 85365080 | 1 |  | 0.052 | KG | 33.44 | 33.44 | CP20 | CP20 | Illuminated pushbutton, 22 mm, round, plastic, red, pushbutton, flat, momentary contact type, with holder, 1NC, LED module with integrated LED 110 V AC, screw terminal, with laser labeling, upper case and lower case, always upper case at beginning of line | - | 0 | 0
3SU1103-0AB20-1CA0-Z | Y11 | 3SU1103-0AB20-1CA0-ZY11 | 1 | UN | 1 | 10 | C | D | EAR99 | N | 85365080 | 1 |  | 0.052 | KG | 33.44 | 33.44 | CP20 | CP20 | Illuminated pushbutton, 22 mm, round, plastic, red, pushbutton, flat, momentary contact type, with holder, 1NC, LED module with integrated LED 110 V AC, screw terminal, with laser labeling, upper case | - | 0 | 0
3SU1103-0AB20-1CA0-Z | Y12 | 3SU1103-0AB20-1CA0-ZY12 | 1 | UN | 1 | 10 | C | D | EAR99 | N | 85365080 | 1 |  | 0.052 | KG | 33.44 | 33.44 | CP20 | CP20 | Illuminated pushbutton, 22 mm, round, plastic, red, pushbutton, flat, momentary contact type, with holder, 1NC, LED module with integrated LED 110 V AC, screw terminal, with laser labeling, lower case | - | 0 | 0
3SU1103-0AB20-1CA0-Z | Y13 | 3SU1103-0AB20-1CA0-ZY13 | 1 | UN | 1 | 10 | C | D | EAR99 | N | 85365080 | 1 |  | 0.052 | KG | 33.44 | 33.44 | CP20 | CP20 | Illuminated pushbutton, 22 mm, round, plastic, red, pushbutton, flat, momentary contact type, with holder, 1NC, LED module with integrated LED 110 V AC, screw terminal, with laser labeling, symbol number according to, ISO 7000 or IEC 60417 | - | 0 | 0
3SU1103-0AB20-1CA0-Z | Y15 | 3SU1103-0AB20-1CA0-ZY15 | 1 | UN | 1 | 10 | C | D | EAR99 | N | 85365080 | 1 |  | 0.052 | KG | 33.44 | 33.44 | CP20 | CP20 | Illuminated pushbutton, 22 mm, round, plastic, red, pushbutton, flat, momentary contact type, with holder, 1NC, LED module with integrated LED 110 V AC, screw terminal, with laser labeling, upper case and lower case, Always upper case at the beginning of the word | - | 0 | 0
3SU1103-0AB20-1CA0-Z | Y19 | 3SU1103-0AB20-1CA0-ZY19 | 1 | UN | 1 | 10 | C | D | EAR99 | N | 85365080 | 1 |  | 0.052 | KG | 29.64 | 29.64 | CP20 | CP20 | Illuminated pushbutton, 22 mm, round, plastic, red, pushbutton, flat, momentary contact type, with holder, 1NC, LED module with integrated LED 110 V AC, screw terminal, with laser labeling, inscription or symbol Customer-specific selection with SIRIUS ACT configurator (CIN) | - | 0 | 0
3SU1103-0AB20-1FA0 |  | 3SU1103-0AB20-1FA0 | 1 | UN | 1 | 3 | B | D | N | N | 85365080 | 1 | 4011209957282 | 0.065 | KG | 31.92 | 31.92 | CP20 | CP20 | Illuminated pushbutton, 22 mm, round, plastic, red, pushbutton, flat, momentary contact type, with holder, 1 NO+1 NC, LED module with integrated LED 110 V AC, screw terminal | - | 0 | 0
3SU1103-0AB20-1FA0-Z | X90 | 3SU1103-0AB20-1FA0-ZX90 | 1 | UN | 1 | 5 | B | D | EAR99 | N | 85365080 | 20 |  | 0.06 | KG | 31.92 | 31.92 | CP20 | CP20 | Illuminated pushbutton, 22 mm, round, plastic, red, pushbutton, flat, momentary contact type, with holder, 1 NO+1 NC, LED module with integrated LED 110 V AC, screw terminal, Z=20-unit packaging | - | 0 | 0
3SU1103-0AB20-1FA0-Z | Y10 | 3SU1103-0AB20-1FA0-ZY10 | 1 | UN | 1 | 10 | C | D | EAR99 | N | 85365080 | 1 |  | 0.06 | KG | 36.67 | 36.67 | CP20 | CP20 | Illuminated pushbutton, 22 mm, round, plastic, red, pushbutton, flat, momentary contact type, with holder, 1 NO+1 NC, LED module with integrated LED 110 V AC, screw terminal, with laser labeling, upper case and lower case, always upper case at beginning of line | - | 0 | 0
3SU1103-0AB20-1FA0-Z | Y11 | 3SU1103-0AB20-1FA0-ZY11 | 1 | UN | 1 | 10 | C | D | EAR99 | N | 85365080 | 1 |  | 0.06 | KG | 36.67 | 36.67 | CP20 | CP20 | Illuminated pushbutton, 22 mm, round, plastic, red, pushbutton, flat, momentary contact type, with holder, 1 NO+1 NC, LED module with integrated LED 110 V AC, screw terminal, with laser labeling, upper case | - | 0 | 0
3SU1103-0AB20-1FA0-Z | Y12 | 3SU1103-0AB20-1FA0-ZY12 | 1 | UN | 1 | 10 | C | D | EAR99 | N | 85365080 | 1 |  | 0.06 | KG | 36.67 | 36.67 | CP20 | CP20 | Illuminated pushbutton, 22 mm, round, plastic, red, pushbutton, flat, momentary contact type, with holder, 1 NO+1 NC, LED module with integrated LED 110 V AC, screw terminal, with laser labeling, lower case | - | 0 | 0
3SU1103-0AB20-1FA0-Z | Y13 | 3SU1103-0AB20-1FA0-ZY13 | 1 | UN | 1 | 10 | C | D | EAR99 | N | 85365080 | 1 |  | 0.06 | KG | 36.67 | 36.67 | CP20 | CP20 | Illuminated pushbutton, 22 mm, round, plastic, red, pushbutton, flat, momentary contact type, with holder, 1 NO+1 NC, LED module with integrated LED 110 V AC, screw terminal, with laser labeling, symbol number according to, ISO 7000 or IEC 60417 | - | 0 | 0
3SU1103-0AB20-1FA0-Z | Y15 | 3SU1103-0AB20-1FA0-ZY15 | 1 | UN | 1 | 10 | C | D | EAR99 | N | 85365080 | 1 |  | 0.06 | KG | 36.67 | 36.67 | CP20 | CP20 | Illuminated pushbutton, 22 mm, round, plastic, red, pushbutton, flat, momentary contact type, with holder, 1 NO+1 NC, LED module with integrated LED 110 V AC, screw terminal, with laser labeling, upper case and lower case, Always upper case at the beginning of the word | - | 0 | 0
3SU1103-0AB20-1FA0-Z | Y19 | 3SU1103-0AB20-1FA0-ZY19 | 1 | UN | 1 | 10 | C | D | EAR99 | N | 85365080 | 1 |  | 0.06 | KG | 32.87 | 32.87 | CP20 | CP20 | Illuminated pushbutton, 22 mm, round, plastic, red, pushbutton, flat, momentary contact type, with holder, 1 NO+1 NC, LED module with integrated LED 110 V AC, screw terminal, with laser labeling, inscription or symbol Customer-specific selection with SIRIUS ACT configurator (CIN) | - | 0 | 0
3SU1103-0AB20-3CA0 |  | 3SU1103-0AB20-3CA0 | 1 | UN | 1 | 5 | B | D | N | N | 85365080 | 1 | 4011209957497 | 0.059 | KG | 30.78 | 30.78 | CP20 | CP20 | Illuminated pushbutton, 22 mm, round, plastic, red, pushbutton, flat, momentary contact type, with holder, 1 NC, LED module with integrated LED 110 V AC, Spring-type terminal | - | 0 | 0
3SU1103-0AB20-3CA0-Z | X90 | 3SU1103-0AB20-3CA0-ZX90 | 1 | UN | 1 | 5 | B | D | EAR99 | N | 85365080 | 20 |  | 0.052 | KG | 30.78 | 30.78 | CP20 | CP20 | Illuminated pushbutton, 22 mm, round, plastic, red, pushbutton, flat, momentary contact type, with holder, 1NC, LED module with integrated LED 110 V AC, spring-type terminal, Z=20-unit packaging | - | 0 | 0
3SU1103-0AB20-3CA0-Z | Y10 | 3SU1103-0AB20-3CA0-ZY10 | 1 | UN | 1 | 10 | C | D | EAR99 | N | 85365080 | 1 |  | 0.052 | KG | 35.53 | 35.53 | CP20 | CP20 | Illuminated pushbutton, 22 mm, round, plastic, red, pushbutton, flat, momentary contact type, with holder, 1NC, LED module with integrated LED 110 V AC, spring-type terminal, with laser labeling, upper case and lower case, always upper case at beginning of line | - | 0 | 0
3SU1103-0AB20-3CA0-Z | Y11 | 3SU1103-0AB20-3CA0-ZY11 | 1 | UN | 1 | 10 | C | D | EAR99 | N | 85365080 | 1 |  | 0.052 | KG | 35.53 | 35.53 | CP20 | CP20 | Illuminated pushbutton, 22 mm, round, plastic, red, pushbutton, flat, momentary contact type, with holder, 1NC, LED module with integrated LED 110 V AC, spring-type terminal, with laser labeling, upper case | - | 0 | 0
3SU1103-0AB20-3CA0-Z | Y12 | 3SU1103-0AB20-3CA0-ZY12 | 1 | UN | 1 | 10 | C | D | EAR99 | N | 85365080 | 1 |  | 0.052 | KG | 35.53 | 35.53 | CP20 | CP20 | Illuminated pushbutton, 22 mm, round, plastic, red, pushbutton, flat, momentary contact type, with holder, 1NC, LED module with integrated LED 110 V AC, spring-type terminal, with laser labeling, lower case | - | 0 | 0
3SU1103-0AB20-3CA0-Z | Y13 | 3SU1103-0AB20-3CA0-ZY13 | 1 | UN | 1 | 10 | C | D | EAR99 | N | 85365080 | 1 |  | 0.052 | KG | 35.53 | 35.53 | CP20 | CP20 | Illuminated pushbutton, 22 mm, round, plastic, red, pushbutton, flat, momentary contact type, with holder, 1NC, LED module with integrated LED 110 V AC, spring-type terminal, with laser labeling, symbol number according to, ISO 7000 or IEC 60417 | - | 0 | 0
3SU1103-0AB20-3CA0-Z | Y15 | 3SU1103-0AB20-3CA0-ZY15 | 1 | UN | 1 | 10 | C | D | EAR99 | N | 85365080 | 1 |  | 0.052 | KG | 35.53 | 35.53 | CP20 | CP20 | Illuminated pushbutton, 22 mm, round, plastic, red, pushbutton, flat, momentary contact type, with holder, 1NC, LED module with integrated LED 110 V AC, spring-type terminal, with laser labeling, upper case and lower case, Always upper case at the beginning of the word | - | 0 | 0
3SU1103-0AB20-3CA0-Z | Y19 | 3SU1103-0AB20-3CA0-ZY19 | 1 | UN | 1 | 10 | C | D | EAR99 | N | 85365080 | 1 |  | 0.052 | KG | 31.73 | 31.73 | CP20 | CP20 | Illuminated pushbutton, 22 mm, round, plastic, red, pushbutton, flat, momentary contact type, with holder, 1NC, LED module with integrated LED 110 V AC, spring-type terminal, with laser labeling, inscription or symbol Customer-specific selection with SIRIUS ACT configurator (CIN) | - | 0 | 0
3SU1103-0AB20-3FA0 |  | 3SU1103-0AB20-3FA0 | 1 | UN | 1 | 5 | B | D | N | N | 85365080 | 1 | 4011209957343 | 0.068 | KG | 34.58 | 34.58 | CP20 | CP20 | Illuminated pushbutton, 22 mm, round, plastic, red, pushbutton, flat, momentary contact type, with holder, 1 NO+1 NC, LED module with integrated LED 110 V AC, Spring-type terminal | - | 0 | 0
3SU1103-0AB20-3FA0-Z | X90 | 3SU1103-0AB20-3FA0-ZX90 | 1 | UN | 1 | 5 | B | D | EAR99 | N | 85365080 | 20 |  | 0.06 | KG | 34.58 | 34.58 | CP20 | CP20 | Illuminated pushbutton, 22 mm, round, plastic, red, pushbutton, flat, momentary contact type, with holder, 1 NO+1 NC, LED module with integrated LED 110 V AC, spring-type terminal, Z=20-unit packaging | - | 0 | 0
3SU1103-0AB20-3FA0-Z | Y10 | 3SU1103-0AB20-3FA0-ZY10 | 1 | UN | 1 | 10 | C | D | EAR99 | N | 85365080 | 1 |  | 0.06 | KG | 39.33 | 39.33 | CP20 | CP20 | Illuminated pushbutton, 22 mm, round, plastic, red, pushbutton, flat, momentary contact type, with holder, 1 NO+1 NC, LED module with integrated LED 110 V AC, spring-type terminal, with laser labeling, upper case and lower case, always upper case at beginning of line | - | 0 | 0
3SU1103-0AB20-3FA0-Z | Y11 | 3SU1103-0AB20-3FA0-ZY11 | 1 | UN | 1 | 10 | C | D | EAR99 | N | 85365080 | 1 |  | 0.06 | KG | 39.33 | 39.33 | CP20 | CP20 | Illuminated pushbutton, 22 mm, round, plastic, red, pushbutton, flat, momentary contact type, with holder, 1 NO+1 NC, LED module with integrated LED 110 V AC, spring-type terminal, with laser labeling, upper case | - | 0 | 0
3SU1103-0AB20-3FA0-Z | Y12 | 3SU1103-0AB20-3FA0-ZY12 | 1 | UN | 1 | 10 | C | D | EAR99 | N | 85365080 | 1 |  | 0.06 | KG | 39.33 | 39.33 | CP20 | CP20 | Illuminated pushbutton, 22 mm, round, plastic, red, pushbutton, flat, momentary contact type, with holder, 1 NO+1 NC, LED module with integrated LED 110 V AC, spring-type terminal, with laser labeling, lower case | - | 0 | 0
3SU1103-0AB20-3FA0-Z | Y13 | 3SU1103-0AB20-3FA0-ZY13 | 1 | UN | 1 | 10 | C | D | EAR99 | N | 85365080 | 1 |  | 0.06 | KG | 39.33 | 39.33 | CP20 | CP20 | Illuminated pushbutton, 22 mm, round, plastic, red, pushbutton, flat, momentary contact type, with holder, 1 NO+1 NC, LED module with integrated LED 110 V AC, spring-type terminal, with laser labeling, symbol number according to, ISO 7000 or IEC 60417 | - | 0 | 0
3SU1103-0AB20-3FA0-Z | Y15 | 3SU1103-0AB20-3FA0-ZY15 | 1 | UN | 1 | 10 | C | D | EAR99 | N | 85365080 | 1 |  | 0.06 | KG | 39.33 | 39.33 | CP20 | CP20 | Illuminated pushbutton, 22 mm, round, plastic, red, pushbutton, flat, momentary contact type, with holder, 1 NO+1 NC, LED module with integrated LED 110 V AC, spring-type terminal, with laser labeling, upper case and lower case, Always upper case at the beginning of the word | - | 0 | 0
3SU1103-0AB20-3FA0-Z | Y19 | 3SU1103-0AB20-3FA0-ZY19 | 1 | UN | 1 | 10 | C | D | EAR99 | N | 85365080 | 1 |  | 0.06 | KG | 35.53 | 35.53 | CP20 | CP20 | Illuminated pushbutton, 22 mm, round, plastic, red, pushbutton, flat, momentary contact type, with holder, 1 NO+1 NC, LED module with integrated LED 110 V AC, spring-type terminal, with laser labeling, inscription or symbol Customer-specific selection with SIRIUS ACT configurator (CIN) | - | 0 | 0
3SU1103-0AB30-1BA0 |  | 3SU1103-0AB30-1BA0 | 1 | UN | 1 | 5 | B | D | N | N | 85365080 | 1 | 4011209957404 | 0.06 | KG | 28.69 | 27.46 | CP20 | CP20 | Illuminated pushbutton, 22 mm, round, plastic, yellow, pushbutton, flat, momentary contact type, with holder, 1 NO, LED module with integrated LED 110 V AC, screw terminal | Lista Papel 2020 SI | 0 | 0
3SU1103-0AB30-1BA0-Z | X90 | 3SU1103-0AB30-1BA0-ZX90 | 1 | UN | 1 | 5 | B | D | EAR99 | N | 85365080 | 20 |  | 0.052 | KG | 28.69 | 28.69 | CP20 | CP20 | Illuminated pushbutton, 22 mm, round, plastic, yellow, pushbutton, flat, momentary contact type, with holder, 1NO, LED module with integrated LED 110 V AC, screw terminal, Z=20-unit packaging | - | 0 | 0
3SU1103-0AB30-1BA0-Z | Y10 | 3SU1103-0AB30-1BA0-ZY10 | 1 | UN | 1 | 10 | C | D | EAR99 | N | 85365080 | 1 |  | 0.052 | KG | 33.44 | 33.44 | CP20 | CP20 | Illuminated pushbutton, 22 mm, round, plastic, yellow, pushbutton, flat, momentary contact type, with holder, 1NO, LED module with integrated LED 110 V AC, screw terminal, with laser labeling, upper case and lower case, always upper case at beginning of line | - | 0 | 0
3SU1103-0AB30-1BA0-Z | Y11 | 3SU1103-0AB30-1BA0-ZY11 | 1 | UN | 1 | 10 | C | D | EAR99 | N | 85365080 | 1 |  | 0.052 | KG | 33.44 | 33.44 | CP20 | CP20 | Illuminated pushbutton, 22 mm, round, plastic, yellow, pushbutton, flat, momentary contact type, with holder, 1NO, LED module with integrated LED 110 V AC, screw terminal, with laser labeling, upper case | - | 0 | 0
3SU1103-0AB30-1BA0-Z | Y12 | 3SU1103-0AB30-1BA0-ZY12 | 1 | UN | 1 | 10 | C | D | EAR99 | N | 85365080 | 1 |  | 0.052 | KG | 33.44 | 33.44 | CP20 | CP20 | Illuminated pushbutton, 22 mm, round, plastic, yellow, pushbutton, flat, momentary contact type, with holder, 1NO, LED module with integrated LED 110 V AC, screw terminal, with laser labeling, lower case | - | 0 | 0
3SU1103-0AB30-1BA0-Z | Y13 | 3SU1103-0AB30-1BA0-ZY13 | 1 | UN | 1 | 10 | C | D | EAR99 | N | 85365080 | 1 |  | 0.052 | KG | 33.44 | 33.44 | CP20 | CP20 | Illuminated pushbutton, 22 mm, round, plastic, yellow, pushbutton, flat, momentary contact type, with holder, 1NO, LED module with integrated LED 110 V AC, screw terminal, with laser labeling, symbol number according to, ISO 7000 or IEC 60417 | - | 0 | 0
3SU1103-0AB30-1BA0-Z | Y15 | 3SU1103-0AB30-1BA0-ZY15 | 1 | UN | 1 | 10 | C | D | EAR99 | N | 85365080 | 1 |  | 0.052 | KG | 33.44 | 33.44 | CP20 | CP20 | Illuminated pushbutton, 22 mm, round, plastic, yellow, pushbutton, flat, momentary contact type, with holder, 1NO, LED module with integrated LED 110 V AC, screw terminal, with laser labeling, upper case and lower case, Always upper case at the beginning of the word | - | 0 | 0
3SU1103-0AB30-1BA0-Z | Y19 | 3SU1103-0AB30-1BA0-ZY19 | 1 | UN | 1 | 10 | C | D | EAR99 | N | 85365080 | 1 |  | 0.052 | KG | 29.64 | 29.64 | CP20 | CP20 | Illuminated pushbutton, 22 mm, round, plastic, yellow, pushbutton, flat, momentary contact type, with holder, 1NO, LED module with integrated LED 110 V AC, screw terminal, with laser labeling, inscription or symbol Customer-specific selection with SIRIUS ACT configurator (CIN) | - | 0 | 0
3SU1103-0AB30-1FA0 |  | 3SU1103-0AB30-1FA0 | 1 | UN | 1 | 5 | B | D | N | N | 85365080 | 1 | 4011209957299 | 0.065 | KG | 31.92 | 31.92 | CP20 | CP20 | Illuminated pushbutton, 22 mm, round, plastic, yellow, pushbutton, flat, momentary contact type, with holder, 1 NO+1 NC, LED module with integrated LED 110 V AC, screw terminal | - | 0 | 0
3SU1103-0AB30-1FA0-Z | X90 | 3SU1103-0AB30-1FA0-ZX90 | 1 | UN | 1 | 5 | B | D | EAR99 | N | 85365080 | 20 |  | 0.06 | KG | 31.92 | 31.92 | CP20 | CP20 | Illuminated pushbutton, 22 mm, round, plastic, yellow, pushbutton, flat, momentary contact type, with holder, 1 NO+1 NC, LED module with integrated LED 110 V AC, screw terminal, Z=20-unit packaging | - | 0 | 0
3SU1103-0AB30-1FA0-Z | Y10 | 3SU1103-0AB30-1FA0-ZY10 | 1 | UN | 1 | 10 | C | D | EAR99 | N | 85365080 | 1 |  | 0.06 | KG | 36.67 | 36.67 | CP20 | CP20 | Illuminated pushbutton, 22 mm, round, plastic, yellow, pushbutton, flat, momentary contact type, with holder, 1 NO+1 NC, LED module with integrated LED 110 V AC, screw terminal, with laser labeling, upper case and lower case, always upper case at beginning of line | - | 0 | 0
3SU1103-0AB30-1FA0-Z | Y11 | 3SU1103-0AB30-1FA0-ZY11 | 1 | UN | 1 | 10 | C | D | EAR99 | N | 85365080 | 1 |  | 0.06 | KG | 36.67 | 36.67 | CP20 | CP20 | Illuminated pushbutton, 22 mm, round, plastic, yellow, pushbutton, flat, momentary contact type, with holder, 1 NO+1 NC, LED module with integrated LED 110 V AC, screw terminal, with laser labeling, upper case | - | 0 | 0
3SU1103-0AB30-1FA0-Z | Y12 | 3SU1103-0AB30-1FA0-ZY12 | 1 | UN | 1 | 10 | C | D | EAR99 | N | 85365080 | 1 |  | 0.06 | KG | 36.67 | 36.67 | CP20 | CP20 | Illuminated pushbutton, 22 mm, round, plastic, yellow, pushbutton, flat, momentary contact type, with holder, 1 NO+1 NC, LED module with integrated LED 110 V AC, screw terminal, with laser labeling, lower case | - | 0 | 0
3SU1103-0AB30-1FA0-Z | Y13 | 3SU1103-0AB30-1FA0-ZY13 | 1 | UN | 1 | 10 | C | D | EAR99 | N | 85365080 | 1 |  | 0.06 | KG | 36.67 | 36.67 | CP20 | CP20 | Illuminated pushbutton, 22 mm, round, plastic, yellow, pushbutton, flat, momentary contact type, with holder, 1 NO+1 NC, LED module with integrated LED 110 V AC, screw terminal, with laser labeling, symbol number according to, ISO 7000 or IEC 60417 | - | 0 | 0
3SU1103-0AB30-1FA0-Z | Y15 | 3SU1103-0AB30-1FA0-ZY15 | 1 | UN | 1 | 10 | C | D | EAR99 | N | 85365080 | 1 |  | 0.06 | KG | 36.67 | 36.67 | CP20 | CP20 | Illuminated pushbutton, 22 mm, round, plastic, yellow, pushbutton, flat, momentary contact type, with holder, 1 NO+1 NC, LED module with integrated LED 110 V AC, screw terminal, with laser labeling, upper case and lower case, Always upper case at the beginning of the word | - | 0 | 0
3SU1103-0AB30-1FA0-Z | Y19 | 3SU1103-0AB30-1FA0-ZY19 | 1 | UN | 1 | 10 | C | D | EAR99 | N | 85365080 | 1 |  | 0.06 | KG | 32.87 | 32.87 | CP20 | CP20 | Illuminated pushbutton, 22 mm, round, plastic, yellow, pushbutton, flat, momentary contact type, with holder, 1 NO+1 NC, LED module with integrated LED 110 V AC, screw terminal, with laser labeling, inscription or symbol Customer-specific selection with SIRIUS ACT configurator (CIN) | - | 0 | 0
3SU1103-0AB30-3FA0 |  | 3SU1103-0AB30-3FA0 | 1 | UN | 1 | 5 | B | D | N | N | 85365080 | 1 | 4011209957350 | 0.068 | KG | 34.58 | 34.58 | CP20 | CP20 | Illuminated pushbutton, 22 mm, round, plastic, yellow, pushbutton, flat, momentary contact type, with holder, 1 NO+1 NC, LED module with integrated LED 110 V AC, Spring-type terminal | - | 0 | 0
3SU1103-0AB30-3FA0-Z | X90 | 3SU1103-0AB30-3FA0-ZX90 | 1 | UN | 1 | 5 | B | D | EAR99 | N | 85365080 | 20 |  | 0.06 | KG | 34.58 | 34.58 | CP20 | CP20 | Illuminated pushbutton, 22 mm, round, plastic, yellow, pushbutton, flat, momentary contact type, with holder, 1 NO+1 NC, LED module with integrated LED 110 V AC, spring-type terminal, Z=20-unit packaging | - | 0 | 0
3SU1103-0AB30-3FA0-Z | Y10 | 3SU1103-0AB30-3FA0-ZY10 | 1 | UN | 1 | 10 | C | D | EAR99 | N | 85365080 | 1 |  | 0.06 | KG | 39.33 | 39.33 | CP20 | CP20 | Illuminated pushbutton, 22 mm, round, plastic, yellow, pushbutton, flat, momentary contact type, with holder, 1 NO+1 NC, LED module with integrated LED 110 V AC, spring-type terminal, with laser labeling, upper case and lower case, always upper case at beginning of line | - | 0 | 0
3SU1103-0AB30-3FA0-Z | Y11 | 3SU1103-0AB30-3FA0-ZY11 | 1 | UN | 1 | 10 | C | D | EAR99 | N | 85365080 | 1 |  | 0.06 | KG | 39.33 | 39.33 | CP20 | CP20 | Illuminated pushbutton, 22 mm, round, plastic, yellow, pushbutton, flat, momentary contact type, with holder, 1 NO+1 NC, LED module with integrated LED 110 V AC, spring-type terminal, with laser labeling, upper case | - | 0 | 0
3SU1103-0AB30-3FA0-Z | Y12 | 3SU1103-0AB30-3FA0-ZY12 | 1 | UN | 1 | 10 | C | D | EAR99 | N | 85365080 | 1 |  | 0.06 | KG | 39.33 | 39.33 | CP20 | CP20 | Illuminated pushbutton, 22 mm, round, plastic, yellow, pushbutton, flat, momentary contact type, with holder, 1 NO+1 NC, LED module with integrated LED 110 V AC, spring-type terminal, with laser labeling, lower case | - | 0 | 0
3SU1103-0AB30-3FA0-Z | Y13 | 3SU1103-0AB30-3FA0-ZY13 | 1 | UN | 1 | 10 | C | D | EAR99 | N | 85365080 | 1 |  | 0.06 | KG | 39.33 | 39.33 | CP20 | CP20 | Illuminated pushbutton, 22 mm, round, plastic, yellow, pushbutton, flat, momentary contact type, with holder, 1 NO+1 NC, LED module with integrated LED 110 V AC, spring-type terminal, with laser labeling, symbol number according to, ISO 7000 or IEC 60417 | - | 0 | 0
3SU1103-0AB30-3FA0-Z | Y15 | 3SU1103-0AB30-3FA0-ZY15 | 1 | UN | 1 | 10 | C | D | EAR99 | N | 85365080 | 1 |  | 0.06 | KG | 39.33 | 39.33 | CP20 | CP20 | Illuminated pushbutton, 22 mm, round, plastic, yellow, pushbutton, flat, momentary contact type, with holder, 1 NO+1 NC, LED module with integrated LED 110 V AC, spring-type terminal, with laser labeling, upper case and lower case, Always upper case at the beginning of the word | - | 0 | 0
3SU1103-0AB30-3FA0-Z | Y19 | 3SU1103-0AB30-3FA0-ZY19 | 1 | UN | 1 | 10 | C | D | EAR99 | N | 85365080 | 1 |  | 0.06 | KG | 35.53 | 35.53 | CP20 | CP20 | Illuminated pushbutton, 22 mm, round, plastic, yellow, pushbutton, flat, momentary contact type, with holder, 1 NO+1 NC, LED module with integrated LED 110 V AC, spring-type terminal, with laser labeling, inscription or symbol Customer-specific selection with SIRIUS ACT configurator (CIN) | - | 0 | 0
3SU1103-0AB40-1BA0 |  | 3SU1103-0AB40-1BA0 | 1 | UN | 1 | 3 | B | D | N | N | 85365080 | 1 | 4011209957411 | 0.058 | KG | 28.69 | 27.46 | CP20 | CP20 | Illuminated pushbutton, 22 mm, round, plastic, green, pushbutton, flat, momentary contact type, with holder, 1 NO, LED module with integrated LED 110 V AC, screw terminal | Lista Papel 2020 SI | 0 | 0
3SU1103-0AB40-1BA0-Z | X90 | 3SU1103-0AB40-1BA0-ZX90 | 1 | UN | 1 | 5 | B | D | EAR99 | N | 85365080 | 20 |  | 0.052 | KG | 28.69 | 28.69 | CP20 | CP20 | Illuminated pushbutton, 22 mm, round, plastic, green, pushbutton, flat, momentary contact type, with holder, 1NO, LED module with integrated LED 110 V AC, screw terminal, Z=20-unit packaging | - | 0 | 0
3SU1103-0AB40-1BA0-Z | Y10 | 3SU1103-0AB40-1BA0-ZY10 | 1 | UN | 1 | 10 | C | D | EAR99 | N | 85365080 | 1 |  | 0.052 | KG | 33.44 | 33.44 | CP20 | CP20 | Illuminated pushbutton, 22 mm, round, plastic, green, pushbutton, flat, momentary contact type, with holder, 1NO, LED module with integrated LED 110 V AC, screw terminal, with laser labeling, upper case and lower case, always upper case at beginning of line | - | 0 | 0
3SU1103-0AB40-1BA0-Z | Y11 | 3SU1103-0AB40-1BA0-ZY11 | 1 | UN | 1 | 10 | C | D | EAR99 | N | 85365080 | 1 |  | 0.052 | KG | 33.44 | 33.44 | CP20 | CP20 | Illuminated pushbutton, 22 mm, round, plastic, green, pushbutton, flat, momentary contact type, with holder, 1NO, LED module with integrated LED 110 V AC, screw terminal, with laser labeling, upper case | - | 0 | 0
3SU1103-0AB40-1BA0-Z | Y12 | 3SU1103-0AB40-1BA0-ZY12 | 1 | UN | 1 | 10 | C | D | EAR99 | N | 85365080 | 1 |  | 0.052 | KG | 33.44 | 33.44 | CP20 | CP20 | Illuminated pushbutton, 22 mm, round, plastic, green, pushbutton, flat, momentary contact type, with holder, 1NO, LED module with integrated LED 110 V AC, screw terminal, with laser labeling, lower case | - | 0 | 0
3SU1103-0AB40-1BA0-Z | Y13 | 3SU1103-0AB40-1BA0-ZY13 | 1 | UN | 1 | 10 | C | D | EAR99 | N | 85365080 | 1 |  | 0.052 | KG | 33.44 | 33.44 | CP20 | CP20 | Illuminated pushbutton, 22 mm, round, plastic, green, pushbutton, flat, momentary contact type, with holder, 1NO, LED module with integrated LED 110 V AC, screw terminal, with laser labeling, symbol number according to, ISO 7000 or IEC 60417 | - | 0 | 0
3SU1103-0AB40-1BA0-Z | Y15 | 3SU1103-0AB40-1BA0-ZY15 | 1 | UN | 1 | 10 | C | D | EAR99 | N | 85365080 | 1 |  | 0.052 | KG | 33.44 | 33.44 | CP20 | CP20 | Illuminated pushbutton, 22 mm, round, plastic, green, pushbutton, flat, momentary contact type, with holder, 1NO, LED module with integrated LED 110 V AC, screw terminal, with laser labeling, upper case and lower case, Always upper case at the beginning of the word | - | 0 | 0
3SU1103-0AB40-1BA0-Z | Y19 | 3SU1103-0AB40-1BA0-ZY19 | 1 | UN | 1 | 10 | C | D | EAR99 | N | 85365080 | 1 |  | 0.052 | KG | 29.64 | 29.64 | CP20 | CP20 | Illuminated pushbutton, 22 mm, round, plastic, green, pushbutton, flat, momentary contact type, with holder, 1NO, LED module with integrated LED 110 V AC, screw terminal, with laser labeling, inscription or symbol Customer-specific selection with SIRIUS ACT configurator (CIN) | - | 0 | 0
3SU1103-0AB40-1FA0 |  | 3SU1103-0AB40-1FA0 | 1 | UN | 1 | 3 | B | D | N | N | 85365080 | 1 | 4011209957305 | 0.068 | KG | 31.92 | 31.92 | CP20 | CP20 | Illuminated pushbutton, 22 mm, round, plastic, green, pushbutton, flat, momentary contact type, with holder, 1 NO+1 NC, LED module with integrated LED 110 V AC, screw terminal | - | 0 | 0
3SU1103-0AB40-1FA0-Z | X90 | 3SU1103-0AB40-1FA0-ZX90 | 1 | UN | 1 | 5 | B | D | EAR99 | N | 85365080 | 20 |  | 0.06 | KG | 31.92 | 31.92 | CP20 | CP20 | Illuminated pushbutton, 22 mm, round, plastic, green, pushbutton, flat, momentary contact type, with holder, 1 NO+1 NC, LED module with integrated LED 110 V AC, screw terminal, Z=20-unit packaging | - | 0 | 0
3SU1103-0AB40-1FA0-Z | Y10 | 3SU1103-0AB40-1FA0-ZY10 | 1 | UN | 1 | 10 | C | D | EAR99 | N | 85365080 | 1 |  | 0.06 | KG | 36.67 | 36.67 | CP20 | CP20 | Illuminated pushbutton, 22 mm, round, plastic, green, pushbutton, flat, momentary contact type, with holder, 1 NO+1 NC, LED module with integrated LED 110 V AC, screw terminal, with laser labeling, upper case and lower case, always upper case at beginning of line | - | 0 | 0
3SU1103-0AB40-1FA0-Z | Y11 | 3SU1103-0AB40-1FA0-ZY11 | 1 | UN | 1 | 10 | C | D | EAR99 | N | 85365080 | 1 |  | 0.06 | KG | 36.67 | 36.67 | CP20 | CP20 | Illuminated pushbutton, 22 mm, round, plastic, green, pushbutton, flat, momentary contact type, with holder, 1 NO+1 NC, LED module with integrated LED 110 V AC, screw terminal, with laser labeling, upper case | - | 0 | 0
3SU1103-0AB40-1FA0-Z | Y12 | 3SU1103-0AB40-1FA0-ZY12 | 1 | UN | 1 | 10 | C | D | EAR99 | N | 85365080 | 1 |  | 0.06 | KG | 36.67 | 36.67 | CP20 | CP20 | Illuminated pushbutton, 22 mm, round, plastic, green, pushbutton, flat, momentary contact type, with holder, 1 NO+1 NC, LED module with integrated LED 110 V AC, screw terminal, with laser labeling, lower case | - | 0 | 0
3SU1103-0AB40-1FA0-Z | Y13 | 3SU1103-0AB40-1FA0-ZY13 | 1 | UN | 1 | 10 | C | D | EAR99 | N | 85365080 | 1 |  | 0.06 | KG | 36.67 | 36.67 | CP20 | CP20 | Illuminated pushbutton, 22 mm, round, plastic, green, pushbutton, flat, momentary contact type, with holder, 1 NO+1 NC, LED module with integrated LED 110 V AC, screw terminal, with laser labeling, symbol number according to, ISO 7000 or IEC 60417 | - | 0 | 0
3SU1103-0AB40-1FA0-Z | Y15 | 3SU1103-0AB40-1FA0-ZY15 | 1 | UN | 1 | 10 | C | D | EAR99 | N | 85365080 | 1 |  | 0.06 | KG | 36.67 | 36.67 | CP20 | CP20 | Illuminated pushbutton, 22 mm, round, plastic, green, pushbutton, flat, momentary contact type, with holder, 1 NO+1 NC, LED module with integrated LED 110 V AC, screw terminal, with laser labeling, upper case and lower case, Always upper case at the beginning of the word | - | 0 | 0
3SU1103-0AB40-1FA0-Z | Y19 | 3SU1103-0AB40-1FA0-ZY19 | 1 | UN | 1 | 10 | C | D | EAR99 | N | 85365080 | 1 |  | 0.06 | KG | 32.87 | 32.87 | CP20 | CP20 | Illuminated pushbutton, 22 mm, round, plastic, green, pushbutton, flat, momentary contact type, with holder, 1 NO+1 NC, LED module with integrated LED 110 V AC, screw terminal, with laser labeling, inscription or symbol Customer-specific selection with SIRIUS ACT configurator (CIN) | - | 0 | 0
3SU1103-0AB40-3BA0 |  | 3SU1103-0AB40-3BA0 | 1 | UN | 1 | 5 | B | D | N | N | 85365080 | 1 | 4011209957459 | 0.055 | KG | 30.78 | 30.78 | CP20 | CP20 | Illuminated pushbutton, 22 mm, round, plastic, green, pushbutton, flat, momentary contact type, with holder, 1 NO, LED module with integrated LED 110 V AC, Spring-type terminal | - | 0 | 0
3SU1103-0AB40-3BA0-Z | X90 | 3SU1103-0AB40-3BA0-ZX90 | 1 | UN | 1 | 5 | B | D | EAR99 | N | 85365080 | 20 |  | 0.052 | KG | 30.78 | 30.78 | CP20 | CP20 | Illuminated pushbutton, 22 mm, round, plastic, green, pushbutton, flat, momentary contact type, with holder, 1NO, LED module with integrated LED 110 V AC, spring-type terminal, Z=20-unit packaging | - | 0 | 0
3SU1103-0AB40-3BA0-Z | Y10 | 3SU1103-0AB40-3BA0-ZY10 | 1 | UN | 1 | 10 | C | D | EAR99 | N | 85365080 | 1 |  | 0.052 | KG | 35.53 | 35.53 | CP20 | CP20 | Illuminated pushbutton, 22 mm, round, plastic, green, pushbutton, flat, momentary contact type, with holder, 1NO, LED module with integrated LED 110 V AC, spring-type terminal, with laser labeling, upper case and lower case, always upper case at beginning of line | - | 0 | 0
3SU1103-0AB40-3BA0-Z | Y11 | 3SU1103-0AB40-3BA0-ZY11 | 1 | UN | 1 | 10 | C | D | EAR99 | N | 85365080 | 1 |  | 0.052 | KG | 35.53 | 35.53 | CP20 | CP20 | Illuminated pushbutton, 22 mm, round, plastic, green, pushbutton, flat, momentary contact type, with holder, 1NO, LED module with integrated LED 110 V AC, spring-type terminal, with laser labeling, upper case | - | 0 | 0
3SU1103-0AB40-3BA0-Z | Y12 | 3SU1103-0AB40-3BA0-ZY12 | 1 | UN | 1 | 10 | C | D | EAR99 | N | 85365080 | 1 |  | 0.052 | KG | 35.53 | 35.53 | CP20 | CP20 | Illuminated pushbutton, 22 mm, round, plastic, green, pushbutton, flat, momentary contact type, with holder, 1NO, LED module with integrated LED 110 V AC, spring-type terminal, with laser labeling, lower case | - | 0 | 0
3SU1103-0AB40-3BA0-Z | Y13 | 3SU1103-0AB40-3BA0-ZY13 | 1 | UN | 1 | 10 | C | D | EAR99 | N | 85365080 | 1 |  | 0.052 | KG | 35.53 | 35.53 | CP20 | CP20 | Illuminated pushbutton, 22 mm, round, plastic, green, pushbutton, flat, momentary contact type, with holder, 1NO, LED module with integrated LED 110 V AC, spring-type terminal, with laser labeling, symbol number according to, ISO 7000 or IEC 60417 | - | 0 | 0
3SU1103-0AB40-3BA0-Z | Y15 | 3SU1103-0AB40-3BA0-ZY15 | 1 | UN | 1 | 10 | C | D | EAR99 | N | 85365080 | 1 |  | 0.052 | KG | 35.53 | 35.53 | CP20 | CP20 | Illuminated pushbutton, 22 mm, round, plastic, green, pushbutton, flat, momentary contact type, with holder, 1NO, LED module with integrated LED 110 V AC, spring-type terminal, with laser labeling, upper case and lower case, Always upper case at the beginning of the word | - | 0 | 0
3SU1103-0AB40-3BA0-Z | Y19 | 3SU1103-0AB40-3BA0-ZY19 | 1 | UN | 1 | 10 | C | D | EAR99 | N | 85365080 | 1 |  | 0.052 | KG | 31.73 | 31.73 | CP20 | CP20 | Illuminated pushbutton, 22 mm, round, plastic, green, pushbutton, flat, momentary contact type, with holder, 1NO, LED module with integrated LED 110 V AC, spring-type terminal, with laser labeling, inscription or symbol Customer-specific selection with SIRIUS ACT configurator (CIN) | - | 0 | 0
3SU1103-0AB40-3FA0 |  | 3SU1103-0AB40-3FA0 | 1 | UN | 1 | 5 | B | D | N | N | 85365080 | 1 | 4011209957367 | 0.065 | KG | 34.58 | 34.58 | CP20 | CP20 | Illuminated pushbutton, 22 mm, round, plastic, green, pushbutton, flat, momentary contact type, with holder, 1 NO+1 NC, LED module with integrated LED 110 V AC, Spring-type terminal | - | 0 | 0
3SU1103-0AB40-3FA0-Z | X90 | 3SU1103-0AB40-3FA0-ZX90 | 1 | UN | 1 | 5 | B | D | EAR99 | N | 85365080 | 20 |  | 0.06 | KG | 34.58 | 34.58 | CP20 | CP20 | Illuminated pushbutton, 22 mm, round, plastic, green, pushbutton, flat, momentary contact type, with holder, 1 NO+1 NC, LED module with integrated LED 110 V AC, spring-type terminal, Z=20-unit packaging | - | 0 | 0
3SU1103-0AB40-3FA0-Z | Y10 | 3SU1103-0AB40-3FA0-ZY10 | 1 | UN | 1 | 10 | C | D | EAR99 | N | 85365080 | 1 |  | 0.06 | KG | 39.33 | 39.33 | CP20 | CP20 | Illuminated pushbutton, 22 mm, round, plastic, green, pushbutton, flat, momentary contact type, with holder, 1 NO+1 NC, LED module with integrated LED 110 V AC, spring-type terminal, with laser labeling, upper case and lower case, always upper case at beginning of line | - | 0 | 0
3SU1103-0AB40-3FA0-Z | Y11 | 3SU1103-0AB40-3FA0-ZY11 | 1 | UN | 1 | 10 | C | D | EAR99 | N | 85365080 | 1 |  | 0.06 | KG | 39.33 | 39.33 | CP20 | CP20 | Illuminated pushbutton, 22 mm, round, plastic, green, pushbutton, flat, momentary contact type, with holder, 1 NO+1 NC, LED module with integrated LED 110 V AC, spring-type terminal, with laser labeling, upper case | - | 0 | 0
3SU1103-0AB40-3FA0-Z | Y12 | 3SU1103-0AB40-3FA0-ZY12 | 1 | UN | 1 | 10 | C | D | EAR99 | N | 85365080 | 1 |  | 0.06 | KG | 39.33 | 39.33 | CP20 | CP20 | Illuminated pushbutton, 22 mm, round, plastic, green, pushbutton, flat, momentary contact type, with holder, 1 NO+1 NC, LED module with integrated LED 110 V AC, spring-type terminal, with laser labeling, lower case | - | 0 | 0
3SU1103-0AB40-3FA0-Z | Y13 | 3SU1103-0AB40-3FA0-ZY13 | 1 | UN | 1 | 10 | C | D | EAR99 | N | 85365080 | 1 |  | 0.06 | KG | 39.33 | 39.33 | CP20 | CP20 | Illuminated pushbutton, 22 mm, round, plastic, green, pushbutton, flat, momentary contact type, with holder, 1 NO+1 NC, LED module with integrated LED 110 V AC, spring-type terminal, with laser labeling, symbol number according to, ISO 7000 or IEC 60417 | - | 0 | 0
3SU1103-0AB40-3FA0-Z | Y15 | 3SU1103-0AB40-3FA0-ZY15 | 1 | UN | 1 | 10 | C | D | EAR99 | N | 85365080 | 1 |  | 0.06 | KG | 39.33 | 39.33 | CP20 | CP20 | Illuminated pushbutton, 22 mm, round, plastic, green, pushbutton, flat, momentary contact type, with holder, 1 NO+1 NC, LED module with integrated LED 110 V AC, spring-type terminal, with laser labeling, upper case and lower case, Always upper case at the beginning of the word | - | 0 | 0
3SU1103-0AB40-3FA0-Z | Y19 | 3SU1103-0AB40-3FA0-ZY19 | 1 | UN | 1 | 10 | C | D | EAR99 | N | 85365080 | 1 |  | 0.06 | KG | 35.53 | 35.53 | CP20 | CP20 | Illuminated pushbutton, 22 mm, round, plastic, green, pushbutton, flat, momentary contact type, with holder, 1 NO+1 NC, LED module with integrated LED 110 V AC, spring-type terminal, with laser labeling, inscription or symbol Customer-specific selection with SIRIUS ACT configurator (CIN) | - | 0 | 0
3SU1103-0AB50-1BA0 |  | 3SU1103-0AB50-1BA0 | 1 | UN | 1 | 5 | B | D | N | N | 85365080 | 1 | 4011209957428 | 0.058 | KG | 28.69 | 27.46 | CP20 | CP20 | Illuminated pushbutton, 22 mm, round, plastic, blue, pushbutton, flat, momentary contact type, with holder, 1 NO, LED module with integrated LED 110 V AC, screw terminal | Lista Papel 2020 SI | 0 | 0
3SU1103-0AB50-1BA0-Z | X90 | 3SU1103-0AB50-1BA0-ZX90 | 1 | UN | 1 | 5 | B | D | EAR99 | N | 85365080 | 20 |  | 0.052 | KG | 28.69 | 28.69 | CP20 | CP20 | Illuminated pushbutton, 22 mm, round, plastic, blue, pushbutton, flat, momentary contact type, with holder, 1NO, LED module with integrated LED 110 V AC, screw terminal, Z=20-unit packaging | - | 0 | 0
3SU1103-0AB50-1BA0-Z | Y10 | 3SU1103-0AB50-1BA0-ZY10 | 1 | UN | 1 | 10 | C | D | EAR99 | N | 85365080 | 1 |  | 0.052 | KG | 33.44 | 33.44 | CP20 | CP20 | Illuminated pushbutton, 22 mm, round, plastic, blue, pushbutton, flat, momentary contact type, with holder, 1NO, LED module with integrated LED 110 V AC, screw terminal, with laser labeling, upper case and lower case, always upper case at beginning of line | - | 0 | 0
3SU1103-0AB50-1BA0-Z | Y11 | 3SU1103-0AB50-1BA0-ZY11 | 1 | UN | 1 | 10 | C | D | EAR99 | N | 85365080 | 1 |  | 0.052 | KG | 33.44 | 33.44 | CP20 | CP20 | Illuminated pushbutton, 22 mm, round, plastic, blue, pushbutton, flat, momentary contact type, with holder, 1NO, LED module with integrated LED 110 V AC, screw terminal, with laser labeling, upper case | - | 0 | 0
3SU1103-0AB50-1BA0-Z | Y12 | 3SU1103-0AB50-1BA0-ZY12 | 1 | UN | 1 | 10 | C | D | EAR99 | N | 85365080 | 1 |  | 0.052 | KG | 33.44 | 33.44 | CP20 | CP20 | Illuminated pushbutton, 22 mm, round, plastic, blue, pushbutton, flat, momentary contact type, with holder, 1NO, LED module with integrated LED 110 V AC, screw terminal, with laser labeling, lower case | - | 0 | 0
3SU1103-0AB50-1BA0-Z | Y13 | 3SU1103-0AB50-1BA0-ZY13 | 1 | UN | 1 | 10 | C | D | EAR99 | N | 85365080 | 1 |  | 0.052 | KG | 33.44 | 33.44 | CP20 | CP20 | Illuminated pushbutton, 22 mm, round, plastic, blue, pushbutton, flat, momentary contact type, with holder, 1NO, LED module with integrated LED 110 V AC, screw terminal, with laser labeling, symbol number according to, ISO 7000 or IEC 60417 | - | 0 | 0
3SU1103-0AB50-1BA0-Z | Y15 | 3SU1103-0AB50-1BA0-ZY15 | 1 | UN | 1 | 10 | C | D | EAR99 | N | 85365080 | 1 |  | 0.052 | KG | 33.44 | 33.44 | CP20 | CP20 | Illuminated pushbutton, 22 mm, round, plastic, blue, pushbutton, flat, momentary contact type, with holder, 1NO, LED module with integrated LED 110 V AC, screw terminal, with laser labeling, upper case and lower case, Always upper case at the beginning of the word | - | 0 | 0
3SU1103-0AB50-1BA0-Z | Y19 | 3SU1103-0AB50-1BA0-ZY19 | 1 | UN | 1 | 10 | C | D | EAR99 | N | 85365080 | 1 |  | 0.052 | KG | 29.64 | 29.64 | CP20 | CP20 | Illuminated pushbutton, 22 mm, round, plastic, blue, pushbutton, flat, momentary contact type, with holder, 1NO, LED module with integrated LED 110 V AC, screw terminal, with laser labeling, inscription or symbol Customer-specific selection with SIRIUS ACT configurator (CIN) | - | 0 | 0
3SU1103-0AB50-1FA0 |  | 3SU1103-0AB50-1FA0 | 1 | UN | 1 | 5 | B | D | N | N | 85365080 | 1 | 4011209957312 | 0.065 | KG | 31.92 | 31.92 | CP20 | CP20 | Illuminated pushbutton, 22 mm, round, plastic, blue, pushbutton, flat, momentary contact type, with holder, 1 NO+1 NC, LED module with integrated LED 110 V AC, screw terminal | - | 0 | 0
3SU1103-0AB50-1FA0-Z | X90 | 3SU1103-0AB50-1FA0-ZX90 | 1 | UN | 1 | 5 | B | D | EAR99 | N | 85365080 | 20 |  | 0.06 | KG | 31.92 | 31.92 | CP20 | CP20 | Illuminated pushbutton, 22 mm, round, plastic, blue, pushbutton, flat, momentary contact type, with holder, 1 NO+1 NC, LED module with integrated LED 110 V AC, screw terminal, Z=20-unit packaging | - | 0 | 0
3SU1103-0AB50-1FA0-Z | Y10 | 3SU1103-0AB50-1FA0-ZY10 | 1 | UN | 1 | 10 | C | D | EAR99 | N | 85365080 | 1 |  | 0.06 | KG | 36.67 | 36.67 | CP20 | CP20 | Illuminated pushbutton, 22 mm, round, plastic, blue, pushbutton, flat, momentary contact type, with holder, 1 NO+1 NC, LED module with integrated LED 110 V AC, screw terminal, with laser labeling, upper case and lower case, always upper case at beginning of line | - | 0 | 0
3SU1103-0AB50-1FA0-Z | Y11 | 3SU1103-0AB50-1FA0-ZY11 | 1 | UN | 1 | 10 | C | D | EAR99 | N | 85365080 | 1 |  | 0.06 | KG | 36.67 | 36.67 | CP20 | CP20 | Illuminated pushbutton, 22 mm, round, plastic, blue, pushbutton, flat, momentary contact type, with holder, 1 NO+1 NC, LED module with integrated LED 110 V AC, screw terminal, with laser labeling, upper case | - | 0 | 0
3SU1103-0AB50-1FA0-Z | Y12 | 3SU1103-0AB50-1FA0-ZY12 | 1 | UN | 1 | 10 | C | D | EAR99 | N | 85365080 | 1 |  | 0.06 | KG | 36.67 | 36.67 | CP20 | CP20 | Illuminated pushbutton, 22 mm, round, plastic, blue, pushbutton, flat, momentary contact type, with holder, 1 NO+1 NC, LED module with integrated LED 110 V AC, screw terminal, with laser labeling, lower case | - | 0 | 0
3SU1103-0AB50-1FA0-Z | Y13 | 3SU1103-0AB50-1FA0-ZY13 | 1 | UN | 1 | 10 | C | D | EAR99 | N | 85365080 | 1 |  | 0.06 | KG | 36.67 | 36.67 | CP20 | CP20 | Illuminated pushbutton, 22 mm, round, plastic, blue, pushbutton, flat, momentary contact type, with holder, 1 NO+1 NC, LED module with integrated LED 110 V AC, screw terminal, with laser labeling, symbol number according to, ISO 7000 or IEC 60417 | - | 0 | 0
3SU1103-0AB50-1FA0-Z | Y15 | 3SU1103-0AB50-1FA0-ZY15 | 1 | UN | 1 | 10 | C | D | EAR99 | N | 85365080 | 1 |  | 0.06 | KG | 36.67 | 36.67 | CP20 | CP20 | Illuminated pushbutton, 22 mm, round, plastic, blue, pushbutton, flat, momentary contact type, with holder, 1 NO+1 NC, LED module with integrated LED 110 V AC, screw terminal, with laser labeling, upper case and lower case, Always upper case at the beginning of the word | - | 0 | 0
3SU1103-0AB50-1FA0-Z | Y19 | 3SU1103-0AB50-1FA0-ZY19 | 1 | UN | 1 | 10 | C | D | EAR99 | N | 85365080 | 1 |  | 0.06 | KG | 32.87 | 32.87 | CP20 | CP20 | Illuminated pushbutton, 22 mm, round, plastic, blue, pushbutton, flat, momentary contact type, with holder, 1 NO+1 NC, LED module with integrated LED 110 V AC, screw terminal, with laser labeling, inscription or symbol Customer-specific selection with SIRIUS ACT configurator (CIN) | - | 0 | 0
3SU1103-0AB50-3FA0 |  | 3SU1103-0AB50-3FA0 | 1 | UN | 1 | 5 | B | D | N | N | 85365080 | 1 | 4011209957374 | 0.06 | KG | 34.58 | 34.58 | CP20 | CP20 | Illuminated pushbutton, 22 mm, round, plastic, blue, pushbutton, flat, momentary contact type, with holder, 1 NO+1 NC, LED module with integrated LED 110 V AC, Spring-type terminal | - | 0 | 0
3SU1103-0AB50-3FA0-Z | X90 | 3SU1103-0AB50-3FA0-ZX90 | 1 | UN | 1 | 5 | B | D | EAR99 | N | 85365080 | 20 |  | 0.06 | KG | 34.58 | 34.58 | CP20 | CP20 | Illuminated pushbutton, 22 mm, round, plastic, blue, pushbutton, flat, momentary contact type, with holder, 1 NO+1 NC, LED module with integrated LED 110 V AC, spring-type terminal, Z=20-unit packaging | - | 0 | 0
3SU1103-0AB50-3FA0-Z | Y10 | 3SU1103-0AB50-3FA0-ZY10 | 1 | UN | 1 | 10 | C | D | EAR99 | N | 85365080 | 1 |  | 0.06 | KG | 39.33 | 39.33 | CP20 | CP20 | Illuminated pushbutton, 22 mm, round, plastic, blue, pushbutton, flat, momentary contact type, with holder, 1 NO+1 NC, LED module with integrated LED 110 V AC, spring-type terminal, with laser labeling, upper case and lower case, always upper case at beginning of line | - | 0 | 0
3SU1103-0AB50-3FA0-Z | Y11 | 3SU1103-0AB50-3FA0-ZY11 | 1 | UN | 1 | 10 | C | D | EAR99 | N | 85365080 | 1 |  | 0.06 | KG | 39.33 | 39.33 | CP20 | CP20 | Illuminated pushbutton, 22 mm, round, plastic, blue, pushbutton, flat, momentary contact type, with holder, 1 NO+1 NC, LED module with integrated LED 110 V AC, spring-type terminal, with laser labeling, upper case | - | 0 | 0
3SU1103-0AB50-3FA0-Z | Y12 | 3SU1103-0AB50-3FA0-ZY12 | 1 | UN | 1 | 10 | C | D | EAR99 | N | 85365080 | 1 |  | 0.06 | KG | 39.33 | 39.33 | CP20 | CP20 | Illuminated pushbutton, 22 mm, round, plastic, blue, pushbutton, flat, momentary contact type, with holder, 1 NO+1 NC, LED module with integrated LED 110 V AC, spring-type terminal, with laser labeling, lower case | - | 0 | 0
3SU1103-0AB50-3FA0-Z | Y13 | 3SU1103-0AB50-3FA0-ZY13 | 1 | UN | 1 | 10 | C | D | EAR99 | N | 85365080 | 1 |  | 0.06 | KG | 39.33 | 39.33 | CP20 | CP20 | Illuminated pushbutton, 22 mm, round, plastic, blue, pushbutton, flat, momentary contact type, with holder, 1 NO+1 NC, LED module with integrated LED 110 V AC, spring-type terminal, with laser labeling, symbol number according to, ISO 7000 or IEC 60417 | - | 0 | 0
3SU1103-0AB50-3FA0-Z | Y15 | 3SU1103-0AB50-3FA0-ZY15 | 1 | UN | 1 | 10 | C | D | EAR99 | N | 85365080 | 1 |  | 0.06 | KG | 39.33 | 39.33 | CP20 | CP20 | Illuminated pushbutton, 22 mm, round, plastic, blue, pushbutton, flat, momentary contact type, with holder, 1 NO+1 NC, LED module with integrated LED 110 V AC, spring-type terminal, with laser labeling, upper case and lower case, Always upper case at the beginning of the word | - | 0 | 0
3SU1103-0AB50-3FA0-Z | Y19 | 3SU1103-0AB50-3FA0-ZY19 | 1 | UN | 1 | 10 | C | D | EAR99 | N | 85365080 | 1 |  | 0.06 | KG | 35.53 | 35.53 | CP20 | CP20 | Illuminated pushbutton, 22 mm, round, plastic, blue, pushbutton, flat, momentary contact type, with holder, 1 NO+1 NC, LED module with integrated LED 110 V AC, spring-type terminal, with laser labeling, inscription or symbol Customer-specific selection with SIRIUS ACT configurator (CIN) | - | 0 | 0
3SU1103-0AB60-1BA0 |  | 3SU1103-0AB60-1BA0 | 1 | UN | 1 | 5 | B | D | N | N | 85365080 | 1 | 4011209957435 | 0.058 | KG | 28.69 | 27.46 | CP20 | CP20 | Illuminated pushbutton, 22 mm, round, plastic, white, pushbutton, flat, momentary contact type, with holder, 1 NO, LED module with integrated LED 110 V AC, screw terminal | Lista Papel 2020 SI | 0 | 0
3SU1103-0AB60-1BA0-Z | X90 | 3SU1103-0AB60-1BA0-ZX90 | 1 | UN | 1 | 5 | B | D | EAR99 | N | 85365080 | 20 |  | 0.052 | KG | 28.69 | 28.69 | CP20 | CP20 | Illuminated pushbutton, 22 mm, round, plastic, white, pushbutton, flat, momentary contact type, with holder, 1NO, LED module with integrated LED 110 V AC, screw terminal, Z=20-unit packaging | - | 0 | 0
3SU1103-0AB60-1BA0-Z | Y10 | 3SU1103-0AB60-1BA0-ZY10 | 1 | UN | 1 | 10 | C | D | EAR99 | N | 85365080 | 1 |  | 0.052 | KG | 33.44 | 33.44 | CP20 | CP20 | Illuminated pushbutton, 22 mm, round, plastic, white, pushbutton, flat, momentary contact type, with holder, 1NO, LED module with integrated LED 110 V AC, screw terminal, with laser labeling, upper case and lower case, always upper case at beginning of line | - | 0 | 0
3SU1103-0AB60-1BA0-Z | Y11 | 3SU1103-0AB60-1BA0-ZY11 | 1 | UN | 1 | 10 | C | D | EAR99 | N | 85365080 | 1 |  | 0.052 | KG | 33.44 | 33.44 | CP20 | CP20 | Illuminated pushbutton, 22 mm, round, plastic, white, pushbutton, flat, momentary contact type, with holder, 1NO, LED module with integrated LED 110 V AC, screw terminal, with laser labeling, upper case | - | 0 | 0
3SU1103-0AB60-1BA0-Z | Y12 | 3SU1103-0AB60-1BA0-ZY12 | 1 | UN | 1 | 10 | C | D | EAR99 | N | 85365080 | 1 |  | 0.052 | KG | 33.44 | 33.44 | CP20 | CP20 | Illuminated pushbutton, 22 mm, round, plastic, white, pushbutton, flat, momentary contact type, with holder, 1NO, LED module with integrated LED 110 V AC, screw terminal, with laser labeling, lower case | - | 0 | 0
3SU1103-0AB60-1BA0-Z | Y13 | 3SU1103-0AB60-1BA0-ZY13 | 1 | UN | 1 | 10 | C | D | EAR99 | N | 85365080 | 1 |  | 0.052 | KG | 33.44 | 33.44 | CP20 | CP20 | Illuminated pushbutton, 22 mm, round, plastic, white, pushbutton, flat, momentary contact type, with holder, 1NO, LED module with integrated LED 110 V AC, screw terminal, with laser labeling, symbol number according to, ISO 7000 or IEC 60417 | - | 0 | 0
3SU1103-0AB60-1BA0-Z | Y15 | 3SU1103-0AB60-1BA0-ZY15 | 1 | UN | 1 | 10 | C | D | EAR99 | N | 85365080 | 1 |  | 0.052 | KG | 33.44 | 33.44 | CP20 | CP20 | Illuminated pushbutton, 22 mm, round, plastic, white, pushbutton, flat, momentary contact type, with holder, 1NO, LED module with integrated LED 110 V AC, screw terminal, with laser labeling, upper case and lower case, Always upper case at the beginning of the word | - | 0 | 0
3SU1103-0AB60-1BA0-Z | Y19 | 3SU1103-0AB60-1BA0-ZY19 | 1 | UN | 1 | 10 | C | D | EAR99 | N | 85365080 | 1 |  | 0.052 | KG | 29.64 | 29.64 | CP20 | CP20 | Illuminated pushbutton, 22 mm, round, plastic, white, pushbutton, flat, momentary contact type, with holder, 1NO, LED module with integrated LED 110 V AC, screw terminal, with laser labeling, inscription or symbol Customer-specific selection with SIRIUS ACT configurator (CIN) | - | 0 | 0
3SU1103-0AB60-1FA0 |  | 3SU1103-0AB60-1FA0 | 1 | UN | 1 | 5 | B | D | N | N | 85365080 | 1 | 4011209957329 | 0.068 | KG | 31.92 | 31.92 | CP20 | CP20 | Illuminated pushbutton, 22 mm, round, plastic, white, pushbutton, flat, momentary contact type, with holder, 1 NO+1 NC, LED module with integrated LED 110 V AC, screw terminal | - | 0 | 0
3SU1103-0AB60-1FA0-Z | X90 | 3SU1103-0AB60-1FA0-ZX90 | 1 | UN | 1 | 5 | B | D | EAR99 | N | 85365080 | 20 |  | 0.06 | KG | 31.92 | 31.92 | CP20 | CP20 | Illuminated pushbutton, 22 mm, round, plastic, white, pushbutton, flat, momentary contact type, with holder, 1 NO+1 NC, LED module with integrated LED 110 V AC, screw terminal, Z=20-unit packaging | - | 0 | 0
3SU1103-0AB60-1FA0-Z | Y10 | 3SU1103-0AB60-1FA0-ZY10 | 1 | UN | 1 | 10 | C | D | EAR99 | N | 85365080 | 1 |  | 0.06 | KG | 36.67 | 36.67 | CP20 | CP20 | Illuminated pushbutton, 22 mm, round, plastic, white, pushbutton, flat, momentary contact type, with holder, 1 NO+1 NC, LED module with integrated LED 110 V AC, screw terminal, with laser labeling, upper case and lower case, always upper case at beginning of line | - | 0 | 0
3SU1103-0AB60-1FA0-Z | Y11 | 3SU1103-0AB60-1FA0-ZY11 | 1 | UN | 1 | 10 | C | D | EAR99 | N | 85365080 | 1 |  | 0.06 | KG | 36.67 | 36.67 | CP20 | CP20 | Illuminated pushbutton, 22 mm, round, plastic, white, pushbutton, flat, momentary contact type, with holder, 1 NO+1 NC, LED module with integrated LED 110 V AC, screw terminal, with laser labeling, upper case | - | 0 | 0
3SU1103-0AB60-1FA0-Z | Y12 | 3SU1103-0AB60-1FA0-ZY12 | 1 | UN | 1 | 10 | C | D | EAR99 | N | 85365080 | 1 |  | 0.06 | KG | 36.67 | 36.67 | CP20 | CP20 | Illuminated pushbutton, 22 mm, round, plastic, white, pushbutton, flat, momentary contact type, with holder, 1 NO+1 NC, LED module with integrated LED 110 V AC, screw terminal, with laser labeling, lower case | - | 0 | 0
3SU1103-0AB60-1FA0-Z | Y13 | 3SU1103-0AB60-1FA0-ZY13 | 1 | UN | 1 | 10 | C | D | EAR99 | N | 85365080 | 1 |  | 0.06 | KG | 36.67 | 36.67 | CP20 | CP20 | Illuminated pushbutton, 22 mm, round, plastic, white, pushbutton, flat, momentary contact type, with holder, 1 NO+1 NC, LED module with integrated LED 110 V AC, screw terminal, with laser labeling, symbol number according to, ISO 7000 or IEC 60417 | - | 0 | 0
3SU1103-0AB60-1FA0-Z | Y15 | 3SU1103-0AB60-1FA0-ZY15 | 1 | UN | 1 | 10 | C | D | EAR99 | N | 85365080 | 1 |  | 0.06 | KG | 36.67 | 36.67 | CP20 | CP20 | Illuminated pushbutton, 22 mm, round, plastic, white, pushbutton, flat, momentary contact type, with holder, 1 NO+1 NC, LED module with integrated LED 110 V AC, screw terminal, with laser labeling, upper case and lower case, Always upper case at the beginning of the word | - | 0 | 0
3SU1103-0AB60-1FA0-Z | Y19 | 3SU1103-0AB60-1FA0-ZY19 | 1 | UN | 1 | 10 | C | D | EAR99 | N | 85365080 | 1 |  | 0.06 | KG | 32.87 | 32.87 | CP20 | CP20 | Illuminated pushbutton, 22 mm, round, plastic, white, pushbutton, flat, momentary contact type, with holder, 1 NO+1 NC, LED module with integrated LED 110 V AC, screw terminal, with laser labeling, inscription or symbol Customer-specific selection with SIRIUS ACT configurator (CIN) | - | 0 | 0
3SU1103-0AB60-3BA0 |  | 3SU1103-0AB60-3BA0 | 1 | UN | 1 | 5 | B | D | N | N | 85365080 | 1 | 4011209957466 | 0.062 | KG | 30.78 | 30.78 | CP20 | CP20 | Illuminated pushbutton, 22 mm, round, plastic, white, pushbutton, flat, momentary contact type, with holder, 1 NO, LED module with integrated LED 110 V AC, Spring-type terminal | - | 0 | 0
3SU1103-0AB60-3BA0-Z | X90 | 3SU1103-0AB60-3BA0-ZX90 | 1 | UN | 1 | 5 | B | D | EAR99 | N | 85365080 | 20 |  | 0.052 | KG | 30.78 | 30.78 | CP20 | CP20 | Illuminated pushbutton, 22 mm, round, plastic, white, pushbutton, flat, momentary contact type, with holder, 1NO, LED module with integrated LED 110 V AC, spring-type terminal, Z=20-unit packaging | - | 0 | 0
3SU1103-0AB60-3BA0-Z | Y10 | 3SU1103-0AB60-3BA0-ZY10 | 1 | UN | 1 | 10 | C | D | EAR99 | N | 85365080 | 1 |  | 0.052 | KG | 35.53 | 35.53 | CP20 | CP20 | Illuminated pushbutton, 22 mm, round, plastic, white, pushbutton, flat, momentary contact type, with holder, 1NO, LED module with integrated LED 110 V AC, spring-type terminal, with laser labeling, upper case and lower case, always upper case at beginning of line | - | 0 | 0
3SU1103-0AB60-3BA0-Z | Y11 | 3SU1103-0AB60-3BA0-ZY11 | 1 | UN | 1 | 10 | C | D | EAR99 | N | 85365080 | 1 |  | 0.052 | KG | 35.53 | 35.53 | CP20 | CP20 | Illuminated pushbutton, 22 mm, round, plastic, white, pushbutton, flat, momentary contact type, with holder, 1NO, LED module with integrated LED 110 V AC, spring-type terminal, with laser labeling, upper case | - | 0 | 0
3SU1103-0AB60-3BA0-Z | Y12 | 3SU1103-0AB60-3BA0-ZY12 | 1 | UN | 1 | 10 | C | D | EAR99 | N | 85365080 | 1 |  | 0.052 | KG | 35.53 | 35.53 | CP20 | CP20 | Illuminated pushbutton, 22 mm, round, plastic, white, pushbutton, flat, momentary contact type, with holder, 1NO, LED module with integrated LED 110 V AC, spring-type terminal, with laser labeling, lower case | - | 0 | 0
3SU1103-0AB60-3BA0-Z | Y13 | 3SU1103-0AB60-3BA0-ZY13 | 1 | UN | 1 | 10 | C | D | EAR99 | N | 85365080 | 1 |  | 0.052 | KG | 35.53 | 35.53 | CP20 | CP20 | Illuminated pushbutton, 22 mm, round, plastic, white, pushbutton, flat, momentary contact type, with holder, 1NO, LED module with integrated LED 110 V AC, spring-type terminal, with laser labeling, symbol number according to, ISO 7000 or IEC 60417 | - | 0 | 0
3SU1103-0AB60-3BA0-Z | Y15 | 3SU1103-0AB60-3BA0-ZY15 | 1 | UN | 1 | 10 | C | D | EAR99 | N | 85365080 | 1 |  | 0.052 | KG | 35.53 | 35.53 | CP20 | CP20 | Illuminated pushbutton, 22 mm, round, plastic, white, pushbutton, flat, momentary contact type, with holder, 1NO, LED module with integrated LED 110 V AC, spring-type terminal, with laser labeling, upper case and lower case, Always upper case at the beginning of the word | - | 0 | 0
3SU1103-0AB60-3BA0-Z | Y19 | 3SU1103-0AB60-3BA0-ZY19 | 1 | UN | 1 | 10 | C | D | EAR99 | N | 85365080 | 1 |  | 0.052 | KG | 31.73 | 31.73 | CP20 | CP20 | Illuminated pushbutton, 22 mm, round, plastic, white, pushbutton, flat, momentary contact type, with holder, 1NO, LED module with integrated LED 110 V AC, spring-type terminal, with laser labeling, inscription or symbol Customer-specific selection with SIRIUS ACT configurator (CIN) | - | 0 | 0
3SU1103-0AB60-3FA0 |  | 3SU1103-0AB60-3FA0 | 1 | UN | 1 | 5 | B | D | N | N | 85365080 | 1 | 4011209957381 | 0.065 | KG | 34.58 | 34.58 | CP20 | CP20 | Illuminated pushbutton, 22 mm, round, plastic, white, pushbutton, flat, momentary contact type, with holder, 1 NO+1 NC, LED module with integrated LED 110 V AC, Spring-type terminal | - | 0 | 0
3SU1103-0AB60-3FA0-Z | X90 | 3SU1103-0AB60-3FA0-ZX90 | 1 | UN | 1 | 5 | B | D | EAR99 | N | 85365080 | 20 |  | 0.06 | KG | 34.58 | 34.58 | CP20 | CP20 | Illuminated pushbutton, 22 mm, round, plastic, white, pushbutton, flat, momentary contact type, with holder, 1 NO+1 NC, LED module with integrated LED 110 V AC, spring-type terminal, Z=20-unit packaging | - | 0 | 0
3SU1103-0AB60-3FA0-Z | Y10 | 3SU1103-0AB60-3FA0-ZY10 | 1 | UN | 1 | 10 | C | D | EAR99 | N | 85365080 | 1 |  | 0.06 | KG | 39.33 | 39.33 | CP20 | CP20 | Illuminated pushbutton, 22 mm, round, plastic, white, pushbutton, flat, momentary contact type, with holder, 1 NO+1 NC, LED module with integrated LED 110 V AC, spring-type terminal, with laser labeling, upper case and lower case, always upper case at beginning of line | - | 0 | 0
3SU1103-0AB60-3FA0-Z | Y11 | 3SU1103-0AB60-3FA0-ZY11 | 1 | UN | 1 | 10 | C | D | EAR99 | N | 85365080 | 1 |  | 0.06 | KG | 39.33 | 39.33 | CP20 | CP20 | Illuminated pushbutton, 22 mm, round, plastic, white, pushbutton, flat, momentary contact type, with holder, 1 NO+1 NC, LED module with integrated LED 110 V AC, spring-type terminal, with laser labeling, upper case | - | 0 | 0
3SU1103-0AB60-3FA0-Z | Y12 | 3SU1103-0AB60-3FA0-ZY12 | 1 | UN | 1 | 10 | C | D | EAR99 | N | 85365080 | 1 |  | 0.06 | KG | 39.33 | 39.33 | CP20 | CP20 | Illuminated pushbutton, 22 mm, round, plastic, white, pushbutton, flat, momentary contact type, with holder, 1 NO+1 NC, LED module with integrated LED 110 V AC, spring-type terminal, with laser labeling, lower case | - | 0 | 0
3SU1103-0AB60-3FA0-Z | Y13 | 3SU1103-0AB60-3FA0-ZY13 | 1 | UN | 1 | 10 | C | D | EAR99 | N | 85365080 | 1 |  | 0.06 | KG | 39.33 | 39.33 | CP20 | CP20 | Illuminated pushbutton, 22 mm, round, plastic, white, pushbutton, flat, momentary contact type, with holder, 1 NO+1 NC, LED module with integrated LED 110 V AC, spring-type terminal, with laser labeling, symbol number according to, ISO 7000 or IEC 60417 | - | 0 | 0
3SU1103-0AB60-3FA0-Z | Y15 | 3SU1103-0AB60-3FA0-ZY15 | 1 | UN | 1 | 10 | C | D | EAR99 | N | 85365080 | 1 |  | 0.06 | KG | 39.33 | 39.33 | CP20 | CP20 | Illuminated pushbutton, 22 mm, round, plastic, white, pushbutton, flat, momentary contact type, with holder, 1 NO+1 NC, LED module with integrated LED 110 V AC, spring-type terminal, with laser labeling, upper case and lower case, Always upper case at the beginning of the word | - | 0 | 0
3SU1103-0AB60-3FA0-Z | Y19 | 3SU1103-0AB60-3FA0-ZY19 | 1 | UN | 1 | 10 | C | D | EAR99 | N | 85365080 | 1 |  | 0.06 | KG | 35.53 | 35.53 | CP20 | CP20 | Illuminated pushbutton, 22 mm, round, plastic, white, pushbutton, flat, momentary contact type, with holder, 1 NO+1 NC, LED module with integrated LED 110 V AC, spring-type terminal, with laser labeling, inscription or symbol Customer-specific selection with SIRIUS ACT configurator (CIN) | - | 0 | 0
3SU1103-0AB70-1BA0 |  | 3SU1103-0AB70-1BA0 | 1 | UN | 1 | 5 | B | D | N | N | 85365080 | 1 | 4011209957442 | 0.059 | KG | 28.69 | 27.46 | CP20 | CP20 | Illuminated pushbutton, 22 mm, round, plastic, clear, pushbutton, flat, momentary contact type, with holder, 1 NO, LED module with integrated LED 110 V AC, screw terminal | Lista Papel 2020 SI | 0 | 0
3SU1103-0AB70-1BA0-Z | X90 | 3SU1103-0AB70-1BA0-ZX90 | 1 | UN | 1 | 5 | B | D | EAR99 | N | 85365080 | 20 |  | 0.052 | KG | 28.69 | 28.69 | CP20 | CP20 | Illuminated pushbutton, 22 mm, round, plastic, clear, pushbutton, flat, momentary contact type, with holder, 1NO, LED module with integrated LED 110 V AC, screw terminal, Z=20-unit packaging | - | 0 | 0
3SU1103-0AB70-1BA0-Z | Y10 | 3SU1103-0AB70-1BA0-ZY10 | 1 | UN | 1 | 10 | C | D | EAR99 | N | 85365080 | 1 |  | 0.052 | KG | 33.44 | 33.44 | CP20 | CP20 | Illuminated pushbutton, 22 mm, round, plastic, clear, pushbutton, flat, momentary contact type, with holder, 1NO, LED module with integrated LED 110 V AC, screw terminal, with laser labeling, upper case and lower case, always upper case at beginning of line | - | 0 | 0
3SU1103-0AB70-1BA0-Z | Y11 | 3SU1103-0AB70-1BA0-ZY11 | 1 | UN | 1 | 10 | C | D | EAR99 | N | 85365080 | 1 |  | 0.052 | KG | 33.44 | 33.44 | CP20 | CP20 | Illuminated pushbutton, 22 mm, round, plastic, clear, pushbutton, flat, momentary contact type, with holder, 1NO, LED module with integrated LED 110 V AC, screw terminal, with laser labeling, upper case | - | 0 | 0
3SU1103-0AB70-1BA0-Z | Y12 | 3SU1103-0AB70-1BA0-ZY12 | 1 | UN | 1 | 10 | C | D | EAR99 | N | 85365080 | 1 |  | 0.052 | KG | 33.44 | 33.44 | CP20 | CP20 | Illuminated pushbutton, 22 mm, round, plastic, clear, pushbutton, flat, momentary contact type, with holder, 1NO, LED module with integrated LED 110 V AC, screw terminal, with laser labeling, lower case | - | 0 | 0
3SU1103-0AB70-1BA0-Z | Y13 | 3SU1103-0AB70-1BA0-ZY13 | 1 | UN | 1 | 10 | C | D | EAR99 | N | 85365080 | 1 |  | 0.052 | KG | 33.44 | 33.44 | CP20 | CP20 | Illuminated pushbutton, 22 mm, round, plastic, clear, pushbutton, flat, momentary contact type, with holder, 1NO, LED module with integrated LED 110 V AC, screw terminal, with laser labeling, symbol number according to, ISO 7000 or IEC 60417 | - | 0 | 0
3SU1103-0AB70-1BA0-Z | Y15 | 3SU1103-0AB70-1BA0-ZY15 | 1 | UN | 1 | 10 | C | D | EAR99 | N | 85365080 | 1 |  | 0.052 | KG | 33.44 | 33.44 | CP20 | CP20 | Illuminated pushbutton, 22 mm, round, plastic, clear, pushbutton, flat, momentary contact type, with holder, 1NO, LED module with integrated LED 110 V AC, screw terminal, with laser labeling, upper case and lower case, Always upper case at the beginning of the word | - | 0 | 0
3SU1103-0AB70-1BA0-Z | Y19 | 3SU1103-0AB70-1BA0-ZY19 | 1 | UN | 1 | 10 | C | D | EAR99 | N | 85365080 | 1 |  | 0.052 | KG | 29.64 | 29.64 | CP20 | CP20 | Illuminated pushbutton, 22 mm, round, plastic, clear, pushbutton, flat, momentary contact type, with holder, 1NO, LED module with integrated LED 110 V AC, screw terminal, with laser labeling, inscription or symbol Customer-specific selection with SIRIUS ACT configurator (CIN) | - | 0 | 0
3SU1103-0AB70-1FA0 |  | 3SU1103-0AB70-1FA0 | 1 | UN | 1 | 5 | B | D | N | N | 85365080 | 1 | 4011209957336 | 0.07 | KG | 31.92 | 31.92 | CP20 | CP20 | Illuminated pushbutton, 22 mm, round, plastic, clear, pushbutton, flat, momentary contact type, with holder, 1 NO+1 NC, LED module with integrated LED 110 V AC, screw terminal | - | 0 | 0
3SU1103-0AB70-1FA0-Z | X90 | 3SU1103-0AB70-1FA0-ZX90 | 1 | UN | 1 | 5 | B | D | EAR99 | N | 85365080 | 20 |  | 0.06 | KG | 31.92 | 31.92 | CP20 | CP20 | Illuminated pushbutton, 22 mm, round, plastic, clear, pushbutton, flat, momentary contact type, with holder, 1 NO+1 NC, LED module with integrated LED 110 V AC, screw terminal, Z=20-unit packaging | - | 0 | 0
3SU1103-0AB70-1FA0-Z | Y10 | 3SU1103-0AB70-1FA0-ZY10 | 1 | UN | 1 | 10 | C | D | EAR99 | N | 85365080 | 1 |  | 0.06 | KG | 36.67 | 36.67 | CP20 | CP20 | Illuminated pushbutton, 22 mm, round, plastic, clear, pushbutton, flat, momentary contact type, with holder, 1 NO+1 NC, LED module with integrated LED 110 V AC, screw terminal, with laser labeling, upper case and lower case, always upper case at beginning of line | - | 0 | 0
3SU1103-0AB70-1FA0-Z | Y11 | 3SU1103-0AB70-1FA0-ZY11 | 1 | UN | 1 | 10 | C | D | EAR99 | N | 85365080 | 1 |  | 0.06 | KG | 36.67 | 36.67 | CP20 | CP20 | Illuminated pushbutton, 22 mm, round, plastic, clear, pushbutton, flat, momentary contact type, with holder, 1 NO+1 NC, LED module with integrated LED 110 V AC, screw terminal, with laser labeling, upper case | - | 0 | 0
3SU1103-0AB70-1FA0-Z | Y12 | 3SU1103-0AB70-1FA0-ZY12 | 1 | UN | 1 | 10 | C | D | EAR99 | N | 85365080 | 1 |  | 0.06 | KG | 36.67 | 36.67 | CP20 | CP20 | Illuminated pushbutton, 22 mm, round, plastic, clear, pushbutton, flat, momentary contact type, with holder, 1 NO+1 NC, LED module with integrated LED 110 V AC, screw terminal, with laser labeling, lower case | - | 0 | 0
3SU1103-0AB70-1FA0-Z | Y13 | 3SU1103-0AB70-1FA0-ZY13 | 1 | UN | 1 | 10 | C | D | EAR99 | N | 85365080 | 1 |  | 0.06 | KG | 36.67 | 36.67 | CP20 | CP20 | Illuminated pushbutton, 22 mm, round, plastic, clear, pushbutton, flat, momentary contact type, with holder, 1 NO+1 NC, LED module with integrated LED 110 V AC, screw terminal, with laser labeling, symbol number according to, ISO 7000 or IEC 60417 | - | 0 | 0
3SU1103-0AB70-1FA0-Z | Y15 | 3SU1103-0AB70-1FA0-ZY15 | 1 | UN | 1 | 10 | C | D | EAR99 | N | 85365080 | 1 |  | 0.06 | KG | 36.67 | 36.67 | CP20 | CP20 | Illuminated pushbutton, 22 mm, round, plastic, clear, pushbutton, flat, momentary contact type, with holder, 1 NO+1 NC, LED module with integrated LED 110 V AC, screw terminal, with laser labeling, upper case and lower case, Always upper case at the beginning of the word | - | 0 | 0
3SU1103-0AB70-1FA0-Z | Y19 | 3SU1103-0AB70-1FA0-ZY19 | 1 | UN | 1 | 10 | C | D | EAR99 | N | 85365080 | 1 |  | 0.06 | KG | 32.87 | 32.87 | CP20 | CP20 | Illuminated pushbutton, 22 mm, round, plastic, clear, pushbutton, flat, momentary contact type, with holder, 1 NO+1 NC, LED module with integrated LED 110 V AC, screw terminal, with laser labeling, inscription or symbol Customer-specific selection with SIRIUS ACT configurator (CIN) | - | 0 | 0
3SU1103-0AB70-3BA0 |  | 3SU1103-0AB70-3BA0 | 1 | UN | 1 | 5 | B | D | N | N | 85365080 | 1 | 4011209957473 | 0.052 | KG | 30.78 | 30.78 | CP20 | CP20 | Illuminated pushbutton, 22 mm, round, plastic, clear, pushbutton, flat, momentary contact type, with holder, 1 NO, LED module with integrated LED 110 V AC, Spring-type terminal | - | 0 | 0
3SU1103-0AB70-3BA0-Z | X90 | 3SU1103-0AB70-3BA0-ZX90 | 1 | UN | 1 | 5 | B | D | EAR99 | N | 85365080 | 20 |  | 0.052 | KG | 30.78 | 30.78 | CP20 | CP20 | Illuminated pushbutton, 22 mm, round, plastic, clear, pushbutton, flat, momentary contact type, with holder, 1NO, LED module with integrated LED 110 V AC, spring-type terminal, Z=20-unit packaging | - | 0 | 0
3SU1103-0AB70-3BA0-Z | Y10 | 3SU1103-0AB70-3BA0-ZY10 | 1 | UN | 1 | 10 | C | D | EAR99 | N | 85365080 | 1 |  | 0.052 | KG | 35.53 | 35.53 | CP20 | CP20 | Illuminated pushbutton, 22 mm, round, plastic, clear, pushbutton, flat, momentary contact type, with holder, 1NO, LED module with integrated LED 110 V AC, spring-type terminal, with laser labeling, upper case and lower case, always upper case at beginning of line | - | 0 | 0
3SU1103-0AB70-3BA0-Z | Y11 | 3SU1103-0AB70-3BA0-ZY11 | 1 | UN | 1 | 10 | C | D | EAR99 | N | 85365080 | 1 |  | 0.052 | KG | 35.53 | 35.53 | CP20 | CP20 | Illuminated pushbutton, 22 mm, round, plastic, clear, pushbutton, flat, momentary contact type, with holder, 1NO, LED module with integrated LED 110 V AC, spring-type terminal, with laser labeling, upper case | - | 0 | 0
3SU1103-0AB70-3BA0-Z | Y12 | 3SU1103-0AB70-3BA0-ZY12 | 1 | UN | 1 | 10 | C | D | EAR99 | N | 85365080 | 1 |  | 0.052 | KG | 35.53 | 35.53 | CP20 | CP20 | Illuminated pushbutton, 22 mm, round, plastic, clear, pushbutton, flat, momentary contact type, with holder, 1NO, LED module with integrated LED 110 V AC, spring-type terminal, with laser labeling, lower case | - | 0 | 0
3SU1103-0AB70-3BA0-Z | Y13 | 3SU1103-0AB70-3BA0-ZY13 | 1 | UN | 1 | 10 | C | D | EAR99 | N | 85365080 | 1 |  | 0.052 | KG | 35.53 | 35.53 | CP20 | CP20 | Illuminated pushbutton, 22 mm, round, plastic, clear, pushbutton, flat, momentary contact type, with holder, 1NO, LED module with integrated LED 110 V AC, spring-type terminal, with laser labeling, symbol number according to, ISO 7000 or IEC 60417 | - | 0 | 0
3SU1103-0AB70-3BA0-Z | Y15 | 3SU1103-0AB70-3BA0-ZY15 | 1 | UN | 1 | 10 | C | D | EAR99 | N | 85365080 | 1 |  | 0.052 | KG | 35.53 | 35.53 | CP20 | CP20 | Illuminated pushbutton, 22 mm, round, plastic, clear, pushbutton, flat, momentary contact type, with holder, 1NO, LED module with integrated LED 110 V AC, spring-type terminal, with laser labeling, upper case and lower case, Always upper case at the beginning of the word | - | 0 | 0
3SU1103-0AB70-3BA0-Z | Y19 | 3SU1103-0AB70-3BA0-ZY19 | 1 | UN | 1 | 10 | C | D | EAR99 | N | 85365080 | 1 |  | 0.052 | KG | 31.73 | 31.73 | CP20 | CP20 | Illuminated pushbutton, 22 mm, round, plastic, clear, pushbutton, flat, momentary contact type, with holder, 1NO, LED module with integrated LED 110 V AC, spring-type terminal, with laser labeling, inscription or symbol Customer-specific selection with SIRIUS ACT configurator (CIN) | - | 0 | 0
3SU1103-0AB70-3FA0 |  | 3SU1103-0AB70-3FA0 | 1 | UN | 1 | 5 | B | D | N | N | 85365080 | 1 | 4011209957398 | 0.06 | KG | 34.58 | 34.58 | CP20 | CP20 | Illuminated pushbutton, 22 mm, round, plastic, clear, pushbutton, flat, momentary contact type, with holder, 1 NO+1 NC, LED module with integrated LED 110 V AC, Spring-type terminal | - | 0 | 0
3SU1103-0AB70-3FA0-Z | X90 | 3SU1103-0AB70-3FA0-ZX90 | 1 | UN | 1 | 5 | B | D | EAR99 | N | 85365080 | 20 |  | 0.06 | KG | 34.58 | 34.58 | CP20 | CP20 | Illuminated pushbutton, 22 mm, round, plastic, clear, pushbutton, flat, momentary contact type, with holder, 1 NO+1 NC, LED module with integrated LED 110 V AC, spring-type terminal, Z=20-unit packaging | - | 0 | 0
3SU1103-0AB70-3FA0-Z | Y10 | 3SU1103-0AB70-3FA0-ZY10 | 1 | UN | 1 | 10 | C | D | EAR99 | N | 85365080 | 1 |  | 0.06 | KG | 39.33 | 39.33 | CP20 | CP20 | Illuminated pushbutton, 22 mm, round, plastic, clear, pushbutton, flat, momentary contact type, with holder, 1 NO+1 NC, LED module with integrated LED 110 V AC, spring-type terminal, with laser labeling, upper case and lower case, always upper case at beginning of line | - | 0 | 0
3SU1103-0AB70-3FA0-Z | Y11 | 3SU1103-0AB70-3FA0-ZY11 | 1 | UN | 1 | 10 | C | D | EAR99 | N | 85365080 | 1 |  | 0.06 | KG | 39.33 | 39.33 | CP20 | CP20 | Illuminated pushbutton, 22 mm, round, plastic, clear, pushbutton, flat, momentary contact type, with holder, 1 NO+1 NC, LED module with integrated LED 110 V AC, spring-type terminal, with laser labeling, upper case | - | 0 | 0
3SU1103-0AB70-3FA0-Z | Y12 | 3SU1103-0AB70-3FA0-ZY12 | 1 | UN | 1 | 10 | C | D | EAR99 | N | 85365080 | 1 |  | 0.06 | KG | 39.33 | 39.33 | CP20 | CP20 | Illuminated pushbutton, 22 mm, round, plastic, clear, pushbutton, flat, momentary contact type, with holder, 1 NO+1 NC, LED module with integrated LED 110 V AC, spring-type terminal, with laser labeling, lower case | - | 0 | 0
3SU1103-0AB70-3FA0-Z | Y13 | 3SU1103-0AB70-3FA0-ZY13 | 1 | UN | 1 | 10 | C | D | EAR99 | N | 85365080 | 1 |  | 0.06 | KG | 39.33 | 39.33 | CP20 | CP20 | Illuminated pushbutton, 22 mm, round, plastic, clear, pushbutton, flat, momentary contact type, with holder, 1 NO+1 NC, LED module with integrated LED 110 V AC, spring-type terminal, with laser labeling, symbol number according to, ISO 7000 or IEC 60417 | - | 0 | 0
3SU1103-0AB70-3FA0-Z | Y15 | 3SU1103-0AB70-3FA0-ZY15 | 1 | UN | 1 | 10 | C | D | EAR99 | N | 85365080 | 1 |  | 0.06 | KG | 39.33 | 39.33 | CP20 | CP20 | Illuminated pushbutton, 22 mm, round, plastic, clear, pushbutton, flat, momentary contact type, with holder, 1 NO+1 NC, LED module with integrated LED 110 V AC, spring-type terminal, with laser labeling, upper case and lower case, Always upper case at the beginning of the word | - | 0 | 0
3SU1103-0AB70-3FA0-Z | Y19 | 3SU1103-0AB70-3FA0-ZY19 | 1 | UN | 1 | 10 | C | D | EAR99 | N | 85365080 | 1 |  | 0.06 | KG | 35.53 | 35.53 | CP20 | CP20 | Illuminated pushbutton, 22 mm, round, plastic, clear, pushbutton, flat, momentary contact type, with holder, 1 NO+1 NC, LED module with integrated LED 110 V AC, spring-type terminal, with laser labeling, inscription or symbol Customer-specific selection with SIRIUS ACT configurator (CIN) | - | 0 | 0
3SU1103-2BF60-1BA0 |  | 3SU1103-2BF60-1BA0 | 1 | UN | 1 | 5 | B | D | N | N | 85365080 | 1 | 4011209957664 | 0.07 | KG | 32.59 | 32.59 | CP20 | CP20 | Selector switch, illuminable, 22 mm, round, plastic, white, selector switch, short, 2 switch positions O-I, latching, 10:30h/13:30h, with holder, with LED module, with integrated LED 110 V AC, 1 NO, screw terminal | - | 0 | 0
3SU1103-2BF60-1BA0-Z | X90 | 3SU1103-2BF60-1BA0-ZX90 | 1 | UN | 1 | 5 | B | D | EAR99 | N | 85365080 | 20 |  | 0.054 | KG | 32.59 | 32.59 | CP20 | CP20 | Selector switch, illuminable, 22 mm, round, plastic, white, selector switch, short, 2 switch positions O-I, latching, 10:30h/13:30h, with holder, with LED module, with integrated LED 110 V AC, 1 NO, screw terminal, Z=20-unit packaging | - | 0 | 0
3SU1103-2BF60-1BA0-Z | Y10 | 3SU1103-2BF60-1BA0-ZY10 | 1 | UN | 1 | 10 | C | D | EAR99 | N | 85365080 | 1 |  | 0.054 | KG | 37.34 | 37.34 | CP20 | CP20 | Selector switch, illuminable, 22 mm, round, plastic, white, selector switch, short, 2 switch positions O-I, latching, 10:30h/13:30h, with holder, with LED module, with integrated LED 110 V AC, 1 NO, screw terminal, with laser labeling, upper case and lower case, always upper case at beginning of line | - | 0 | 0
3SU1103-2BF60-1BA0-Z | Y11 | 3SU1103-2BF60-1BA0-ZY11 | 1 | UN | 1 | 10 | C | D | EAR99 | N | 85365080 | 1 |  | 0.054 | KG | 37.34 | 37.34 | CP20 | CP20 | Selector switch, illuminable, 22 mm, round, plastic, white, selector switch, short, 2 switch positions O-I, latching, 10:30h/13:30h, with holder, with LED module, with integrated LED 110 V AC, 1 NO, screw terminal, with laser labeling, upper case | - | 0 | 0
3SU1103-2BF60-1BA0-Z | Y12 | 3SU1103-2BF60-1BA0-ZY12 | 1 | UN | 1 | 10 | C | D | EAR99 | N | 85365080 | 1 |  | 0.054 | KG | 37.34 | 37.34 | CP20 | CP20 | Selector switch, illuminable, 22 mm, round, plastic, white, selector switch, short, 2 switch positions O-I, latching, 10:30h/13:30h, with holder, with LED module, with integrated LED 110 V AC, 1 NO, screw terminal, with laser labeling, lower case | - | 0 | 0
3SU1103-2BF60-1BA0-Z | Y15 | 3SU1103-2BF60-1BA0-ZY15 | 1 | UN | 1 | 10 | C | D | EAR99 | N | 85365080 | 1 |  | 0.054 | KG | 37.34 | 37.34 | CP20 | CP20 | Selector switch, illuminable, 22 mm, round, plastic, white, selector switch, short, 2 switch positions O-I, latching, 10:30h/13:30h, with holder, with LED module, with integrated LED 110 V AC, 1 NO, screw terminal, with laser labeling, upper case and lower case, always upper case at the beginning of the word | - | 0 | 0
3SU1103-2BF60-1BA0-Z | Y19 | 3SU1103-2BF60-1BA0-ZY19 | 1 | UN | 1 | 10 | C | D | EAR99 | N | 85365080 | 1 |  | 0.054 | KG | 33.54 | 33.54 | CP20 | CP20 | Selector switch, illuminable, 22 mm, round, plastic, white, selector switch, short, 2 switch positions O-I, latching, 10:30h/13:30h, with holder, with LED module, with integrated LED 110 V AC, 1 NO, screw terminal, with laser labeling, inscription or symbol Customer-specific selection with SIRIUS ACT configurator (CIN) | - | 0 | 0
3SU1103-6AA00-1AA0 |  | 3SU1103-6AA00-1AA0 | 1 | UN | 1 | 5 | B | D | N | N | 85369095 | 1 | 4011209958029 | 0.046 | KG | 20.52 | 20.52 | CP20 | CP20 | Indicator lights, 22 mm, round, plastic, amber, lens, smooth, with holder, LED module with integrated LED 110 V AC, screw terminal | - | 0 | 0
3SU1103-6AA00-1AA0-Z | X90 | 3SU1103-6AA00-1AA0-ZX90 | 1 | UN | 1 | 5 | B | D | N | N | 85369095 | 20 | 4047621061603 | 0.013 | KG | 20.52 | 20.52 | CP20 | CP20 | Indicator lights, 22 mm, round, plastic, amber, lens, smooth, with holder, LED module with integrated LED 110 V AC, screw terminal, Z=20-unit packaging | - | 0 | 0
3SU1103-6AA00-1AA0-Z | Y10 | 3SU1103-6AA00-1AA0-ZY10 | 1 | UN | 1 | 10 | C | D | EAR99 | N | 85369095 | 1 |  | 0.038 | KG | 25.27 | 25.27 | CP20 | CP20 | Indicator light, 22 mm, round, plastic, amber, lens, smooth, with holder, LED module with integrated LED 110 V AC, screw terminal, with laser labeling, upper case and lower case, always upper case at beginning of line | - | 0 | 0
3SU1103-6AA00-1AA0-Z | Y11 | 3SU1103-6AA00-1AA0-ZY11 | 1 | UN | 1 | 10 | C | D | EAR99 | N | 85369095 | 1 |  | 0.038 | KG | 25.27 | 25.27 | CP20 | CP20 | Indicator lights, 22 mm, round, plastic, amber, lens, smooth, with holder, LED module with integrated LED 110 V AC, screw terminal, with laser labeling, upper case | - | 0 | 0
3SU1103-6AA00-1AA0-Z | Y12 | 3SU1103-6AA00-1AA0-ZY12 | 1 | UN | 1 | 10 | C | D | EAR99 | N | 85369095 | 1 |  | 0.038 | KG | 25.27 | 25.27 | CP20 | CP20 | Indicator lights, 22 mm, round, plastic, amber, lens, smooth, with holder, LED module with integrated LED 110 V AC, screw terminal, with laser labeling, lower case | - | 0 | 0
3SU1103-6AA00-1AA0-Z | Y13 | 3SU1103-6AA00-1AA0-ZY13 | 1 | UN | 1 | 10 | C | D | EAR99 | N | 85369095 | 1 |  | 0.038 | KG | 25.27 | 25.27 | CP20 | CP20 | Indicator lights, 22 mm, round, plastic, amber, lens, smooth, with holder, LED module with integrated LED 110 V AC, screw terminal, with laser labeling, symbol number according to, ISO 7000 or IEC 60417 | - | 0 | 0
3SU1103-6AA00-1AA0-Z | Y15 | 3SU1103-6AA00-1AA0-ZY15 | 1 | UN | 1 | 10 | C | D | EAR99 | N | 85369095 | 1 |  | 0.038 | KG | 25.27 | 25.27 | CP20 | CP20 | Indicator lights, 22 mm, round, plastic, amber, lens, smooth, with holder, LED module with integrated LED 110 V AC, screw terminal, with laser labeling, upper case and lower case, always upper case at the beginning of the word | - | 0 | 0
3SU1103-6AA00-1AA0-Z | Y19 | 3SU1103-6AA00-1AA0-ZY19 | 1 | UN | 1 | 10 | C | D | EAR99 | N | 85369095 | 1 |  | 0.038 | KG | 21.47 | 21.47 | CP20 | CP20 | Indicator lights, 22 mm, round, plastic, amber, lens, smooth, with holder, LED module with integrated LED 110 V AC, screw terminal, with laser labeling, inscription or symbol Customer-specific selection with SIRIUS ACT configurator (CIN) | - | 0 | 0
3SU1103-6AA20-1AA0 |  | 3SU1103-6AA20-1AA0 | 1 | UN | 1 | 1 | A | D | N | N | 85369095 | 1 | 4011209957961 | 0.044 | KG | 20.52 | 20.52 | CP20 | CP20 | Indicator lights, 22 mm, round, plastic, red, lens, smooth, with holder, LED module with integrated LED 110 V AC, screw terminal | Lista Papel 2020 SI | 0 | 0
3SU1103-6AA20-1AA0-Z | X90 | 3SU1103-6AA20-1AA0-ZX90 | 1 | UN | 1 | 5 | B | D | N | N | 85369095 | 20 | 4047621061610 | 0.013 | KG | 20.52 | 20.52 | CP20 | CP20 | Indicator lights, 22 mm, round, plastic, red, lens, smooth, with holder, LED module with integrated LED 110 V AC, screw terminal, Z=20-unit packaging | - | 0 | 0
3SU1103-6AA20-1AA0-Z | Y10 | 3SU1103-6AA20-1AA0-ZY10 | 1 | UN | 1 | 10 | C | D | EAR99 | N | 85369095 | 1 |  | 0.038 | KG | 25.27 | 25.27 | CP20 | CP20 | Indicator light, 22 mm, round, plastic, red, lens, smooth, with holder, LED module with integrated LED 110 V AC, screw terminal, with laser labeling, upper case and lower case, always upper case at beginning of line | - | 0 | 0
3SU1103-6AA20-1AA0-Z | Y11 | 3SU1103-6AA20-1AA0-ZY11 | 1 | UN | 1 | 10 | C | D | EAR99 | N | 85369095 | 1 |  | 0.038 | KG | 25.27 | 25.27 | CP20 | CP20 | Indicator lights, 22 mm, round, plastic, red, lens, smooth, with holder, LED module with integrated LED 110 V AC, screw terminal, with laser labeling, upper case | - | 0 | 0
3SU1103-6AA20-1AA0-Z | Y12 | 3SU1103-6AA20-1AA0-ZY12 | 1 | UN | 1 | 10 | C | D | EAR99 | N | 85369095 | 1 |  | 0.038 | KG | 25.27 | 25.27 | CP20 | CP20 | Indicator lights, 22 mm, round, plastic, red, lens, smooth, with holder, LED module with integrated LED 110 V AC, screw terminal, with laser labeling, lower case | - | 0 | 0
3SU1103-6AA20-1AA0-Z | Y13 | 3SU1103-6AA20-1AA0-ZY13 | 1 | UN | 1 | 10 | C | D | EAR99 | N | 85369095 | 1 |  | 0.038 | KG | 25.27 | 25.27 | CP20 | CP20 | Indicator lights, 22 mm, round, plastic, red, lens, smooth, with holder, LED module with integrated LED 110 V AC, screw terminal, with laser labeling, symbol number according to, ISO 7000 or IEC 60417 | - | 0 | 0
3SU1103-6AA20-1AA0-Z | Y15 | 3SU1103-6AA20-1AA0-ZY15 | 1 | UN | 1 | 10 | C | D | EAR99 | N | 85369095 | 1 |  | 0.038 | KG | 25.27 | 25.27 | CP20 | CP20 | Indicator lights, 22 mm, round, plastic, red, lens, smooth, with holder, LED module with integrated LED 110 V AC, screw terminal, with laser labeling, upper case and lower case, always upper case at the beginning of the word | - | 0 | 0
3SU1103-6AA20-1AA0-Z | Y19 | 3SU1103-6AA20-1AA0-ZY19 | 1 | UN | 1 | 10 | C | D | EAR99 | N | 85369095 | 1 |  | 0.038 | KG | 21.47 | 21.47 | CP20 | CP20 | Indicator lights, 22 mm, round, plastic, red, lens, smooth, with holder, LED module with integrated LED 110 V AC, screw terminal, with laser labeling, inscription or symbol Customer-specific selection with SIRIUS ACT configurator (CIN) | - | 0 | 0
3SU1103-6AA20-3AA0 |  | 3SU1103-6AA20-3AA0 | 1 | UN | 1 | 5 | B | D | N | N | 85369095 | 1 | 4011209958098 | 0.043 | KG | 22.33 | 22.33 | CP20 | CP20 | Indicator lights, 22 mm, round, plastic, red, lens, smooth, with holder, LED module with integrated LED 110 V AC, Spring-type terminal | - | 0 | 0
3SU1103-6AA20-3AA0-Z | X90 | 3SU1103-6AA20-3AA0-ZX90 | 1 | UN | 1 | 5 | B | D | EAR99 | N | 85369095 | 20 |  | 0.038 | KG | 22.33 | 22.33 | CP20 | CP20 | Indicator lights, 22 mm, round, plastic, red, lens, smooth, with holder, LED module with integrated LED 110 V AC, spring-type terminal, Z=20-unit packaging | - | 0 | 0
3SU1103-6AA20-3AA0-Z | Y10 | 3SU1103-6AA20-3AA0-ZY10 | 1 | UN | 1 | 10 | C | D | EAR99 | N | 85369095 | 1 |  | 0.038 | KG | 27.08 | 27.08 | CP20 | CP20 | Indicator light, 22 mm, round, plastic, red, lens, smooth, with holder, LED module with integrated LED 110 V AC, spring-type terminal, with laser labeling, upper case and lower case, always upper case at beginning of line | - | 0 | 0
3SU1103-6AA20-3AA0-Z | Y11 | 3SU1103-6AA20-3AA0-ZY11 | 1 | UN | 1 | 10 | C | D | EAR99 | N | 85369095 | 1 |  | 0.038 | KG | 27.08 | 27.08 | CP20 | CP20 | Indicator lights, 22 mm, round, plastic, red, lens, smooth, with holder, LED module with integrated LED 110 V AC, spring-type terminal, with laser labeling, upper case | - | 0 | 0
3SU1103-6AA20-3AA0-Z | Y12 | 3SU1103-6AA20-3AA0-ZY12 | 1 | UN | 1 | 10 | C | D | EAR99 | N | 85369095 | 1 |  | 0.038 | KG | 27.08 | 27.08 | CP20 | CP20 | Indicator lights, 22 mm, round, plastic, red, lens, smooth, with holder, LED module with integrated LED 110 V AC, spring-type terminal, with laser labeling, lower case | - | 0 | 0
3SU1103-6AA20-3AA0-Z | Y13 | 3SU1103-6AA20-3AA0-ZY13 | 1 | UN | 1 | 10 | C | D | EAR99 | N | 85369095 | 1 |  | 0.038 | KG | 27.08 | 27.08 | CP20 | CP20 | Indicator lights, 22 mm, round, plastic, red, lens, smooth, with holder, LED module with integrated LED 110 V AC, spring-type terminal, with laser labeling, symbol number according to, ISO 7000 or IEC 60417 | - | 0 | 0
3SU1103-6AA20-3AA0-Z | Y15 | 3SU1103-6AA20-3AA0-ZY15 | 1 | UN | 1 | 10 | C | D | EAR99 | N | 85369095 | 1 |  | 0.038 | KG | 27.08 | 27.08 | CP20 | CP20 | Indicator lights, 22 mm, round, plastic, red, lens, smooth, with holder, LED module with integrated LED 110 V AC, spring-type terminal, with laser labeling, upper case and lower case, always upper case at the beginning of the word | - | 0 | 0
3SU1103-6AA20-3AA0-Z | Y19 | 3SU1103-6AA20-3AA0-ZY19 | 1 | UN | 1 | 10 | C | D | EAR99 | N | 85369095 | 1 |  | 0.038 | KG | 23.28 | 23.28 | CP20 | CP20 | Indicator lights, 22 mm, round, plastic, red, lens, smooth, with holder, LED module with integrated LED 110 V AC, spring-type terminal, with laser labeling, inscription or symbol Customer-specific selection with SIRIUS ACT configurator (CIN) | - | 0 | 0
3SU1103-6AA30-1AA0 |  | 3SU1103-6AA30-1AA0 | 1 | UN | 1 | 1 | A | D | N | N | 85369095 | 1 | 4011209957978 | 0.044 | KG | 20.52 | 20.52 | CP20 | CP20 | Indicator lights, 22 mm, round, plastic, yellow, lens, smooth, with holder, LED module with integrated LED 110 V AC, screw terminal | Lista Papel 2020 SI | 0 | 0
3SU1103-6AA30-1AA0-Z | X90 | 3SU1103-6AA30-1AA0-ZX90 | 1 | UN | 1 | 5 | B | D | N | N | 85369095 | 20 | 4047621061627 | 0.013 | KG | 20.52 | 20.52 | CP20 | CP20 | Indicator lights, 22 mm, round, plastic, yellow, lens, smooth, with holder, LED module with integrated LED 110 V AC, screw terminal, Z=20-unit packaging | - | 0 | 0
3SU1103-6AA30-1AA0-Z | Y10 | 3SU1103-6AA30-1AA0-ZY10 | 1 | UN | 1 | 10 | C | D | EAR99 | N | 85369095 | 1 |  | 0.038 | KG | 25.27 | 25.27 | CP20 | CP20 | Indicator light, 22 mm, round, plastic, yellow, lens, smooth, with holder, LED module with integrated LED 110 V AC, screw terminal, with laser labeling, upper case and lower case, always upper case at beginning of line | - | 0 | 0
3SU1103-6AA30-1AA0-Z | Y11 | 3SU1103-6AA30-1AA0-ZY11 | 1 | UN | 1 | 10 | C | D | EAR99 | N | 85369095 | 1 |  | 0.038 | KG | 25.27 | 25.27 | CP20 | CP20 | Indicator lights, 22 mm, round, plastic, yellow, lens, smooth, with holder, LED module with integrated LED 110 V AC, screw terminal, with laser labeling, upper case | - | 0 | 0
3SU1103-6AA30-1AA0-Z | Y12 | 3SU1103-6AA30-1AA0-ZY12 | 1 | UN | 1 | 10 | C | D | EAR99 | N | 85369095 | 1 |  | 0.038 | KG | 25.27 | 25.27 | CP20 | CP20 | Indicator lights, 22 mm, round, plastic, yellow, lens, smooth, with holder, LED module with integrated LED 110 V AC, screw terminal, with laser labeling, lower case | - | 0 | 0
3SU1103-6AA30-1AA0-Z | Y13 | 3SU1103-6AA30-1AA0-ZY13 | 1 | UN | 1 | 10 | C | D | EAR99 | N | 85369095 | 1 |  | 0.038 | KG | 25.27 | 25.27 | CP20 | CP20 | Indicator lights, 22 mm, round, plastic, yellow, lens, smooth, with holder, LED module with integrated LED 110 V AC, screw terminal, with laser labeling, symbol number according to, ISO 7000 or IEC 60417 | - | 0 | 0
3SU1103-6AA30-1AA0-Z | Y15 | 3SU1103-6AA30-1AA0-ZY15 | 1 | UN | 1 | 10 | C | D | EAR99 | N | 85369095 | 1 |  | 0.038 | KG | 25.27 | 25.27 | CP20 | CP20 | Indicator lights, 22 mm, round, plastic, yellow, lens, smooth, with holder, LED module with integrated LED 110 V AC, screw terminal, with laser labeling, upper case and lower case, always upper case at the beginning of the word | - | 0 | 0
3SU1103-6AA30-1AA0-Z | Y19 | 3SU1103-6AA30-1AA0-ZY19 | 1 | UN | 1 | 10 | C | D | EAR99 | N | 85369095 | 1 |  | 0.038 | KG | 21.47 | 21.47 | CP20 | CP20 | Indicator lights, 22 mm, round, plastic, yellow, lens, smooth, with holder, LED module with integrated LED 110 V AC, screw terminal, with laser labeling, inscription or symbol Customer-specific selection with SIRIUS ACT configurator (CIN) | - | 0 | 0
3SU1103-6AA30-3AA0 |  | 3SU1103-6AA30-3AA0 | 1 | UN | 1 | 5 | B | D | N | N | 85369095 | 1 | 4011209958104 | 0.043 | KG | 22.33 | 22.33 | CP20 | CP20 | Indicator lights, 22 mm, round, plastic, yellow, lens, smooth, with holder, LED module with integrated LED 110 V AC, Spring-type terminal | - | 0 | 0
3SU1103-6AA30-3AA0-Z | X90 | 3SU1103-6AA30-3AA0-ZX90 | 1 | UN | 1 | 5 | B | D | EAR99 | N | 85369095 | 20 |  | 0.038 | KG | 22.33 | 22.33 | CP20 | CP20 | Indicator lights, 22 mm, round, plastic, yellow, lens, smooth, with holder, LED module with integrated LED 110 V AC, spring-type terminal, Z=20-unit packaging | - | 0 | 0
3SU1103-6AA30-3AA0-Z | Y10 | 3SU1103-6AA30-3AA0-ZY10 | 1 | UN | 1 | 10 | C | D | EAR99 | N | 85369095 | 1 |  | 0.038 | KG | 27.08 | 27.08 | CP20 | CP20 | Indicator light, 22 mm, round, plastic, yellow, lens, smooth, with holder, LED module with integrated LED 110 V AC, spring-type terminal, with laser labeling, upper case and lower case, always upper case at beginning of line | - | 0 | 0
3SU1103-6AA30-3AA0-Z | Y11 | 3SU1103-6AA30-3AA0-ZY11 | 1 | UN | 1 | 10 | C | D | EAR99 | N | 85369095 | 1 |  | 0.038 | KG | 27.08 | 27.08 | CP20 | CP20 | Indicator lights, 22 mm, round, plastic, yellow, lens, smooth, with holder, LED module with integrated LED 110 V AC, spring-type terminal, with laser labeling, upper case | - | 0 | 0
3SU1103-6AA30-3AA0-Z | Y12 | 3SU1103-6AA30-3AA0-ZY12 | 1 | UN | 1 | 10 | C | D | EAR99 | N | 85369095 | 1 |  | 0.038 | KG | 27.08 | 27.08 | CP20 | CP20 | Indicator lights, 22 mm, round, plastic, yellow, lens, smooth, with holder, LED module with integrated LED 110 V AC, spring-type terminal, with laser labeling, lower case | - | 0 | 0
3SU1103-6AA30-3AA0-Z | Y13 | 3SU1103-6AA30-3AA0-ZY13 | 1 | UN | 1 | 10 | C | D | EAR99 | N | 85369095 | 1 |  | 0.038 | KG | 27.08 | 27.08 | CP20 | CP20 | Indicator lights, 22 mm, round, plastic, yellow, lens, smooth, with holder, LED module with integrated LED 110 V AC, spring-type terminal, with laser labeling, symbol number according to, ISO 7000 or IEC 60417 | - | 0 | 0
3SU1103-6AA30-3AA0-Z | Y15 | 3SU1103-6AA30-3AA0-ZY15 | 1 | UN | 1 | 10 | C | D | EAR99 | N | 85369095 | 1 |  | 0.038 | KG | 27.08 | 27.08 | CP20 | CP20 | Indicator lights, 22 mm, round, plastic, yellow, lens, smooth, with holder, LED module with integrated LED 110 V AC, spring-type terminal, with laser labeling, upper case and lower case, always upper case at the beginning of the word | - | 0 | 0
3SU1103-6AA30-3AA0-Z | Y19 | 3SU1103-6AA30-3AA0-ZY19 | 1 | UN | 1 | 10 | C | D | EAR99 | N | 85369095 | 1 |  | 0.038 | KG | 23.28 | 23.28 | CP20 | CP20 | Indicator lights, 22 mm, round, plastic, yellow, lens, smooth, with holder, LED module with integrated LED 110 V AC, spring-type terminal, with laser labeling, inscription or symbol Customer-specific selection with SIRIUS ACT configurator (CIN) | - | 0 | 0
3SU1103-6AA40-1AA0 |  | 3SU1103-6AA40-1AA0 | 1 | UN | 1 | 1 | A | D | N | N | 85369095 | 1 | 4011209957985 | 0.044 | KG | 20.52 | 20.52 | CP20 | CP20 | Indicator lights, 22 mm, round, plastic, green, lens, smooth, with holder, LED module with integrated LED 110 V AC, screw terminal | Lista Papel 2020 SI | 0 | 0
3SU1103-6AA40-1AA0-Z | X90 | 3SU1103-6AA40-1AA0-ZX90 | 1 | UN | 1 | 5 | B | D | N | N | 85369095 | 20 | 4047621061634 | 0.013 | KG | 20.52 | 20.52 | CP20 | CP20 | Indicator lights, 22 mm, round, plastic, green, lens, smooth, with holder, LED module with integrated LED 110 V AC, screw terminal, Z=20-unit packaging | - | 0 | 0
3SU1103-6AA40-1AA0-Z | Y10 | 3SU1103-6AA40-1AA0-ZY10 | 1 | UN | 1 | 10 | C | D | EAR99 | N | 85369095 | 1 |  | 0.038 | KG | 25.27 | 25.27 | CP20 | CP20 | Indicator light, 22 mm, round, plastic, green, lens, smooth, with holder, LED module with integrated LED 110 V AC, screw terminal, with laser labeling, upper case and lower case, always upper case at beginning of line | - | 0 | 0
3SU1103-6AA40-1AA0-Z | Y11 | 3SU1103-6AA40-1AA0-ZY11 | 1 | UN | 1 | 10 | C | D | EAR99 | N | 85369095 | 1 |  | 0.038 | KG | 25.27 | 25.27 | CP20 | CP20 | Indicator lights, 22 mm, round, plastic, green, lens, smooth, with holder, LED module with integrated LED 110 V AC, screw terminal, with laser labeling, upper case | - | 0 | 0
3SU1103-6AA40-1AA0-Z | Y12 | 3SU1103-6AA40-1AA0-ZY12 | 1 | UN | 1 | 10 | C | D | EAR99 | N | 85369095 | 1 |  | 0.038 | KG | 25.27 | 25.27 | CP20 | CP20 | Indicator lights, 22 mm, round, plastic, green, lens, smooth, with holder, LED module with integrated LED 110 V AC, screw terminal, with laser labeling, lower case | - | 0 | 0
3SU1103-6AA40-1AA0-Z | Y13 | 3SU1103-6AA40-1AA0-ZY13 | 1 | UN | 1 | 10 | C | D | EAR99 | N | 85369095 | 1 |  | 0.038 | KG | 25.27 | 25.27 | CP20 | CP20 | Indicator lights, 22 mm, round, plastic, green, lens, smooth, with holder, LED module with integrated LED 110 V AC, screw terminal, with laser labeling, symbol number according to, ISO 7000 or IEC 60417 | - | 0 | 0
3SU1103-6AA40-1AA0-Z | Y15 | 3SU1103-6AA40-1AA0-ZY15 | 1 | UN | 1 | 10 | C | D | EAR99 | N | 85369095 | 1 |  | 0.038 | KG | 25.27 | 25.27 | CP20 | CP20 | Indicator lights, 22 mm, round, plastic, green, lens, smooth, with holder, LED module with integrated LED 110 V AC, screw terminal, with laser labeling, upper case and lower case, always upper case at the beginning of the word | - | 0 | 0
3SU1103-6AA40-1AA0-Z | Y19 | 3SU1103-6AA40-1AA0-ZY19 | 1 | UN | 1 | 10 | C | D | EAR99 | N | 85369095 | 1 |  | 0.038 | KG | 21.47 | 21.47 | CP20 | CP20 | Indicator lights, 22 mm, round, plastic, green, lens, smooth, with holder, LED module with integrated LED 110 V AC, screw terminal, with laser labeling, inscription or symbol Customer-specific selection with SIRIUS ACT configurator (CIN) | - | 0 | 0
3SU1103-6AA40-3AA0 |  | 3SU1103-6AA40-3AA0 | 1 | UN | 1 | 5 | B | D | N | N | 85369095 | 1 | 4011209958111 | 0.043 | KG | 22.33 | 22.33 | CP20 | CP20 | Indicator lights, 22 mm, round, plastic, green, lens, smooth, with holder, LED module, with integrated LED 110 V AC, Spring-type terminal | - | 0 | 0
3SU1103-6AA40-3AA0-Z | X90 | 3SU1103-6AA40-3AA0-ZX90 | 1 | UN | 1 | 5 | B | D | EAR99 | N | 85369095 | 20 |  | 0.038 | KG | 22.33 | 22.33 | CP20 | CP20 | Indicator lights, 22 mm, round, plastic, green, lens, smooth, with holder, LED module, with integrated LED 110 V AC, spring-type terminal, Z=20-unit packaging | - | 0 | 0
3SU1103-6AA40-3AA0-Z | Y10 | 3SU1103-6AA40-3AA0-ZY10 | 1 | UN | 1 | 10 | C | D | EAR99 | N | 85369095 | 1 |  | 0.038 | KG | 27.08 | 27.08 | CP20 | CP20 | Indicator light, 22 mm, round, plastic, green, lens, smooth, with holder, LED module, with integrated LED 110 V AC, spring-type terminal, with laser labeling, upper case and lower case, always upper case at beginning of line | - | 0 | 0
3SU1103-6AA40-3AA0-Z | Y11 | 3SU1103-6AA40-3AA0-ZY11 | 1 | UN | 1 | 10 | C | D | EAR99 | N | 85369095 | 1 |  | 0.038 | KG | 27.08 | 27.08 | CP20 | CP20 | Indicator lights, 22 mm, round, plastic, green, lens, smooth, with holder, LED module, with integrated LED 110 V AC, spring-type terminal, with laser labeling, upper case | - | 0 | 0
3SU1103-6AA40-3AA0-Z | Y12 | 3SU1103-6AA40-3AA0-ZY12 | 1 | UN | 1 | 10 | C | D | EAR99 | N | 85369095 | 1 |  | 0.038 | KG | 27.08 | 27.08 | CP20 | CP20 | Indicator lights, 22 mm, round, plastic, green, lens, smooth, with holder, LED module, with integrated LED 110 V AC, spring-type terminal, with laser labeling, lower case | - | 0 | 0
3SU1103-6AA40-3AA0-Z | Y13 | 3SU1103-6AA40-3AA0-ZY13 | 1 | UN | 1 | 10 | C | D | EAR99 | N | 85369095 | 1 |  | 0.038 | KG | 27.08 | 27.08 | CP20 | CP20 | Indicator lights, 22 mm, round, plastic, green, lens, smooth, with holder, LED module, with integrated LED 110 V AC, spring-type terminal, with laser labeling, symbol number according to, ISO 7000 or IEC 60417 | - | 0 | 0
3SU1103-6AA40-3AA0-Z | Y15 | 3SU1103-6AA40-3AA0-ZY15 | 1 | UN | 1 | 10 | C | D | EAR99 | N | 85369095 | 1 |  | 0.038 | KG | 27.08 | 27.08 | CP20 | CP20 | Indicator lights, 22 mm, round, plastic, green, lens, smooth, with holder, LED module, with integrated LED 110 V AC, spring-type terminal, with laser labeling, upper case and lower case, always upper case at the beginning of the word | - | 0 | 0
3SU1103-6AA40-3AA0-Z | Y19 | 3SU1103-6AA40-3AA0-ZY19 | 1 | UN | 1 | 10 | C | D | EAR99 | N | 85369095 | 1 |  | 0.038 | KG | 23.28 | 23.28 | CP20 | CP20 | Indicator lights, 22 mm, round, plastic, green, lens, smooth, with holder, LED module, with integrated LED 110 V AC, spring-type terminal, with laser labeling, inscription or symbol Customer-specific selection with SIRIUS ACT configurator (CIN) | - | 0 | 0
3SU1103-6AA50-1AA0 |  | 3SU1103-6AA50-1AA0 | 1 | UN | 1 | 3 | B | D | N | N | 85369095 | 1 | 4011209957992 | 0.044 | KG | 20.52 | 20.52 | CP20 | CP20 | Indicator lights, 22 mm, round, plastic, blue, lens, smooth, with holder, LED module with integrated LED 110 V AC, screw terminal | Lista Papel 2020 SI | 0 | 0
3SU1103-6AA50-1AA0-Z | X90 | 3SU1103-6AA50-1AA0-ZX90 | 1 | UN | 1 | 5 | B | D | N | N | 85369095 | 20 | 4047621061641 | 0.013 | KG | 20.52 | 20.52 | CP20 | CP20 | Indicator lights, 22 mm, round, plastic, blue, lens, smooth, with holder, LED module with integrated LED 110 V AC, screw terminal, Z=20-unit packaging | - | 0 | 0
3SU1103-6AA50-1AA0-Z | Y10 | 3SU1103-6AA50-1AA0-ZY10 | 1 | UN | 1 | 10 | C | D | EAR99 | N | 85369095 | 1 |  | 0.038 | KG | 25.27 | 25.27 | CP20 | CP20 | Indicator light, 22 mm, round, plastic, blue, lens, smooth, with holder, LED module with integrated LED 110 V AC, screw terminal, with laser labeling, upper case and lower case, always upper case at beginning of line | - | 0 | 0
3SU1103-6AA50-1AA0-Z | Y11 | 3SU1103-6AA50-1AA0-ZY11 | 1 | UN | 1 | 10 | C | D | EAR99 | N | 85369095 | 1 |  | 0.038 | KG | 25.27 | 25.27 | CP20 | CP20 | Indicator lights, 22 mm, round, plastic, blue, lens, smooth, with holder, LED module with integrated LED 110 V AC, screw terminal, with laser labeling, upper case | - | 0 | 0
3SU1103-6AA50-1AA0-Z | Y12 | 3SU1103-6AA50-1AA0-ZY12 | 1 | UN | 1 | 10 | C | D | EAR99 | N | 85369095 | 1 |  | 0.038 | KG | 25.27 | 25.27 | CP20 | CP20 | Indicator lights, 22 mm, round, plastic, blue, lens, smooth, with holder, LED module with integrated LED 110 V AC, screw terminal, with laser labeling, lower case | - | 0 | 0
3SU1103-6AA50-1AA0-Z | Y13 | 3SU1103-6AA50-1AA0-ZY13 | 1 | UN | 1 | 10 | C | D | EAR99 | N | 85369095 | 1 |  | 0.038 | KG | 25.27 | 25.27 | CP20 | CP20 | Indicator lights, 22 mm, round, plastic, blue, lens, smooth, with holder, LED module with integrated LED 110 V AC, screw terminal, with laser labeling, symbol number according to, ISO 7000 or IEC 60417 | - | 0 | 0
3SU1103-6AA50-1AA0-Z | Y15 | 3SU1103-6AA50-1AA0-ZY15 | 1 | UN | 1 | 10 | C | D | EAR99 | N | 85369095 | 1 |  | 0.038 | KG | 25.27 | 25.27 | CP20 | CP20 | Indicator lights, 22 mm, round, plastic, blue, lens, smooth, with holder, LED module with integrated LED 110 V AC, screw terminal, with laser labeling, upper case and lower case, always upper case at the beginning of the word | - | 0 | 0
3SU1103-6AA50-1AA0-Z | Y19 | 3SU1103-6AA50-1AA0-ZY19 | 1 | UN | 1 | 10 | C | D | EAR99 | N | 85369095 | 1 |  | 0.038 | KG | 21.47 | 21.47 | CP20 | CP20 | Indicator lights, 22 mm, round, plastic, blue, lens, smooth, with holder, LED module with integrated LED 110 V AC, screw terminal, with laser labeling, inscription or symbol Customer-specific selection with SIRIUS ACT configurator (CIN) | - | 0 | 0
3SU1103-6AA50-3AA0 |  | 3SU1103-6AA50-3AA0 | 1 | UN | 1 | 5 | B | D | N | N | 85369095 | 1 | 4011209958128 | 0.045 | KG | 22.33 | 22.33 | CP20 | CP20 | Indicator lights, 22 mm, round, plastic, blue, lens, smooth, with holder, LED module, with integrated LED 110 V AC, Spring-type terminal | - | 0 | 0
3SU1103-6AA50-3AA0-Z | X90 | 3SU1103-6AA50-3AA0-ZX90 | 1 | UN | 1 | 5 | B | D | EAR99 | N | 85369095 | 20 |  | 0.038 | KG | 22.33 | 22.33 | CP20 | CP20 | Indicator lights, 22 mm, round, plastic, blue, lens, smooth, with holder, LED module, with integrated LED 110 V AC, spring-type terminal, Z=20-unit packaging | - | 0 | 0
3SU1103-6AA50-3AA0-Z | Y10 | 3SU1103-6AA50-3AA0-ZY10 | 1 | UN | 1 | 10 | C | D | EAR99 | N | 85369095 | 1 |  | 0.038 | KG | 27.08 | 27.08 | CP20 | CP20 | Indicator light, 22 mm, round, plastic, blue, lens, smooth, with holder, LED module, with integrated LED 110 V AC, spring-type terminal, with laser labeling, upper case and lower case, always upper case at beginning of line | - | 0 | 0
3SU1103-6AA50-3AA0-Z | Y11 | 3SU1103-6AA50-3AA0-ZY11 | 1 | UN | 1 | 10 | C | D | EAR99 | N | 85369095 | 1 |  | 0.038 | KG | 27.08 | 27.08 | CP20 | CP20 | Indicator lights, 22 mm, round, plastic, blue, lens, smooth, with holder, LED module, with integrated LED 110 V AC, spring-type terminal, with laser labeling, upper case | - | 0 | 0
3SU1103-6AA50-3AA0-Z | Y12 | 3SU1103-6AA50-3AA0-ZY12 | 1 | UN | 1 | 10 | C | D | EAR99 | N | 85369095 | 1 |  | 0.038 | KG | 27.08 | 27.08 | CP20 | CP20 | Indicator lights, 22 mm, round, plastic, blue, lens, smooth, with holder, LED module, with integrated LED 110 V AC, spring-type terminal, with laser labeling, lower case | - | 0 | 0
3SU1103-6AA50-3AA0-Z | Y13 | 3SU1103-6AA50-3AA0-ZY13 | 1 | UN | 1 | 10 | C | D | EAR99 | N | 85369095 | 1 |  | 0.038 | KG | 27.08 | 27.08 | CP20 | CP20 | Indicator lights, 22 mm, round, plastic, blue, lens, smooth, with holder, LED module, with integrated LED 110 V AC, spring-type terminal, with laser labeling, symbol number according to, ISO 7000 or IEC 60417 | - | 0 | 0
3SU1103-6AA50-3AA0-Z | Y15 | 3SU1103-6AA50-3AA0-ZY15 | 1 | UN | 1 | 10 | C | D | EAR99 | N | 85369095 | 1 |  | 0.038 | KG | 27.08 | 27.08 | CP20 | CP20 | Indicator lights, 22 mm, round, plastic, blue, lens, smooth, with holder, LED module, with integrated LED 110 V AC, spring-type terminal, with laser labeling, upper case and lower case, always upper case at the beginning of the word | - | 0 | 0
3SU1103-6AA50-3AA0-Z | Y19 | 3SU1103-6AA50-3AA0-ZY19 | 1 | UN | 1 | 10 | C | D | EAR99 | N | 85369095 | 1 |  | 0.038 | KG | 23.28 | 23.28 | CP20 | CP20 | Indicator lights, 22 mm, round, plastic, blue, lens, smooth, with holder, LED module, with integrated LED 110 V AC, spring-type terminal, with laser labeling, inscription or symbol Customer-specific selection with SIRIUS ACT configurator (CIN) | - | 0 | 0
3SU1103-6AA60-1AA0 |  | 3SU1103-6AA60-1AA0 | 1 | UN | 1 | 1 | A | D | N | N | 85369095 | 1 | 4011209958005 | 0.045 | KG | 20.52 | 20.52 | CP20 | CP20 | Indicator lights, 22 mm, round, plastic, white, lens, smooth, with holder, LED module with integrated LED 110 V AC, screw terminal | Lista Papel 2020 SI | 0 | 0
3SU1103-6AA60-1AA0-Z | X90 | 3SU1103-6AA60-1AA0-ZX90 | 1 | UN | 1 | 5 | B | D | N | N | 85369095 | 20 | 4047621061658 | 0.056 | KG | 20.52 | 20.52 | CP20 | CP20 | Indicator lights, 22 mm, round, plastic, white, lens, smooth, with holder, LED module with integrated LED 110 V AC, screw terminal, Z=20-unit packaging | - | 0 | 0
3SU1103-6AA60-1AA0-Z | Y10 | 3SU1103-6AA60-1AA0-ZY10 | 1 | UN | 1 | 10 | C | D | EAR99 | N | 85369095 | 1 |  | 0.038 | KG | 25.27 | 25.27 | CP20 | CP20 | Indicator light, 22 mm, round, plastic, white, lens, smooth, with holder, LED module with integrated LED 110 V AC, screw terminal, with laser labeling, upper case and lower case, always upper case at beginning of line | - | 0 | 0
3SU1103-6AA60-1AA0-Z | Y11 | 3SU1103-6AA60-1AA0-ZY11 | 1 | UN | 1 | 10 | C | D | EAR99 | N | 85369095 | 1 |  | 0.038 | KG | 25.27 | 25.27 | CP20 | CP20 | Indicator lights, 22 mm, round, plastic, white, lens, smooth, with holder, LED module with integrated LED 110 V AC, screw terminal, with laser labeling, upper case | - | 0 | 0
3SU1103-6AA60-1AA0-Z | Y12 | 3SU1103-6AA60-1AA0-ZY12 | 1 | UN | 1 | 10 | C | D | EAR99 | N | 85369095 | 1 |  | 0.038 | KG | 25.27 | 25.27 | CP20 | CP20 | Indicator lights, 22 mm, round, plastic, white, lens, smooth, with holder, LED module with integrated LED 110 V AC, screw terminal, with laser labeling, lower case | - | 0 | 0
3SU1103-6AA60-1AA0-Z | Y13 | 3SU1103-6AA60-1AA0-ZY13 | 1 | UN | 1 | 10 | C | D | EAR99 | N | 85369095 | 1 |  | 0.038 | KG | 25.27 | 25.27 | CP20 | CP20 | Indicator lights, 22 mm, round, plastic, white, lens, smooth, with holder, LED module with integrated LED 110 V AC, screw terminal, with laser labeling, symbol number according to, ISO 7000 or IEC 60417 | - | 0 | 0
3SU1103-6AA60-1AA0-Z | Y15 | 3SU1103-6AA60-1AA0-ZY15 | 1 | UN | 1 | 10 | C | D | EAR99 | N | 85369095 | 1 |  | 0.038 | KG | 25.27 | 25.27 | CP20 | CP20 | Indicator lights, 22 mm, round, plastic, white, lens, smooth, with holder, LED module with integrated LED 110 V AC, screw terminal, with laser labeling, upper case and lower case, always upper case at the beginning of the word | - | 0 | 0
3SU1103-6AA60-1AA0-Z | Y19 | 3SU1103-6AA60-1AA0-ZY19 | 1 | UN | 1 | 10 | C | D | EAR99 | N | 85369095 | 1 |  | 0.038 | KG | 21.47 | 21.47 | CP20 | CP20 | Indicator lights, 22 mm, round, plastic, white, lens, smooth, with holder, LED module with integrated LED 110 V AC, screw terminal, with laser labeling, inscription or symbol Customer-specific selection with SIRIUS ACT configurator (CIN) | - | 0 | 0
3SU1103-6AA60-3AA0 |  | 3SU1103-6AA60-3AA0 | 1 | UN | 1 | 5 | B | D | N | N | 85369095 | 1 | 4011209958135 | 0.045 | KG | 22.33 | 22.33 | CP20 | CP20 | Indicator lights, 22 mm, round, plastic, white, lens, smooth, with holder, LED module, with integrated LED 110 V AC, Spring-type terminal | - | 0 | 0
3SU1103-6AA60-3AA0-Z | X90 | 3SU1103-6AA60-3AA0-ZX90 | 1 | UN | 1 | 5 | B | D | EAR99 | N | 85369095 | 20 |  | 0.038 | KG | 22.33 | 22.33 | CP20 | CP20 | Indicator lights, 22 mm, round, plastic, white, lens, smooth, with holder, LED module, with integrated LED 110 V AC, spring-type terminal, Z=20-unit packaging | - | 0 | 0
3SU1103-6AA60-3AA0-Z | Y10 | 3SU1103-6AA60-3AA0-ZY10 | 1 | UN | 1 | 10 | C | D | EAR99 | N | 85369095 | 1 |  | 0.038 | KG | 27.08 | 27.08 | CP20 | CP20 | Indicator light, 22 mm, round, plastic, white, lens, smooth, with holder, LED module, with integrated LED 110 V AC, spring-type terminal, with laser labeling, upper case and lower case, always upper case at beginning of line | - | 0 | 0
3SU1103-6AA60-3AA0-Z | Y11 | 3SU1103-6AA60-3AA0-ZY11 | 1 | UN | 1 | 10 | C | D | EAR99 | N | 85369095 | 1 |  | 0.038 | KG | 27.08 | 27.08 | CP20 | CP20 | Indicator lights, 22 mm, round, plastic, white, lens, smooth, with holder, LED module, with integrated LED 110 V AC, spring-type terminal, with laser labeling, upper case | - | 0 | 0
3SU1103-6AA60-3AA0-Z | Y12 | 3SU1103-6AA60-3AA0-ZY12 | 1 | UN | 1 | 10 | C | D | EAR99 | N | 85369095 | 1 |  | 0.038 | KG | 27.08 | 27.08 | CP20 | CP20 | Indicator lights, 22 mm, round, plastic, white, lens, smooth, with holder, LED module, with integrated LED 110 V AC, spring-type terminal, with laser labeling, lower case | - | 0 | 0
3SU1103-6AA60-3AA0-Z | Y13 | 3SU1103-6AA60-3AA0-ZY13 | 1 | UN | 1 | 10 | C | D | EAR99 | N | 85369095 | 1 |  | 0.038 | KG | 27.08 | 27.08 | CP20 | CP20 | Indicator lights, 22 mm, round, plastic, white, lens, smooth, with holder, LED module, with integrated LED 110 V AC, spring-type terminal, with laser labeling, symbol number according to, ISO 7000 or IEC 60417 | - | 0 | 0
3SU1103-6AA60-3AA0-Z | Y15 | 3SU1103-6AA60-3AA0-ZY15 | 1 | UN | 1 | 10 | C | D | EAR99 | N | 85369095 | 1 |  | 0.038 | KG | 27.08 | 27.08 | CP20 | CP20 | Indicator lights, 22 mm, round, plastic, white, lens, smooth, with holder, LED module, with integrated LED 110 V AC, spring-type terminal, with laser labeling, upper case and lower case, always upper case at the beginning of the word | - | 0 | 0
3SU1103-6AA60-3AA0-Z | Y19 | 3SU1103-6AA60-3AA0-ZY19 | 1 | UN | 1 | 10 | C | D | EAR99 | N | 85369095 | 1 |  | 0.038 | KG | 23.28 | 23.28 | CP20 | CP20 | Indicator lights, 22 mm, round, plastic, white, lens, smooth, with holder, LED module, with integrated LED 110 V AC, spring-type terminal, with laser labeling, inscription or symbol Customer-specific selection with SIRIUS ACT configurator (CIN) | - | 0 | 0
3SU1103-6AA70-1AA0 |  | 3SU1103-6AA70-1AA0 | 1 | UN | 1 | 3 | B | D | N | N | 85369095 | 1 | 4011209958012 | 0.043 | KG | 20.52 | 20.52 | CP20 | CP20 | Indicator lights, 22 mm, round, plastic, clear, lens, smooth, with holder, LED module with integrated LED 110 V AC, screw terminal | Lista Papel 2020 SI | 0 | 0
3SU1103-6AA70-1AA0-Z | X90 | 3SU1103-6AA70-1AA0-ZX90 | 1 | UN | 1 | 5 | B | D | N | N | 85369095 | 20 | 4047621061665 | 0.013 | KG | 20.52 | 20.52 | CP20 | CP20 | Indicator lights, 22 mm, round, plastic, clear, lens, smooth, with holder, LED module with integrated LED 110 V AC, screw terminal, Z=20-unit packaging | - | 0 | 0
3SU1103-6AA70-1AA0-Z | Y10 | 3SU1103-6AA70-1AA0-ZY10 | 1 | UN | 1 | 10 | C | D | EAR99 | N | 85369095 | 1 |  | 0.038 | KG | 25.27 | 25.27 | CP20 | CP20 | Indicator light, 22 mm, round, plastic, clear, lens, smooth, with holder, LED module with integrated LED 110 V AC, screw terminal, with laser labeling, upper case and lower case, always upper case at beginning of line | - | 0 | 0
3SU1103-6AA70-1AA0-Z | Y11 | 3SU1103-6AA70-1AA0-ZY11 | 1 | UN | 1 | 10 | C | D | EAR99 | N | 85369095 | 1 |  | 0.038 | KG | 25.27 | 25.27 | CP20 | CP20 | Indicator lights, 22 mm, round, plastic, clear, lens, smooth, with holder, LED module with integrated LED 110 V AC, screw terminal, with laser labeling, upper case | - | 0 | 0
3SU1103-6AA70-1AA0-Z | Y12 | 3SU1103-6AA70-1AA0-ZY12 | 1 | UN | 1 | 10 | C | D | EAR99 | N | 85369095 | 1 |  | 0.038 | KG | 25.27 | 25.27 | CP20 | CP20 | Indicator lights, 22 mm, round, plastic, clear, lens, smooth, with holder, LED module with integrated LED 110 V AC, screw terminal, with laser labeling, lower case | - | 0 | 0
3SU1103-6AA70-1AA0-Z | Y13 | 3SU1103-6AA70-1AA0-ZY13 | 1 | UN | 1 | 10 | C | D | EAR99 | N | 85369095 | 1 |  | 0.038 | KG | 25.27 | 25.27 | CP20 | CP20 | Indicator lights, 22 mm, round, plastic, clear, lens, smooth, with holder, LED module with integrated LED 110 V AC, screw terminal, with laser labeling, symbol number according to, ISO 7000 or IEC 60417 | - | 0 | 0
3SU1103-6AA70-1AA0-Z | Y15 | 3SU1103-6AA70-1AA0-ZY15 | 1 | UN | 1 | 10 | C | D | EAR99 | N | 85369095 | 1 |  | 0.038 | KG | 25.27 | 25.27 | CP20 | CP20 | Indicator lights, 22 mm, round, plastic, clear, lens, smooth, with holder, LED module with integrated LED 110 V AC, screw terminal, with laser labeling, upper case and lower case, always upper case at the beginning of the word | - | 0 | 0
3SU1103-6AA70-1AA0-Z | Y19 | 3SU1103-6AA70-1AA0-ZY19 | 1 | UN | 1 | 10 | C | D | EAR99 | N | 85369095 | 1 |  | 0.038 | KG | 21.47 | 21.47 | CP20 | CP20 | Indicator lights, 22 mm, round, plastic, clear, lens, smooth, with holder, LED module with integrated LED 110 V AC, screw terminal, with laser labeling, inscription or symbol Customer-specific selection with SIRIUS ACT configurator (CIN) | - | 0 | 0
3SU1103-6AA70-3AA0 |  | 3SU1103-6AA70-3AA0 | 1 | UN | 1 | 5 | B | D | N | N | 85369095 | 1 | 4011209958142 | 0.043 | KG | 22.33 | 22.33 | CP20 | CP20 | Indicator lights, 22 mm, round, plastic, clear, lens, smooth, with holder, LED module, with integrated LED 110 V AC, Spring-type terminal | - | 0 | 0
3SU1103-6AA70-3AA0-Z | X90 | 3SU1103-6AA70-3AA0-ZX90 | 1 | UN | 1 | 5 | B | D | EAR99 | N | 85369095 | 20 |  | 0.038 | KG | 22.33 | 22.33 | CP20 | CP20 | Indicator lights, 22 mm, round, plastic, clear, lens, smooth, with holder, LED module, with integrated LED 110 V AC, spring-type terminal, Z=20-unit packaging | - | 0 | 0
3SU1103-6AA70-3AA0-Z | Y10 | 3SU1103-6AA70-3AA0-ZY10 | 1 | UN | 1 | 10 | C | D | EAR99 | N | 85369095 | 1 |  | 0.038 | KG | 27.08 | 27.08 | CP20 | CP20 | Indicator light, 22 mm, round, plastic, clear, lens, smooth, with holder, LED module, with integrated LED 110 V AC, spring-type terminal, with laser labeling, upper case and lower case, always upper case at beginning of line | - | 0 | 0
3SU1103-6AA70-3AA0-Z | Y11 | 3SU1103-6AA70-3AA0-ZY11 | 1 | UN | 1 | 10 | C | D | EAR99 | N | 85369095 | 1 |  | 0.038 | KG | 27.08 | 27.08 | CP20 | CP20 | Indicator lights, 22 mm, round, plastic, clear, lens, smooth, with holder, LED module, with integrated LED 110 V AC, spring-type terminal, with laser labeling, upper case | - | 0 | 0
3SU1103-6AA70-3AA0-Z | Y12 | 3SU1103-6AA70-3AA0-ZY12 | 1 | UN | 1 | 10 | C | D | EAR99 | N | 85369095 | 1 |  | 0.038 | KG | 27.08 | 27.08 | CP20 | CP20 | Indicator lights, 22 mm, round, plastic, clear, lens, smooth, with holder, LED module, with integrated LED 110 V AC, spring-type terminal, with laser labeling, lower case | - | 0 | 0
3SU1103-6AA70-3AA0-Z | Y13 | 3SU1103-6AA70-3AA0-ZY13 | 1 | UN | 1 | 10 | C | D | EAR99 | N | 85369095 | 1 |  | 0.038 | KG | 27.08 | 27.08 | CP20 | CP20 | Indicator lights, 22 mm, round, plastic, clear, lens, smooth, with holder, LED module, with integrated LED 110 V AC, spring-type terminal, with laser labeling, symbol number according to, ISO 7000 or IEC 60417 | - | 0 | 0
3SU1103-6AA70-3AA0-Z | Y15 | 3SU1103-6AA70-3AA0-ZY15 | 1 | UN | 1 | 10 | C | D | EAR99 | N | 85369095 | 1 |  | 0.038 | KG | 27.08 | 27.08 | CP20 | CP20 | Indicator lights, 22 mm, round, plastic, clear, lens, smooth, with holder, LED module, with integrated LED 110 V AC, spring-type terminal, with laser labeling, upper case and lower case, always upper case at the beginning of the word | - | 0 | 0
3SU1103-6AA70-3AA0-Z | Y19 | 3SU1103-6AA70-3AA0-ZY19 | 1 | UN | 1 | 10 | C | D | EAR99 | N | 85369095 | 1 |  | 0.038 | KG | 23.28 | 23.28 | CP20 | CP20 | Indicator lights, 22 mm, round, plastic, clear, lens, smooth, with holder, LED module, with integrated LED 110 V AC, spring-type terminal, with laser labeling, inscription or symbol Customer-specific selection with SIRIUS ACT configurator (CIN) | - | 0 | 0
3SU1106-0AB20-1CA0 |  | 3SU1106-0AB20-1CA0 | 1 | UN | 1 | 5 | B | D | N | N | 85365080 | 1 | 4011209959484 | 0.058 | KG | 28.69 | 28.69 | CP20 | CP20 | Illuminated pushbutton, 22 mm, round, plastic, red, pushbutton, flat, momentary contact type, with holder, 1 NC, LED module with integrated LED 230 V AC, screw terminal | - | 0 | 0
3SU1106-0AB20-1CA0-Z | X90 | 3SU1106-0AB20-1CA0-ZX90 | 1 | UN | 1 | 5 | B | D | N | N | 85365080 | 20 | 4047621061511 | 0.066 | KG | 28.69 | 28.69 | CP20 | CP20 | Illuminated pushbutton, 22 mm, round, plastic, red, pushbutton, flat, momentary contact type, with holder, 1NC, LED module with integrated LED 230 V AC, screw terminal, Z=20-unit packaging | - | 0 | 0
3SU1106-0AB20-1CA0-Z | Y10 | 3SU1106-0AB20-1CA0-ZY10 | 1 | UN | 1 | 10 | C | D | EAR99 | N | 85365080 | 1 |  | 0.052 | KG | 33.44 | 33.44 | CP20 | CP20 | Illuminated pushbutton, 22 mm, round, plastic, red, pushbutton, flat, momentary contact type, with holder, 1NC, LED module with integrated LED 230 V AC, screw terminal, with laser labeling, upper case and lower case, always upper case at beginning of line | - | 0 | 0
3SU1106-0AB20-1CA0-Z | Y11 | 3SU1106-0AB20-1CA0-ZY11 | 1 | UN | 1 | 10 | C | D | EAR99 | N | 85365080 | 1 |  | 0.052 | KG | 33.44 | 33.44 | CP20 | CP20 | Illuminated pushbutton, 22 mm, round, plastic, red, pushbutton, flat, momentary contact type, with holder, 1NC, LED module with integrated LED 230 V AC, screw terminal, with laser labeling, upper case | - | 0 | 0
3SU1106-0AB20-1CA0-Z | Y12 | 3SU1106-0AB20-1CA0-ZY12 | 1 | UN | 1 | 10 | C | D | EAR99 | N | 85365080 | 1 |  | 0.052 | KG | 33.44 | 33.44 | CP20 | CP20 | Illuminated pushbutton, 22 mm, round, plastic, red, pushbutton, flat, momentary contact type, with holder, 1NC, LED module with integrated LED 230 V AC, screw terminal, with laser labeling, lower case | - | 0 | 0
3SU1106-0AB20-1CA0-Z | Y13 | 3SU1106-0AB20-1CA0-ZY13 | 1 | UN | 1 | 10 | C | D | EAR99 | N | 85365080 | 1 |  | 0.052 | KG | 33.44 | 33.44 | CP20 | CP20 | Illuminated pushbutton, 22 mm, round, plastic, red, pushbutton, flat, momentary contact type, with holder, 1NC, LED module with integrated LED 230 V AC, screw terminal, with laser labeling, symbol number according to, ISO 7000 or IEC 60417 | - | 0 | 0
3SU1106-0AB20-1CA0-Z | Y15 | 3SU1106-0AB20-1CA0-ZY15 | 1 | UN | 1 | 10 | C | D | EAR99 | N | 85365080 | 1 |  | 0.052 | KG | 33.44 | 33.44 | CP20 | CP20 | Illuminated pushbutton, 22 mm, round, plastic, red, pushbutton, flat, momentary contact type, with holder, 1NC, LED module with integrated LED 230 V AC, screw terminal, with laser labeling, upper case and lower case, Always upper case at the beginning of the word | - | 0 | 0
3SU1106-0AB20-1CA0-Z | Y19 | 3SU1106-0AB20-1CA0-ZY19 | 1 | UN | 1 | 10 | C | D | EAR99 | N | 85365080 | 1 |  | 0.052 | KG | 29.64 | 29.64 | CP20 | CP20 | Illuminated pushbutton, 22 mm, round, plastic, red, pushbutton, flat, momentary contact type, with holder, 1NC, LED module with integrated LED 230 V AC, screw terminal, with laser labeling, inscription or symbol Customer-specific selection with SIRIUS ACT configurator (CIN) | - | 0 | 0
3SU1106-0AB20-1FA0 |  | 3SU1106-0AB20-1FA0 | 1 | UN | 1 | 3 | B | D | N | N | 85365080 | 1 | 4011209973947 | 0.066 | KG | 31.92 | 31.92 | CP20 | CP20 | Illuminated pushbutton, 22 mm, round, plastic, red, pushbutton, flat, momentary contact type, with holder, 1 NO+1 NC, LED module with integrated LED 230 V AC, screw terminal | - | 0 | 0
3SU1106-0AB20-1FA0-Z | X90 | 3SU1106-0AB20-1FA0-ZX90 | 1 | UN | 1 | 5 | B | D | EAR99 | N | 85365080 | 20 |  | 0.06 | KG | 31.92 | 31.92 | CP20 | CP20 | Illuminated pushbutton, 22 mm, round, plastic, red, pushbutton, flat, momentary contact type, with holder, 1 NO+1 NC, LED module with integrated LED 230 V AC, screw terminal, Z=20-unit packaging | - | 0 | 0
3SU1106-0AB20-1FA0-Z | Y10 | 3SU1106-0AB20-1FA0-ZY10 | 1 | UN | 1 | 10 | C | D | EAR99 | N | 85365080 | 1 |  | 0.06 | KG | 36.67 | 36.67 | CP20 | CP20 | Illuminated pushbutton, 22 mm, round, plastic, red, pushbutton, flat, momentary contact type, with holder, 1 NO+1 NC, LED module with integrated LED 230 V AC, screw terminal, with laser labeling, upper case and lower case, always upper case at beginning of line | - | 0 | 0
3SU1106-0AB20-1FA0-Z | Y11 | 3SU1106-0AB20-1FA0-ZY11 | 1 | UN | 1 | 10 | C | D | EAR99 | N | 85365080 | 1 |  | 0.06 | KG | 36.67 | 36.67 | CP20 | CP20 | Illuminated pushbutton, 22 mm, round, plastic, red, pushbutton, flat, momentary contact type, with holder, 1 NO+1 NC, LED module with integrated LED 230 V AC, screw terminal, with laser labeling, upper case | - | 0 | 0
3SU1106-0AB20-1FA0-Z | Y12 | 3SU1106-0AB20-1FA0-ZY12 | 1 | UN | 1 | 10 | C | D | EAR99 | N | 85365080 | 1 |  | 0.06 | KG | 36.67 | 36.67 | CP20 | CP20 | Illuminated pushbutton, 22 mm, round, plastic, red, pushbutton, flat, momentary contact type, with holder, 1 NO+1 NC, LED module with integrated LED 230 V AC, screw terminal, with laser labeling, lower case | - | 0 | 0
3SU1106-0AB20-1FA0-Z | Y13 | 3SU1106-0AB20-1FA0-ZY13 | 1 | UN | 1 | 10 | C | D | EAR99 | N | 85365080 | 1 |  | 0.06 | KG | 36.67 | 36.67 | CP20 | CP20 | Illuminated pushbutton, 22 mm, round, plastic, red, pushbutton, flat, momentary contact type, with holder, 1 NO+1 NC, LED module with integrated LED 230 V AC, screw terminal, with laser labeling, symbol number according to, ISO 7000 or IEC 60417 | - | 0 | 0
3SU1106-0AB20-1FA0-Z | Y15 | 3SU1106-0AB20-1FA0-ZY15 | 1 | UN | 1 | 10 | C | D | EAR99 | N | 85365080 | 1 |  | 0.06 | KG | 36.67 | 36.67 | CP20 | CP20 | Illuminated pushbutton, 22 mm, round, plastic, red, pushbutton, flat, momentary contact type, with holder, 1 NO+1 NC, LED module with integrated LED 230 V AC, screw terminal, with laser labeling, upper case and lower case, Always upper case at the beginning of the word | - | 0 | 0
3SU1106-0AB20-1FA0-Z | Y19 | 3SU1106-0AB20-1FA0-ZY19 | 1 | UN | 1 | 10 | C | D | EAR99 | N | 85365080 | 1 |  | 0.06 | KG | 32.87 | 32.87 | CP20 | CP20 | Illuminated pushbutton, 22 mm, round, plastic, red, pushbutton, flat, momentary contact type, with holder, 1 NO+1 NC, LED module with integrated LED 230 V AC, screw terminal, with laser labeling, inscription or symbol Customer-specific selection with SIRIUS ACT configurator (CIN) | - | 0 | 0
3SU1106-0AB20-3CA0 |  | 3SU1106-0AB20-3CA0 | 1 | UN | 1 | 5 | B | D | N | N | 85365080 | 1 | 4011209959491 | 0.06 | KG | 30.78 | 30.78 | CP20 | CP20 | Illuminated pushbutton, 22 mm, round, plastic, red, pushbutton, flat, momentary contact type, with holder, 1 NC, LED module with integrated LED 230 V AC, Spring-type terminal | - | 0 | 0
3SU1106-0AB20-3CA0-Z | X90 | 3SU1106-0AB20-3CA0-ZX90 | 1 | UN | 1 | 5 | B | D | EAR99 | N | 85365080 | 20 |  | 0.052 | KG | 30.78 | 30.78 | CP20 | CP20 | Illuminated pushbutton, 22 mm, round, plastic, red, pushbutton, flat, momentary contact type, with holder, 1NC, LED module with integrated LED 230 V AC, spring-type terminal, Z=20-unit packaging | - | 0 | 0
3SU1106-0AB20-3CA0-Z | Y10 | 3SU1106-0AB20-3CA0-ZY10 | 1 | UN | 1 | 10 | C | D | EAR99 | N | 85365080 | 1 |  | 0.052 | KG | 35.53 | 35.53 | CP20 | CP20 | Illuminated pushbutton, 22 mm, round, plastic, red, pushbutton, flat, momentary contact type, with holder, 1NC, LED module with integrated LED 230 V AC, spring-type terminal, with laser labeling, upper case and lower case, always upper case at beginning of line | - | 0 | 0
3SU1106-0AB20-3CA0-Z | Y11 | 3SU1106-0AB20-3CA0-ZY11 | 1 | UN | 1 | 10 | C | D | EAR99 | N | 85365080 | 1 |  | 0.052 | KG | 35.53 | 35.53 | CP20 | CP20 | Illuminated pushbutton, 22 mm, round, plastic, red, pushbutton, flat, momentary contact type, with holder, 1NC, LED module with integrated LED 230 V AC, spring-type terminal, with laser labeling, upper case | - | 0 | 0
3SU1106-0AB20-3CA0-Z | Y12 | 3SU1106-0AB20-3CA0-ZY12 | 1 | UN | 1 | 10 | C | D | EAR99 | N | 85365080 | 1 |  | 0.052 | KG | 35.53 | 35.53 | CP20 | CP20 | Illuminated pushbutton, 22 mm, round, plastic, red, pushbutton, flat, momentary contact type, with holder, 1NC, LED module with integrated LED 230 V AC, spring-type terminal, with laser labeling, lower case | - | 0 | 0
3SU1106-0AB20-3CA0-Z | Y13 | 3SU1106-0AB20-3CA0-ZY13 | 1 | UN | 1 | 10 | C | D | EAR99 | N | 85365080 | 1 |  | 0.052 | KG | 35.53 | 35.53 | CP20 | CP20 | Illuminated pushbutton, 22 mm, round, plastic, red, pushbutton, flat, momentary contact type, with holder, 1NC, LED module with integrated LED 230 V AC, spring-type terminal, with laser labeling, symbol number according to, ISO 7000 or IEC 60417 | - | 0 | 0
3SU1106-0AB20-3CA0-Z | Y15 | 3SU1106-0AB20-3CA0-ZY15 | 1 | UN | 1 | 10 | C | D | EAR99 | N | 85365080 | 1 |  | 0.052 | KG | 35.53 | 35.53 | CP20 | CP20 | Illuminated pushbutton, 22 mm, round, plastic, red, pushbutton, flat, momentary contact type, with holder, 1NC, LED module with integrated LED 230 V AC, spring-type terminal, with laser labeling, upper case and lower case, Always upper case at the beginning of the word | - | 0 | 0
3SU1106-0AB20-3CA0-Z | Y19 | 3SU1106-0AB20-3CA0-ZY19 | 1 | UN | 1 | 10 | C | D | EAR99 | N | 85365080 | 1 |  | 0.052 | KG | 31.73 | 31.73 | CP20 | CP20 | Illuminated pushbutton, 22 mm, round, plastic, red, pushbutton, flat, momentary contact type, with holder, 1NC, LED module with integrated LED 230 V AC, spring-type terminal, with laser labeling, inscription or symbol Customer-specific selection with SIRIUS ACT configurator (CIN) | - | 0 | 0
3SU1106-0AB20-3FA0 |  | 3SU1106-0AB20-3FA0 | 1 | UN | 1 | 5 | B | D | N | N | 85365080 | 1 | 4011209974005 | 0.065 | KG | 34.58 | 34.58 | CP20 | CP20 | Illuminated pushbutton, 22 mm, round, plastic, red, pushbutton, flat, momentary contact type, with holder, 1 NO+1 NC, LED module with integrated LED 230 V AC, Spring-type terminal | - | 0 | 0
3SU1106-0AB20-3FA0-Z | X90 | 3SU1106-0AB20-3FA0-ZX90 | 1 | UN | 1 | 5 | B | D | EAR99 | N | 85365080 | 20 |  | 0.06 | KG | 34.58 | 34.58 | CP20 | CP20 | Illuminated pushbutton, 22 mm, round, plastic, red, pushbutton, flat, momentary contact type, with holder, 1 NO+1 NC, LED module with integrated LED 230 V AC, spring-type terminal, Z=20-unit packaging | - | 0 | 0
3SU1106-0AB20-3FA0-Z | Y10 | 3SU1106-0AB20-3FA0-ZY10 | 1 | UN | 1 | 10 | C | D | EAR99 | N | 85365080 | 1 |  | 0.06 | KG | 39.33 | 39.33 | CP20 | CP20 | Illuminated pushbutton, 22 mm, round, plastic, red, pushbutton, flat, momentary contact type, with holder, 1 NO+1 NC, LED module with integrated LED 230 V AC, spring-type terminal, with laser labeling, upper case and lower case, always upper case at beginning of line | - | 0 | 0
3SU1106-0AB20-3FA0-Z | Y11 | 3SU1106-0AB20-3FA0-ZY11 | 1 | UN | 1 | 10 | C | D | EAR99 | N | 85365080 | 1 |  | 0.06 | KG | 39.33 | 39.33 | CP20 | CP20 | Illuminated pushbutton, 22 mm, round, plastic, red, pushbutton, flat, momentary contact type, with holder, 1 NO+1 NC, LED module with integrated LED 230 V AC, spring-type terminal, with laser labeling, upper case | - | 0 | 0
3SU1106-0AB20-3FA0-Z | Y12 | 3SU1106-0AB20-3FA0-ZY12 | 1 | UN | 1 | 10 | C | D | EAR99 | N | 85365080 | 1 |  | 0.06 | KG | 39.33 | 39.33 | CP20 | CP20 | Illuminated pushbutton, 22 mm, round, plastic, red, pushbutton, flat, momentary contact type, with holder, 1 NO+1 NC, LED module with integrated LED 230 V AC, spring-type terminal, with laser labeling, lower case | - | 0 | 0
3SU1106-0AB20-3FA0-Z | Y13 | 3SU1106-0AB20-3FA0-ZY13 | 1 | UN | 1 | 10 | C | D | EAR99 | N | 85365080 | 1 |  | 0.06 | KG | 39.33 | 39.33 | CP20 | CP20 | Illuminated pushbutton, 22 mm, round, plastic, red, pushbutton, flat, momentary contact type, with holder, 1 NO+1 NC, LED module with integrated LED 230 V AC, spring-type terminal, with laser labeling, symbol number according to, ISO 7000 or IEC 60417 | - | 0 | 0
3SU1106-0AB20-3FA0-Z | Y15 | 3SU1106-0AB20-3FA0-ZY15 | 1 | UN | 1 | 10 | C | D | EAR99 | N | 85365080 | 1 |  | 0.06 | KG | 39.33 | 39.33 | CP20 | CP20 | Illuminated pushbutton, 22 mm, round, plastic, red, pushbutton, flat, momentary contact type, with holder, 1 NO+1 NC, LED module with integrated LED 230 V AC, spring-type terminal, with laser labeling, upper case and lower case, Always upper case at the beginning of the word | - | 0 | 0
3SU1106-0AB20-3FA0-Z | Y19 | 3SU1106-0AB20-3FA0-ZY19 | 1 | UN | 1 | 10 | C | D | EAR99 | N | 85365080 | 1 |  | 0.06 | KG | 35.53 | 35.53 | CP20 | CP20 | Illuminated pushbutton, 22 mm, round, plastic, red, pushbutton, flat, momentary contact type, with holder, 1 NO+1 NC, LED module with integrated LED 230 V AC, spring-type terminal, with laser labeling, inscription or symbol Customer-specific selection with SIRIUS ACT configurator (CIN) | - | 0 | 0
3SU1106-0AB30-1BA0 |  | 3SU1106-0AB30-1BA0 | 1 | UN | 1 | 5 | B | D | N | N | 85365080 | 1 | 4011209974067 | 0.059 | KG | 28.69 | 27.46 | CP20 | CP20 | Illuminated pushbutton, 22 mm, round, plastic, yellow, pushbutton, flat, momentary contact type, with holder, 1 NO, LED module with integrated LED 230 V AC, screw terminal | Lista Papel 2020 SI | 0 | 0
3SU1106-0AB30-1BA0-Z | X90 | 3SU1106-0AB30-1BA0-ZX90 | 1 | UN | 1 | 5 | B | D | EAR99 | N | 85365080 | 20 |  | 0.052 | KG | 28.69 | 28.69 | CP20 | CP20 | Illuminated pushbutton, 22 mm, round, plastic, yellow, pushbutton, flat, momentary contact type, with holder, 1NO, LED module with integrated LED 230 V AC, screw terminal, Z=20-unit packaging | - | 0 | 0
3SU1106-0AB30-1BA0-Z | Y10 | 3SU1106-0AB30-1BA0-ZY10 | 1 | UN | 1 | 10 | C | D | EAR99 | N | 85365080 | 1 |  | 0.052 | KG | 33.44 | 33.44 | CP20 | CP20 | Illuminated pushbutton, 22 mm, round, plastic, yellow, pushbutton, flat, momentary contact type, with holder, 1NO, LED module with integrated LED 230 V AC, screw terminal, with laser labeling, upper case and lower case, always upper case at beginning of line | - | 0 | 0
3SU1106-0AB30-1BA0-Z | Y11 | 3SU1106-0AB30-1BA0-ZY11 | 1 | UN | 1 | 10 | C | D | EAR99 | N | 85365080 | 1 |  | 0.052 | KG | 33.44 | 33.44 | CP20 | CP20 | Illuminated pushbutton, 22 mm, round, plastic, yellow, pushbutton, flat, momentary contact type, with holder, 1NO, LED module with integrated LED 230 V AC, screw terminal, with laser labeling, upper case | - | 0 | 0
3SU1106-0AB30-1BA0-Z | Y12 | 3SU1106-0AB30-1BA0-ZY12 | 1 | UN | 1 | 10 | C | D | EAR99 | N | 85365080 | 1 |  | 0.052 | KG | 33.44 | 33.44 | CP20 | CP20 | Illuminated pushbutton, 22 mm, round, plastic, yellow, pushbutton, flat, momentary contact type, with holder, 1NO, LED module with integrated LED 230 V AC, screw terminal, with laser labeling, lower case | - | 0 | 0
3SU1106-0AB30-1BA0-Z | Y13 | 3SU1106-0AB30-1BA0-ZY13 | 1 | UN | 1 | 10 | C | D | EAR99 | N | 85365080 | 1 |  | 0.052 | KG | 33.44 | 33.44 | CP20 | CP20 | Illuminated pushbutton, 22 mm, round, plastic, yellow, pushbutton, flat, momentary contact type, with holder, 1NO, LED module with integrated LED 230 V AC, screw terminal, with laser labeling, symbol number according to, ISO 7000 or IEC 60417 | - | 0 | 0
3SU1106-0AB30-1BA0-Z | Y15 | 3SU1106-0AB30-1BA0-ZY15 | 1 | UN | 1 | 10 | C | D | EAR99 | N | 85365080 | 1 |  | 0.052 | KG | 33.44 | 33.44 | CP20 | CP20 | Illuminated pushbutton, 22 mm, round, plastic, yellow, pushbutton, flat, momentary contact type, with holder, 1NO, LED module with integrated LED 230 V AC, screw terminal, with laser labeling, upper case and lower case, Always upper case at the beginning of the word | - | 0 | 0
3SU1106-0AB30-1BA0-Z | Y19 | 3SU1106-0AB30-1BA0-ZY19 | 1 | UN | 1 | 10 | C | D | EAR99 | N | 85365080 | 1 |  | 0.052 | KG | 29.64 | 29.64 | CP20 | CP20 | Illuminated pushbutton, 22 mm, round, plastic, yellow, pushbutton, flat, momentary contact type, with holder, 1NO, LED module with integrated LED 230 V AC, screw terminal, with laser labeling, inscription or symbol Customer-specific selection with SIRIUS ACT configurator (CIN) | - | 0 | 0
3SU1106-0AB30-1FA0 |  | 3SU1106-0AB30-1FA0 | 1 | UN | 1 | 5 | B | D | N | N | 85365080 | 1 | 4011209973954 | 0.067 | KG | 31.92 | 31.92 | CP20 | CP20 | Illuminated pushbutton, 22 mm, round, plastic, yellow, pushbutton, flat, momentary contact type, with holder, 1 NO+1 NC, LED module with integrated LED 230 V AC, screw terminal | - | 0 | 0
3SU1106-0AB30-1FA0-Z | X90 | 3SU1106-0AB30-1FA0-ZX90 | 1 | UN | 1 | 5 | B | D | EAR99 | N | 85365080 | 20 |  | 0.06 | KG | 31.92 | 31.92 | CP20 | CP20 | Illuminated pushbutton, 22 mm, round, plastic, yellow, pushbutton, flat, momentary contact type, with holder, 1 NO+1 NC, LED module with integrated LED 230 V AC, screw terminal, Z=20-unit packaging | - | 0 | 0
3SU1106-0AB30-1FA0-Z | Y10 | 3SU1106-0AB30-1FA0-ZY10 | 1 | UN | 1 | 10 | C | D | EAR99 | N | 85365080 | 1 |  | 0.06 | KG | 36.67 | 36.67 | CP20 | CP20 | Illuminated pushbutton, 22 mm, round, plastic, yellow, pushbutton, flat, momentary contact type, with holder, 1 NO+1 NC, LED module with integrated LED 230 V AC, screw terminal, with laser labeling, upper case and lower case, always upper case at beginning of line | - | 0 | 0
3SU1106-0AB30-1FA0-Z | Y11 | 3SU1106-0AB30-1FA0-ZY11 | 1 | UN | 1 | 10 | C | D | EAR99 | N | 85365080 | 1 |  | 0.06 | KG | 36.67 | 36.67 | CP20 | CP20 | Illuminated pushbutton, 22 mm, round, plastic, yellow, pushbutton, flat, momentary contact type, with holder, 1 NO+1 NC, LED module with integrated LED 230 V AC, screw terminal, with laser labeling, upper case | - | 0 | 0
3SU1106-0AB30-1FA0-Z | Y12 | 3SU1106-0AB30-1FA0-ZY12 | 1 | UN | 1 | 10 | C | D | EAR99 | N | 85365080 | 1 |  | 0.06 | KG | 36.67 | 36.67 | CP20 | CP20 | Illuminated pushbutton, 22 mm, round, plastic, yellow, pushbutton, flat, momentary contact type, with holder, 1 NO+1 NC, LED module with integrated LED 230 V AC, screw terminal, with laser labeling, lower case | - | 0 | 0
3SU1106-0AB30-1FA0-Z | Y13 | 3SU1106-0AB30-1FA0-ZY13 | 1 | UN | 1 | 10 | C | D | EAR99 | N | 85365080 | 1 |  | 0.06 | KG | 36.67 | 36.67 | CP20 | CP20 | Illuminated pushbutton, 22 mm, round, plastic, yellow, pushbutton, flat, momentary contact type, with holder, 1 NO+1 NC, LED module with integrated LED 230 V AC, screw terminal, with laser labeling, symbol number according to, ISO 7000 or IEC 60417 | - | 0 | 0
3SU1106-0AB30-1FA0-Z | Y15 | 3SU1106-0AB30-1FA0-ZY15 | 1 | UN | 1 | 10 | C | D | EAR99 | N | 85365080 | 1 |  | 0.06 | KG | 36.67 | 36.67 | CP20 | CP20 | Illuminated pushbutton, 22 mm, round, plastic, yellow, pushbutton, flat, momentary contact type, with holder, 1 NO+1 NC, LED module with integrated LED 230 V AC, screw terminal, with laser labeling, upper case and lower case, Always upper case at the beginning of the word | - | 0 | 0
3SU1106-0AB30-1FA0-Z | Y19 | 3SU1106-0AB30-1FA0-ZY19 | 1 | UN | 1 | 10 | C | D | EAR99 | N | 85365080 | 1 |  | 0.06 | KG | 32.87 | 32.87 | CP20 | CP20 | Illuminated pushbutton, 22 mm, round, plastic, yellow, pushbutton, flat, momentary contact type, with holder, 1 NO+1 NC, LED module with integrated LED 230 V AC, screw terminal, with laser labeling, inscription or symbol Customer-specific selection with SIRIUS ACT configurator (CIN) | - | 0 | 0
3SU1106-0AB30-3FA0 |  | 3SU1106-0AB30-3FA0 | 1 | UN | 1 | 5 | B | D | N | N | 85365080 | 1 | 4011209974012 | 0.068 | KG | 34.58 | 34.58 | CP20 | CP20 | Illuminated pushbutton, 22 mm, round, plastic, yellow, pushbutton, flat, momentary contact type, with holder, 1 NO+1 NC, LED module with integrated LED 230 V AC, Spring-type terminal | - | 0 | 0
3SU1106-0AB30-3FA0-Z | X90 | 3SU1106-0AB30-3FA0-ZX90 | 1 | UN | 1 | 5 | B | D | EAR99 | N | 85365080 | 20 |  | 0.06 | KG | 34.58 | 34.58 | CP20 | CP20 | Illuminated pushbutton, 22 mm, round, plastic, yellow, pushbutton, flat, momentary contact type, with holder, 1 NO+1 NC, LED module with integrated LED 230 V AC, spring-type terminal, Z=20-unit packaging | - | 0 | 0
3SU1106-0AB30-3FA0-Z | Y10 | 3SU1106-0AB30-3FA0-ZY10 | 1 | UN | 1 | 10 | C | D | EAR99 | N | 85365080 | 1 |  | 0.06 | KG | 39.33 | 39.33 | CP20 | CP20 | Illuminated pushbutton, 22 mm, round, plastic, yellow, pushbutton, flat, momentary contact type, with holder, 1 NO+1 NC, LED module with integrated LED 230 V AC, spring-type terminal, with laser labeling, upper case and lower case, always upper case at beginning of line | - | 0 | 0
3SU1106-0AB30-3FA0-Z | Y11 | 3SU1106-0AB30-3FA0-ZY11 | 1 | UN | 1 | 10 | C | D | EAR99 | N | 85365080 | 1 |  | 0.06 | KG | 39.33 | 39.33 | CP20 | CP20 | Illuminated pushbutton, 22 mm, round, plastic, yellow, pushbutton, flat, momentary contact type, with holder, 1 NO+1 NC, LED module with integrated LED 230 V AC, spring-type terminal, with laser labeling, upper case | - | 0 | 0
3SU1106-0AB30-3FA0-Z | Y12 | 3SU1106-0AB30-3FA0-ZY12 | 1 | UN | 1 | 10 | C | D | EAR99 | N | 85365080 | 1 |  | 0.06 | KG | 39.33 | 39.33 | CP20 | CP20 | Illuminated pushbutton, 22 mm, round, plastic, yellow, pushbutton, flat, momentary contact type, with holder, 1 NO+1 NC, LED module with integrated LED 230 V AC, spring-type terminal, with laser labeling, lower case | - | 0 | 0
3SU1106-0AB30-3FA0-Z | Y13 | 3SU1106-0AB30-3FA0-ZY13 | 1 | UN | 1 | 10 | C | D | EAR99 | N | 85365080 | 1 |  | 0.06 | KG | 39.33 | 39.33 | CP20 | CP20 | Illuminated pushbutton, 22 mm, round, plastic, yellow, pushbutton, flat, momentary contact type, with holder, 1 NO+1 NC, LED module with integrated LED 230 V AC, spring-type terminal, with laser labeling, symbol number according to, ISO 7000 or IEC 60417 | - | 0 | 0
3SU1106-0AB30-3FA0-Z | Y15 | 3SU1106-0AB30-3FA0-ZY15 | 1 | UN | 1 | 10 | C | D | EAR99 | N | 85365080 | 1 |  | 0.06 | KG | 39.33 | 39.33 | CP20 | CP20 | Illuminated pushbutton, 22 mm, round, plastic, yellow, pushbutton, flat, momentary contact type, with holder, 1 NO+1 NC, LED module with integrated LED 230 V AC, spring-type terminal, with laser labeling, upper case and lower case, Always upper case at the beginning of the word | - | 0 | 0
3SU1106-0AB30-3FA0-Z | Y19 | 3SU1106-0AB30-3FA0-ZY19 | 1 | UN | 1 | 10 | C | D | EAR99 | N | 85365080 | 1 |  | 0.06 | KG | 35.53 | 35.53 | CP20 | CP20 | Illuminated pushbutton, 22 mm, round, plastic, yellow, pushbutton, flat, momentary contact type, with holder, 1 NO+1 NC, LED module with integrated LED 230 V AC, spring-type terminal, with laser labeling, inscription or symbol Customer-specific selection with SIRIUS ACT configurator (CIN) | - | 0 | 0
3SU1106-0AB40-1BA0 |  | 3SU1106-0AB40-1BA0 | 1 | UN | 1 | 3 | B | D | N | N | 85365080 | 1 | 4011209959415 | 0.058 | KG | 28.69 | 27.46 | CP20 | CP20 | Illuminated pushbutton, 22 mm, round, plastic, green, pushbutton, flat, momentary contact type, with holder, 1 NO, LED module with integrated LED 230 V AC, screw terminal | Lista Papel 2020 SI | 0 | 0
3SU1106-0AB40-1BA0-Z | X90 | 3SU1106-0AB40-1BA0-ZX90 | 1 | UN | 1 | 5 | B | D | N | N | 85365080 | 20 | 4047621061504 | 0.066 | KG | 28.69 | 28.69 | CP20 | CP20 | Illuminated pushbutton, 22 mm, round, plastic, green, pushbutton, flat, momentary contact type, with holder, 1NO, LED module with integrated LED 230 V AC, screw terminal, Z=20-unit packaging | - | 0 | 0
3SU1106-0AB40-1BA0-Z | Y10 | 3SU1106-0AB40-1BA0-ZY10 | 1 | UN | 1 | 10 | C | D | EAR99 | N | 85365080 | 1 |  | 0.052 | KG | 33.44 | 33.44 | CP20 | CP20 | Illuminated pushbutton, 22 mm, round, plastic, green, pushbutton, flat, momentary contact type, with holder, 1NO, LED module with integrated LED 230 V AC, screw terminal, with laser labeling, upper case and lower case, always upper case at beginning of line | - | 0 | 0
3SU1106-0AB40-1BA0-Z | Y11 | 3SU1106-0AB40-1BA0-ZY11 | 1 | UN | 1 | 10 | C | D | EAR99 | N | 85365080 | 1 |  | 0.052 | KG | 33.44 | 33.44 | CP20 | CP20 | Illuminated pushbutton, 22 mm, round, plastic, green, pushbutton, flat, momentary contact type, with holder, 1NO, LED module with integrated LED 230 V AC, screw terminal, with laser labeling, upper case | - | 0 | 0
3SU1106-0AB40-1BA0-Z | Y12 | 3SU1106-0AB40-1BA0-ZY12 | 1 | UN | 1 | 10 | C | D | EAR99 | N | 85365080 | 1 |  | 0.052 | KG | 33.44 | 33.44 | CP20 | CP20 | Illuminated pushbutton, 22 mm, round, plastic, green, pushbutton, flat, momentary contact type, with holder, 1NO, LED module with integrated LED 230 V AC, screw terminal, with laser labeling, lower case | - | 0 | 0
3SU1106-0AB40-1BA0-Z | Y13 | 3SU1106-0AB40-1BA0-ZY13 | 1 | UN | 1 | 10 | C | D | EAR99 | N | 85365080 | 1 |  | 0.052 | KG | 33.44 | 33.44 | CP20 | CP20 | Illuminated pushbutton, 22 mm, round, plastic, green, pushbutton, flat, momentary contact type, with holder, 1NO, LED module with integrated LED 230 V AC, screw terminal, with laser labeling, symbol number according to, ISO 7000 or IEC 60417 | - | 0 | 0
3SU1106-0AB40-1BA0-Z | Y15 | 3SU1106-0AB40-1BA0-ZY15 | 1 | UN | 1 | 10 | C | D | EAR99 | N | 85365080 | 1 |  | 0.052 | KG | 33.44 | 33.44 | CP20 | CP20 | Illuminated pushbutton, 22 mm, round, plastic, green, pushbutton, flat, momentary contact type, with holder, 1NO, LED module with integrated LED 230 V AC, screw terminal, with laser labeling, upper case and lower case, Always upper case at the beginning of the word | - | 0 | 0
3SU1106-0AB40-1BA0-Z | Y19 | 3SU1106-0AB40-1BA0-ZY19 | 1 | UN | 1 | 10 | C | D | EAR99 | N | 85365080 | 1 |  | 0.052 | KG | 29.64 | 29.64 | CP20 | CP20 | Illuminated pushbutton, 22 mm, round, plastic, green, pushbutton, flat, momentary contact type, with holder, 1NO, LED module with integrated LED 230 V AC, screw terminal, with laser labeling, inscription or symbol Customer-specific selection with SIRIUS ACT configurator (CIN) | - | 0 | 0
3SU1106-0AB40-1FA0 |  | 3SU1106-0AB40-1FA0 | 1 | UN | 1 | 3 | B | D | N | N | 85365080 | 1 | 4011209973961 | 0.066 | KG | 31.92 | 31.92 | CP20 | CP20 | Illuminated pushbutton, 22 mm, round, plastic, green, pushbutton, flat, momentary contact type, with holder, 1 NO+1 NC, LED module with integrated LED 230 V AC, screw terminal | - | 0 | 0
3SU1106-0AB40-1FA0-Z | X90 | 3SU1106-0AB40-1FA0-ZX90 | 1 | UN | 1 | 5 | B | D | EAR99 | N | 85365080 | 20 |  | 0.06 | KG | 31.92 | 31.92 | CP20 | CP20 | Illuminated pushbutton, 22 mm, round, plastic, green, pushbutton, flat, momentary contact type, with holder, 1 NO+1 NC, LED module with integrated LED 230 V AC, screw terminal, Z=20-unit packaging | - | 0 | 0
3SU1106-0AB40-1FA0-Z | Y10 | 3SU1106-0AB40-1FA0-ZY10 | 1 | UN | 1 | 10 | C | D | EAR99 | N | 85365080 | 1 |  | 0.06 | KG | 36.67 | 36.67 | CP20 | CP20 | Illuminated pushbutton, 22 mm, round, plastic, green, pushbutton, flat, momentary contact type, with holder, 1 NO+1 NC, LED module with integrated LED 230 V AC, screw terminal, with laser labeling, upper case and lower case, always upper case at beginning of line | - | 0 | 0
3SU1106-0AB40-1FA0-Z | Y11 | 3SU1106-0AB40-1FA0-ZY11 | 1 | UN | 1 | 10 | C | D | EAR99 | N | 85365080 | 1 |  | 0.06 | KG | 36.67 | 36.67 | CP20 | CP20 | Illuminated pushbutton, 22 mm, round, plastic, green, pushbutton, flat, momentary contact type, with holder, 1 NO+1 NC, LED module with integrated LED 230 V AC, screw terminal, with laser labeling, upper case | - | 0 | 0
3SU1106-0AB40-1FA0-Z | Y12 | 3SU1106-0AB40-1FA0-ZY12 | 1 | UN | 1 | 10 | C | D | EAR99 | N | 85365080 | 1 |  | 0.06 | KG | 36.67 | 36.67 | CP20 | CP20 | Illuminated pushbutton, 22 mm, round, plastic, green, pushbutton, flat, momentary contact type, with holder, 1 NO+1 NC, LED module with integrated LED 230 V AC, screw terminal, with laser labeling, lower case | - | 0 | 0
3SU1106-0AB40-1FA0-Z | Y13 | 3SU1106-0AB40-1FA0-ZY13 | 1 | UN | 1 | 10 | C | D | EAR99 | N | 85365080 | 1 |  | 0.06 | KG | 36.67 | 36.67 | CP20 | CP20 | Illuminated pushbutton, 22 mm, round, plastic, green, pushbutton, flat, momentary contact type, with holder, 1 NO+1 NC, LED module with integrated LED 230 V AC, screw terminal, with laser labeling, symbol number according to, ISO 7000 or IEC 60417 | - | 0 | 0
3SU1106-0AB40-1FA0-Z | Y15 | 3SU1106-0AB40-1FA0-ZY15 | 1 | UN | 1 | 10 | C | D | EAR99 | N | 85365080 | 1 |  | 0.06 | KG | 36.67 | 36.67 | CP20 | CP20 | Illuminated pushbutton, 22 mm, round, plastic, green, pushbutton, flat, momentary contact type, with holder, 1 NO+1 NC, LED module with integrated LED 230 V AC, screw terminal, with laser labeling, upper case and lower case, Always upper case at the beginning of the word | - | 0 | 0
3SU1106-0AB40-1FA0-Z | Y19 | 3SU1106-0AB40-1FA0-ZY19 | 1 | UN | 1 | 10 | C | D | EAR99 | N | 85365080 | 1 |  | 0.06 | KG | 32.87 | 32.87 | CP20 | CP20 | Illuminated pushbutton, 22 mm, round, plastic, green, pushbutton, flat, momentary contact type, with holder, 1 NO+1 NC, LED module with integrated LED 230 V AC, screw terminal, with laser labeling, inscription or symbol Customer-specific selection with SIRIUS ACT configurator (CIN) | - | 0 | 0
3SU1106-0AB40-3BA0 |  | 3SU1106-0AB40-3BA0 | 1 | UN | 1 | 5 | B | D | N | N | 85365080 | 1 | 4011209959453 | 0.058 | KG | 30.78 | 30.78 | CP20 | CP20 | Illuminated pushbutton, 22 mm, round, plastic, green, pushbutton, flat, momentary contact type, with holder, 1 NO, LED module with integrated LED 230 V AC, Spring-type terminal | - | 0 | 0
3SU1106-0AB40-3BA0-Z | X90 | 3SU1106-0AB40-3BA0-ZX90 | 1 | UN | 1 | 5 | B | D | EAR99 | N | 85365080 | 20 |  | 0.052 | KG | 30.78 | 30.78 | CP20 | CP20 | Illuminated pushbutton, 22 mm, round, plastic, green, pushbutton, flat, momentary contact type, with holder, 1NO, LED module with integrated LED 230 V AC, spring-type terminal, Z=20-unit packaging | - | 0 | 0
3SU1106-0AB40-3BA0-Z | Y10 | 3SU1106-0AB40-3BA0-ZY10 | 1 | UN | 1 | 10 | C | D | EAR99 | N | 85365080 | 1 |  | 0.052 | KG | 35.53 | 35.53 | CP20 | CP20 | Illuminated pushbutton, 22 mm, round, plastic, green, pushbutton, flat, momentary contact type, with holder, 1NO, LED module with integrated LED 230 V AC, spring-type terminal, with laser labeling, upper case and lower case, always upper case at beginning of line | - | 0 | 0
3SU1106-0AB40-3BA0-Z | Y11 | 3SU1106-0AB40-3BA0-ZY11 | 1 | UN | 1 | 10 | C | D | EAR99 | N | 85365080 | 1 |  | 0.052 | KG | 35.53 | 35.53 | CP20 | CP20 | Illuminated pushbutton, 22 mm, round, plastic, green, pushbutton, flat, momentary contact type, with holder, 1NO, LED module with integrated LED 230 V AC, spring-type terminal, with laser labeling, upper case | - | 0 | 0
3SU1106-0AB40-3BA0-Z | Y12 | 3SU1106-0AB40-3BA0-ZY12 | 1 | UN | 1 | 10 | C | D | EAR99 | N | 85365080 | 1 |  | 0.052 | KG | 35.53 | 35.53 | CP20 | CP20 | Illuminated pushbutton, 22 mm, round, plastic, green, pushbutton, flat, momentary contact type, with holder, 1NO, LED module with integrated LED 230 V AC, spring-type terminal, with laser labeling, lower case | - | 0 | 0
3SU1106-0AB40-3BA0-Z | Y13 | 3SU1106-0AB40-3BA0-ZY13 | 1 | UN | 1 | 10 | C | D | EAR99 | N | 85365080 | 1 |  | 0.052 | KG | 35.53 | 35.53 | CP20 | CP20 | Illuminated pushbutton, 22 mm, round, plastic, green, pushbutton, flat, momentary contact type, with holder, 1NO, LED module with integrated LED 230 V AC, spring-type terminal, with laser labeling, symbol number according to, ISO 7000 or IEC 60417 | - | 0 | 0
3SU1106-0AB40-3BA0-Z | Y15 | 3SU1106-0AB40-3BA0-ZY15 | 1 | UN | 1 | 10 | C | D | EAR99 | N | 85365080 | 1 |  | 0.052 | KG | 35.53 | 35.53 | CP20 | CP20 | Illuminated pushbutton, 22 mm, round, plastic, green, pushbutton, flat, momentary contact type, with holder, 1NO, LED module with integrated LED 230 V AC, spring-type terminal, with laser labeling, upper case and lower case, Always upper case at the beginning of the word | - | 0 | 0
3SU1106-0AB40-3BA0-Z | Y19 | 3SU1106-0AB40-3BA0-ZY19 | 1 | UN | 1 | 10 | C | D | EAR99 | N | 85365080 | 1 |  | 0.052 | KG | 31.73 | 31.73 | CP20 | CP20 | Illuminated pushbutton, 22 mm, round, plastic, green, pushbutton, flat, momentary contact type, with holder, 1NO, LED module with integrated LED 230 V AC, spring-type terminal, with laser labeling, inscription or symbol Customer-specific selection with SIRIUS ACT configurator (CIN) | - | 0 | 0
3SU1106-0AB40-3FA0 |  | 3SU1106-0AB40-3FA0 | 1 | UN | 1 | 5 | B | D | N | N | 85365080 | 1 | 4011209974029 | 0.065 | KG | 34.58 | 34.58 | CP20 | CP20 | Illuminated pushbutton, 22 mm, round, plastic, green, pushbutton, flat, momentary contact type, with holder, 1 NO+1 NC, LED module with integrated LED 230 V AC, Spring-type terminal | - | 0 | 0
3SU1106-0AB40-3FA0-Z | X90 | 3SU1106-0AB40-3FA0-ZX90 | 1 | UN | 1 | 5 | B | D | EAR99 | N | 85365080 | 20 |  | 0.06 | KG | 34.58 | 34.58 | CP20 | CP20 | Illuminated pushbutton, 22 mm, round, plastic, green, pushbutton, flat, momentary contact type, with holder, 1 NO+1 NC, LED module with integrated LED 230 V AC, spring-type terminal, Z=20-unit packaging | - | 0 | 0
3SU1106-0AB40-3FA0-Z | Y10 | 3SU1106-0AB40-3FA0-ZY10 | 1 | UN | 1 | 10 | C | D | EAR99 | N | 85365080 | 1 |  | 0.06 | KG | 39.33 | 39.33 | CP20 | CP20 | Illuminated pushbutton, 22 mm, round, plastic, green, pushbutton, flat, momentary contact type, with holder, 1 NO+1 NC, LED module with integrated LED 230 V AC, spring-type terminal, with laser labeling, upper case and lower case, always upper case at beginning of line | - | 0 | 0
3SU1106-0AB40-3FA0-Z | Y11 | 3SU1106-0AB40-3FA0-ZY11 | 1 | UN | 1 | 10 | C | D | EAR99 | N | 85365080 | 1 |  | 0.06 | KG | 39.33 | 39.33 | CP20 | CP20 | Illuminated pushbutton, 22 mm, round, plastic, green, pushbutton, flat, momentary contact type, with holder, 1 NO+1 NC, LED module with integrated LED 230 V AC, spring-type terminal, with laser labeling, upper case | - | 0 | 0
3SU1106-0AB40-3FA0-Z | Y12 | 3SU1106-0AB40-3FA0-ZY12 | 1 | UN | 1 | 10 | C | D | EAR99 | N | 85365080 | 1 |  | 0.06 | KG | 39.33 | 39.33 | CP20 | CP20 | Illuminated pushbutton, 22 mm, round, plastic, green, pushbutton, flat, momentary contact type, with holder, 1 NO+1 NC, LED module with integrated LED 230 V AC, spring-type terminal, with laser labeling, lower case | - | 0 | 0
3SU1106-0AB40-3FA0-Z | Y13 | 3SU1106-0AB40-3FA0-ZY13 | 1 | UN | 1 | 10 | C | D | EAR99 | N | 85365080 | 1 |  | 0.06 | KG | 39.33 | 39.33 | CP20 | CP20 | Illuminated pushbutton, 22 mm, round, plastic, green, pushbutton, flat, momentary contact type, with holder, 1 NO+1 NC, LED module with integrated LED 230 V AC, spring-type terminal, with laser labeling, symbol number according to, ISO 7000 or IEC 60417 | - | 0 | 0
3SU1106-0AB40-3FA0-Z | Y15 | 3SU1106-0AB40-3FA0-ZY15 | 1 | UN | 1 | 10 | C | D | EAR99 | N | 85365080 | 1 |  | 0.06 | KG | 39.33 | 39.33 | CP20 | CP20 | Illuminated pushbutton, 22 mm, round, plastic, green, pushbutton, flat, momentary contact type, with holder, 1 NO+1 NC, LED module with integrated LED 230 V AC, spring-type terminal, with laser labeling, upper case and lower case, Always upper case at the beginning of the word | - | 0 | 0
3SU1106-0AB40-3FA0-Z | Y19 | 3SU1106-0AB40-3FA0-ZY19 | 1 | UN | 1 | 10 | C | D | EAR99 | N | 85365080 | 1 |  | 0.06 | KG | 35.53 | 35.53 | CP20 | CP20 | Illuminated pushbutton, 22 mm, round, plastic, green, pushbutton, flat, momentary contact type, with holder, 1 NO+1 NC, LED module with integrated LED 230 V AC, spring-type terminal, with laser labeling, inscription or symbol Customer-specific selection with SIRIUS ACT configurator (CIN) | - | 0 | 0
3SU1106-0AB50-1BA0 |  | 3SU1106-0AB50-1BA0 | 1 | UN | 1 | 5 | B | D | N | N | 85365080 | 1 | 4011209959422 | 0.058 | KG | 28.69 | 27.46 | CP20 | CP20 | Illuminated pushbutton, 22 mm, round, plastic, blue, pushbutton, flat, momentary contact type, with holder, 1 NO, LED module with integrated LED 230 V AC, screw terminal | Lista Papel 2020 SI | 0 | 0
3SU1106-0AB50-1BA0-Z | X90 | 3SU1106-0AB50-1BA0-ZX90 | 1 | UN | 1 | 5 | B | D | EAR99 | N | 85365080 | 20 |  | 0.052 | KG | 28.69 | 28.69 | CP20 | CP20 | Illuminated pushbutton, 22 mm, round, plastic, blue, pushbutton, flat, momentary contact type, with holder, 1NO, LED module with integrated LED 230 V AC, screw terminal, Z=20-unit packaging | - | 0 | 0
3SU1106-0AB50-1BA0-Z | Y10 | 3SU1106-0AB50-1BA0-ZY10 | 1 | UN | 1 | 10 | C | D | EAR99 | N | 85365080 | 1 |  | 0.052 | KG | 33.44 | 33.44 | CP20 | CP20 | Illuminated pushbutton, 22 mm, round, plastic, blue, pushbutton, flat, momentary contact type, with holder, 1NO, LED module with integrated LED 230 V AC, screw terminal, with laser labeling, upper case and lower case, always upper case at beginning of line | - | 0 | 0
3SU1106-0AB50-1BA0-Z | Y11 | 3SU1106-0AB50-1BA0-ZY11 | 1 | UN | 1 | 10 | C | D | EAR99 | N | 85365080 | 1 |  | 0.052 | KG | 33.44 | 33.44 | CP20 | CP20 | Illuminated pushbutton, 22 mm, round, plastic, blue, pushbutton, flat, momentary contact type, with holder, 1NO, LED module with integrated LED 230 V AC, screw terminal, with laser labeling, upper case | - | 0 | 0
3SU1106-0AB50-1BA0-Z | Y12 | 3SU1106-0AB50-1BA0-ZY12 | 1 | UN | 1 | 10 | C | D | EAR99 | N | 85365080 | 1 |  | 0.052 | KG | 33.44 | 33.44 | CP20 | CP20 | Illuminated pushbutton, 22 mm, round, plastic, blue, pushbutton, flat, momentary contact type, with holder, 1NO, LED module with integrated LED 230 V AC, screw terminal, with laser labeling, lower case | - | 0 | 0
3SU1106-0AB50-1BA0-Z | Y13 | 3SU1106-0AB50-1BA0-ZY13 | 1 | UN | 1 | 10 | C | D | EAR99 | N | 85365080 | 1 |  | 0.052 | KG | 33.44 | 33.44 | CP20 | CP20 | Illuminated pushbutton, 22 mm, round, plastic, blue, pushbutton, flat, momentary contact type, with holder, 1NO, LED module with integrated LED 230 V AC, screw terminal, with laser labeling, symbol number according to, ISO 7000 or IEC 60417 | - | 0 | 0
3SU1106-0AB50-1BA0-Z | Y15 | 3SU1106-0AB50-1BA0-ZY15 | 1 | UN | 1 | 10 | C | D | EAR99 | N | 85365080 | 1 |  | 0.052 | KG | 33.44 | 33.44 | CP20 | CP20 | Illuminated pushbutton, 22 mm, round, plastic, blue, pushbutton, flat, momentary contact type, with holder, 1NO, LED module with integrated LED 230 V AC, screw terminal, with laser labeling, upper case and lower case, Always upper case at the beginning of the word | - | 0 | 0
3SU1106-0AB50-1BA0-Z | Y19 | 3SU1106-0AB50-1BA0-ZY19 | 1 | UN | 1 | 10 | C | D | EAR99 | N | 85365080 | 1 |  | 0.052 | KG | 29.64 | 29.64 | CP20 | CP20 | Illuminated pushbutton, 22 mm, round, plastic, blue, pushbutton, flat, momentary contact type, with holder, 1NO, LED module with integrated LED 230 V AC, screw terminal, with laser labeling, inscription or symbol Customer-specific selection with SIRIUS ACT configurator (CIN) | - | 0 | 0
3SU1106-0AB50-1FA0 |  | 3SU1106-0AB50-1FA0 | 1 | UN | 1 | 5 | B | D | N | N | 85365080 | 1 | 4011209973978 | 0.07 | KG | 31.92 | 31.92 | CP20 | CP20 | Illuminated pushbutton, 22 mm, round, plastic, blue, pushbutton, flat, momentary contact type, with holder, 1 NO+1 NC, LED module with integrated LED 230 V AC, screw terminal | - | 0 | 0
3SU1106-0AB50-1FA0-Z | X90 | 3SU1106-0AB50-1FA0-ZX90 | 1 | UN | 1 | 5 | B | D | EAR99 | N | 85365080 | 20 |  | 0.06 | KG | 31.92 | 31.92 | CP20 | CP20 | Illuminated pushbutton, 22 mm, round, plastic, blue, pushbutton, flat, momentary contact type, with holder, 1 NO+1 NC, LED module with integrated LED 230 V AC, screw terminal, Z=20-unit packaging | - | 0 | 0
3SU1106-0AB50-1FA0-Z | Y10 | 3SU1106-0AB50-1FA0-ZY10 | 1 | UN | 1 | 10 | C | D | EAR99 | N | 85365080 | 1 |  | 0.06 | KG | 36.67 | 36.67 | CP20 | CP20 | Illuminated pushbutton, 22 mm, round, plastic, blue, pushbutton, flat, momentary contact type, with holder, 1 NO+1 NC, LED module with integrated LED 230 V AC, screw terminal, with laser labeling, upper case and lower case, always upper case at beginning of line | - | 0 | 0
3SU1106-0AB50-1FA0-Z | Y11 | 3SU1106-0AB50-1FA0-ZY11 | 1 | UN | 1 | 10 | C | D | EAR99 | N | 85365080 | 1 |  | 0.06 | KG | 36.67 | 36.67 | CP20 | CP20 | Illuminated pushbutton, 22 mm, round, plastic, blue, pushbutton, flat, momentary contact type, with holder, 1 NO+1 NC, LED module with integrated LED 230 V AC, screw terminal, with laser labeling, upper case | - | 0 | 0
3SU1106-0AB50-1FA0-Z | Y12 | 3SU1106-0AB50-1FA0-ZY12 | 1 | UN | 1 | 10 | C | D | EAR99 | N | 85365080 | 1 |  | 0.06 | KG | 36.67 | 36.67 | CP20 | CP20 | Illuminated pushbutton, 22 mm, round, plastic, blue, pushbutton, flat, momentary contact type, with holder, 1 NO+1 NC, LED module with integrated LED 230 V AC, screw terminal, with laser labeling, lower case | - | 0 | 0
3SU1106-0AB50-1FA0-Z | Y13 | 3SU1106-0AB50-1FA0-ZY13 | 1 | UN | 1 | 10 | C | D | EAR99 | N | 85365080 | 1 |  | 0.06 | KG | 36.67 | 36.67 | CP20 | CP20 | Illuminated pushbutton, 22 mm, round, plastic, blue, pushbutton, flat, momentary contact type, with holder, 1 NO+1 NC, LED module with integrated LED 230 V AC, screw terminal, with laser labeling, symbol number according to, ISO 7000 or IEC 60417 | - | 0 | 0
3SU1106-0AB50-1FA0-Z | Y15 | 3SU1106-0AB50-1FA0-ZY15 | 1 | UN | 1 | 10 | C | D | EAR99 | N | 85365080 | 1 |  | 0.06 | KG | 36.67 | 36.67 | CP20 | CP20 | Illuminated pushbutton, 22 mm, round, plastic, blue, pushbutton, flat, momentary contact type, with holder, 1 NO+1 NC, LED module with integrated LED 230 V AC, screw terminal, with laser labeling, upper case and lower case, Always upper case at the beginning of the word | - | 0 | 0
3SU1106-0AB50-1FA0-Z | Y19 | 3SU1106-0AB50-1FA0-ZY19 | 1 | UN | 1 | 10 | C | D | EAR99 | N | 85365080 | 1 |  | 0.06 | KG | 32.87 | 32.87 | CP20 | CP20 | Illuminated pushbutton, 22 mm, round, plastic, blue, pushbutton, flat, momentary contact type, with holder, 1 NO+1 NC, LED module with integrated LED 230 V AC, screw terminal, with laser labeling, inscription or symbol Customer-specific selection with SIRIUS ACT configurator (CIN) | - | 0 | 0
3SU1106-0AB50-3FA0 |  | 3SU1106-0AB50-3FA0 | 1 | UN | 1 | 5 | B | D | N | N | 85365080 | 1 | 4011209974036 | 0.065 | KG | 34.58 | 34.58 | CP20 | CP20 | Illuminated pushbutton, 22 mm, round, plastic, blue, pushbutton, flat, momentary contact type, with holder, 1 NO+1 NC, LED module with integrated LED 230 V AC, Spring-type terminal | - | 0 | 0
3SU1106-0AB50-3FA0-Z | X90 | 3SU1106-0AB50-3FA0-ZX90 | 1 | UN | 1 | 5 | B | D | EAR99 | N | 85365080 | 20 |  | 0.06 | KG | 34.58 | 34.58 | CP20 | CP20 | Illuminated pushbutton, 22 mm, round, plastic, blue, pushbutton, flat, momentary contact type, with holder, 1 NO+1 NC, LED module with integrated LED 230 V AC, spring-type terminal, Z=20-unit packaging | - | 0 | 0
3SU1106-0AB50-3FA0-Z | Y10 | 3SU1106-0AB50-3FA0-ZY10 | 1 | UN | 1 | 10 | C | D | EAR99 | N | 85365080 | 1 |  | 0.06 | KG | 39.33 | 39.33 | CP20 | CP20 | Illuminated pushbutton, 22 mm, round, plastic, blue, pushbutton, flat, momentary contact type, with holder, 1 NO+1 NC, LED module with integrated LED 230 V AC, spring-type terminal, with laser labeling, upper case and lower case, always upper case at beginning of line | - | 0 | 0
3SU1106-0AB50-3FA0-Z | Y11 | 3SU1106-0AB50-3FA0-ZY11 | 1 | UN | 1 | 10 | C | D | EAR99 | N | 85365080 | 1 |  | 0.06 | KG | 39.33 | 39.33 | CP20 | CP20 | Illuminated pushbutton, 22 mm, round, plastic, blue, pushbutton, flat, momentary contact type, with holder, 1 NO+1 NC, LED module with integrated LED 230 V AC, spring-type terminal, with laser labeling, upper case | - | 0 | 0
3SU1106-0AB50-3FA0-Z | Y12 | 3SU1106-0AB50-3FA0-ZY12 | 1 | UN | 1 | 10 | C | D | EAR99 | N | 85365080 | 1 |  | 0.06 | KG | 39.33 | 39.33 | CP20 | CP20 | Illuminated pushbutton, 22 mm, round, plastic, blue, pushbutton, flat, momentary contact type, with holder, 1 NO+1 NC, LED module with integrated LED 230 V AC, spring-type terminal, with laser labeling, lower case | - | 0 | 0
3SU1106-0AB50-3FA0-Z | Y13 | 3SU1106-0AB50-3FA0-ZY13 | 1 | UN | 1 | 10 | C | D | EAR99 | N | 85365080 | 1 |  | 0.06 | KG | 39.33 | 39.33 | CP20 | CP20 | Illuminated pushbutton, 22 mm, round, plastic, blue, pushbutton, flat, momentary contact type, with holder, 1 NO+1 NC, LED module with integrated LED 230 V AC, spring-type terminal, with laser labeling, symbol number according to, ISO 7000 or IEC 60417 | - | 0 | 0
3SU1106-0AB50-3FA0-Z | Y15 | 3SU1106-0AB50-3FA0-ZY15 | 1 | UN | 1 | 10 | C | D | EAR99 | N | 85365080 | 1 |  | 0.06 | KG | 39.33 | 39.33 | CP20 | CP20 | Illuminated pushbutton, 22 mm, round, plastic, blue, pushbutton, flat, momentary contact type, with holder, 1 NO+1 NC, LED module with integrated LED 230 V AC, spring-type terminal, with laser labeling, upper case and lower case, Always upper case at the beginning of the word | - | 0 | 0
3SU1106-0AB50-3FA0-Z | Y19 | 3SU1106-0AB50-3FA0-ZY19 | 1 | UN | 1 | 10 | C | D | EAR99 | N | 85365080 | 1 |  | 0.06 | KG | 35.53 | 35.53 | CP20 | CP20 | Illuminated pushbutton, 22 mm, round, plastic, blue, pushbutton, flat, momentary contact type, with holder, 1 NO+1 NC, LED module with integrated LED 230 V AC, spring-type terminal, with laser labeling, inscription or symbol Customer-specific selection with SIRIUS ACT configurator (CIN) | - | 0 | 0
3SU1106-0AB60-1BA0 |  | 3SU1106-0AB60-1BA0 | 1 | UN | 1 | 5 | B | D | N | N | 85365080 | 1 | 4011209959439 | 0.062 | KG | 28.69 | 27.46 | CP20 | CP20 | Illuminated pushbutton, 22 mm, round, plastic, white, pushbutton, flat, momentary contact type, with holder, 1 NO, LED module with integrated LED 230 V AC, screw terminal | Lista Papel 2020 SI | 0 | 0
3SU1106-0AB60-1BA0-Z | X90 | 3SU1106-0AB60-1BA0-ZX90 | 1 | UN | 1 | 5 | B | D | EAR99 | N | 85365080 | 20 |  | 0.052 | KG | 28.69 | 28.69 | CP20 | CP20 | Illuminated pushbutton, 22 mm, round, plastic, white, pushbutton, flat, momentary contact type, with holder, 1NO, LED module with integrated LED 230 V AC, screw terminal, Z=20-unit packaging | - | 0 | 0
3SU1106-0AB60-1BA0-Z | Y10 | 3SU1106-0AB60-1BA0-ZY10 | 1 | UN | 1 | 10 | C | D | EAR99 | N | 85365080 | 1 |  | 0.052 | KG | 33.44 | 33.44 | CP20 | CP20 | Illuminated pushbutton, 22 mm, round, plastic, white, pushbutton, flat, momentary contact type, with holder, 1NO, LED module with integrated LED 230 V AC, screw terminal, with laser labeling, upper case and lower case, always upper case at beginning of line | - | 0 | 0
3SU1106-0AB60-1BA0-Z | Y11 | 3SU1106-0AB60-1BA0-ZY11 | 1 | UN | 1 | 10 | C | D | EAR99 | N | 85365080 | 1 |  | 0.052 | KG | 33.44 | 33.44 | CP20 | CP20 | Illuminated pushbutton, 22 mm, round, plastic, white, pushbutton, flat, momentary contact type, with holder, 1NO, LED module with integrated LED 230 V AC, screw terminal, with laser labeling, upper case | - | 0 | 0
3SU1106-0AB60-1BA0-Z | Y12 | 3SU1106-0AB60-1BA0-ZY12 | 1 | UN | 1 | 10 | C | D | EAR99 | N | 85365080 | 1 |  | 0.052 | KG | 33.44 | 33.44 | CP20 | CP20 | Illuminated pushbutton, 22 mm, round, plastic, white, pushbutton, flat, momentary contact type, with holder, 1NO, LED module with integrated LED 230 V AC, screw terminal, with laser labeling, lower case | - | 0 | 0
3SU1106-0AB60-1BA0-Z | Y13 | 3SU1106-0AB60-1BA0-ZY13 | 1 | UN | 1 | 10 | C | D | EAR99 | N | 85365080 | 1 |  | 0.052 | KG | 33.44 | 33.44 | CP20 | CP20 | Illuminated pushbutton, 22 mm, round, plastic, white, pushbutton, flat, momentary contact type, with holder, 1NO, LED module with integrated LED 230 V AC, screw terminal, with laser labeling, symbol number according to, ISO 7000 or IEC 60417 | - | 0 | 0
3SU1106-0AB60-1BA0-Z | Y15 | 3SU1106-0AB60-1BA0-ZY15 | 1 | UN | 1 | 10 | C | D | EAR99 | N | 85365080 | 1 |  | 0.052 | KG | 33.44 | 33.44 | CP20 | CP20 | Illuminated pushbutton, 22 mm, round, plastic, white, pushbutton, flat, momentary contact type, with holder, 1NO, LED module with integrated LED 230 V AC, screw terminal, with laser labeling, upper case and lower case, Always upper case at the beginning of the word | - | 0 | 0
3SU1106-0AB60-1BA0-Z | Y19 | 3SU1106-0AB60-1BA0-ZY19 | 1 | UN | 1 | 10 | C | D | EAR99 | N | 85365080 | 1 |  | 0.052 | KG | 29.64 | 29.64 | CP20 | CP20 | Illuminated pushbutton, 22 mm, round, plastic, white, pushbutton, flat, momentary contact type, with holder, 1NO, LED module with integrated LED 230 V AC, screw terminal, with laser labeling, inscription or symbol Customer-specific selection with SIRIUS ACT configurator (CIN) | - | 0 | 0
3SU1106-0AB60-1FA0 |  | 3SU1106-0AB60-1FA0 | 1 | UN | 1 | 5 | B | D | N | N | 85365080 | 1 | 4011209973985 | 0.067 | KG | 31.92 | 31.92 | CP20 | CP20 | Illuminated pushbutton, 22 mm, round, plastic, white, pushbutton, flat, momentary contact type, with holder, 1 NO+1 NC, LED module with integrated LED 230 V AC, screw terminal | - | 0 | 0
3SU1106-0AB60-1FA0-Z | X90 | 3SU1106-0AB60-1FA0-ZX90 | 1 | UN | 1 | 5 | B | D | EAR99 | N | 85365080 | 20 |  | 0.06 | KG | 31.92 | 31.92 | CP20 | CP20 | Illuminated pushbutton, 22 mm, round, plastic, white, pushbutton, flat, momentary contact type, with holder, 1 NO+1 NC, LED module with integrated LED 230 V AC, screw terminal, Z=20-unit packaging | - | 0 | 0
3SU1106-0AB60-1FA0-Z | Y10 | 3SU1106-0AB60-1FA0-ZY10 | 1 | UN | 1 | 10 | C | D | EAR99 | N | 85365080 | 1 |  | 0.06 | KG | 36.67 | 36.67 | CP20 | CP20 | Illuminated pushbutton, 22 mm, round, plastic, white, pushbutton, flat, momentary contact type, with holder, 1 NO+1 NC, LED module with integrated LED 230 V AC, screw terminal, with laser labeling, upper case and lower case, always upper case at beginning of line | - | 0 | 0
3SU1106-0AB60-1FA0-Z | Y11 | 3SU1106-0AB60-1FA0-ZY11 | 1 | UN | 1 | 10 | C | D | EAR99 | N | 85365080 | 1 |  | 0.06 | KG | 36.67 | 36.67 | CP20 | CP20 | Illuminated pushbutton, 22 mm, round, plastic, white, pushbutton, flat, momentary contact type, with holder, 1 NO+1 NC, LED module with integrated LED 230 V AC, screw terminal, with laser labeling, upper case | - | 0 | 0
3SU1106-0AB60-1FA0-Z | Y12 | 3SU1106-0AB60-1FA0-ZY12 | 1 | UN | 1 | 10 | C | D | EAR99 | N | 85365080 | 1 |  | 0.06 | KG | 36.67 | 36.67 | CP20 | CP20 | Illuminated pushbutton, 22 mm, round, plastic, white, pushbutton, flat, momentary contact type, with holder, 1 NO+1 NC, LED module with integrated LED 230 V AC, screw terminal, with laser labeling, lower case | - | 0 | 0
3SU1106-0AB60-1FA0-Z | Y13 | 3SU1106-0AB60-1FA0-ZY13 | 1 | UN | 1 | 10 | C | D | EAR99 | N | 85365080 | 1 |  | 0.06 | KG | 36.67 | 36.67 | CP20 | CP20 | Illuminated pushbutton, 22 mm, round, plastic, white, pushbutton, flat, momentary contact type, with holder, 1 NO+1 NC, LED module with integrated LED 230 V AC, screw terminal, with laser labeling, symbol number according to, ISO 7000 or IEC 60417 | - | 0 | 0
3SU1106-0AB60-1FA0-Z | Y15 | 3SU1106-0AB60-1FA0-ZY15 | 1 | UN | 1 | 10 | C | D | EAR99 | N | 85365080 | 1 |  | 0.06 | KG | 36.67 | 36.67 | CP20 | CP20 | Illuminated pushbutton, 22 mm, round, plastic, white, pushbutton, flat, momentary contact type, with holder, 1 NO+1 NC, LED module with integrated LED 230 V AC, screw terminal, with laser labeling, upper case and lower case, Always upper case at the beginning of the word | - | 0 | 0
3SU1106-0AB60-1FA0-Z | Y19 | 3SU1106-0AB60-1FA0-ZY19 | 1 | UN | 1 | 10 | C | D | EAR99 | N | 85365080 | 1 |  | 0.06 | KG | 32.87 | 32.87 | CP20 | CP20 | Illuminated pushbutton, 22 mm, round, plastic, white, pushbutton, flat, momentary contact type, with holder, 1 NO+1 NC, LED module with integrated LED 230 V AC, screw terminal, with laser labeling, inscription or symbol Customer-specific selection with SIRIUS ACT configurator (CIN) | - | 0 | 0
3SU1106-0AB60-3BA0 |  | 3SU1106-0AB60-3BA0 | 1 | UN | 1 | 5 | B | D | N | N | 85365080 | 1 | 4011209959460 | 0.058 | KG | 30.78 | 30.78 | CP20 | CP20 | Illuminated pushbutton, 22 mm, round, plastic, white, pushbutton, flat, momentary contact type, with holder, 1 NO, LED module with integrated LED 230 V AC, Spring-type terminal | - | 0 | 0
3SU1106-0AB60-3BA0-Z | X90 | 3SU1106-0AB60-3BA0-ZX90 | 1 | UN | 1 | 5 | B | D | EAR99 | N | 85365080 | 20 |  | 0.052 | KG | 30.78 | 30.78 | CP20 | CP20 | Illuminated pushbutton, 22 mm, round, plastic, white, pushbutton, flat, momentary contact type, with holder, 1NO, LED module with integrated LED 230 V AC, spring-type terminal, Z=20-unit packaging | - | 0 | 0
3SU1106-0AB60-3BA0-Z | Y10 | 3SU1106-0AB60-3BA0-ZY10 | 1 | UN | 1 | 10 | C | D | EAR99 | N | 85365080 | 1 |  | 0.052 | KG | 35.53 | 35.53 | CP20 | CP20 | Illuminated pushbutton, 22 mm, round, plastic, white, pushbutton, flat, momentary contact type, with holder, 1NO, LED module with integrated LED 230 V AC, spring-type terminal, with laser labeling, upper case and lower case, always upper case at beginning of line | - | 0 | 0
3SU1106-0AB60-3BA0-Z | Y11 | 3SU1106-0AB60-3BA0-ZY11 | 1 | UN | 1 | 10 | C | D | EAR99 | N | 85365080 | 1 |  | 0.052 | KG | 35.53 | 35.53 | CP20 | CP20 | Illuminated pushbutton, 22 mm, round, plastic, white, pushbutton, flat, momentary contact type, with holder, 1NO, LED module with integrated LED 230 V AC, spring-type terminal, with laser labeling, upper case | - | 0 | 0
3SU1106-0AB60-3BA0-Z | Y12 | 3SU1106-0AB60-3BA0-ZY12 | 1 | UN | 1 | 10 | C | D | EAR99 | N | 85365080 | 1 |  | 0.052 | KG | 35.53 | 35.53 | CP20 | CP20 | Illuminated pushbutton, 22 mm, round, plastic, white, pushbutton, flat, momentary contact type, with holder, 1NO, LED module with integrated LED 230 V AC, spring-type terminal, with laser labeling, lower case | - | 0 | 0
3SU1106-0AB60-3BA0-Z | Y13 | 3SU1106-0AB60-3BA0-ZY13 | 1 | UN | 1 | 10 | C | D | EAR99 | N | 85365080 | 1 |  | 0.052 | KG | 35.53 | 35.53 | CP20 | CP20 | Illuminated pushbutton, 22 mm, round, plastic, white, pushbutton, flat, momentary contact type, with holder, 1NO, LED module with integrated LED 230 V AC, spring-type terminal, with laser labeling, symbol number according to, ISO 7000 or IEC 60417 | - | 0 | 0
3SU1106-0AB60-3BA0-Z | Y15 | 3SU1106-0AB60-3BA0-ZY15 | 1 | UN | 1 | 10 | C | D | EAR99 | N | 85365080 | 1 |  | 0.052 | KG | 35.53 | 35.53 | CP20 | CP20 | Illuminated pushbutton, 22 mm, round, plastic, white, pushbutton, flat, momentary contact type, with holder, 1NO, LED module with integrated LED 230 V AC, spring-type terminal, with laser labeling, upper case and lower case, Always upper case at the beginning of the word | - | 0 | 0
3SU1106-0AB60-3BA0-Z | Y19 | 3SU1106-0AB60-3BA0-ZY19 | 1 | UN | 1 | 10 | C | D | EAR99 | N | 85365080 | 1 |  | 0.052 | KG | 31.73 | 31.73 | CP20 | CP20 | Illuminated pushbutton, 22 mm, round, plastic, white, pushbutton, flat, momentary contact type, with holder, 1NO, LED module with integrated LED 230 V AC, spring-type terminal, with laser labeling, inscription or symbol Customer-specific selection with SIRIUS ACT configurator (CIN) | - | 0 | 0
3SU1106-0AB60-3FA0 |  | 3SU1106-0AB60-3FA0 | 1 | UN | 1 | 5 | B | D | N | N | 85365080 | 1 | 4011209974043 | 0.067 | KG | 34.58 | 34.58 | CP20 | CP20 | Illuminated pushbutton, 22 mm, round, plastic, white, pushbutton, flat, momentary contact type, with holder, 1 NO+1 NC, LED module with integrated LED 230 V AC, Spring-type terminal | - | 0 | 0
3SU1106-0AB60-3FA0-Z | X90 | 3SU1106-0AB60-3FA0-ZX90 | 1 | UN | 1 | 5 | B | D | EAR99 | N | 85365080 | 20 |  | 0.06 | KG | 34.58 | 34.58 | CP20 | CP20 | Illuminated pushbutton, 22 mm, round, plastic, white, pushbutton, flat, momentary contact type, with holder, 1 NO+1 NC, LED module with integrated LED 230 V AC, spring-type terminal, Z=20-unit packaging | - | 0 | 0
3SU1106-0AB60-3FA0-Z | Y10 | 3SU1106-0AB60-3FA0-ZY10 | 1 | UN | 1 | 10 | C | D | EAR99 | N | 85365080 | 1 |  | 0.06 | KG | 39.33 | 39.33 | CP20 | CP20 | Illuminated pushbutton, 22 mm, round, plastic, white, pushbutton, flat, momentary contact type, with holder, 1 NO+1 NC, LED module with integrated LED 230 V AC, spring-type terminal, with laser labeling, upper case and lower case, always upper case at beginning of line | - | 0 | 0
3SU1106-0AB60-3FA0-Z | Y11 | 3SU1106-0AB60-3FA0-ZY11 | 1 | UN | 1 | 10 | C | D | EAR99 | N | 85365080 | 1 |  | 0.06 | KG | 39.33 | 39.33 | CP20 | CP20 | Illuminated pushbutton, 22 mm, round, plastic, white, pushbutton, flat, momentary contact type, with holder, 1 NO+1 NC, LED module with integrated LED 230 V AC, spring-type terminal, with laser labeling, upper case | - | 0 | 0
3SU1106-0AB60-3FA0-Z | Y12 | 3SU1106-0AB60-3FA0-ZY12 | 1 | UN | 1 | 10 | C | D | EAR99 | N | 85365080 | 1 |  | 0.06 | KG | 39.33 | 39.33 | CP20 | CP20 | Illuminated pushbutton, 22 mm, round, plastic, white, pushbutton, flat, momentary contact type, with holder, 1 NO+1 NC, LED module with integrated LED 230 V AC, spring-type terminal, with laser labeling, lower case | - | 0 | 0
3SU1106-0AB60-3FA0-Z | Y13 | 3SU1106-0AB60-3FA0-ZY13 | 1 | UN | 1 | 10 | C | D | EAR99 | N | 85365080 | 1 |  | 0.06 | KG | 39.33 | 39.33 | CP20 | CP20 | Illuminated pushbutton, 22 mm, round, plastic, white, pushbutton, flat, momentary contact type, with holder, 1 NO+1 NC, LED module with integrated LED 230 V AC, spring-type terminal, with laser labeling, symbol number according to, ISO 7000 or IEC 60417 | - | 0 | 0
3SU1106-0AB60-3FA0-Z | Y15 | 3SU1106-0AB60-3FA0-ZY15 | 1 | UN | 1 | 10 | C | D | EAR99 | N | 85365080 | 1 |  | 0.06 | KG | 39.33 | 39.33 | CP20 | CP20 | Illuminated pushbutton, 22 mm, round, plastic, white, pushbutton, flat, momentary contact type, with holder, 1 NO+1 NC, LED module with integrated LED 230 V AC, spring-type terminal, with laser labeling, upper case and lower case, Always upper case at the beginning of the word | - | 0 | 0
3SU1106-0AB60-3FA0-Z | Y19 | 3SU1106-0AB60-3FA0-ZY19 | 1 | UN | 1 | 10 | C | D | EAR99 | N | 85365080 | 1 |  | 0.06 | KG | 35.53 | 35.53 | CP20 | CP20 | Illuminated pushbutton, 22 mm, round, plastic, white, pushbutton, flat, momentary contact type, with holder, 1 NO+1 NC, LED module with integrated LED 230 V AC, spring-type terminal, with laser labeling, inscription or symbol Customer-specific selection with SIRIUS ACT configurator (CIN) | - | 0 | 0
3SU1106-0AB70-1BA0 |  | 3SU1106-0AB70-1BA0 | 1 | UN | 1 | 5 | B | D | N | N | 85365080 | 1 | 4011209959446 | 0.058 | KG | 28.69 | 27.46 | CP20 | CP20 | Illuminated pushbutton, 22 mm, round, plastic, clear, pushbutton, flat, momentary contact type, with holder, 1 NO, LED module with integrated LED 230 V AC, screw terminal | Lista Papel 2020 SI | 0 | 0
3SU1106-0AB70-1BA0-Z | X90 | 3SU1106-0AB70-1BA0-ZX90 | 1 | UN | 1 | 5 | B | D | EAR99 | N | 85365080 | 20 |  | 0.052 | KG | 28.69 | 28.69 | CP20 | CP20 | Illuminated pushbutton, 22 mm, round, plastic, clear, pushbutton, flat, momentary contact type, with holder, 1NO, LED module with integrated LED 230 V AC, screw terminal, Z=20-unit packaging | - | 0 | 0
3SU1106-0AB70-1BA0-Z | Y10 | 3SU1106-0AB70-1BA0-ZY10 | 1 | UN | 1 | 10 | C | D | EAR99 | N | 85365080 | 1 |  | 0.052 | KG | 33.44 | 33.44 | CP20 | CP20 | Illuminated pushbutton, 22 mm, round, plastic, clear, pushbutton, flat, momentary contact type, with holder, 1NO, LED module with integrated LED 230 V AC, screw terminal, with laser labeling, upper case and lower case, always upper case at beginning of line | - | 0 | 0
3SU1106-0AB70-1BA0-Z | Y11 | 3SU1106-0AB70-1BA0-ZY11 | 1 | UN | 1 | 10 | C | D | EAR99 | N | 85365080 | 1 |  | 0.052 | KG | 33.44 | 33.44 | CP20 | CP20 | Illuminated pushbutton, 22 mm, round, plastic, clear, pushbutton, flat, momentary contact type, with holder, 1NO, LED module with integrated LED 230 V AC, screw terminal, with laser labeling, upper case | - | 0 | 0
3SU1106-0AB70-1BA0-Z | Y12 | 3SU1106-0AB70-1BA0-ZY12 | 1 | UN | 1 | 10 | C | D | EAR99 | N | 85365080 | 1 |  | 0.052 | KG | 33.44 | 33.44 | CP20 | CP20 | Illuminated pushbutton, 22 mm, round, plastic, clear, pushbutton, flat, momentary contact type, with holder, 1NO, LED module with integrated LED 230 V AC, screw terminal, with laser labeling, lower case | - | 0 | 0
3SU1106-0AB70-1BA0-Z | Y13 | 3SU1106-0AB70-1BA0-ZY13 | 1 | UN | 1 | 10 | C | D | EAR99 | N | 85365080 | 1 |  | 0.052 | KG | 33.44 | 33.44 | CP20 | CP20 | Illuminated pushbutton, 22 mm, round, plastic, clear, pushbutton, flat, momentary contact type, with holder, 1NO, LED module with integrated LED 230 V AC, screw terminal, with laser labeling, symbol number according to, ISO 7000 or IEC 60417 | - | 0 | 0
3SU1106-0AB70-1BA0-Z | Y15 | 3SU1106-0AB70-1BA0-ZY15 | 1 | UN | 1 | 10 | C | D | EAR99 | N | 85365080 | 1 |  | 0.052 | KG | 33.44 | 33.44 | CP20 | CP20 | Illuminated pushbutton, 22 mm, round, plastic, clear, pushbutton, flat, momentary contact type, with holder, 1NO, LED module with integrated LED 230 V AC, screw terminal, with laser labeling, upper case and lower case, Always upper case at the beginning of the word | - | 0 | 0
3SU1106-0AB70-1BA0-Z | Y19 | 3SU1106-0AB70-1BA0-ZY19 | 1 | UN | 1 | 10 | C | D | EAR99 | N | 85365080 | 1 |  | 0.052 | KG | 29.64 | 29.64 | CP20 | CP20 | Illuminated pushbutton, 22 mm, round, plastic, clear, pushbutton, flat, momentary contact type, with holder, 1NO, LED module with integrated LED 230 V AC, screw terminal, with laser labeling, inscription or symbol Customer-specific selection with SIRIUS ACT configurator (CIN) | - | 0 | 0
3SU1106-0AB70-1FA0 |  | 3SU1106-0AB70-1FA0 | 1 | UN | 1 | 5 | B | D | N | N | 85365080 | 1 | 4011209973992 | 0.065 | KG | 31.92 | 31.92 | CP20 | CP20 | Illuminated pushbutton, 22 mm, round, plastic, clear, pushbutton, flat, momentary contact type, with holder, 1 NO+1 NC, LED module with integrated LED 230 V AC, screw terminal | - | 0 | 0
3SU1106-0AB70-1FA0-Z | X90 | 3SU1106-0AB70-1FA0-ZX90 | 1 | UN | 1 | 5 | B | D | EAR99 | N | 85365080 | 20 |  | 0.06 | KG | 31.92 | 31.92 | CP20 | CP20 | Illuminated pushbutton, 22 mm, round, plastic, clear, pushbutton, flat, momentary contact type, with holder, 1 NO+1 NC, LED module with integrated LED 230 V AC, screw terminal, Z=20-unit packaging | - | 0 | 0
3SU1106-0AB70-1FA0-Z | Y10 | 3SU1106-0AB70-1FA0-ZY10 | 1 | UN | 1 | 10 | C | D | EAR99 | N | 85365080 | 1 |  | 0.06 | KG | 36.67 | 36.67 | CP20 | CP20 | Illuminated pushbutton, 22 mm, round, plastic, clear, pushbutton, flat, momentary contact type, with holder, 1 NO+1 NC, LED module with integrated LED 230 V AC, screw terminal, with laser labeling, upper case and lower case, always upper case at beginning of line | - | 0 | 0
3SU1106-0AB70-1FA0-Z | Y11 | 3SU1106-0AB70-1FA0-ZY11 | 1 | UN | 1 | 10 | C | D | EAR99 | N | 85365080 | 1 |  | 0.06 | KG | 36.67 | 36.67 | CP20 | CP20 | Illuminated pushbutton, 22 mm, round, plastic, clear, pushbutton, flat, momentary contact type, with holder, 1 NO+1 NC, LED module with integrated LED 230 V AC, screw terminal, with laser labeling, upper case | - | 0 | 0
3SU1106-0AB70-1FA0-Z | Y12 | 3SU1106-0AB70-1FA0-ZY12 | 1 | UN | 1 | 10 | C | D | EAR99 | N | 85365080 | 1 |  | 0.06 | KG | 36.67 | 36.67 | CP20 | CP20 | Illuminated pushbutton, 22 mm, round, plastic, clear, pushbutton, flat, momentary contact type, with holder, 1 NO+1 NC, LED module with integrated LED 230 V AC, screw terminal, with laser labeling, lower case | - | 0 | 0
3SU1106-0AB70-1FA0-Z | Y13 | 3SU1106-0AB70-1FA0-ZY13 | 1 | UN | 1 | 10 | C | D | EAR99 | N | 85365080 | 1 |  | 0.06 | KG | 36.67 | 36.67 | CP20 | CP20 | Illuminated pushbutton, 22 mm, round, plastic, clear, pushbutton, flat, momentary contact type, with holder, 1 NO+1 NC, LED module with integrated LED 230 V AC, screw terminal, with laser labeling, symbol number according to, ISO 7000 or IEC 60417 | - | 0 | 0
3SU1106-0AB70-1FA0-Z | Y15 | 3SU1106-0AB70-1FA0-ZY15 | 1 | UN | 1 | 10 | C | D | EAR99 | N | 85365080 | 1 |  | 0.06 | KG | 36.67 | 36.67 | CP20 | CP20 | Illuminated pushbutton, 22 mm, round, plastic, clear, pushbutton, flat, momentary contact type, with holder, 1 NO+1 NC, LED module with integrated LED 230 V AC, screw terminal, with laser labeling, upper case and lower case, Always upper case at the beginning of the word | - | 0 | 0
3SU1106-0AB70-1FA0-Z | Y19 | 3SU1106-0AB70-1FA0-ZY19 | 1 | UN | 1 | 10 | C | D | EAR99 | N | 85365080 | 1 |  | 0.06 | KG | 32.87 | 32.87 | CP20 | CP20 | Illuminated pushbutton, 22 mm, round, plastic, clear, pushbutton, flat, momentary contact type, with holder, 1 NO+1 NC, LED module with integrated LED 230 V AC, screw terminal, with laser labeling, inscription or symbol Customer-specific selection with SIRIUS ACT configurator (CIN) | - | 0 | 0
3SU1106-0AB70-3BA0 |  | 3SU1106-0AB70-3BA0 | 1 | UN | 1 | 5 | B | D | N | N | 85365080 | 1 | 4011209959477 | 0.06 | KG | 30.78 | 30.78 | CP20 | CP20 | Illuminated pushbutton, 22 mm, round, plastic, clear, pushbutton, flat, momentary contact type, with holder, 1 NO, LED module with integrated LED 230 V AC, Spring-type terminal | - | 0 | 0
3SU1106-0AB70-3BA0-Z | X90 | 3SU1106-0AB70-3BA0-ZX90 | 1 | UN | 1 | 5 | B | D | EAR99 | N | 85365080 | 20 |  | 0.052 | KG | 30.78 | 30.78 | CP20 | CP20 | Illuminated pushbutton, 22 mm, round, plastic, clear, pushbutton, flat, momentary contact type, with holder, 1NO, LED module with integrated LED 230 V AC, spring-type terminal, Z=20-unit packaging | - | 0 | 0
3SU1106-0AB70-3BA0-Z | Y10 | 3SU1106-0AB70-3BA0-ZY10 | 1 | UN | 1 | 10 | C | D | EAR99 | N | 85365080 | 1 |  | 0.052 | KG | 35.53 | 35.53 | CP20 | CP20 | Illuminated pushbutton, 22 mm, round, plastic, clear, pushbutton, flat, momentary contact type, with holder, 1NO, LED module with integrated LED 230 V AC, spring-type terminal, with laser labeling, upper case and lower case, always upper case at beginning of line | - | 0 | 0
3SU1106-0AB70-3BA0-Z | Y11 | 3SU1106-0AB70-3BA0-ZY11 | 1 | UN | 1 | 10 | C | D | EAR99 | N | 85365080 | 1 |  | 0.052 | KG | 35.53 | 35.53 | CP20 | CP20 | Illuminated pushbutton, 22 mm, round, plastic, clear, pushbutton, flat, momentary contact type, with holder, 1NO, LED module with integrated LED 230 V AC, spring-type terminal, with laser labeling, upper case | - | 0 | 0
3SU1106-0AB70-3BA0-Z | Y12 | 3SU1106-0AB70-3BA0-ZY12 | 1 | UN | 1 | 10 | C | D | EAR99 | N | 85365080 | 1 |  | 0.052 | KG | 35.53 | 35.53 | CP20 | CP20 | Illuminated pushbutton, 22 mm, round, plastic, clear, pushbutton, flat, momentary contact type, with holder, 1NO, LED module with integrated LED 230 V AC, spring-type terminal, with laser labeling, lower case | - | 0 | 0
3SU1106-0AB70-3BA0-Z | Y13 | 3SU1106-0AB70-3BA0-ZY13 | 1 | UN | 1 | 10 | C | D | EAR99 | N | 85365080 | 1 |  | 0.052 | KG | 35.53 | 35.53 | CP20 | CP20 | Illuminated pushbutton, 22 mm, round, plastic, clear, pushbutton, flat, momentary contact type, with holder, 1NO, LED module with integrated LED 230 V AC, spring-type terminal, with laser labeling, symbol number according to, ISO 7000 or IEC 60417 | - | 0 | 0
3SU1106-0AB70-3BA0-Z | Y15 | 3SU1106-0AB70-3BA0-ZY15 | 1 | UN | 1 | 10 | C | D | EAR99 | N | 85365080 | 1 |  | 0.052 | KG | 35.53 | 35.53 | CP20 | CP20 | Illuminated pushbutton, 22 mm, round, plastic, clear, pushbutton, flat, momentary contact type, with holder, 1NO, LED module with integrated LED 230 V AC, spring-type terminal, with laser labeling, upper case and lower case, Always upper case at the beginning of the word | - | 0 | 0
3SU1106-0AB70-3BA0-Z | Y19 | 3SU1106-0AB70-3BA0-ZY19 | 1 | UN | 1 | 10 | C | D | EAR99 | N | 85365080 | 1 |  | 0.052 | KG | 31.73 | 31.73 | CP20 | CP20 | Illuminated pushbutton, 22 mm, round, plastic, clear, pushbutton, flat, momentary contact type, with holder, 1NO, LED module with integrated LED 230 V AC, spring-type terminal, with laser labeling, inscription or symbol Customer-specific selection with SIRIUS ACT configurator (CIN) | - | 0 | 0
3SU1106-0AB70-3FA0 |  | 3SU1106-0AB70-3FA0 | 1 | UN | 1 | 5 | B | D | N | N | 85365080 | 1 | 4011209974050 | 0.065 | KG | 34.58 | 34.58 | CP20 | CP20 | Illuminated pushbutton, 22 mm, round, plastic, clear, pushbutton, flat, momentary contact type, with holder, 1 NO+1 NC, LED module with integrated LED 230 V AC, Spring-type terminal | - | 0 | 0
3SU1106-0AB70-3FA0-Z | X90 | 3SU1106-0AB70-3FA0-ZX90 | 1 | UN | 1 | 5 | B | D | EAR99 | N | 85365080 | 20 |  | 0.06 | KG | 34.58 | 34.58 | CP20 | CP20 | Illuminated pushbutton, 22 mm, round, plastic, clear, pushbutton, flat, momentary contact type, with holder, 1 NO+1 NC, LED module with integrated LED 230 V AC, spring-type terminal, Z=20-unit packaging | - | 0 | 0
3SU1106-0AB70-3FA0-Z | Y10 | 3SU1106-0AB70-3FA0-ZY10 | 1 | UN | 1 | 10 | C | D | EAR99 | N | 85365080 | 1 |  | 0.06 | KG | 39.33 | 39.33 | CP20 | CP20 | Illuminated pushbutton, 22 mm, round, plastic, clear, pushbutton, flat, momentary contact type, with holder, 1 NO+1 NC, LED module with integrated LED 230 V AC, spring-type terminal, with laser labeling, upper case and lower case, always upper case at beginning of line | - | 0 | 0
3SU1106-0AB70-3FA0-Z | Y11 | 3SU1106-0AB70-3FA0-ZY11 | 1 | UN | 1 | 10 | C | D | EAR99 | N | 85365080 | 1 |  | 0.06 | KG | 39.33 | 39.33 | CP20 | CP20 | Illuminated pushbutton, 22 mm, round, plastic, clear, pushbutton, flat, momentary contact type, with holder, 1 NO+1 NC, LED module with integrated LED 230 V AC, spring-type terminal, with laser labeling, upper case | - | 0 | 0
3SU1106-0AB70-3FA0-Z | Y12 | 3SU1106-0AB70-3FA0-ZY12 | 1 | UN | 1 | 10 | C | D | EAR99 | N | 85365080 | 1 |  | 0.06 | KG | 39.33 | 39.33 | CP20 | CP20 | Illuminated pushbutton, 22 mm, round, plastic, clear, pushbutton, flat, momentary contact type, with holder, 1 NO+1 NC, LED module with integrated LED 230 V AC, spring-type terminal, with laser labeling, lower case | - | 0 | 0
3SU1106-0AB70-3FA0-Z | Y13 | 3SU1106-0AB70-3FA0-ZY13 | 1 | UN | 1 | 10 | C | D | EAR99 | N | 85365080 | 1 |  | 0.06 | KG | 39.33 | 39.33 | CP20 | CP20 | Illuminated pushbutton, 22 mm, round, plastic, clear, pushbutton, flat, momentary contact type, with holder, 1 NO+1 NC, LED module with integrated LED 230 V AC, spring-type terminal, with laser labeling, symbol number according to, ISO 7000 or IEC 60417 | - | 0 | 0
3SU1106-0AB70-3FA0-Z | Y15 | 3SU1106-0AB70-3FA0-ZY15 | 1 | UN | 1 | 10 | C | D | EAR99 | N | 85365080 | 1 |  | 0.06 | KG | 39.33 | 39.33 | CP20 | CP20 | Illuminated pushbutton, 22 mm, round, plastic, clear, pushbutton, flat, momentary contact type, with holder, 1 NO+1 NC, LED module with integrated LED 230 V AC, spring-type terminal, with laser labeling, upper case and lower case, Always upper case at the beginning of the word | - | 0 | 0
3SU1106-0AB70-3FA0-Z | Y19 | 3SU1106-0AB70-3FA0-ZY19 | 1 | UN | 1 | 10 | C | D | EAR99 | N | 85365080 | 1 |  | 0.06 | KG | 35.53 | 35.53 | CP20 | CP20 | Illuminated pushbutton, 22 mm, round, plastic, clear, pushbutton, flat, momentary contact type, with holder, 1 NO+1 NC, LED module with integrated LED 230 V AC, spring-type terminal, with laser labeling, inscription or symbol Customer-specific selection with SIRIUS ACT configurator (CIN) | - | 0 | 0
3SU1106-6AA00-1AA0 |  | 3SU1106-6AA00-1AA0 | 1 | UN | 1 | 5 | B | D | N | N | 85369095 | 1 | 4011209959569 | 0.044 | KG | 20.52 | 20.52 | CP20 | CP20 | Indicator lights, 22 mm, round, plastic, amber, lens, smooth, with holder, LED module, with integrated LED 230 V AC, screw terminal | Lista Papel 2020 SI | 0 | 0
3SU1106-6AA00-1AA0-Z | X90 | 3SU1106-6AA00-1AA0-ZX90 | 1 | UN | 1 | 5 | B | D | N | N | 85369095 | 20 | 4047621043791 | 0.038 | KG | 20.52 | 20.52 | CP20 | CP20 | Indicator lights, 22 mm, round, plastic, amber, lens, smooth, with holder, LED module, with integrated LED 230 V AC, screw terminal, Z=20-unit packaging | - | 0 | 0
3SU1106-6AA00-1AA0-Z | Y10 | 3SU1106-6AA00-1AA0-ZY10 | 1 | UN | 1 | 10 | C | D | N | N | 85369095 | 1 |  | 0.038 | KG | 25.27 | 25.27 | CP20 | CP20 | Indicator light, 22 mm, round, plastic, amber, lens, smooth, with holder, LED module, with integrated LED 230 V AC, screw terminal, with laser labeling, upper case and lower case, always upper case at beginning of line | - | 0 | 0
3SU1106-6AA00-1AA0-Z | Y11 | 3SU1106-6AA00-1AA0-ZY11 | 1 | UN | 1 | 10 | C | D | N | N | 85369095 | 1 |  | 0.038 | KG | 25.27 | 25.27 | CP20 | CP20 | Indicator lights, 22 mm, round, plastic, amber, lens, smooth, with holder, LED module, with integrated LED 230 V AC, screw terminal, with laser labeling, upper case | - | 0 | 0
3SU1106-6AA00-1AA0-Z | Y12 | 3SU1106-6AA00-1AA0-ZY12 | 1 | UN | 1 | 10 | C | D | N | N | 85369095 | 1 |  | 0.038 | KG | 25.27 | 25.27 | CP20 | CP20 | Indicator lights, 22 mm, round, plastic, amber, lens, smooth, with holder, LED module, with integrated LED 230 V AC, screw terminal, with laser labeling, lower case | - | 0 | 0
3SU1106-6AA00-1AA0-Z | Y13 | 3SU1106-6AA00-1AA0-ZY13 | 1 | UN | 1 | 10 | C | D | N | N | 85369095 | 1 |  | 0.038 | KG | 25.27 | 25.27 | CP20 | CP20 | Indicator lights, 22 mm, round, plastic, amber, lens, smooth, with holder, LED module, with integrated LED 230 V AC, screw terminal, with laser labeling, symbol number according to, ISO 7000 or IEC 60417 | - | 0 | 0
3SU1106-6AA00-1AA0-Z | Y15 | 3SU1106-6AA00-1AA0-ZY15 | 1 | UN | 1 | 10 | C | D | N | N | 85369095 | 1 |  | 0.038 | KG | 25.27 | 25.27 | CP20 | CP20 | Indicator lights, 22 mm, round, plastic, amber, lens, smooth, with holder, LED module, with integrated LED 230 V AC, screw terminal, with laser labeling, upper case and lower case, always upper case at the beginning of the word | - | 0 | 0
3SU1106-6AA00-1AA0-Z | Y19 | 3SU1106-6AA00-1AA0-ZY19 | 1 | UN | 1 | 10 | C | D | N | N | 85369095 | 1 |  | 0.038 | KG | 21.47 | 21.47 | CP20 | CP20 | Indicator lights, 22 mm, round, plastic, amber, lens, smooth, with holder, LED module, with integrated LED 230 V AC, screw terminal, with laser labeling, inscription or symbol Customer-specific selection with SIRIUS ACT configurator (CIN) | - | 0 | 0
3SU1106-6AA20-1AA0 |  | 3SU1106-6AA20-1AA0 | 1 | UN | 1 | 1 | A | D | N | N | 85369095 | 1 | 4011209959507 | 0.044 | KG | 20.52 | 20.52 | CP20 | CP20 | Indicator lights, 22 mm, round, plastic, red, lens, smooth, with holder, LED module, with integrated LED 230 V AC, screw terminal | Lista Papel 2020 SI | 0 | 0
3SU1106-6AA20-1AA0-Z | X90 | 3SU1106-6AA20-1AA0-ZX90 | 1 | UN | 1 | 5 | B | D | N | N | 85369095 | 20 | 4047621043784 | 0.053 | KG | 20.52 | 20.52 | CP20 | CP20 | Indicator lights, 22 mm, round, plastic, red, lens, smooth, with holder, LED module, with integrated LED 230 V AC, screw terminal, Z=20-unit packaging | - | 0 | 0
3SU1106-6AA20-1AA0-Z | Y10 | 3SU1106-6AA20-1AA0-ZY10 | 1 | UN | 1 | 10 | C | D | N | N | 85369095 | 1 |  | 0.038 | KG | 25.27 | 25.27 | CP20 | CP20 | Indicator light, 22 mm, round, plastic, red, lens, smooth, with holder, LED module, with integrated LED 230 V AC, screw terminal, with laser labeling, upper case and lower case, always upper case at beginning of line | - | 0 | 0
3SU1106-6AA20-1AA0-Z | Y11 | 3SU1106-6AA20-1AA0-ZY11 | 1 | UN | 1 | 10 | C | D | N | N | 85369095 | 1 |  | 0.038 | KG | 25.27 | 25.27 | CP20 | CP20 | Indicator lights, 22 mm, round, plastic, red, lens, smooth, with holder, LED module, with integrated LED 230 V AC, screw terminal, with laser labeling, upper case | - | 0 | 0
3SU1106-6AA20-1AA0-Z | Y12 | 3SU1106-6AA20-1AA0-ZY12 | 1 | UN | 1 | 10 | C | D | N | N | 85369095 | 1 |  | 0.038 | KG | 25.27 | 25.27 | CP20 | CP20 | Indicator lights, 22 mm, round, plastic, red, lens, smooth, with holder, LED module, with integrated LED 230 V AC, screw terminal, with laser labeling, lower case | - | 0 | 0
3SU1106-6AA20-1AA0-Z | Y13 | 3SU1106-6AA20-1AA0-ZY13 | 1 | UN | 1 | 10 | C | D | N | N | 85369095 | 1 |  | 0.038 | KG | 25.27 | 25.27 | CP20 | CP20 | Indicator lights, 22 mm, round, plastic, red, lens, smooth, with holder, LED module, with integrated LED 230 V AC, screw terminal, with laser labeling, symbol number according to, ISO 7000 or IEC 60417 | - | 0 | 0
3SU1106-6AA20-1AA0-Z | Y15 | 3SU1106-6AA20-1AA0-ZY15 | 1 | UN | 1 | 10 | C | D | N | N | 85369095 | 1 |  | 0.038 | KG | 25.27 | 25.27 | CP20 | CP20 | Indicator lights, 22 mm, round, plastic, red, lens, smooth, with holder, LED module, with integrated LED 230 V AC, screw terminal, with laser labeling, upper case and lower case, always upper case at the beginning of the word | - | 0 | 0
3SU1106-6AA20-1AA0-Z | Y19 | 3SU1106-6AA20-1AA0-ZY19 | 1 | UN | 1 | 10 | C | D | N | N | 85369095 | 1 |  | 0.038 | KG | 21.47 | 21.47 | CP20 | CP20 | Indicator lights, 22 mm, round, plastic, red, lens, smooth, with holder, LED module, with integrated LED 230 V AC, screw terminal, with laser labeling, inscription or symbol Customer-specific selection with SIRIUS ACT configurator (CIN) | - | 0 | 0
3SU1106-6AA20-3AA0 |  | 3SU1106-6AA20-3AA0 | 1 | UN | 1 | 5 | B | D | N | N | 85369095 | 1 | 4011209959576 | 0.043 | KG | 22.33 | 22.33 | CP20 | CP20 | Indicator lights, 22 mm, round, plastic, red, lens, smooth, with holder, LED module, with integrated LED 230 V AC, Spring-type terminal | - | 0 | 0
3SU1106-6AA20-3AA0-Z | X90 | 3SU1106-6AA20-3AA0-ZX90 | 1 | UN | 1 | 5 | B | D | EAR99 | N | 85369095 | 20 |  | 0.038 | KG | 22.33 | 22.33 | CP20 | CP20 | Indicator lights, 22 mm, round, plastic, red, lens, smooth, with holder, LED module, with integrated LED 230 V AC, spring-type terminal, Z=20-unit packaging | - | 0 | 0
3SU1106-6AA20-3AA0-Z | Y10 | 3SU1106-6AA20-3AA0-ZY10 | 1 | UN | 1 | 10 | C | D | EAR99 | N | 85369095 | 1 |  | 0.038 | KG | 27.08 | 27.08 | CP20 | CP20 | Indicator light, 22 mm, round, plastic, red, lens, smooth, with holder, LED module, with integrated LED 230 V AC, spring-type terminal, with laser labeling, upper case and lower case, always upper case at beginning of line | - | 0 | 0
3SU1106-6AA20-3AA0-Z | Y11 | 3SU1106-6AA20-3AA0-ZY11 | 1 | UN | 1 | 10 | C | D | EAR99 | N | 85369095 | 1 |  | 0.038 | KG | 27.08 | 27.08 | CP20 | CP20 | Indicator lights, 22 mm, round, plastic, red, lens, smooth, with holder, LED module, with integrated LED 230 V AC, spring-type terminal, with laser labeling, upper case | - | 0 | 0
3SU1106-6AA20-3AA0-Z | Y12 | 3SU1106-6AA20-3AA0-ZY12 | 1 | UN | 1 | 10 | C | D | EAR99 | N | 85369095 | 1 |  | 0.038 | KG | 27.08 | 27.08 | CP20 | CP20 | Indicator lights, 22 mm, round, plastic, red, lens, smooth, with holder, LED module, with integrated LED 230 V AC, spring-type terminal, with laser labeling, lower case | - | 0 | 0
3SU1106-6AA20-3AA0-Z | Y13 | 3SU1106-6AA20-3AA0-ZY13 | 1 | UN | 1 | 10 | C | D | EAR99 | N | 85369095 | 1 |  | 0.038 | KG | 27.08 | 27.08 | CP20 | CP20 | Indicator lights, 22 mm, round, plastic, red, lens, smooth, with holder, LED module, with integrated LED 230 V AC, spring-type terminal, with laser labeling, symbol number according to, ISO 7000 or IEC 60417 | - | 0 | 0
3SU1106-6AA20-3AA0-Z | Y15 | 3SU1106-6AA20-3AA0-ZY15 | 1 | UN | 1 | 10 | C | D | EAR99 | N | 85369095 | 1 |  | 0.038 | KG | 27.08 | 27.08 | CP20 | CP20 | Indicator lights, 22 mm, round, plastic, red, lens, smooth, with holder, LED module, with integrated LED 230 V AC, spring-type terminal, with laser labeling, upper case and lower case, always upper case at the beginning of the word | - | 0 | 0
3SU1106-6AA20-3AA0-Z | Y19 | 3SU1106-6AA20-3AA0-ZY19 | 1 | UN | 1 | 10 | C | D | EAR99 | N | 85369095 | 1 |  | 0.038 | KG | 23.28 | 23.28 | CP20 | CP20 | Indicator lights, 22 mm, round, plastic, red, lens, smooth, with holder, LED module, with integrated LED 230 V AC, spring-type terminal, with laser labeling, inscription or symbol Customer-specific selection with SIRIUS ACT configurator (CIN) | - | 0 | 0
3SU1106-6AA30-1AA0 |  | 3SU1106-6AA30-1AA0 | 1 | UN | 1 | 1 | A | D | N | N | 85369095 | 1 | 4011209959514 | 0.045 | KG | 20.52 | 20.52 | CP20 | CP20 | Indicator lights, 22 mm, round, plastic, yellow, lens, smooth, with holder, LED module, with integrated LED 230 V AC, screw terminal | Lista Papel 2020 SI | 0 | 0
3SU1106-6AA30-1AA0-Z | X90 | 3SU1106-6AA30-1AA0-ZX90 | 1 | UN | 1 | 5 | B | D | N | N | 85369095 | 20 | 4047621043807 | 0.053 | KG | 20.52 | 20.52 | CP20 | CP20 | Indicator lights, 22 mm, round, plastic, yellow, lens, smooth, with holder, LED module, with integrated LED 230 V AC, screw terminal, Z=20-unit packaging | - | 0 | 0
3SU1106-6AA30-1AA0-Z | Y10 | 3SU1106-6AA30-1AA0-ZY10 | 1 | UN | 1 | 10 | C | D | EAR99 | N | 85369095 | 1 |  | 0.038 | KG | 25.27 | 25.27 | CP20 | CP20 | Indicator light, 22 mm, round, plastic, yellow, lens, smooth, with holder, LED module, with integrated LED 230 V AC, screw terminal, with laser labeling, upper case and lower case, always upper case at beginning of line | - | 0 | 0
3SU1106-6AA30-1AA0-Z | Y11 | 3SU1106-6AA30-1AA0-ZY11 | 1 | UN | 1 | 10 | C | D | EAR99 | N | 85369095 | 1 |  | 0.038 | KG | 25.27 | 25.27 | CP20 | CP20 | Indicator lights, 22 mm, round, plastic, yellow, lens, smooth, with holder, LED module, with integrated LED 230 V AC, screw terminal, with laser labeling, upper case | - | 0 | 0
3SU1106-6AA30-1AA0-Z | Y12 | 3SU1106-6AA30-1AA0-ZY12 | 1 | UN | 1 | 10 | C | D | EAR99 | N | 85369095 | 1 |  | 0.038 | KG | 25.27 | 25.27 | CP20 | CP20 | Indicator lights, 22 mm, round, plastic, yellow, lens, smooth, with holder, LED module, with integrated LED 230 V AC, screw terminal, with laser labeling, lower case | - | 0 | 0
3SU1106-6AA30-1AA0-Z | Y13 | 3SU1106-6AA30-1AA0-ZY13 | 1 | UN | 1 | 10 | C | D | EAR99 | N | 85369095 | 1 |  | 0.038 | KG | 25.27 | 25.27 | CP20 | CP20 | Indicator lights, 22 mm, round, plastic, yellow, lens, smooth, with holder, LED module, with integrated LED 230 V AC, screw terminal, with laser labeling, symbol number according to, ISO 7000 or IEC 60417 | - | 0 | 0
3SU1106-6AA30-1AA0-Z | Y15 | 3SU1106-6AA30-1AA0-ZY15 | 1 | UN | 1 | 10 | C | D | EAR99 | N | 85369095 | 1 |  | 0.038 | KG | 25.27 | 25.27 | CP20 | CP20 | Indicator lights, 22 mm, round, plastic, yellow, lens, smooth, with holder, LED module, with integrated LED 230 V AC, screw terminal, with laser labeling, upper case and lower case, always upper case at the beginning of the word | - | 0 | 0
3SU1106-6AA30-1AA0-Z | Y19 | 3SU1106-6AA30-1AA0-ZY19 | 1 | UN | 1 | 10 | C | D | EAR99 | N | 85369095 | 1 |  | 0.038 | KG | 21.47 | 21.47 | CP20 | CP20 | Indicator lights, 22 mm, round, plastic, yellow, lens, smooth, with holder, LED module, with integrated LED 230 V AC, screw terminal, with laser labeling, inscription or symbol Customer-specific selection with SIRIUS ACT configurator (CIN) | - | 0 | 0
3SU1106-6AA30-3AA0 |  | 3SU1106-6AA30-3AA0 | 1 | UN | 1 | 5 | B | D | N | N | 85369095 | 1 | 4011209959583 | 0.044 | KG | 22.33 | 22.33 | CP20 | CP20 | Indicator lights, 22 mm, round, plastic, yellow, lens, smooth, with holder, LED module, with integrated LED 230 V AC, Spring-type terminal | - | 0 | 0
3SU1106-6AA30-3AA0-Z | X90 | 3SU1106-6AA30-3AA0-ZX90 | 1 | UN | 1 | 5 | B | D | N | N | 85369095 | 20 |  | 0.054 | KG | 22.33 | 22.33 | CP20 | CP20 | Indicator lights, 22 mm, round, plastic, yellow, lens, smooth, with holder, LED module, with integrated LED 230 V AC, spring-type terminal, Z=20-unit packaging | - | 0 | 0
3SU1106-6AA30-3AA0-Z | Y10 | 3SU1106-6AA30-3AA0-ZY10 | 1 | UN | 1 | 10 | C | D | EAR99 | N | 85369095 | 1 |  | 0.038 | KG | 27.08 | 27.08 | CP20 | CP20 | Indicator light, 22 mm, round, plastic, yellow, lens, smooth, with holder, LED module, with integrated LED 230 V AC, spring-type terminal, with laser labeling, upper case and lower case, always upper case at beginning of line | - | 0 | 0
3SU1106-6AA30-3AA0-Z | Y11 | 3SU1106-6AA30-3AA0-ZY11 | 1 | UN | 1 | 10 | C | D | EAR99 | N | 85369095 | 1 |  | 0.038 | KG | 27.08 | 27.08 | CP20 | CP20 | Indicator lights, 22 mm, round, plastic, yellow, lens, smooth, with holder, LED module, with integrated LED 230 V AC, spring-type terminal, with laser labeling, upper case | - | 0 | 0
3SU1106-6AA30-3AA0-Z | Y12 | 3SU1106-6AA30-3AA0-ZY12 | 1 | UN | 1 | 10 | C | D | EAR99 | N | 85369095 | 1 |  | 0.038 | KG | 27.08 | 27.08 | CP20 | CP20 | Indicator lights, 22 mm, round, plastic, yellow, lens, smooth, with holder, LED module, with integrated LED 230 V AC, spring-type terminal, with laser labeling, lower case | - | 0 | 0
3SU1106-6AA30-3AA0-Z | Y13 | 3SU1106-6AA30-3AA0-ZY13 | 1 | UN | 1 | 10 | C | D | EAR99 | N | 85369095 | 1 |  | 0.038 | KG | 27.08 | 27.08 | CP20 | CP20 | Indicator lights, 22 mm, round, plastic, yellow, lens, smooth, with holder, LED module, with integrated LED 230 V AC, spring-type terminal, with laser labeling, symbol number according to, ISO 7000 or IEC 60417 | - | 0 | 0
3SU1106-6AA30-3AA0-Z | Y15 | 3SU1106-6AA30-3AA0-ZY15 | 1 | UN | 1 | 10 | C | D | EAR99 | N | 85369095 | 1 |  | 0.038 | KG | 27.08 | 27.08 | CP20 | CP20 | Indicator lights, 22 mm, round, plastic, yellow, lens, smooth, with holder, LED module, with integrated LED 230 V AC, spring-type terminal, with laser labeling, upper case and lower case, always upper case at the beginning of the word | - | 0 | 0
3SU1106-6AA30-3AA0-Z | Y19 | 3SU1106-6AA30-3AA0-ZY19 | 1 | UN | 1 | 10 | C | D | EAR99 | N | 85369095 | 1 |  | 0.038 | KG | 23.28 | 23.28 | CP20 | CP20 | Indicator lights, 22 mm, round, plastic, yellow, lens, smooth, with holder, LED module, with integrated LED 230 V AC, spring-type terminal, with laser labeling, inscription or symbol Customer-specific selection with SIRIUS ACT configurator (CIN) | - | 0 | 0
3SU1106-6AA40-1AA0 |  | 3SU1106-6AA40-1AA0 | 1 | UN | 1 | 1 | A | D | N | N | 85369095 | 1 | 4011209959521 | 0.044 | KG | 20.52 | 20.52 | CP20 | CP20 | Indicator lights, 22 mm, round, plastic, green, lens, smooth, with holder, LED module, with integrated LED 230 V AC, screw terminal | Lista Papel 2020 SI | 0 | 0
3SU1106-6AA40-1AA0-Z | X90 | 3SU1106-6AA40-1AA0-ZX90 | 1 | UN | 1 | 5 | B | D | N | N | 85369095 | 20 | 4047621043814 | 0.053 | KG | 20.52 | 20.52 | CP20 | CP20 | Indicator lights, 22 mm, round, plastic, green, lens, smooth, with holder, LED module, with integrated LED 230 V AC, screw terminal, Z=20-unit packaging | - | 0 | 0
3SU1106-6AA40-1AA0-Z | Y10 | 3SU1106-6AA40-1AA0-ZY10 | 1 | UN | 1 | 10 | C | D | N | N | 85369095 | 1 |  | 0.038 | KG | 25.27 | 25.27 | CP20 | CP20 | Indicator light, 22 mm, round, plastic, green, lens, smooth, with holder, LED module, with integrated LED 230 V AC, screw terminal, with laser labeling, upper case and lower case, always upper case at beginning of line | - | 0 | 0
3SU1106-6AA40-1AA0-Z | Y11 | 3SU1106-6AA40-1AA0-ZY11 | 1 | UN | 1 | 10 | C | D | N | N | 85369095 | 1 |  | 0.038 | KG | 25.27 | 25.27 | CP20 | CP20 | Indicator lights, 22 mm, round, plastic, green, lens, smooth, with holder, LED module, with integrated LED 230 V AC, screw terminal, with laser labeling, upper case | - | 0 | 0
3SU1106-6AA40-1AA0-Z | Y12 | 3SU1106-6AA40-1AA0-ZY12 | 1 | UN | 1 | 10 | C | D | N | N | 85369095 | 1 |  | 0.038 | KG | 25.27 | 25.27 | CP20 | CP20 | Indicator lights, 22 mm, round, plastic, green, lens, smooth, with holder, LED module, with integrated LED 230 V AC, screw terminal, with laser labeling, lower case | - | 0 | 0
3SU1106-6AA40-1AA0-Z | Y13 | 3SU1106-6AA40-1AA0-ZY13 | 1 | UN | 1 | 10 | C | D | N | N | 85369095 | 1 |  | 0.038 | KG | 25.27 | 25.27 | CP20 | CP20 | Indicator lights, 22 mm, round, plastic, green, lens, smooth, with holder, LED module, with integrated LED 230 V AC, screw terminal, with laser labeling, symbol number according to, ISO 7000 or IEC 60417 | - | 0 | 0
3SU1106-6AA40-1AA0-Z | Y15 | 3SU1106-6AA40-1AA0-ZY15 | 1 | UN | 1 | 10 | C | D | N | N | 85369095 | 1 |  | 0.038 | KG | 25.27 | 25.27 | CP20 | CP20 | Indicator lights, 22 mm, round, plastic, green, lens, smooth, with holder, LED module, with integrated LED 230 V AC, screw terminal, with laser labeling, upper case and lower case, always upper case at the beginning of the word | - | 0 | 0
3SU1106-6AA40-1AA0-Z | Y19 | 3SU1106-6AA40-1AA0-ZY19 | 1 | UN | 1 | 10 | C | D | N | N | 85369095 | 1 |  | 0.038 | KG | 21.47 | 21.47 | CP20 | CP20 | Indicator lights, 22 mm, round, plastic, green, lens, smooth, with holder, LED module, with integrated LED 230 V AC, screw terminal, with laser labeling, inscription or symbol Customer-specific selection with SIRIUS ACT configurator (CIN) | - | 0 | 0
3SU1106-6AA40-3AA0 |  | 3SU1106-6AA40-3AA0 | 1 | UN | 1 | 5 | B | D | N | N | 85369095 | 1 | 4011209959590 | 0.043 | KG | 22.33 | 22.33 | CP20 | CP20 | Indicator lights, 22 mm, round, plastic, green, lens, smooth, with holder, LED module, with integrated LED 230 V AC, Spring-type terminal | - | 0 | 0
3SU1106-6AA40-3AA0-Z | X90 | 3SU1106-6AA40-3AA0-ZX90 | 1 | UN | 1 | 5 | B | D | N | N | 85369095 | 20 |  | 0.051 | KG | 22.33 | 22.33 | CP20 | CP20 | Indicator lights, 22 mm, round, plastic, green, lens, smooth, with holder, LED module, with integrated LED 230 V AC, spring-type terminal, Z=20-unit packaging | - | 0 | 0
3SU1106-6AA40-3AA0-Z | Y10 | 3SU1106-6AA40-3AA0-ZY10 | 1 | UN | 1 | 10 | C | D | EAR99 | N | 85369095 | 1 |  | 0.038 | KG | 27.08 | 27.08 | CP20 | CP20 | Indicator light, 22 mm, round, plastic, green, lens, smooth, with holder, LED module, with integrated LED 230 V AC, spring-type terminal, with laser labeling, upper case and lower case, always upper case at beginning of line | - | 0 | 0
3SU1106-6AA40-3AA0-Z | Y11 | 3SU1106-6AA40-3AA0-ZY11 | 1 | UN | 1 | 10 | C | D | EAR99 | N | 85369095 | 1 |  | 0.038 | KG | 27.08 | 27.08 | CP20 | CP20 | Indicator lights, 22 mm, round, plastic, green, lens, smooth, with holder, LED module, with integrated LED 230 V AC, spring-type terminal, with laser labeling, upper case | - | 0 | 0
3SU1106-6AA40-3AA0-Z | Y12 | 3SU1106-6AA40-3AA0-ZY12 | 1 | UN | 1 | 10 | C | D | EAR99 | N | 85369095 | 1 |  | 0.038 | KG | 27.08 | 27.08 | CP20 | CP20 | Indicator lights, 22 mm, round, plastic, green, lens, smooth, with holder, LED module, with integrated LED 230 V AC, spring-type terminal, with laser labeling, lower case | - | 0 | 0
3SU1106-6AA40-3AA0-Z | Y13 | 3SU1106-6AA40-3AA0-ZY13 | 1 | UN | 1 | 10 | C | D | EAR99 | N | 85369095 | 1 |  | 0.038 | KG | 27.08 | 27.08 | CP20 | CP20 | Indicator lights, 22 mm, round, plastic, green, lens, smooth, with holder, LED module, with integrated LED 230 V AC, spring-type terminal, with laser labeling, symbol number according to, ISO 7000 or IEC 60417 | - | 0 | 0
3SU1106-6AA40-3AA0-Z | Y15 | 3SU1106-6AA40-3AA0-ZY15 | 1 | UN | 1 | 10 | C | D | EAR99 | N | 85369095 | 1 |  | 0.038 | KG | 27.08 | 27.08 | CP20 | CP20 | Indicator lights, 22 mm, round, plastic, green, lens, smooth, with holder, LED module, with integrated LED 230 V AC, spring-type terminal, with laser labeling, upper case and lower case, always upper case at the beginning of the word | - | 0 | 0
3SU1106-6AA40-3AA0-Z | Y19 | 3SU1106-6AA40-3AA0-ZY19 | 1 | UN | 1 | 10 | C | D | EAR99 | N | 85369095 | 1 |  | 0.038 | KG | 23.28 | 23.28 | CP20 | CP20 | Indicator lights, 22 mm, round, plastic, green, lens, smooth, with holder, LED module, with integrated LED 230 V AC, spring-type terminal, with laser labeling, inscription or symbol Customer-specific selection with SIRIUS ACT configurator (CIN) | - | 0 | 0
3SU1106-6AA50-1AA0 |  | 3SU1106-6AA50-1AA0 | 1 | UN | 1 | 3 | B | D | N | N | 85369095 | 1 | 4011209959538 | 0.045 | KG | 20.52 | 20.52 | CP20 | CP20 | Indicator lights, 22 mm, round, plastic, blue, lens, smooth, with holder, LED module, with integrated LED 230 V AC, screw terminal | Lista Papel 2020 SI | 0 | 0
3SU1106-6AA50-1AA0-Z | X90 | 3SU1106-6AA50-1AA0-ZX90 | 1 | UN | 1 | 5 | B | D | N | N | 85369095 | 20 | 4047621043821 | 0.057 | KG | 20.52 | 20.52 | CP20 | CP20 | Indicator lights, 22 mm, round, plastic, blue, lens, smooth, with holder, LED module, with integrated LED 230 V AC, screw terminal, Z=20-unit packaging | - | 0 | 0
3SU1106-6AA50-1AA0-Z | Y10 | 3SU1106-6AA50-1AA0-ZY10 | 1 | UN | 1 | 10 | C | D | EAR99 | N | 85369095 | 1 |  | 0.038 | KG | 25.27 | 25.27 | CP20 | CP20 | Indicator light, 22 mm, round, plastic, blue, lens, smooth, with holder, LED module, with integrated LED 230 V AC, screw terminal, with laser labeling, upper case and lower case, always upper case at beginning of line | - | 0 | 0
3SU1106-6AA50-1AA0-Z | Y11 | 3SU1106-6AA50-1AA0-ZY11 | 1 | UN | 1 | 10 | C | D | EAR99 | N | 85369095 | 1 |  | 0.038 | KG | 25.27 | 25.27 | CP20 | CP20 | Indicator lights, 22 mm, round, plastic, blue, lens, smooth, with holder, LED module, with integrated LED 230 V AC, screw terminal, with laser labeling, upper case | - | 0 | 0
3SU1106-6AA50-1AA0-Z | Y12 | 3SU1106-6AA50-1AA0-ZY12 | 1 | UN | 1 | 10 | C | D | EAR99 | N | 85369095 | 1 |  | 0.038 | KG | 25.27 | 25.27 | CP20 | CP20 | Indicator lights, 22 mm, round, plastic, blue, lens, smooth, with holder, LED module, with integrated LED 230 V AC, screw terminal, with laser labeling, lower case | - | 0 | 0
3SU1106-6AA50-1AA0-Z | Y13 | 3SU1106-6AA50-1AA0-ZY13 | 1 | UN | 1 | 10 | C | D | EAR99 | N | 85369095 | 1 |  | 0.038 | KG | 25.27 | 25.27 | CP20 | CP20 | Indicator lights, 22 mm, round, plastic, blue, lens, smooth, with holder, LED module, with integrated LED 230 V AC, screw terminal, with laser labeling, symbol number according to, ISO 7000 or IEC 60417 | - | 0 | 0
3SU1106-6AA50-1AA0-Z | Y15 | 3SU1106-6AA50-1AA0-ZY15 | 1 | UN | 1 | 10 | C | D | EAR99 | N | 85369095 | 1 |  | 0.038 | KG | 25.27 | 25.27 | CP20 | CP20 | Indicator lights, 22 mm, round, plastic, blue, lens, smooth, with holder, LED module, with integrated LED 230 V AC, screw terminal, with laser labeling, upper case and lower case, always upper case at the beginning of the word | - | 0 | 0
3SU1106-6AA50-1AA0-Z | Y19 | 3SU1106-6AA50-1AA0-ZY19 | 1 | UN | 1 | 10 | C | D | EAR99 | N | 85369095 | 1 |  | 0.038 | KG | 21.47 | 21.47 | CP20 | CP20 | Indicator lights, 22 mm, round, plastic, blue, lens, smooth, with holder, LED module, with integrated LED 230 V AC, screw terminal, with laser labeling, inscription or symbol Customer-specific selection with SIRIUS ACT configurator (CIN) | - | 0 | 0
3SU1106-6AA50-3AA0 |  | 3SU1106-6AA50-3AA0 | 1 | UN | 1 | 5 | B | D | N | N | 85369095 | 1 | 4011209959606 | 0.045 | KG | 22.33 | 22.33 | CP20 | CP20 | Indicator lights, 22 mm, round, plastic, blue, lens, smooth, with holder, LED module, with integrated LED 230 V AC, Spring-type terminal | - | 0 | 0
3SU1106-6AA50-3AA0-Z | X90 | 3SU1106-6AA50-3AA0-ZX90 | 1 | UN | 1 | 5 | B | D | EAR99 | N | 85369095 | 20 |  | 0.038 | KG | 22.33 | 22.33 | CP20 | CP20 | Indicator lights, 22 mm, round, plastic, blue, lens, smooth, with holder, LED module, with integrated LED 230 V AC, spring-type terminal, Z=20-unit packaging | - | 0 | 0
3SU1106-6AA50-3AA0-Z | Y10 | 3SU1106-6AA50-3AA0-ZY10 | 1 | UN | 1 | 10 | C | D | EAR99 | N | 85369095 | 1 |  | 0.038 | KG | 27.08 | 27.08 | CP20 | CP20 | Indicator light, 22 mm, round, plastic, blue, lens, smooth, with holder, LED module, with integrated LED 230 V AC, spring-type terminal, with laser labeling, upper case and lower case, always upper case at beginning of line | - | 0 | 0
3SU1106-6AA50-3AA0-Z | Y11 | 3SU1106-6AA50-3AA0-ZY11 | 1 | UN | 1 | 10 | C | D | EAR99 | N | 85369095 | 1 |  | 0.038 | KG | 27.08 | 27.08 | CP20 | CP20 | Indicator lights, 22 mm, round, plastic, blue, lens, smooth, with holder, LED module, with integrated LED 230 V AC, spring-type terminal, with laser labeling, upper case | - | 0 | 0
3SU1106-6AA50-3AA0-Z | Y12 | 3SU1106-6AA50-3AA0-ZY12 | 1 | UN | 1 | 10 | C | D | EAR99 | N | 85369095 | 1 |  | 0.038 | KG | 27.08 | 27.08 | CP20 | CP20 | Indicator lights, 22 mm, round, plastic, blue, lens, smooth, with holder, LED module, with integrated LED 230 V AC, spring-type terminal, with laser labeling, lower case | - | 0 | 0
3SU1106-6AA50-3AA0-Z | Y13 | 3SU1106-6AA50-3AA0-ZY13 | 1 | UN | 1 | 10 | C | D | EAR99 | N | 85369095 | 1 |  | 0.038 | KG | 27.08 | 27.08 | CP20 | CP20 | Indicator lights, 22 mm, round, plastic, blue, lens, smooth, with holder, LED module, with integrated LED 230 V AC, spring-type terminal, with laser labeling, symbol number according to, ISO 7000 or IEC 60417 | - | 0 | 0
3SU1106-6AA50-3AA0-Z | Y15 | 3SU1106-6AA50-3AA0-ZY15 | 1 | UN | 1 | 10 | C | D | EAR99 | N | 85369095 | 1 |  | 0.038 | KG | 27.08 | 27.08 | CP20 | CP20 | Indicator lights, 22 mm, round, plastic, blue, lens, smooth, with holder, LED module, with integrated LED 230 V AC, spring-type terminal, with laser labeling, upper case and lower case, always upper case at the beginning of the word | - | 0 | 0
3SU1106-6AA50-3AA0-Z | Y19 | 3SU1106-6AA50-3AA0-ZY19 | 1 | UN | 1 | 10 | C | D | EAR99 | N | 85369095 | 1 |  | 0.038 | KG | 23.28 | 23.28 | CP20 | CP20 | Indicator lights, 22 mm, round, plastic, blue, lens, smooth, with holder, LED module, with integrated LED 230 V AC, spring-type terminal, with laser labeling, inscription or symbol Customer-specific selection with SIRIUS ACT configurator (CIN) | - | 0 | 0
3SU1106-6AA60-1AA0 |  | 3SU1106-6AA60-1AA0 | 1 | UN | 1 | 1 | A | D | N | N | 85369095 | 1 | 4011209959545 | 0.044 | KG | 20.52 | 20.52 | CP20 | CP20 | Indicator lights, 22 mm, round, plastic, white, lens, smooth, with holder, LED module, with integrated LED 230 V AC, screw terminal | Lista Papel 2020 SI | 0 | 0
3SU1106-6AA60-1AA0-Z | X90 | 3SU1106-6AA60-1AA0-ZX90 | 1 | UN | 1 | 5 | B | D | N | N | 85369095 | 20 | 4047621043838 | 0.053 | KG | 20.52 | 20.52 | CP20 | CP20 | Indicator lights, 22 mm, round, plastic, white, lens, smooth, with holder, LED module, with integrated LED 230 V AC, screw terminal, Z=20-unit packaging | - | 0 | 0
3SU1106-6AA60-1AA0-Z | Y10 | 3SU1106-6AA60-1AA0-ZY10 | 1 | UN | 1 | 10 | C | D | EAR99 | N | 85369095 | 1 |  | 0.038 | KG | 25.27 | 25.27 | CP20 | CP20 | Indicator light, 22 mm, round, plastic, white, lens, smooth, with holder, LED module, with integrated LED 230 V AC, screw terminal, with laser labeling, upper case and lower case, always upper case at beginning of line | - | 0 | 0
3SU1106-6AA60-1AA0-Z | Y11 | 3SU1106-6AA60-1AA0-ZY11 | 1 | UN | 1 | 10 | C | D | EAR99 | N | 85369095 | 1 |  | 0.038 | KG | 25.27 | 25.27 | CP20 | CP20 | Indicator lights, 22 mm, round, plastic, white, lens, smooth, with holder, LED module, with integrated LED 230 V AC, screw terminal, with laser labeling, upper case | - | 0 | 0
3SU1106-6AA60-1AA0-Z | Y12 | 3SU1106-6AA60-1AA0-ZY12 | 1 | UN | 1 | 10 | C | D | EAR99 | N | 85369095 | 1 |  | 0.038 | KG | 25.27 | 25.27 | CP20 | CP20 | Indicator lights, 22 mm, round, plastic, white, lens, smooth, with holder, LED module, with integrated LED 230 V AC, screw terminal, with laser labeling, lower case | - | 0 | 0
3SU1106-6AA60-1AA0-Z | Y13 | 3SU1106-6AA60-1AA0-ZY13 | 1 | UN | 1 | 10 | C | D | EAR99 | N | 85369095 | 1 |  | 0.038 | KG | 25.27 | 25.27 | CP20 | CP20 | Indicator lights, 22 mm, round, plastic, white, lens, smooth, with holder, LED module, with integrated LED 230 V AC, screw terminal, with laser labeling, symbol number according to, ISO 7000 or IEC 60417 | - | 0 | 0
3SU1106-6AA60-1AA0-Z | Y15 | 3SU1106-6AA60-1AA0-ZY15 | 1 | UN | 1 | 10 | C | D | EAR99 | N | 85369095 | 1 |  | 0.038 | KG | 25.27 | 25.27 | CP20 | CP20 | Indicator lights, 22 mm, round, plastic, white, lens, smooth, with holder, LED module, with integrated LED 230 V AC, screw terminal, with laser labeling, upper case and lower case, always upper case at the beginning of the word | - | 0 | 0
3SU1106-6AA60-1AA0-Z | Y19 | 3SU1106-6AA60-1AA0-ZY19 | 1 | UN | 1 | 10 | C | D | EAR99 | N | 85369095 | 1 |  | 0.038 | KG | 21.47 | 21.47 | CP20 | CP20 | Indicator lights, 22 mm, round, plastic, white, lens, smooth, with holder, LED module, with integrated LED 230 V AC, screw terminal, with laser labeling, inscription or symbol Customer-specific selection with SIRIUS ACT configurator (CIN) | - | 0 | 0
3SU1106-6AA60-3AA0 |  | 3SU1106-6AA60-3AA0 | 1 | UN | 1 | 5 | B | D | N | N | 85369095 | 1 | 4011209959613 | 0.042 | KG | 22.33 | 22.33 | CP20 | CP20 | Indicator lights, 22 mm, round, plastic, white, lens, smooth, with holder, LED module, with integrated LED 230 V AC, Spring-type terminal | - | 0 | 0
3SU1106-6AA60-3AA0-Z | X90 | 3SU1106-6AA60-3AA0-ZX90 | 1 | UN | 1 | 5 | B | D | EAR99 | N | 85369095 | 20 |  | 0.038 | KG | 22.33 | 22.33 | CP20 | CP20 | Indicator lights, 22 mm, round, plastic, white, lens, smooth, with holder, LED module, with integrated LED 230 V AC, spring-type terminal, Z=20-unit packaging | - | 0 | 0
3SU1106-6AA60-3AA0-Z | Y10 | 3SU1106-6AA60-3AA0-ZY10 | 1 | UN | 1 | 10 | C | D | N | N | 85369095 | 1 |  | 0.038 | KG | 27.08 | 27.08 | CP20 | CP20 | Indicator light, 22 mm, round, plastic, white, lens, smooth, with holder, LED module, with integrated LED 230 V AC, spring-type terminal, with laser labeling, upper case and lower case, always upper case at beginning of line | - | 0 | 0
3SU1106-6AA60-3AA0-Z | Y11 | 3SU1106-6AA60-3AA0-ZY11 | 1 | UN | 1 | 10 | C | D | N | N | 85369095 | 1 |  | 0.045 | KG | 27.08 | 27.08 | CP20 | CP20 | Indicator lights, 22 mm, round, plastic, white, lens, smooth, with holder, LED module, with integrated LED 230 V AC, spring-type terminal, with laser labeling, upper case | - | 0 | 0
3SU1106-6AA60-3AA0-Z | Y12 | 3SU1106-6AA60-3AA0-ZY12 | 1 | UN | 1 | 10 | C | D | N | N | 85369095 | 1 |  | 0.038 | KG | 27.08 | 27.08 | CP20 | CP20 | Indicator lights, 22 mm, round, plastic, white, lens, smooth, with holder, LED module, with integrated LED 230 V AC, spring-type terminal, with laser labeling, lower case | - | 0 | 0
3SU1106-6AA60-3AA0-Z | Y13 | 3SU1106-6AA60-3AA0-ZY13 | 1 | UN | 1 | 10 | C | D | N | N | 85369095 | 1 |  | 0.038 | KG | 27.08 | 27.08 | CP20 | CP20 | Indicator lights, 22 mm, round, plastic, white, lens, smooth, with holder, LED module, with integrated LED 230 V AC, spring-type terminal, with laser labeling, symbol number according to, ISO 7000 or IEC 60417 | - | 0 | 0
3SU1106-6AA60-3AA0-Z | Y15 | 3SU1106-6AA60-3AA0-ZY15 | 1 | UN | 1 | 10 | C | D | N | N | 85369095 | 1 |  | 0.038 | KG | 27.08 | 27.08 | CP20 | CP20 | Indicator lights, 22 mm, round, plastic, white, lens, smooth, with holder, LED module, with integrated LED 230 V AC, spring-type terminal, with laser labeling, upper case and lower case, always upper case at the beginning of the word | - | 0 | 0
3SU1106-6AA60-3AA0-Z | Y19 | 3SU1106-6AA60-3AA0-ZY19 | 1 | UN | 1 | 10 | C | D | N | N | 85369095 | 1 |  | 0.038 | KG | 23.28 | 23.28 | CP20 | CP20 | Indicator lights, 22 mm, round, plastic, white, lens, smooth, with holder, LED module, with integrated LED 230 V AC, spring-type terminal, with laser labeling, inscription or symbol Customer-specific selection with SIRIUS ACT configurator (CIN) | - | 0 | 0
3SU1106-6AA70-1AA0 |  | 3SU1106-6AA70-1AA0 | 1 | UN | 1 | 3 | B | D | N | N | 85369095 | 1 | 4011209959552 | 0.045 | KG | 20.52 | 20.52 | CP20 | CP20 | Indicator lights, 22 mm, round, plastic, clear, lens, smooth, with holder, LED module, with integrated LED 230 V AC, screw terminal | Lista Papel 2020 SI | 0 | 0
3SU1106-6AA70-1AA0-Z | X90 | 3SU1106-6AA70-1AA0-ZX90 | 1 | UN | 1 | 5 | B | D | N | N | 85369095 | 20 | 4047621043845 | 0.038 | KG | 20.52 | 20.52 | CP20 | CP20 | Indicator lights, 22 mm, round, plastic, clear, lens, smooth, with holder, LED module, with integrated LED 230 V AC, screw terminal, Z=20-unit packaging | - | 0 | 0
3SU1106-6AA70-1AA0-Z | Y10 | 3SU1106-6AA70-1AA0-ZY10 | 1 | UN | 1 | 10 | C | D | EAR99 | N | 85369095 | 1 |  | 0.038 | KG | 25.27 | 25.27 | CP20 | CP20 | Indicator light, 22 mm, round, plastic, clear, lens, smooth, with holder, LED module, with integrated LED 230 V AC, screw terminal, with laser labeling, upper case and lower case, always upper case at beginning of line | - | 0 | 0
3SU1106-6AA70-1AA0-Z | Y11 | 3SU1106-6AA70-1AA0-ZY11 | 1 | UN | 1 | 10 | C | D | EAR99 | N | 85369095 | 1 |  | 0.038 | KG | 25.27 | 25.27 | CP20 | CP20 | Indicator lights, 22 mm, round, plastic, clear, lens, smooth, with holder, LED module, with integrated LED 230 V AC, screw terminal, with laser labeling, upper case | - | 0 | 0
3SU1106-6AA70-1AA0-Z | Y12 | 3SU1106-6AA70-1AA0-ZY12 | 1 | UN | 1 | 10 | C | D | EAR99 | N | 85369095 | 1 |  | 0.038 | KG | 25.27 | 25.27 | CP20 | CP20 | Indicator lights, 22 mm, round, plastic, clear, lens, smooth, with holder, LED module, with integrated LED 230 V AC, screw terminal, with laser labeling, lower case | - | 0 | 0
3SU1106-6AA70-1AA0-Z | Y13 | 3SU1106-6AA70-1AA0-ZY13 | 1 | UN | 1 | 10 | C | D | EAR99 | N | 85369095 | 1 |  | 0.038 | KG | 25.27 | 25.27 | CP20 | CP20 | Indicator lights, 22 mm, round, plastic, clear, lens, smooth, with holder, LED module, with integrated LED 230 V AC, screw terminal, with laser labeling, symbol number according to, ISO 7000 or IEC 60417 | - | 0 | 0
3SU1106-6AA70-1AA0-Z | Y15 | 3SU1106-6AA70-1AA0-ZY15 | 1 | UN | 1 | 10 | C | D | EAR99 | N | 85369095 | 1 |  | 0.038 | KG | 25.27 | 25.27 | CP20 | CP20 | Indicator lights, 22 mm, round, plastic, clear, lens, smooth, with holder, LED module, with integrated LED 230 V AC, screw terminal, with laser labeling, upper case and lower case, always upper case at the beginning of the word | - | 0 | 0
3SU1106-6AA70-1AA0-Z | Y19 | 3SU1106-6AA70-1AA0-ZY19 | 1 | UN | 1 | 10 | C | D | EAR99 | N | 85369095 | 1 |  | 0.038 | KG | 21.47 | 21.47 | CP20 | CP20 | Indicator lights, 22 mm, round, plastic, clear, lens, smooth, with holder, LED module, with integrated LED 230 V AC, screw terminal, with laser labeling, inscription or symbol Customer-specific selection with SIRIUS ACT configurator (CIN) | - | 0 | 0
3SU1106-6AA70-3AA0 |  | 3SU1106-6AA70-3AA0 | 1 | UN | 1 | 5 | B | D | N | N | 85369095 | 1 | 4011209959620 | 0.043 | KG | 22.33 | 22.33 | CP20 | CP20 | Indicator lights, 22 mm, round, plastic, clear, lens, smooth, with holder, LED module, with integrated LED 230 V AC, Spring-type terminal | - | 0 | 0
3SU1106-6AA70-3AA0-Z | X90 | 3SU1106-6AA70-3AA0-ZX90 | 1 | UN | 1 | 5 | B | D | EAR99 | N | 85369095 | 20 |  | 0.038 | KG | 22.33 | 22.33 | CP20 | CP20 | Indicator lights, 22 mm, round, plastic, clear, lens, smooth, with holder, LED module, with integrated LED 230 V AC, spring-type terminal, Z=20-unit packaging | - | 0 | 0
3SU1106-6AA70-3AA0-Z | Y10 | 3SU1106-6AA70-3AA0-ZY10 | 1 | UN | 1 | 10 | C | D | N | N | 85369095 | 1 |  | 0.065 | KG | 27.08 | 27.08 | CP20 | CP20 | Indicator light, 22 mm, round, plastic, clear, lens, smooth, with holder, LED module, with integrated LED 230 V AC, spring-type terminal, with laser labeling, upper case and lower case, always upper case at beginning of line | - | 0 | 0
3SU1106-6AA70-3AA0-Z | Y11 | 3SU1106-6AA70-3AA0-ZY11 | 1 | UN | 1 | 10 | C | D | N | N | 85369095 | 1 |  | 0.038 | KG | 27.08 | 27.08 | CP20 | CP20 | Indicator lights, 22 mm, round, plastic, clear, lens, smooth, with holder, LED module, with integrated LED 230 V AC, spring-type terminal, with laser labeling, upper case | - | 0 | 0
3SU1106-6AA70-3AA0-Z | Y12 | 3SU1106-6AA70-3AA0-ZY12 | 1 | UN | 1 | 10 | C | D | N | N | 85369095 | 1 |  | 0.038 | KG | 27.08 | 27.08 | CP20 | CP20 | Indicator lights, 22 mm, round, plastic, clear, lens, smooth, with holder, LED module, with integrated LED 230 V AC, spring-type terminal, with laser labeling, lower case | - | 0 | 0
3SU1106-6AA70-3AA0-Z | Y13 | 3SU1106-6AA70-3AA0-ZY13 | 1 | UN | 1 | 10 | C | D | N | N | 85369095 | 1 |  | 0.038 | KG | 27.08 | 27.08 | CP20 | CP20 | Indicator lights, 22 mm, round, plastic, clear, lens, smooth, with holder, LED module, with integrated LED 230 V AC, spring-type terminal, with laser labeling, symbol number according to, ISO 7000 or IEC 60417 | - | 0 | 0
3SU1106-6AA70-3AA0-Z | Y15 | 3SU1106-6AA70-3AA0-ZY15 | 1 | UN | 1 | 10 | C | D | N | N | 85369095 | 1 |  | 0.038 | KG | 27.08 | 27.08 | CP20 | CP20 | Indicator lights, 22 mm, round, plastic, clear, lens, smooth, with holder, LED module, with integrated LED 230 V AC, spring-type terminal, with laser labeling, upper case and lower case, always upper case at the beginning of the word | - | 0 | 0
3SU1106-6AA70-3AA0-Z | Y19 | 3SU1106-6AA70-3AA0-ZY19 | 1 | UN | 1 | 10 | C | D | N | N | 85369095 | 1 |  | 0.038 | KG | 23.28 | 23.28 | CP20 | CP20 | Indicator lights, 22 mm, round, plastic, clear, lens, smooth, with holder, LED module, with integrated LED 230 V AC, spring-type terminal, with laser labeling, inscription or symbol Customer-specific selection with SIRIUS ACT configurator (CIN) | - | 0 | 0
3SU1130-0AB10-1BA0 |  | 3SU1130-0AB10-1BA0 | 1 | UN | 1 | 1 | A | D | N | N | 85365080 | 1 | 4011209968578 | 0.06 | KG | 13.68 | 12.83 | CP20 | CP20 | Pushbutton, 22 mm, round, plastic with metal front ring, black, pushbutton, flat, momentary contact type, with holder, 1 NO, screw terminal | Lista Papel 2020 SI | 0 | 0
3SU1130-0AB10-1BA0-Z | X90 | 3SU1130-0AB10-1BA0-ZX90 | 1 | UN | 1 | 5 | B | D | EAR99 | N | 85365080 | 20 |  | 0.052 | KG | 13.68 | 13.68 | CP20 | CP20 | Pushbutton, 22 mm, round, plastic with metal front ring, black, pushbutton, flat, momentary contact type, with holder, 1 NO, screw terminal, Z=20-unit packaging | - | 0 | 0
3SU1130-0AB10-1BA0-Z | Y10 | 3SU1130-0AB10-1BA0-ZY10 | 1 | UN | 1 | 10 | C | D | N | N | 85365080 | 1 |  | 0.017 | KG | 18.43 | 18.43 | CP20 | CP20 | Pushbutton, 22 mm, round, plastic with metal front ring, black, pushbutton, flat, momentary contact type, with holder, 1 NO, screw terminal, with laser labeling, upper case and lower case, always upper case at beginning of line | - | 0 | 0
3SU1130-0AB10-1BA0-Z | Y11 | 3SU1130-0AB10-1BA0-ZY11 | 1 | UN | 1 | 10 | C | D | N | N | 85365080 | 1 |  | 0.017 | KG | 18.43 | 18.43 | CP20 | CP20 | Pushbutton, 22 mm, round, plastic with metal front ring, black, pushbutton, flat, momentary contact type, with holder, 1 NO, screw terminal, with laser labeling, upper case | - | 0 | 0
3SU1130-0AB10-1BA0-Z | Y12 | 3SU1130-0AB10-1BA0-ZY12 | 1 | UN | 1 | 10 | C | D | N | N | 85365080 | 1 |  | 0.017 | KG | 18.43 | 18.43 | CP20 | CP20 | Pushbutton, 22 mm, round, plastic with metal front ring, black, pushbutton, flat, momentary contact type, with holder, 1 NO, screw terminal, with laser labeling, lower case | - | 0 | 0
3SU1130-0AB10-1BA0-Z | Y13 | 3SU1130-0AB10-1BA0-ZY13 | 1 | UN | 1 | 10 | C | D | N | N | 85365080 | 1 |  | 0.067 | KG | 18.43 | 18.43 | CP20 | CP20 | Pushbutton, 22 mm, round, plastic with metal front ring, black, pushbutton, flat, momentary contact type, with holder, 1 NO, screw terminal, with laser labeling, symbol number according to, ISO 7000 or IEC 60417 | - | 0 | 0
3SU1130-0AB10-1BA0-Z | Y15 | 3SU1130-0AB10-1BA0-ZY15 | 1 | UN | 1 | 10 | C | D | N | N | 85365080 | 1 |  | 0.017 | KG | 18.43 | 18.43 | CP20 | CP20 | Pushbutton, 22 mm, round, plastic with metal front ring, black, pushbutton, flat, momentary contact type, with holder, 1 NO, screw terminal, with laser labeling, upper case and lower case, always upper case at the beginning of the word | - | 0 | 0
3SU1130-0AB10-1BA0-Z | Y19 | 3SU1130-0AB10-1BA0-ZY19 | 1 | UN | 1 | 10 | C | D | N | N | 85365080 | 1 |  | 0.017 | KG | 14.63 | 14.63 | CP20 | CP20 | Pushbutton, 22 mm, round, plastic with metal front ring, black, pushbutton, flat, momentary contact type, with holder, 1 NO, screw terminal, with laser labeling, inscription or symbol Customer-specific selection with SIRIUS ACT configurator (CIN) | - | 0 | 0
3SU1130-0AB10-1CA0 |  | 3SU1130-0AB10-1CA0 | 1 | UN | 1 | 3 | B | D | N | N | 85365080 | 1 | 4011209969438 | 0.06 | KG | 13.68 | 12.83 | CP20 | CP20 | Pushbutton, 22 mm, round, plastic with metal front ring, black, pushbutton, flat, momentary contact type, with holder, 1 NC, screw terminal | Lista Papel 2020 SI | 0 | 0
3SU1130-0AB10-1CA0-Z | X90 | 3SU1130-0AB10-1CA0-ZX90 | 1 | UN | 1 | 5 | B | D | EAR99 | N | 85365080 | 20 |  | 0.052 | KG | 13.68 | 13.68 | CP20 | CP20 | Pushbutton, 22 mm, round, plastic with metal front ring, black, pushbutton, flat, momentary contact type, with holder, 1 NC, screw terminal, Z=20-unit packaging | - | 0 | 0
3SU1130-0AB10-1CA0-Z | Y10 | 3SU1130-0AB10-1CA0-ZY10 | 1 | UN | 1 | 10 | C | D | N | N | 85365080 | 1 |  | 0.052 | KG | 18.43 | 18.43 | CP20 | CP20 | Pushbutton, 22 mm, round, plastic with metal front ring, black, pushbutton, flat, momentary contact type, with holder, 1 NC, screw terminal, with laser labeling, upper case and lower case, always upper case at beginning of line | - | 0 | 0
3SU1130-0AB10-1CA0-Z | Y11 | 3SU1130-0AB10-1CA0-ZY11 | 1 | UN | 1 | 10 | C | D | N | N | 85365080 | 1 |  | 0.065 | KG | 18.43 | 18.43 | CP20 | CP20 | Pushbutton, 22 mm, round, plastic with metal front ring, black, pushbutton, flat, momentary contact type, with holder, 1 NC, screw terminal, with laser labeling, upper case | - | 0 | 0
3SU1130-0AB10-1CA0-Z | Y12 | 3SU1130-0AB10-1CA0-ZY12 | 1 | UN | 1 | 10 | C | D | N | N | 85365080 | 1 |  | 0.052 | KG | 18.43 | 18.43 | CP20 | CP20 | Pushbutton, 22 mm, round, plastic with metal front ring, black, pushbutton, flat, momentary contact type, with holder, 1 NC, screw terminal, with laser labeling, lower case | - | 0 | 0
3SU1130-0AB10-1CA0-Z | Y13 | 3SU1130-0AB10-1CA0-ZY13 | 1 | UN | 1 | 10 | C | D | N | N | 85365080 | 1 |  | 0.065 | KG | 18.43 | 18.43 | CP20 | CP20 | Pushbutton, 22 mm, round, plastic with metal front ring, black, pushbutton, flat, momentary contact type, with holder, 1 NC, screw terminal, with laser labeling, symbol number according to, ISO 7000 or IEC 60417 | - | 0 | 0
3SU1130-0AB10-1CA0-Z | Y15 | 3SU1130-0AB10-1CA0-ZY15 | 1 | UN | 1 | 10 | C | D | N | N | 85365080 | 1 |  | 0.052 | KG | 18.43 | 18.43 | CP20 | CP20 | Pushbutton, 22 mm, round, plastic with metal front ring, black, pushbutton, flat, momentary contact type, with holder, 1 NC, screw terminal, with laser labeling, upper case and lower case, always upper case at the beginning of the word | - | 0 | 0
3SU1130-0AB10-1CA0-Z | Y19 | 3SU1130-0AB10-1CA0-ZY19 | 1 | UN | 1 | 10 | C | D | N | N | 85365080 | 1 |  | 0.052 | KG | 14.63 | 14.63 | CP20 | CP20 | Pushbutton, 22 mm, round, plastic with metal front ring, black, pushbutton, flat, momentary contact type, with holder, 1 NC, screw terminal, with laser labeling, inscription or symbol Customer-specific selection with SIRIUS ACT configurator (CIN) | - | 0 | 0
3SU1130-0AB10-1FA0 |  | 3SU1130-0AB10-1FA0 | 1 | UN | 1 | 1 | A | D | N | N | 85365080 | 1 | 4011209968493 | 0.067 | KG | 17.01 | 15.58 | CP20 | CP20 | Pushbutton, 22 mm, round, plastic with metal front ring, black, pushbutton, flat, momentary contact type, with holder, 1 NO+1 NC, screw terminal | Lista Papel 2020 SI | 0 | 0
3SU1130-0AB10-1FA0-Z | X90 | 3SU1130-0AB10-1FA0-ZX90 | 1 | UN | 1 | 5 | B | D | N | N | 85365080 | 20 | 4047621045641 | 0.075 | KG | 17.01 | 17.01 | CP20 | CP20 | Pushbutton, 22 mm, round, plastic with metal front ring, black, pushbutton, flat, momentary contact type, with holder, 1 NO+1 NC, screw terminal, Z=20-unit packaging | - | 0 | 0
3SU1130-0AB10-1FA0-Z | Y10 | 3SU1130-0AB10-1FA0-ZY10 | 1 | UN | 1 | 10 | C | D | N | N | 85365080 | 1 |  | 0.065 | KG | 21.76 | 21.76 | CP20 | CP20 | Pushbutton, 22 mm, round, plastic with metal front ring, black, pushbutton, flat, momentary contact type, with holder, 1 NO+1 NC, screw terminal, with laser labeling, upper case and lower case, always upper case at beginning of line | - | 0 | 0
3SU1130-0AB10-1FA0-Z | Y11 | 3SU1130-0AB10-1FA0-ZY11 | 1 | UN | 1 | 10 | C | D | N | N | 85365080 | 1 |  | 0.06 | KG | 21.76 | 21.76 | CP20 | CP20 | Pushbutton, 22 mm, round, plastic with metal front ring, black, pushbutton, flat, momentary contact type, with holder, 1 NO+1 NC, screw terminal, with laser labeling, upper case | - | 0 | 0
3SU1130-0AB10-1FA0-Z | Y12 | 3SU1130-0AB10-1FA0-ZY12 | 1 | UN | 1 | 10 | C | D | N | N | 85365080 | 1 |  | 0.06 | KG | 21.76 | 21.76 | CP20 | CP20 | Pushbutton, 22 mm, round, plastic with metal front ring, black, pushbutton, flat, momentary contact type, with holder, 1 NO+1 NC, screw terminal, with laser labeling, lower case | - | 0 | 0
3SU1130-0AB10-1FA0-Z | Y13 | 3SU1130-0AB10-1FA0-ZY13 | 1 | UN | 1 | 10 | C | D | N | N | 85365080 | 1 |  | 0.06 | KG | 21.76 | 21.76 | CP20 | CP20 | Pushbutton, 22 mm, round, plastic with metal front ring, black, pushbutton, flat, momentary contact type, with holder, 1 NO+1 NC, screw terminal, with laser labeling, symbol number according to, ISO 7000 or IEC 60417 | - | 0 | 0
3SU1130-0AB10-1FA0-Z | Y15 | 3SU1130-0AB10-1FA0-ZY15 | 1 | UN | 1 | 10 | C | D | N | N | 85365080 | 1 |  | 0.06 | KG | 21.76 | 21.76 | CP20 | CP20 | Pushbutton, 22 mm, round, plastic with metal front ring, black, pushbutton, flat, momentary contact type, with holder, 1 NO+1 NC, screw terminal, with laser labeling, upper case and lower case, always upper case at the beginning of the word | - | 0 | 0
3SU1130-0AB10-1FA0-Z | Y19 | 3SU1130-0AB10-1FA0-ZY19 | 1 | UN | 1 | 10 | C | D | N | N | 85365080 | 1 |  | 0.06 | KG | 17.96 | 17.96 | CP20 | CP20 | Pushbutton, 22 mm, round, plastic with metal front ring, black, pushbutton, flat, momentary contact type, with holder, 1 NO+1 NC, screw terminal, with laser labeling, inscription or symbol Customer-specific selection with SIRIUS ACT configurator (CIN) | - | 0 | 0
3SU1130-0AB10-3BA0 |  | 3SU1130-0AB10-3BA0 | 1 | UN | 1 | 5 | B | D | N | N | 85365080 | 1 | 4011209969414 | 0.06 | KG | 13.97 | 13.97 | CP20 | CP20 | Pushbutton, 22 mm, round, plastic with metal front ring, black, pushbutton, flat, momentary contact type, with holder, 1 NO, Spring-type terminal | - | 0 | 0
3SU1130-0AB10-3BA0-Z | X90 | 3SU1130-0AB10-3BA0-ZX90 | 1 | UN | 1 | 5 | B | D | EAR99 | N | 85365080 | 20 | 4047621073873 | 0.068 | KG | 13.97 | 13.97 | CP20 | CP20 | Pushbutton, 22 mm, round, plastic with metal front ring, black, pushbutton, flat, momentary contact type, with holder, 1 NO, spring-type terminal, Z=20-unit packaging | - | 0 | 0
3SU1130-0AB10-3BA0-Z | Y10 | 3SU1130-0AB10-3BA0-ZY10 | 1 | UN | 1 | 10 | C | D | EAR99 | N | 85365080 | 1 |  | 0.052 | KG | 18.72 | 18.72 | CP20 | CP20 | Pushbutton, 22 mm, round, plastic with metal front ring, black, pushbutton, flat, momentary contact type, with holder, 1 NO, spring-type terminal, with laser labeling, upper case and lower case, always upper case at beginning of line | - | 0 | 0
3SU1130-0AB10-3BA0-Z | Y11 | 3SU1130-0AB10-3BA0-ZY11 | 1 | UN | 1 | 10 | C | D | EAR99 | N | 85365080 | 1 |  | 0.052 | KG | 18.72 | 18.72 | CP20 | CP20 | Pushbutton, 22 mm, round, plastic with metal front ring, black, pushbutton, flat, momentary contact type, with holder, 1 NO, spring-type terminal, with laser labeling, upper case | - | 0 | 0
3SU1130-0AB10-3BA0-Z | Y12 | 3SU1130-0AB10-3BA0-ZY12 | 1 | UN | 1 | 10 | C | D | EAR99 | N | 85365080 | 1 |  | 0.052 | KG | 18.72 | 18.72 | CP20 | CP20 | Pushbutton, 22 mm, round, plastic with metal front ring, black, pushbutton, flat, momentary contact type, with holder, 1 NO, spring-type terminal, with laser labeling, lower case | - | 0 | 0
3SU1130-0AB10-3BA0-Z | Y13 | 3SU1130-0AB10-3BA0-ZY13 | 1 | UN | 1 | 10 | C | D | EAR99 | N | 85365080 | 1 |  | 0.052 | KG | 18.72 | 18.72 | CP20 | CP20 | Pushbutton, 22 mm, round, plastic with metal front ring, black, pushbutton, flat, momentary contact type, with holder, 1 NO, spring-type terminal, with laser labeling, symbol number according to, ISO 7000 or IEC 60417 | - | 0 | 0
3SU1130-0AB10-3BA0-Z | Y15 | 3SU1130-0AB10-3BA0-ZY15 | 1 | UN | 1 | 10 | C | D | EAR99 | N | 85365080 | 1 |  | 0.052 | KG | 18.72 | 18.72 | CP20 | CP20 | Pushbutton, 22 mm, round, plastic with metal front ring, black, pushbutton, flat, momentary contact type, with holder, 1 NO, spring-type terminal, with laser labeling, upper case and lower case, always upper case at the beginning of the word | - | 0 | 0
3SU1130-0AB10-3BA0-Z | Y19 | 3SU1130-0AB10-3BA0-ZY19 | 1 | UN | 1 | 10 | C | D | EAR99 | N | 85365080 | 1 |  | 0.052 | KG | 14.92 | 14.92 | CP20 | CP20 | Pushbutton, 22 mm, round, plastic with metal front ring, black, pushbutton, flat, momentary contact type, with holder, 1 NO, spring-type terminal, with laser labeling, inscription or symbol Customer-specific selection with SIRIUS ACT configurator (CIN) | - | 0 | 0
3SU1130-0AB10-3FA0 |  | 3SU1130-0AB10-3FA0 | 1 | UN | 1 | 5 | B | D | N | N | 85365080 | 1 | 4011209968554 | 0.068 | KG | 17.77 | 17.77 | CP20 | CP20 | Pushbutton, 22 mm, round, plastic with metal front ring, black, pushbutton, flat, momentary contact type, with holder, 1 NO+1 NC, Spring-type terminal | - | 0 | 0
3SU1130-0AB10-3FA0-Z | X90 | 3SU1130-0AB10-3FA0-ZX90 | 1 | UN | 1 | 5 | B | D | EAR99 | N | 85365080 | 20 |  | 0.06 | KG | 17.77 | 17.77 | CP20 | CP20 | Pushbutton, 22 mm, round, plastic with metal front ring, black, pushbutton, flat, momentary contact type, with holder, 1 NO+1 NC, spring-type terminal, Z=20-unit packaging | - | 0 | 0
3SU1130-0AB10-3FA0-Z | Y10 | 3SU1130-0AB10-3FA0-ZY10 | 1 | UN | 1 | 10 | C | D | EAR99 | N | 85365080 | 1 |  | 0.06 | KG | 22.52 | 22.52 | CP20 | CP20 | Pushbutton, 22 mm, round, plastic with metal front ring, black, pushbutton, flat, momentary contact type, with holder, 1 NO+1 NC, spring-type terminal, with laser labeling, upper case and lower case, always upper case at beginning of line | - | 0 | 0
3SU1130-0AB10-3FA0-Z | Y11 | 3SU1130-0AB10-3FA0-ZY11 | 1 | UN | 1 | 10 | C | D | EAR99 | N | 85365080 | 1 |  | 0.06 | KG | 22.52 | 22.52 | CP20 | CP20 | Pushbutton, 22 mm, round, plastic with metal front ring, black, pushbutton, flat, momentary contact type, with holder, 1 NO+1 NC, spring-type terminal, with laser labeling, upper case | - | 0 | 0
3SU1130-0AB10-3FA0-Z | Y12 | 3SU1130-0AB10-3FA0-ZY12 | 1 | UN | 1 | 10 | C | D | EAR99 | N | 85365080 | 1 |  | 0.06 | KG | 22.52 | 22.52 | CP20 | CP20 | Pushbutton, 22 mm, round, plastic with metal front ring, black, pushbutton, flat, momentary contact type, with holder, 1 NO+1 NC, spring-type terminal, with laser labeling, lower case | - | 0 | 0
3SU1130-0AB10-3FA0-Z | Y13 | 3SU1130-0AB10-3FA0-ZY13 | 1 | UN | 1 | 10 | C | D | EAR99 | N | 85365080 | 1 |  | 0.06 | KG | 22.52 | 22.52 | CP20 | CP20 | Pushbutton, 22 mm, round, plastic with metal front ring, black, pushbutton, flat, momentary contact type, with holder, 1 NO+1 NC, spring-type terminal, with laser labeling, symbol number according to, ISO 7000 or IEC 60417 | - | 0 | 0
3SU1130-0AB10-3FA0-Z | Y15 | 3SU1130-0AB10-3FA0-ZY15 | 1 | UN | 1 | 10 | C | D | EAR99 | N | 85365080 | 1 |  | 0.06 | KG | 22.52 | 22.52 | CP20 | CP20 | Pushbutton, 22 mm, round, plastic with metal front ring, black, pushbutton, flat, momentary contact type, with holder, 1 NO+1 NC, spring-type terminal, with laser labeling, upper case and lower case, always upper case at the beginning of the word | - | 0 | 0
3SU1130-0AB10-3FA0-Z | Y19 | 3SU1130-0AB10-3FA0-ZY19 | 1 | UN | 1 | 10 | C | D | EAR99 | N | 85365080 | 1 |  | 0.06 | KG | 18.72 | 18.72 | CP20 | CP20 | Pushbutton, 22 mm, round, plastic with metal front ring, black, pushbutton, flat, momentary contact type, with holder, 1 NO+1 NC, spring-type terminal, with laser labeling, inscription or symbol Customer-specific selection with SIRIUS ACT configurator (CIN) | - | 0 | 0
3SU1130-0AB20-1BA0 |  | 3SU1130-0AB20-1BA0 | 1 | UN | 1 | 5 | B | D | N | N | 85365080 | 1 | 4011209968585 | 0.058 | KG | 13.68 | 13.68 | CP20 | CP20 | Pushbutton, 22 mm, round, plastic with metal front ring, red, pushbutton, flat, momentary contact type, with holder, 1 NO, screw terminal | - | 0 | 0
3SU1130-0AB20-1BA0-Z | X90 | 3SU1130-0AB20-1BA0-ZX90 | 1 | UN | 1 | 5 | B | D | EAR99 | N | 85365080 | 20 |  | 0.052 | KG | 13.68 | 13.68 | CP20 | CP20 | Pushbutton, 22 mm, round, plastic with metal front ring, red, pushbutton, flat, momentary contact type, with holder, 1 NO, screw terminal, Z=20-unit packaging | - | 0 | 0
3SU1130-0AB20-1BA0-Z | Y10 | 3SU1130-0AB20-1BA0-ZY10 | 1 | UN | 1 | 10 | C | D | N | N | 85365080 | 1 |  | 0.06 | KG | 18.43 | 18.43 | CP20 | CP20 | Pushbutton, 22 mm, round, plastic with metal front ring, red, pushbutton, flat, momentary contact type, with holder, 1 NO, screw terminal, with laser labeling, upper case and lower case, always upper case at beginning of line | - | 0 | 0
3SU1130-0AB20-1BA0-Z | Y11 | 3SU1130-0AB20-1BA0-ZY11 | 1 | UN | 1 | 10 | C | D | N | N | 85365080 | 1 |  | 0.052 | KG | 18.43 | 18.43 | CP20 | CP20 | Pushbutton, 22 mm, round, plastic with metal front ring, red, pushbutton, flat, momentary contact type, with holder, 1 NO, screw terminal, with laser labeling, upper case | - | 0 | 0
3SU1130-0AB20-1BA0-Z | Y12 | 3SU1130-0AB20-1BA0-ZY12 | 1 | UN | 1 | 10 | C | D | N | N | 85365080 | 1 |  | 0.052 | KG | 18.43 | 18.43 | CP20 | CP20 | Pushbutton, 22 mm, round, plastic with metal front ring, red, pushbutton, flat, momentary contact type, with holder, 1 NO, screw terminal, with laser labeling, lower case | - | 0 | 0
3SU1130-0AB20-1BA0-Z | Y13 | 3SU1130-0AB20-1BA0-ZY13 | 1 | UN | 1 | 10 | C | D | EAR99 | N | 85365080 | 1 |  | 0.052 | KG | 18.43 | 18.43 | CP20 | CP20 | Pushbutton, 22 mm, round, plastic with metal front ring, red, pushbutton, flat, momentary contact type, with holder, 1 NO, screw terminal, with laser labeling, symbol number according to, ISO 7000 or IEC 60417 | - | 0 | 0
3SU1130-0AB20-1BA0-Z | Y15 | 3SU1130-0AB20-1BA0-ZY15 | 1 | UN | 1 | 10 | C | D | N | N | 85365080 | 1 |  | 0.052 | KG | 18.43 | 18.43 | CP20 | CP20 | Pushbutton, 22 mm, round, plastic with metal front ring, red, pushbutton, flat, momentary contact type, with holder, 1 NO, screw terminal, with laser labeling, upper case and lower case, always upper case at the beginning of the word | - | 0 | 0
3SU1130-0AB20-1BA0-Z | Y19 | 3SU1130-0AB20-1BA0-ZY19 | 1 | UN | 1 | 10 | C | D | N | N | 85365080 | 1 |  | 0.052 | KG | 14.63 | 14.63 | CP20 | CP20 | Pushbutton, 22 mm, round, plastic with metal front ring, red, pushbutton, flat, momentary contact type, with holder, 1 NO, screw terminal, with laser labeling, inscription or symbol Customer-specific selection with SIRIUS ACT configurator (CIN) | - | 0 | 0
3SU1130-0AB20-1CA0 |  | 3SU1130-0AB20-1CA0 | 1 | UN | 1 | 1 | A | D | N | N | 85365080 | 1 | 4011209969445 | 0.059 | KG | 13.68 | 12.83 | CP20 | CP20 | Pushbutton, 22 mm, round, plastic with metal front ring, red, pushbutton, flat, momentary contact type, with holder, 1 NC, screw terminal | Lista Papel 2020 SI | 0 | 0
3SU1130-0AB20-1CA0-Z | X90 | 3SU1130-0AB20-1CA0-ZX90 | 1 | UN | 1 | 5 | B | D | N | N | 85365080 | 20 | 4047621058450 | 0.068 | KG | 13.68 | 13.68 | CP20 | CP20 | Pushbutton, 22 mm, round, plastic with metal front ring, red, pushbutton, flat, momentary contact type, with holder, 1 NC, screw terminal, Z=20-unit packaging | - | 0 | 0
3SU1130-0AB20-1CA0-Z | Y10 | 3SU1130-0AB20-1CA0-ZY10 | 1 | UN | 1 | 10 | C | D | EAR99 | N | 85365080 | 1 |  | 0.052 | KG | 18.43 | 18.43 | CP20 | CP20 | Pushbutton, 22 mm, round, plastic with metal front ring, red, pushbutton, flat, momentary contact type, with holder, 1 NC, screw terminal, with laser labeling, upper case and lower case, always upper case at beginning of line | - | 0 | 0
3SU1130-0AB20-1CA0-Z | Y11 | 3SU1130-0AB20-1CA0-ZY11 | 1 | UN | 1 | 10 | C | D | EAR99 | N | 85365080 | 1 |  | 0.052 | KG | 18.43 | 18.43 | CP20 | CP20 | Pushbutton, 22 mm, round, plastic with metal front ring, red, pushbutton, flat, momentary contact type, with holder, 1 NC, screw terminal, with laser labeling, upper case | - | 0 | 0
3SU1130-0AB20-1CA0-Z | Y12 | 3SU1130-0AB20-1CA0-ZY12 | 1 | UN | 1 | 10 | C | D | EAR99 | N | 85365080 | 1 |  | 0.052 | KG | 18.43 | 18.43 | CP20 | CP20 | Pushbutton, 22 mm, round, plastic with metal front ring, red, pushbutton, flat, momentary contact type, with holder, 1 NC, screw terminal, with laser labeling, lower case | - | 0 | 0
3SU1130-0AB20-1CA0-Z | Y13 | 3SU1130-0AB20-1CA0-ZY13 | 1 | UN | 1 | 10 | C | D | EAR99 | N | 85365080 | 1 |  | 0.052 | KG | 18.43 | 18.43 | CP20 | CP20 | Pushbutton, 22 mm, round, plastic with metal front ring, red, pushbutton, flat, momentary contact type, with holder, 1 NC, screw terminal, with laser labeling, symbol number according to, ISO 7000 or IEC 60417 | - | 0 | 0
3SU1130-0AB20-1CA0-Z | Y15 | 3SU1130-0AB20-1CA0-ZY15 | 1 | UN | 1 | 10 | C | D | EAR99 | N | 85365080 | 1 |  | 0.052 | KG | 18.43 | 18.43 | CP20 | CP20 | Pushbutton, 22 mm, round, plastic with metal front ring, red, pushbutton, flat, momentary contact type, with holder, 1 NC, screw terminal, with laser labeling, upper case and lower case, always upper case at the beginning of the word | - | 0 | 0
3SU1130-0AB20-1CA0-Z | Y19 | 3SU1130-0AB20-1CA0-ZY19 | 1 | UN | 1 | 10 | C | D | EAR99 | N | 85365080 | 1 |  | 0.052 | KG | 14.63 | 14.63 | CP20 | CP20 | Pushbutton, 22 mm, round, plastic with metal front ring, red, pushbutton, flat, momentary contact type, with holder, 1 NC, screw terminal, with laser labeling, inscription or symbol Customer-specific selection with SIRIUS ACT configurator (CIN) | - | 0 | 0
3SU1130-0AB20-1FA0 |  | 3SU1130-0AB20-1FA0 | 1 | UN | 1 | 1 | A | D | N | N | 85365080 | 1 | 4011209968509 | 0.065 | KG | 17.01 | 15.58 | CP20 | CP20 | Pushbutton, 22 mm, round, plastic with metal front ring, red, pushbutton, flat, momentary contact type, with holder, 1 NO+1 NC, screw terminal | Lista Papel 2020 SI | 0 | 0
3SU1130-0AB20-1FA0-Z | X90 | 3SU1130-0AB20-1FA0-ZX90 | 1 | UN | 1 | 5 | B | D | EAR99 | N | 85365080 | 20 |  | 0.06 | KG | 17.01 | 17.01 | CP20 | CP20 | Pushbutton, 22 mm, round, plastic with metal front ring, red, pushbutton, flat, momentary contact type, with holder, 1 NO+1 NC, screw terminal, Z=20-unit packaging | - | 0 | 0
3SU1130-0AB20-1FA0-Z | Y10 | 3SU1130-0AB20-1FA0-ZY10 | 1 | UN | 1 | 10 | C | D | EAR99 | N | 85365080 | 1 |  | 0.06 | KG | 21.76 | 21.76 | CP20 | CP20 | Pushbutton, 22 mm, round, plastic with metal front ring, red, pushbutton, flat, momentary contact type, with holder, 1 NO+1 NC, screw terminal, with laser labeling, upper case and lower case, always upper case at beginning of line | - | 0 | 0
3SU1130-0AB20-1FA0-Z | Y11 | 3SU1130-0AB20-1FA0-ZY11 | 1 | UN | 1 | 10 | C | D | EAR99 | N | 85365080 | 1 |  | 0.06 | KG | 21.76 | 21.76 | CP20 | CP20 | Pushbutton, 22 mm, round, plastic with metal front ring, red, pushbutton, flat, momentary contact type, with holder, 1 NO+1 NC, screw terminal, with laser labeling, upper case | - | 0 | 0
3SU1130-0AB20-1FA0-Z | Y12 | 3SU1130-0AB20-1FA0-ZY12 | 1 | UN | 1 | 10 | C | D | EAR99 | N | 85365080 | 1 |  | 0.06 | KG | 21.76 | 21.76 | CP20 | CP20 | Pushbutton, 22 mm, round, plastic with metal front ring, red, pushbutton, flat, momentary contact type, with holder, 1 NO+1 NC, screw terminal, with laser labeling, lower case | - | 0 | 0
3SU1130-0AB20-1FA0-Z | Y13 | 3SU1130-0AB20-1FA0-ZY13 | 1 | UN | 1 | 10 | C | D | EAR99 | N | 85365080 | 1 |  | 0.06 | KG | 21.76 | 21.76 | CP20 | CP20 | Pushbutton, 22 mm, round, plastic with metal front ring, red, pushbutton, flat, momentary contact type, with holder, 1 NO+1 NC, screw terminal, with laser labeling, symbol number according to, ISO 7000 or IEC 60417 | - | 0 | 0
3SU1130-0AB20-1FA0-Z | Y15 | 3SU1130-0AB20-1FA0-ZY15 | 1 | UN | 1 | 10 | C | D | EAR99 | N | 85365080 | 1 |  | 0.06 | KG | 21.76 | 21.76 | CP20 | CP20 | Pushbutton, 22 mm, round, plastic with metal front ring, red, pushbutton, flat, momentary contact type, with holder, 1 NO+1 NC, screw terminal, with laser labeling, upper case and lower case, always upper case at the beginning of the word | - | 0 | 0
3SU1130-0AB20-1FA0-Z | Y19 | 3SU1130-0AB20-1FA0-ZY19 | 1 | UN | 1 | 10 | C | D | EAR99 | N | 85365080 | 1 |  | 0.06 | KG | 17.96 | 17.96 | CP20 | CP20 | Pushbutton, 22 mm, round, plastic with metal front ring, red, pushbutton, flat, momentary contact type, with holder, 1 NO+1 NC, screw terminal, with laser labeling, inscription or symbol Customer-specific selection with SIRIUS ACT configurator (CIN) | - | 0 | 0
3SU1130-0AB20-3CA0 |  | 3SU1130-0AB20-3CA0 | 1 | UN | 1 | 5 | B | D | N | N | 85365080 | 1 | 4011209969452 | 0.06 | KG | 13.97 | 13.97 | CP20 | CP20 | Pushbutton, 22 mm, round, plastic with metal front ring, red, pushbutton, flat, momentary contact type, with holder, 1 NC, Spring-type terminal | - | 0 | 0
3SU1130-0AB20-3CA0-Z | X90 | 3SU1130-0AB20-3CA0-ZX90 | 1 | UN | 1 | 5 | B | D | EAR99 | N | 85365080 | 20 |  | 0.052 | KG | 13.97 | 13.97 | CP20 | CP20 | Pushbutton, 22 mm, round, plastic with metal front ring, red, pushbutton, flat, momentary contact type, with holder, 1 NC, spring-type terminal, Z=20-unit packaging | - | 0 | 0
3SU1130-0AB20-3CA0-Z | Y10 | 3SU1130-0AB20-3CA0-ZY10 | 1 | UN | 1 | 10 | C | D | EAR99 | N | 85365080 | 1 |  | 0.052 | KG | 18.72 | 18.72 | CP20 | CP20 | Pushbutton, 22 mm, round, plastic with metal front ring, red, pushbutton, flat, momentary contact type, with holder, 1 NC, spring-type terminal, with laser labeling, upper case and lower case, always upper case at beginning of line | - | 0 | 0
3SU1130-0AB20-3CA0-Z | Y11 | 3SU1130-0AB20-3CA0-ZY11 | 1 | UN | 1 | 10 | C | D | EAR99 | N | 85365080 | 1 |  | 0.052 | KG | 18.72 | 18.72 | CP20 | CP20 | Pushbutton, 22 mm, round, plastic with metal front ring, red, pushbutton, flat, momentary contact type, with holder, 1 NC, spring-type terminal, with laser labeling, upper case | - | 0 | 0
3SU1130-0AB20-3CA0-Z | Y12 | 3SU1130-0AB20-3CA0-ZY12 | 1 | UN | 1 | 10 | C | D | EAR99 | N | 85365080 | 1 |  | 0.052 | KG | 18.72 | 18.72 | CP20 | CP20 | Pushbutton, 22 mm, round, plastic with metal front ring, red, pushbutton, flat, momentary contact type, with holder, 1 NC, spring-type terminal, with laser labeling, lower case | - | 0 | 0
3SU1130-0AB20-3CA0-Z | Y13 | 3SU1130-0AB20-3CA0-ZY13 | 1 | UN | 1 | 10 | C | D | EAR99 | N | 85365080 | 1 |  | 0.052 | KG | 18.72 | 18.72 | CP20 | CP20 | Pushbutton, 22 mm, round, plastic with metal front ring, red, pushbutton, flat, momentary contact type, with holder, 1 NC, spring-type terminal, with laser labeling, symbol number according to, ISO 7000 or IEC 60417 | - | 0 | 0
3SU1130-0AB20-3CA0-Z | Y15 | 3SU1130-0AB20-3CA0-ZY15 | 1 | UN | 1 | 10 | C | D | EAR99 | N | 85365080 | 1 |  | 0.052 | KG | 18.72 | 18.72 | CP20 | CP20 | Pushbutton, 22 mm, round, plastic with metal front ring, red, pushbutton, flat, momentary contact type, with holder, 1 NC, spring-type terminal, with laser labeling, upper case and lower case, always upper case at the beginning of the word | - | 0 | 0
3SU1130-0AB20-3CA0-Z | Y19 | 3SU1130-0AB20-3CA0-ZY19 | 1 | UN | 1 | 10 | C | D | EAR99 | N | 85365080 | 1 |  | 0.052 | KG | 14.92 | 14.92 | CP20 | CP20 | Pushbutton, 22 mm, round, plastic with metal front ring, red, pushbutton, flat, momentary contact type, with holder, 1 NC, spring-type terminal, with laser labeling, inscription or symbol Customer-specific selection with SIRIUS ACT configurator (CIN) | - | 0 | 0
3SU1130-0AB20-3FA0 |  | 3SU1130-0AB20-3FA0 | 1 | UN | 1 | 5 | B | D | N | N | 85365080 | 1 | 4047621054988 | 0.069 | KG | 17.77 | 17.77 | CP20 | CP20 | Pushbutton, 22 mm, round, plastic with metal front ring, red, Pushbutton, flat, momentary contact type, with holder 1 NO+1 NC, Spring-type terminal | - | 0 | 0
3SU1130-0AB30-1BA0 |  | 3SU1130-0AB30-1BA0 | 1 | UN | 1 | 5 | B | D | N | N | 85365080 | 1 | 4011209968592 | 0.062 | KG | 13.68 | 12.83 | CP20 | CP20 | Pushbutton, 22 mm, round, plastic with metal front ring, yellow, pushbutton, flat, momentary contact type, with holder, 1 NO, screw terminal | Lista Papel 2020 SI | 0 | 0
3SU1130-0AB30-1BA0-Z | X90 | 3SU1130-0AB30-1BA0-ZX90 | 1 | UN | 1 | 5 | B | D | EAR99 | N | 85365080 | 20 |  | 0.052 | KG | 13.68 | 13.68 | CP20 | CP20 | Pushbutton, 22 mm, round, plastic with metal front ring, yellow, pushbutton, flat, momentary contact type, with holder, 1 NO, screw terminal, Z=20-unit packaging | - | 0 | 0
3SU1130-0AB30-1BA0-Z | Y10 | 3SU1130-0AB30-1BA0-ZY10 | 1 | UN | 1 | 10 | C | D | EAR99 | N | 85365080 | 1 |  | 0.052 | KG | 18.43 | 18.43 | CP20 | CP20 | Pushbutton, 22 mm, round, plastic with metal front ring, yellow, pushbutton, flat, momentary contact type, with holder, 1 NO, screw terminal, with laser labeling, upper case and lower case, always upper case at beginning of line | - | 0 | 0
3SU1130-0AB30-1BA0-Z | Y11 | 3SU1130-0AB30-1BA0-ZY11 | 1 | UN | 1 | 10 | C | D | EAR99 | N | 85365080 | 1 |  | 0.052 | KG | 18.43 | 18.43 | CP20 | CP20 | Pushbutton, 22 mm, round, plastic with metal front ring, yellow, pushbutton, flat, momentary contact type, with holder, 1 NO, screw terminal, with laser labeling, upper case | - | 0 | 0
3SU1130-0AB30-1BA0-Z | Y12 | 3SU1130-0AB30-1BA0-ZY12 | 1 | UN | 1 | 10 | C | D | EAR99 | N | 85365080 | 1 |  | 0.052 | KG | 18.43 | 18.43 | CP20 | CP20 | Pushbutton, 22 mm, round, plastic with metal front ring, yellow, pushbutton, flat, momentary contact type, with holder, 1 NO, screw terminal, with laser labeling, lower case | - | 0 | 0
3SU1130-0AB30-1BA0-Z | Y13 | 3SU1130-0AB30-1BA0-ZY13 | 1 | UN | 1 | 10 | C | D | EAR99 | N | 85365080 | 1 |  | 0.052 | KG | 18.43 | 18.43 | CP20 | CP20 | Pushbutton, 22 mm, round, plastic with metal front ring, yellow, pushbutton, flat, momentary contact type, with holder, 1 NO, screw terminal, with laser labeling, symbol number according to, ISO 7000 or IEC 60417 | - | 0 | 0
3SU1130-0AB30-1BA0-Z | Y15 | 3SU1130-0AB30-1BA0-ZY15 | 1 | UN | 1 | 10 | C | D | EAR99 | N | 85365080 | 1 |  | 0.052 | KG | 18.43 | 18.43 | CP20 | CP20 | Pushbutton, 22 mm, round, plastic with metal front ring, yellow, pushbutton, flat, momentary contact type, with holder, 1 NO, screw terminal, with laser labeling, upper case and lower case, always upper case at the beginning of the word | - | 0 | 0
3SU1130-0AB30-1BA0-Z | Y19 | 3SU1130-0AB30-1BA0-ZY19 | 1 | UN | 1 | 10 | C | D | EAR99 | N | 85365080 | 1 |  | 0.052 | KG | 14.63 | 14.63 | CP20 | CP20 | Pushbutton, 22 mm, round, plastic with metal front ring, yellow, pushbutton, flat, momentary contact type, with holder, 1 NO, screw terminal, with laser labeling, inscription or symbol Customer-specific selection with SIRIUS ACT configurator (CIN) | - | 0 | 0
3SU1130-0AB30-1FA0 |  | 3SU1130-0AB30-1FA0 | 1 | UN | 1 | 5 | B | D | N | N | 85365080 | 1 | 4011209968516 | 0.063 | KG | 17.01 | 15.58 | CP20 | CP20 | Pushbutton, 22 mm, round, plastic with metal front ring, yellow, pushbutton, flat, momentary contact type, with holder, 1 NO+1 NC, screw terminal | Lista Papel 2020 SI | 0 | 0
3SU1130-0AB30-1FA0-Z | X90 | 3SU1130-0AB30-1FA0-ZX90 | 1 | UN | 1 | 5 | B | D | EAR99 | N | 85365080 | 20 |  | 0.06 | KG | 17.01 | 17.01 | CP20 | CP20 | Pushbutton, 22 mm, round, plastic with metal front ring, yellow, pushbutton, flat, momentary contact type, with holder, 1 NO+1 NC, screw terminal, Z=20-unit packaging | - | 0 | 0
3SU1130-0AB30-1FA0-Z | Y10 | 3SU1130-0AB30-1FA0-ZY10 | 1 | UN | 1 | 10 | C | D | EAR99 | N | 85365080 | 1 |  | 0.06 | KG | 21.76 | 21.76 | CP20 | CP20 | Pushbutton, 22 mm, round, plastic with metal front ring, yellow, pushbutton, flat, momentary contact type, with holder, 1 NO+1 NC, screw terminal, with laser labeling, upper case and lower case, always upper case at beginning of line | - | 0 | 0
3SU1130-0AB30-1FA0-Z | Y11 | 3SU1130-0AB30-1FA0-ZY11 | 1 | UN | 1 | 10 | C | D | EAR99 | N | 85365080 | 1 |  | 0.06 | KG | 21.76 | 21.76 | CP20 | CP20 | Pushbutton, 22 mm, round, plastic with metal front ring, yellow, pushbutton, flat, momentary contact type, with holder, 1 NO+1 NC, screw terminal, with laser labeling, upper case | - | 0 | 0
3SU1130-0AB30-1FA0-Z | Y12 | 3SU1130-0AB30-1FA0-ZY12 | 1 | UN | 1 | 10 | C | D | EAR99 | N | 85365080 | 1 |  | 0.06 | KG | 21.76 | 21.76 | CP20 | CP20 | Pushbutton, 22 mm, round, plastic with metal front ring, yellow, pushbutton, flat, momentary contact type, with holder, 1 NO+1 NC, screw terminal, with laser labeling, lower case | - | 0 | 0
3SU1130-0AB30-1FA0-Z | Y13 | 3SU1130-0AB30-1FA0-ZY13 | 1 | UN | 1 | 10 | C | D | EAR99 | N | 85365080 | 1 |  | 0.06 | KG | 21.76 | 21.76 | CP20 | CP20 | Pushbutton, 22 mm, round, plastic with metal front ring, yellow, pushbutton, flat, momentary contact type, with holder, 1 NO+1 NC, screw terminal, with laser labeling, symbol number according to, ISO 7000 or IEC 60417 | - | 0 | 0
3SU1130-0AB30-1FA0-Z | Y15 | 3SU1130-0AB30-1FA0-ZY15 | 1 | UN | 1 | 10 | C | D | EAR99 | N | 85365080 | 1 |  | 0.06 | KG | 21.76 | 21.76 | CP20 | CP20 | Pushbutton, 22 mm, round, plastic with metal front ring, yellow, pushbutton, flat, momentary contact type, with holder, 1 NO+1 NC, screw terminal, with laser labeling, upper case and lower case, always upper case at the beginning of the word | - | 0 | 0
3SU1130-0AB30-1FA0-Z | Y19 | 3SU1130-0AB30-1FA0-ZY19 | 1 | UN | 1 | 10 | C | D | EAR99 | N | 85365080 | 1 |  | 0.06 | KG | 17.96 | 17.96 | CP20 | CP20 | Pushbutton, 22 mm, round, plastic with metal front ring, yellow, pushbutton, flat, momentary contact type, with holder, 1 NO+1 NC, screw terminal, with laser labeling, inscription or symbol Customer-specific selection with SIRIUS ACT configurator (CIN) | - | 0 | 0
3SU1130-0AB30-3FA0 |  | 3SU1130-0AB30-3FA0 | 1 | UN | 1 | 5 | B | D | N | N | 85365080 | 1 | 4047621054971 | 0.065 | KG | 17.77 | 17.77 | CP20 | CP20 | Pushbutton, 22 mm, round, plastic with metal front ring, yellow, Pushbutton, flat, momentary contact type, with holder 1 NO+1 NC, Spring-type terminal | - | 0 | 0
3SU1130-0AB40-1BA0 |  | 3SU1130-0AB40-1BA0 | 1 | UN | 1 | 1 | A | D | N | N | 85365080 | 1 | 4011209968608 | 0.059 | KG | 13.68 | 12.83 | CP20 | CP20 | Pushbutton, 22 mm, round, plastic with metal front ring, green, pushbutton, flat, momentary contact type, with holder, 1 NO, screw terminal | Lista Papel 2020 SI | 0 | 0
3SU1130-0AB40-1BA0-Z | X90 | 3SU1130-0AB40-1BA0-ZX90 | 1 | UN | 1 | 5 | B | D | EAR99 | N | 85365080 | 20 |  | 0.052 | KG | 13.68 | 13.68 | CP20 | CP20 | Pushbutton, 22 mm, round, plastic with metal front ring, green, pushbutton, flat, momentary contact type, with holder, 1 NO, screw terminal, Z=20-unit packaging | - | 0 | 0
3SU1130-0AB40-1BA0-Z | Y10 | 3SU1130-0AB40-1BA0-ZY10 | 1 | UN | 1 | 10 | C | D | N | N | 85365080 | 1 |  | 0.017 | KG | 18.43 | 18.43 | CP20 | CP20 | Pushbutton, 22 mm, round, plastic with metal front ring, green, pushbutton, flat, momentary contact type, with holder, 1 NO, screw terminal, with laser labeling, upper case and lower case, always upper case at beginning of line | - | 0 | 0
3SU1130-0AB40-1BA0-Z | Y11 | 3SU1130-0AB40-1BA0-ZY11 | 1 | UN | 1 | 10 | C | D | N | N | 85365080 | 1 |  | 0.06 | KG | 18.43 | 18.43 | CP20 | CP20 | Pushbutton, 22 mm, round, plastic with metal front ring, green, pushbutton, flat, momentary contact type, with holder, 1 NO, screw terminal, with laser labeling, upper case | - | 0 | 0
3SU1130-0AB40-1BA0-Z | Y12 | 3SU1130-0AB40-1BA0-ZY12 | 1 | UN | 1 | 10 | C | D | N | N | 85365080 | 1 |  | 0.017 | KG | 18.43 | 18.43 | CP20 | CP20 | Pushbutton, 22 mm, round, plastic with metal front ring, green, pushbutton, flat, momentary contact type, with holder, 1 NO, screw terminal, with laser labeling, lower case | - | 0 | 0
3SU1130-0AB40-1BA0-Z | Y13 | 3SU1130-0AB40-1BA0-ZY13 | 1 | UN | 1 | 10 | C | D | N | N | 85365080 | 1 |  | 0.05 | KG | 18.43 | 18.43 | CP20 | CP20 | Pushbutton, 22 mm, round, plastic with metal front ring, green, pushbutton, flat, momentary contact type, with holder, 1 NO, screw terminal, with laser labeling, symbol number according to, ISO 7000 or IEC 60417 | - | 0 | 0
3SU1130-0AB40-1BA0-Z | Y15 | 3SU1130-0AB40-1BA0-ZY15 | 1 | UN | 1 | 10 | C | D | N | N | 85365080 | 1 |  | 0.017 | KG | 18.43 | 18.43 | CP20 | CP20 | Pushbutton, 22 mm, round, plastic with metal front ring, green, pushbutton, flat, momentary contact type, with holder, 1 NO, screw terminal, with laser labeling, upper case and lower case, always upper case at the beginning of the word | - | 0 | 0
3SU1130-0AB40-1BA0-Z | Y19 | 3SU1130-0AB40-1BA0-ZY19 | 1 | UN | 1 | 10 | C | D | N | N | 85365080 | 1 |  | 0.017 | KG | 14.63 | 14.63 | CP20 | CP20 | Pushbutton, 22 mm, round, plastic with metal front ring, green, pushbutton, flat, momentary contact type, with holder, 1 NO, screw terminal, with laser labeling, inscription or symbol Customer-specific selection with SIRIUS ACT configurator (CIN) | - | 0 | 0
3SU1130-0AB40-1FA0 |  | 3SU1130-0AB40-1FA0 | 1 | UN | 1 | 1 | A | D | N | N | 85365080 | 1 | 4011209968523 | 0.065 | KG | 17.01 | 15.58 | CP20 | CP20 | Pushbutton, 22 mm, round, plastic with metal front ring, green, pushbutton, flat, momentary contact type, with holder, 1 NO+1 NC, screw terminal | Lista Papel 2020 SI | 0 | 0
3SU1130-0AB40-1FA0-Z | X90 | 3SU1130-0AB40-1FA0-ZX90 | 1 | UN | 1 | 5 | B | D | EAR99 | N | 85365080 | 20 |  | 0.06 | KG | 17.01 | 17.01 | CP20 | CP20 | Pushbutton, 22 mm, round, plastic with metal front ring, green, pushbutton, flat, momentary contact type, with holder, 1 NO+1 NC, screw terminal, Z=20-unit packaging | - | 0 | 0
3SU1130-0AB40-1FA0-Z | Y10 | 3SU1130-0AB40-1FA0-ZY10 | 1 | UN | 1 | 10 | C | D | EAR99 | N | 85365080 | 1 |  | 0.06 | KG | 21.76 | 21.76 | CP20 | CP20 | Pushbutton, 22 mm, round, plastic with metal front ring, green, pushbutton, flat, momentary contact type, with holder, 1 NO+1 NC, screw terminal, with laser labeling, upper case and lower case, always upper case at beginning of line | - | 0 | 0
3SU1130-0AB40-1FA0-Z | Y11 | 3SU1130-0AB40-1FA0-ZY11 | 1 | UN | 1 | 10 | C | D | EAR99 | N | 85365080 | 1 |  | 0.06 | KG | 21.76 | 21.76 | CP20 | CP20 | Pushbutton, 22 mm, round, plastic with metal front ring, green, pushbutton, flat, momentary contact type, with holder, 1 NO+1 NC, screw terminal, with laser labeling, upper case | - | 0 | 0
3SU1130-0AB40-1FA0-Z | Y12 | 3SU1130-0AB40-1FA0-ZY12 | 1 | UN | 1 | 10 | C | D | EAR99 | N | 85365080 | 1 |  | 0.06 | KG | 21.76 | 21.76 | CP20 | CP20 | Pushbutton, 22 mm, round, plastic with metal front ring, green, pushbutton, flat, momentary contact type, with holder, 1 NO+1 NC, screw terminal, with laser labeling, lower case | - | 0 | 0
3SU1130-0AB40-1FA0-Z | Y13 | 3SU1130-0AB40-1FA0-ZY13 | 1 | UN | 1 | 10 | C | D | EAR99 | N | 85365080 | 1 |  | 0.06 | KG | 21.76 | 21.76 | CP20 | CP20 | Pushbutton, 22 mm, round, plastic with metal front ring, green, pushbutton, flat, momentary contact type, with holder, 1 NO+1 NC, screw terminal, with laser labeling, symbol number according to, ISO 7000 or IEC 60417 | - | 0 | 0
3SU1130-0AB40-1FA0-Z | Y15 | 3SU1130-0AB40-1FA0-ZY15 | 1 | UN | 1 | 10 | C | D | EAR99 | N | 85365080 | 1 |  | 0.06 | KG | 21.76 | 21.76 | CP20 | CP20 | Pushbutton, 22 mm, round, plastic with metal front ring, green, pushbutton, flat, momentary contact type, with holder, 1 NO+1 NC, screw terminal, with laser labeling, upper case and lower case, always upper case at the beginning of the word | - | 0 | 0
3SU1130-0AB40-1FA0-Z | Y19 | 3SU1130-0AB40-1FA0-ZY19 | 1 | UN | 1 | 10 | C | D | EAR99 | N | 85365080 | 1 |  | 0.06 | KG | 17.96 | 17.96 | CP20 | CP20 | Pushbutton, 22 mm, round, plastic with metal front ring, green, pushbutton, flat, momentary contact type, with holder, 1 NO+1 NC, screw terminal, with laser labeling, inscription or symbol Customer-specific selection with SIRIUS ACT configurator (CIN) | - | 0 | 0
3SU1130-0AB40-3BA0 |  | 3SU1130-0AB40-3BA0 | 1 | UN | 1 | 5 | B | D | N | N | 85365080 | 1 | 4011209969421 | 0.06 | KG | 13.97 | 13.97 | CP20 | CP20 | Pushbutton, 22 mm, round, plastic with metal front ring, green, pushbutton, flat, momentary contact type, with holder, 1 NO, Spring-type terminal | - | 0 | 0
3SU1130-0AB40-3BA0-Z | X90 | 3SU1130-0AB40-3BA0-ZX90 | 1 | UN | 1 | 5 | B | D | EAR99 | N | 85365080 | 20 |  | 0.052 | KG | 13.97 | 13.97 | CP20 | CP20 | Pushbutton, 22 mm, round, plastic with metal front ring, green, pushbutton, flat, momentary contact type, with holder, 1 NO, spring-type terminal, Z=20-unit packaging | - | 0 | 0
3SU1130-0AB40-3BA0-Z | Y10 | 3SU1130-0AB40-3BA0-ZY10 | 1 | UN | 1 | 10 | C | D | EAR99 | N | 85365080 | 1 |  | 0.052 | KG | 18.72 | 18.72 | CP20 | CP20 | Pushbutton, 22 mm, round, plastic with metal front ring, green, pushbutton, flat, momentary contact type, with holder, 1 NO, spring-type terminal, with laser labeling, upper case and lower case, always upper case at beginning of line | - | 0 | 0
3SU1130-0AB40-3BA0-Z | Y11 | 3SU1130-0AB40-3BA0-ZY11 | 1 | UN | 1 | 10 | C | D | EAR99 | N | 85365080 | 1 |  | 0.052 | KG | 18.72 | 18.72 | CP20 | CP20 | Pushbutton, 22 mm, round, plastic with metal front ring, green, pushbutton, flat, momentary contact type, with holder, 1 NO, spring-type terminal, with laser labeling, upper case | - | 0 | 0
3SU1130-0AB40-3BA0-Z | Y12 | 3SU1130-0AB40-3BA0-ZY12 | 1 | UN | 1 | 10 | C | D | EAR99 | N | 85365080 | 1 |  | 0.052 | KG | 18.72 | 18.72 | CP20 | CP20 | Pushbutton, 22 mm, round, plastic with metal front ring, green, pushbutton, flat, momentary contact type, with holder, 1 NO, spring-type terminal, with laser labeling, lower case | - | 0 | 0
3SU1130-0AB40-3BA0-Z | Y13 | 3SU1130-0AB40-3BA0-ZY13 | 1 | UN | 1 | 10 | C | D | EAR99 | N | 85365080 | 1 |  | 0.052 | KG | 18.72 | 18.72 | CP20 | CP20 | Pushbutton, 22 mm, round, plastic with metal front ring, green, pushbutton, flat, momentary contact type, with holder, 1 NO, spring-type terminal, with laser labeling, symbol number according to, ISO 7000 or IEC 60417 | - | 0 | 0
3SU1130-0AB40-3BA0-Z | Y15 | 3SU1130-0AB40-3BA0-ZY15 | 1 | UN | 1 | 10 | C | D | EAR99 | N | 85365080 | 1 |  | 0.052 | KG | 18.72 | 18.72 | CP20 | CP20 | Pushbutton, 22 mm, round, plastic with metal front ring, green, pushbutton, flat, momentary contact type, with holder, 1 NO, spring-type terminal, with laser labeling, upper case and lower case, always upper case at the beginning of the word | - | 0 | 0
3SU1130-0AB40-3BA0-Z | Y19 | 3SU1130-0AB40-3BA0-ZY19 | 1 | UN | 1 | 10 | C | D | EAR99 | N | 85365080 | 1 |  | 0.052 | KG | 14.92 | 14.92 | CP20 | CP20 | Pushbutton, 22 mm, round, plastic with metal front ring, green, pushbutton, flat, momentary contact type, with holder, 1 NO, spring-type terminal, with laser labeling, inscription or symbol Customer-specific selection with SIRIUS ACT configurator (CIN) | - | 0 | 0
3SU1130-0AB40-3FA0 |  | 3SU1130-0AB40-3FA0 | 1 | UN | 1 | 5 | B | D | N | N | 85365080 | 1 | 4047621054964 | 0.067 | KG | 17.77 | 17.77 | CP20 | CP20 | Pushbutton, 22 mm, round, plastic with metal front ring, green, Pushbutton, flat, momentary contact type, with holder 1 NO+1 NC, Spring-type terminal | - | 0 | 0
3SU1130-0AB50-1BA0 |  | 3SU1130-0AB50-1BA0 | 1 | UN | 1 | 3 | B | D | N | N | 85365080 | 1 | 4011209969391 | 0.06 | KG | 13.68 | 12.83 | CP20 | CP20 | Pushbutton, 22 mm, round, plastic with metal front ring, blue, pushbutton, flat, momentary contact type, with holder, 1 NO, screw terminal | Lista Papel 2020 SI | 0 | 0
3SU1130-0AB50-1BA0-Z | X90 | 3SU1130-0AB50-1BA0-ZX90 | 1 | UN | 1 | 5 | B | D | EAR99 | N | 85365080 | 20 |  | 0.052 | KG | 13.68 | 13.68 | CP20 | CP20 | Pushbutton, 22 mm, round, plastic with metal front ring, blue, pushbutton, flat, momentary contact type, with holder, 1 NO, screw terminal, Z=20-unit packaging | - | 0 | 0
3SU1130-0AB50-1BA0-Z | Y10 | 3SU1130-0AB50-1BA0-ZY10 | 1 | UN | 1 | 10 | C | D | EAR99 | N | 85365080 | 1 |  | 0.052 | KG | 18.43 | 18.43 | CP20 | CP20 | Pushbutton, 22 mm, round, plastic with metal front ring, blue, pushbutton, flat, momentary contact type, with holder, 1 NO, screw terminal, with laser labeling, upper case and lower case, always upper case at beginning of line | - | 0 | 0
3SU1130-0AB50-1BA0-Z | Y11 | 3SU1130-0AB50-1BA0-ZY11 | 1 | UN | 1 | 10 | C | D | EAR99 | N | 85365080 | 1 |  | 0.052 | KG | 18.43 | 18.43 | CP20 | CP20 | Pushbutton, 22 mm, round, plastic with metal front ring, blue, pushbutton, flat, momentary contact type, with holder, 1 NO, screw terminal, with laser labeling, upper case | - | 0 | 0
3SU1130-0AB50-1BA0-Z | Y12 | 3SU1130-0AB50-1BA0-ZY12 | 1 | UN | 1 | 10 | C | D | EAR99 | N | 85365080 | 1 |  | 0.052 | KG | 18.43 | 18.43 | CP20 | CP20 | Pushbutton, 22 mm, round, plastic with metal front ring, blue, pushbutton, flat, momentary contact type, with holder, 1 NO, screw terminal, with laser labeling, lower case | - | 0 | 0
3SU1130-0AB50-1BA0-Z | Y13 | 3SU1130-0AB50-1BA0-ZY13 | 1 | UN | 1 | 10 | C | D | EAR99 | N | 85365080 | 1 |  | 0.052 | KG | 18.43 | 18.43 | CP20 | CP20 | Pushbutton, 22 mm, round, plastic with metal front ring, blue, pushbutton, flat, momentary contact type, with holder, 1 NO, screw terminal, with laser labeling, symbol number according to, ISO 7000 or IEC 60417 | - | 0 | 0
3SU1130-0AB50-1BA0-Z | Y15 | 3SU1130-0AB50-1BA0-ZY15 | 1 | UN | 1 | 10 | C | D | EAR99 | N | 85365080 | 1 |  | 0.052 | KG | 18.43 | 18.43 | CP20 | CP20 | Pushbutton, 22 mm, round, plastic with metal front ring, blue, pushbutton, flat, momentary contact type, with holder, 1 NO, screw terminal, with laser labeling, upper case and lower case, always upper case at the beginning of the word | - | 0 | 0
3SU1130-0AB50-1BA0-Z | Y19 | 3SU1130-0AB50-1BA0-ZY19 | 1 | UN | 1 | 10 | C | D | EAR99 | N | 85365080 | 1 |  | 0.052 | KG | 14.63 | 14.63 | CP20 | CP20 | Pushbutton, 22 mm, round, plastic with metal front ring, blue, pushbutton, flat, momentary contact type, with holder, 1 NO, screw terminal, with laser labeling, inscription or symbol Customer-specific selection with SIRIUS ACT configurator (CIN) | - | 0 | 0
3SU1130-0AB50-1FA0 |  | 3SU1130-0AB50-1FA0 | 1 | UN | 1 | 5 | B | D | N | N | 85365080 | 1 | 4011209968530 | 0.06 | KG | 17.01 | 15.58 | CP20 | CP20 | Pushbutton, 22 mm, round, plastic with metal front ring, blue, pushbutton, flat, momentary contact type, with holder, 1 NO+1 NC, screw terminal | Lista Papel 2020 SI | 0 | 0
3SU1130-0AB50-1FA0-Z | X90 | 3SU1130-0AB50-1FA0-ZX90 | 1 | UN | 1 | 5 | B | D | EAR99 | N | 85365080 | 20 |  | 0.06 | KG | 17.01 | 17.01 | CP20 | CP20 | Pushbutton, 22 mm, round, plastic with metal front ring, blue, pushbutton, flat, momentary contact type, with holder, 1 NO+1 NC, screw terminal, Z=20-unit packaging | - | 0 | 0
3SU1130-0AB50-1FA0-Z | Y10 | 3SU1130-0AB50-1FA0-ZY10 | 1 | UN | 1 | 10 | C | D | EAR99 | N | 85365080 | 1 |  | 0.06 | KG | 21.76 | 21.76 | CP20 | CP20 | Pushbutton, 22 mm, round, plastic with metal front ring, blue, pushbutton, flat, momentary contact type, with holder, 1 NO+1 NC, screw terminal, with laser labeling, upper case and lower case, always upper case at beginning of line | - | 0 | 0
3SU1130-0AB50-1FA0-Z | Y11 | 3SU1130-0AB50-1FA0-ZY11 | 1 | UN | 1 | 10 | C | D | EAR99 | N | 85365080 | 1 |  | 0.06 | KG | 21.76 | 21.76 | CP20 | CP20 | Pushbutton, 22 mm, round, plastic with metal front ring, blue, pushbutton, flat, momentary contact type, with holder, 1 NO+1 NC, screw terminal, with laser labeling, upper case | - | 0 | 0
3SU1130-0AB50-1FA0-Z | Y12 | 3SU1130-0AB50-1FA0-ZY12 | 1 | UN | 1 | 10 | C | D | EAR99 | N | 85365080 | 1 |  | 0.06 | KG | 21.76 | 21.76 | CP20 | CP20 | Pushbutton, 22 mm, round, plastic with metal front ring, blue, pushbutton, flat, momentary contact type, with holder, 1 NO+1 NC, screw terminal, with laser labeling, lower case | - | 0 | 0
3SU1130-0AB50-1FA0-Z | Y13 | 3SU1130-0AB50-1FA0-ZY13 | 1 | UN | 1 | 10 | C | D | EAR99 | N | 85365080 | 1 |  | 0.06 | KG | 21.76 | 21.76 | CP20 | CP20 | Pushbutton, 22 mm, round, plastic with metal front ring, blue, pushbutton, flat, momentary contact type, with holder, 1 NO+1 NC, screw terminal, with laser labeling, symbol number according to, ISO 7000 or IEC 60417 | - | 0 | 0
3SU1130-0AB50-1FA0-Z | Y15 | 3SU1130-0AB50-1FA0-ZY15 | 1 | UN | 1 | 10 | C | D | EAR99 | N | 85365080 | 1 |  | 0.06 | KG | 21.76 | 21.76 | CP20 | CP20 | Pushbutton, 22 mm, round, plastic with metal front ring, blue, pushbutton, flat, momentary contact type, with holder, 1 NO+1 NC, screw terminal, with laser labeling, upper case and lower case, always upper case at the beginning of the word | - | 0 | 0
3SU1130-0AB50-1FA0-Z | Y19 | 3SU1130-0AB50-1FA0-ZY19 | 1 | UN | 1 | 10 | C | D | EAR99 | N | 85365080 | 1 |  | 0.06 | KG | 17.96 | 17.96 | CP20 | CP20 | Pushbutton, 22 mm, round, plastic with metal front ring, blue, pushbutton, flat, momentary contact type, with holder, 1 NO+1 NC, screw terminal, with laser labeling, inscription or symbol Customer-specific selection with SIRIUS ACT configurator (CIN) | - | 0 | 0
3SU1130-0AB50-3FA0 |  | 3SU1130-0AB50-3FA0 | 1 | UN | 1 | 5 | B | D | N | N | 85365080 | 1 | 4047621054957 | 0.067 | KG | 17.77 | 17.77 | CP20 | CP20 | Pushbutton, 22 mm, round, plastic with metal front ring, blue, Pushbutton, flat, momentary contact type, with holder 1 NO+1 NC, Spring-type terminal | - | 0 | 0
3SU1130-0AB60-1BA0 |  | 3SU1130-0AB60-1BA0 | 1 | UN | 1 | 3 | B | D | N | N | 85365080 | 1 | 4011209969407 | 0.06 | KG | 13.68 | 12.83 | CP20 | CP20 | Pushbutton, 22 mm, round, plastic with metal front ring, white, pushbutton, flat, momentary contact type, with holder, 1 NO, screw terminal | Lista Papel 2020 SI | 0 | 0
3SU1130-0AB60-1BA0-Z | X90 | 3SU1130-0AB60-1BA0-ZX90 | 1 | UN | 1 | 5 | B | D | N | N | 85365080 | 20 | 4047621052267 | 0.07 | KG | 13.68 | 13.68 | CP20 | CP20 | Pushbutton, 22 mm, round, plastic with metal front ring, white, pushbutton, flat, momentary contact type, with holder, 1 NO, screw terminal, Z=20-unit packaging | - | 0 | 0
3SU1130-0AB60-1BA0-Z | Y10 | 3SU1130-0AB60-1BA0-ZY10 | 1 | UN | 1 | 10 | C | D | N | N | 85365080 | 1 |  | 0.017 | KG | 18.43 | 18.43 | CP20 | CP20 | Pushbutton, 22 mm, round, plastic with metal front ring, white, pushbutton, flat, momentary contact type, with holder, 1 NO, screw terminal, with laser labeling, upper case and lower case, always upper case at beginning of line | - | 0 | 0
3SU1130-0AB60-1BA0-Z | Y11 | 3SU1130-0AB60-1BA0-ZY11 | 1 | UN | 1 | 10 | C | D | N | N | 85365080 | 1 |  | 0.017 | KG | 18.43 | 18.43 | CP20 | CP20 | Pushbutton, 22 mm, round, plastic with metal front ring, white, pushbutton, flat, momentary contact type, with holder, 1 NO, screw terminal, with laser labeling, upper case | - | 0 | 0
3SU1130-0AB60-1BA0-Z | Y12 | 3SU1130-0AB60-1BA0-ZY12 | 1 | UN | 1 | 10 | C | D | N | N | 85365080 | 1 |  | 0.017 | KG | 18.43 | 18.43 | CP20 | CP20 | Pushbutton, 22 mm, round, plastic with metal front ring, white, pushbutton, flat, momentary contact type, with holder, 1 NO, screw terminal, with laser labeling, lower case | - | 0 | 0
3SU1130-0AB60-1BA0-Z | Y13 | 3SU1130-0AB60-1BA0-ZY13 | 1 | UN | 1 | 10 | C | D | N | N | 85365080 | 1 |  | 0.06 | KG | 18.43 | 18.43 | CP20 | CP20 | Pushbutton, 22 mm, round, plastic with metal front ring, white, pushbutton, flat, momentary contact type, with holder, 1 NO, screw terminal, with laser labeling, symbol number according to, ISO 7000 or IEC 60417 | - | 0 | 0
3SU1130-0AB60-1BA0-Z | Y15 | 3SU1130-0AB60-1BA0-ZY15 | 1 | UN | 1 | 10 | C | D | N | N | 85365080 | 1 |  | 0.017 | KG | 18.43 | 18.43 | CP20 | CP20 | Pushbutton, 22 mm, round, plastic with metal front ring, white, pushbutton, flat, momentary contact type, with holder, 1 NO, screw terminal, with laser labeling, upper case and lower case, always upper case at the beginning of the word | - | 0 | 0
3SU1130-0AB60-1BA0-Z | Y19 | 3SU1130-0AB60-1BA0-ZY19 | 1 | UN | 1 | 10 | C | D | N | N | 85365080 | 1 |  | 0.017 | KG | 14.63 | 14.63 | CP20 | CP20 | Pushbutton, 22 mm, round, plastic with metal front ring, white, pushbutton, flat, momentary contact type, with holder, 1 NO, screw terminal, with laser labeling, inscription or symbol Customer-specific selection with SIRIUS ACT configurator (CIN) | - | 0 | 0
3SU1130-0AB60-1FA0 |  | 3SU1130-0AB60-1FA0 | 1 | UN | 1 | 5 | B | D | N | N | 85365080 | 1 | 4011209968547 | 0.064 | KG | 17.01 | 15.58 | CP20 | CP20 | Pushbutton, 22 mm, round, plastic with metal front ring, white, pushbutton, flat, momentary contact type, with holder, 1 NO+1 NC, screw terminal | Lista Papel 2020 SI | 0 | 0
3SU1130-0AB60-1FA0-Z | X90 | 3SU1130-0AB60-1FA0-ZX90 | 1 | UN | 1 | 5 | B | D | EAR99 | N | 85365080 | 20 |  | 0.06 | KG | 17.01 | 17.01 | CP20 | CP20 | Pushbutton, 22 mm, round, plastic with metal front ring, white, pushbutton, flat, momentary contact type, with holder, 1 NO+1 NC, screw terminal, Z=20-unit packaging | - | 0 | 0
3SU1130-0AB60-1FA0-Z | Y10 | 3SU1130-0AB60-1FA0-ZY10 | 1 | UN | 1 | 10 | C | D | N | N | 85365080 | 1 |  | 0.017 | KG | 21.76 | 21.76 | CP20 | CP20 | Pushbutton, 22 mm, round, plastic with metal front ring, white, pushbutton, flat, momentary contact type, with holder, 1 NO+1 NC, screw terminal, with laser labeling, upper case and lower case, always upper case at beginning of line | - | 0 | 0
3SU1130-0AB60-1FA0-Z | Y11 | 3SU1130-0AB60-1FA0-ZY11 | 1 | UN | 1 | 10 | C | D | N | N | 85365080 | 1 |  | 0.017 | KG | 21.76 | 21.76 | CP20 | CP20 | Pushbutton, 22 mm, round, plastic with metal front ring, white, pushbutton, flat, momentary contact type, with holder, 1 NO+1 NC, screw terminal, with laser labeling, upper case | - | 0 | 0
3SU1130-0AB60-1FA0-Z | Y12 | 3SU1130-0AB60-1FA0-ZY12 | 1 | UN | 1 | 10 | C | D | N | N | 85365080 | 1 |  | 0.017 | KG | 21.76 | 21.76 | CP20 | CP20 | Pushbutton, 22 mm, round, plastic with metal front ring, white, pushbutton, flat, momentary contact type, with holder, 1 NO+1 NC, screw terminal, with laser labeling, lower case | - | 0 | 0
3SU1130-0AB60-1FA0-Z | Y13 | 3SU1130-0AB60-1FA0-ZY13 | 1 | UN | 1 | 10 | C | D | N | N | 85365080 | 1 |  | 0.017 | KG | 21.76 | 21.76 | CP20 | CP20 | Pushbutton, 22 mm, round, plastic with metal front ring, white, pushbutton, flat, momentary contact type, with holder, 1 NO+1 NC, screw terminal, with laser labeling, symbol number according to, ISO 7000 or IEC 60417 | - | 0 | 0
3SU1130-0AB60-1FA0-Z | Y15 | 3SU1130-0AB60-1FA0-ZY15 | 1 | UN | 1 | 10 | C | D | N | N | 85365080 | 1 |  | 0.017 | KG | 21.76 | 21.76 | CP20 | CP20 | Pushbutton, 22 mm, round, plastic with metal front ring, white, pushbutton, flat, momentary contact type, with holder, 1 NO+1 NC, screw terminal, with laser labeling, upper case and lower case, always upper case at the beginning of the word | - | 0 | 0
3SU1130-0AB60-1FA0-Z | Y19 | 3SU1130-0AB60-1FA0-ZY19 | 1 | UN | 1 | 10 | C | D | N | N | 85365080 | 1 |  | 0.017 | KG | 17.96 | 17.96 | CP20 | CP20 | Pushbutton, 22 mm, round, plastic with metal front ring, white, pushbutton, flat, momentary contact type, with holder, 1 NO+1 NC, screw terminal, with laser labeling, inscription or symbol Customer-specific selection with SIRIUS ACT configurator (CIN) | - | 0 | 0
3SU1130-0AB60-1XX0 |  | 3SU1130-0AB60-1XX0 | 1 | UN | 1 | 5 | B | D | N | N | 85389099 | 1 | 4047621034706 | 0.1 | KG | 24.8 | 24.8 | CP20 | CP20 | Sonepar logo pushbutton white including holder, module, insert and busbar adapter in a tubular bag Customer-specific version | - | 0 | 7
3SU1130-0AB60-3FA0 |  | 3SU1130-0AB60-3FA0 | 1 | UN | 1 | 5 | B | D | N | N | 85365080 | 1 | 4011209968561 | 0.08 | KG | 17.77 | 17.77 | CP20 | CP20 | Pushbutton, 22 mm, round, plastic with metal front ring, white, pushbutton, flat, momentary contact type, with holder, 1 NO+1 NC, Spring-type terminal | - | 0 | 0
3SU1130-0AB60-3FA0-Z | X90 | 3SU1130-0AB60-3FA0-ZX90 | 1 | UN | 1 | 5 | B | D | EAR99 | N | 85365080 | 20 |  | 0.06 | KG | 17.77 | 17.77 | CP20 | CP20 | Pushbutton, 22 mm, round, plastic with metal front ring, white, pushbutton, flat, momentary contact type, with holder, 1 NO+1 NC, spring-type terminal, Z=20-unit packaging | - | 0 | 0
3SU1130-0AB60-3FA0-Z | Y10 | 3SU1130-0AB60-3FA0-ZY10 | 1 | UN | 1 | 10 | C | D | N | N | 85365080 | 1 |  | 0.017 | KG | 22.52 | 22.52 | CP20 | CP20 | Pushbutton, 22 mm, round, plastic with metal front ring, white, pushbutton, flat, momentary contact type, with holder, 1 NO+1 NC, spring-type terminal, with laser labeling, upper case and lower case, always upper case at beginning of line | - | 0 | 0
3SU1130-0AB60-3FA0-Z | Y11 | 3SU1130-0AB60-3FA0-ZY11 | 1 | UN | 1 | 10 | C | D | N | N | 85365080 | 1 |  | 0.065 | KG | 22.52 | 22.52 | CP20 | CP20 | Pushbutton, 22 mm, round, plastic with metal front ring, white, pushbutton, flat, momentary contact type, with holder, 1 NO+1 NC, spring-type terminal, with laser labeling, upper case | - | 0 | 0
3SU1130-0AB60-3FA0-Z | Y12 | 3SU1130-0AB60-3FA0-ZY12 | 1 | UN | 1 | 10 | C | D | N | N | 85365080 | 1 |  | 0.017 | KG | 22.52 | 22.52 | CP20 | CP20 | Pushbutton, 22 mm, round, plastic with metal front ring, white, pushbutton, flat, momentary contact type, with holder, 1 NO+1 NC, spring-type terminal, with laser labeling, lower case | - | 0 | 0
3SU1130-0AB60-3FA0-Z | Y13 | 3SU1130-0AB60-3FA0-ZY13 | 1 | UN | 1 | 10 | C | D | N | N | 85365080 | 1 |  | 0.017 | KG | 22.52 | 22.52 | CP20 | CP20 | Pushbutton, 22 mm, round, plastic with metal front ring, white, pushbutton, flat, momentary contact type, with holder, 1 NO+1 NC, spring-type terminal, with laser labeling, symbol number according to, ISO 7000 or IEC 60417 | - | 0 | 0
3SU1130-0AB60-3FA0-Z | Y15 | 3SU1130-0AB60-3FA0-ZY15 | 1 | UN | 1 | 10 | C | D | N | N | 85365080 | 1 |  | 0.017 | KG | 22.52 | 22.52 | CP20 | CP20 | Pushbutton, 22 mm, round, plastic with metal front ring, white, pushbutton, flat, momentary contact type, with holder, 1 NO+1 NC, spring-type terminal, with laser labeling, upper case and lower case, always upper case at the beginning of the word | - | 0 | 0
3SU1130-0AB60-3FA0-Z | Y19 | 3SU1130-0AB60-3FA0-ZY19 | 1 | UN | 1 | 10 | C | D | N | N | 85365080 | 1 |  | 0.017 | KG | 18.72 | 18.72 | CP20 | CP20 | Pushbutton, 22 mm, round, plastic with metal front ring, white, pushbutton, flat, momentary contact type, with holder, 1 NO+1 NC, spring-type terminal, with laser labeling, inscription or symbol Customer-specific selection with SIRIUS ACT configurator (CIN) | - | 0 | 0
3SU1130-0BB20-1CA0 |  | 3SU1130-0BB20-1CA0 | 1 | UN | 1 | 5 | B | D | N | N | 85365080 | 1 | 4011209969469 | 0.06 | KG | 16.06 | 16.06 | CP20 | CP20 | Pushbutton, 22 mm, round, plastic with metal front ring, red, pushbutton, raised, momentary contact type, with holder, 1 NC, screw terminal | - | 0 | 0
3SU1130-0BB20-1CA0-Z | X90 | 3SU1130-0BB20-1CA0-ZX90 | 1 | UN | 1 | 5 | B | D | EAR99 | N | 85365080 | 20 |  | 0.052 | KG | 16.06 | 16.06 | CP20 | CP20 | Pushbutton, 22 mm, round, plastic with metal front ring, red, pushbutton, raised, momentary contact type, with holder, 1 NC, screw terminal, Z=20-unit packaging | - | 0 | 0
3SU1130-0BB20-1CA0-Z | Y10 | 3SU1130-0BB20-1CA0-ZY10 | 1 | UN | 1 | 10 | C | D | EAR99 | N | 85365080 | 1 |  | 0.052 | KG | 20.81 | 20.81 | CP20 | CP20 | Pushbutton, 22 mm, round, plastic with metal front ring, red, pushbutton, raised, momentary contact type, with holder, 1 NC, screw terminal, with laser labeling, upper case and lower case, always upper case at beginning of line | - | 0 | 0
3SU1130-0BB20-1CA0-Z | Y11 | 3SU1130-0BB20-1CA0-ZY11 | 1 | UN | 1 | 10 | C | D | EAR99 | N | 85365080 | 1 |  | 0.052 | KG | 20.81 | 20.81 | CP20 | CP20 | Pushbutton, 22 mm, round, plastic with metal front ring, red, pushbutton, raised, momentary contact type, with holder, 1 NC, screw terminal, with laser labeling, upper case | - | 0 | 0
3SU1130-0BB20-1CA0-Z | Y12 | 3SU1130-0BB20-1CA0-ZY12 | 1 | UN | 1 | 10 | C | D | EAR99 | N | 85365080 | 1 |  | 0.052 | KG | 20.81 | 20.81 | CP20 | CP20 | Pushbutton, 22 mm, round, plastic with metal front ring, red, pushbutton, raised, momentary contact type, with holder, 1 NC, screw terminal, with laser labeling, lower case | - | 0 | 0
3SU1130-0BB20-1CA0-Z | Y13 | 3SU1130-0BB20-1CA0-ZY13 | 1 | UN | 1 | 10 | C | D | EAR99 | N | 85365080 | 1 |  | 0.052 | KG | 20.81 | 20.81 | CP20 | CP20 | Pushbutton, 22 mm, round, plastic with metal front ring, red, pushbutton, raised, momentary contact type, with holder, 1 NC, screw terminal, with laser labeling, symbol number according to, ISO 7000 or IEC 60417 | - | 0 | 0
3SU1130-0BB20-1CA0-Z | Y15 | 3SU1130-0BB20-1CA0-ZY15 | 1 | UN | 1 | 10 | C | D | EAR99 | N | 85365080 | 1 |  | 0.052 | KG | 20.81 | 20.81 | CP20 | CP20 | Pushbutton, 22 mm, round, plastic with metal front ring, red, pushbutton, raised, momentary contact type, with holder, 1 NC, screw terminal, with laser labeling, upper case and lower case, always upper case at the beginning of the word | - | 0 | 0
3SU1130-0BB20-1CA0-Z | Y19 | 3SU1130-0BB20-1CA0-ZY19 | 1 | UN | 1 | 10 | C | D | EAR99 | N | 85365080 | 1 |  | 0.052 | KG | 17.01 | 17.01 | CP20 | CP20 | Pushbutton, 22 mm, round, plastic with metal front ring, red, pushbutton, raised, momentary contact type, with holder, 1 NC, screw terminal, with laser labeling, inscription or symbol Customer-specific selection with SIRIUS ACT configurator (CIN) | - | 0 | 0
3SU1130-1BA20-1CA0 |  | 3SU1130-1BA20-1CA0 | 1 | UN | 1 | 5 | B | D | N | N | 85365080 | 1 | 4011209971530 | 0.074 | KG | 30.69 | 27.74 | CP20 | CP20 | Mushroom pushbutton, 22 mm, round, plastic with metal front ring, red, 40 mm, latching, pull-to-unlatch mechanism, with holder, 1 NC, screw terminal | Lista Papel 2020 SI | 0 | 0
3SU1130-1BA20-1CA0-Z | X90 | 3SU1130-1BA20-1CA0-ZX90 | 1 | UN | 1 | 5 | B | D | EAR99 | N | 85365080 | 20 |  | 0.066 | KG | 30.69 | 30.69 | CP20 | CP20 | Mushroom pushbutton, 22 mm, round, plastic with metal front ring, red, 40mm, latching, pull-to-unlatch mechanism, with holder, 1 NC, screw terminal, Z=20-unit packaging | - | 0 | 0
3SU1130-1BA20-1CA0-Z | Y10 | 3SU1130-1BA20-1CA0-ZY10 | 1 | UN | 1 | 10 | C | D | N | N | 85365080 | 1 |  | 0.066 | KG | 35.44 | 35.44 | CP20 | CP20 | Mushroom pushbutton, 22 mm, round, plastic with metal front ring, red, 40mm, latching, pull-to-unlatch mechanism, with holder, 1 NC, screw terminal, with laser labeling, upper case and lower case, always upper case at beginning of line | - | 0 | 0
3SU1130-1BA20-1CA0-Z | Y11 | 3SU1130-1BA20-1CA0-ZY11 | 1 | UN | 1 | 10 | C | D | N | N | 85365080 | 1 |  | 0.066 | KG | 35.44 | 35.44 | CP20 | CP20 | Mushroom pushbutton, 22 mm, round, plastic with metal front ring, red, 40mm, latching, pull-to-unlatch mechanism, with holder, 1 NC, screw terminal, with laser labeling, upper case | - | 0 | 0
3SU1130-1BA20-1CA0-Z | Y12 | 3SU1130-1BA20-1CA0-ZY12 | 1 | UN | 1 | 10 | C | D | N | N | 85365080 | 1 |  | 0.066 | KG | 35.44 | 35.44 | CP20 | CP20 | Mushroom pushbutton, 22 mm, round, plastic with metal front ring, red, 40mm, latching, pull-to-unlatch mechanism, with holder, 1 NC, screw terminal, with laser labeling, lower case | - | 0 | 0
3SU1130-1BA20-1CA0-Z | Y13 | 3SU1130-1BA20-1CA0-ZY13 | 1 | UN | 1 | 10 | C | D | N | N | 85365080 | 1 |  | 0.082 | KG | 35.44 | 35.44 | CP20 | CP20 | Mushroom pushbutton, 22 mm, round, plastic with metal front ring, red, 40mm, latching, pull-to-unlatch mechanism, with holder, 1 NC, screw terminal, with laser labeling, symbol number according to, ISO 7000 or IEC 60417 | - | 0 | 0
3SU1130-1BA20-1CA0-Z | Y15 | 3SU1130-1BA20-1CA0-ZY15 | 1 | UN | 1 | 10 | C | D | N | N | 85365080 | 1 |  | 0.066 | KG | 35.44 | 35.44 | CP20 | CP20 | Mushroom pushbutton, 22 mm, round, plastic with metal front ring, red, 40mm, latching, pull-to-unlatch mechanism, with holder, 1 NC, screw terminal, with laser labeling, upper case and lower case, always upper case at the beginning of the word | - | 0 | 0
3SU1130-1BA20-1CA0-Z | Y19 | 3SU1130-1BA20-1CA0-ZY19 | 1 | UN | 1 | 10 | C | D | N | N | 85365080 | 1 |  | 0.066 | KG | 31.64 | 31.64 | CP20 | CP20 | Mushroom pushbutton, 22 mm, round, plastic with metal front ring, red, 40mm, latching, pull-to-unlatch mechanism, with holder, 1 NC, screw terminal, with laser labeling, inscription or symbol Customer-specific selection with SIRIUS ACT configurator (CIN) | - | 0 | 0
3SU1130-1BA20-1FA0 |  | 3SU1130-1BA20-1FA0 | 1 | UN | 1 | 5 | B | D | N | N | 85365080 | 1 | 4011209971523 | 0.083 | KG | 33.92 | 29.45 | CP20 | CP20 | Mushroom pushbutton, 22 mm, round, plastic with metal front ring, red, 40 mm, latching, pull-to-unlatch mechanism, with holder, 1 NO+1 NC, screw terminal | Lista Papel 2020 SI | 0 | 0
3SU1130-1BA20-1FA0-Z | X90 | 3SU1130-1BA20-1FA0-ZX90 | 1 | UN | 1 | 5 | B | D | EAR99 | N | 85365080 | 20 |  | 0.074 | KG | 33.92 | 33.92 | CP20 | CP20 | Mushroom pushbutton, 22 mm, round, plastic with metal front ring, red, 40mm, latching, pull-to-unlatch mechanism, with holder, 1 NO+1 NC, screw terminal, Z=20-unit packaging | - | 0 | 0
3SU1130-1BA20-1FA0-Z | Y10 | 3SU1130-1BA20-1FA0-ZY10 | 1 | UN | 1 | 10 | C | D | EAR99 | N | 85365080 | 1 |  | 0.074 | KG | 38.67 | 38.67 | CP20 | CP20 | Mushroom pushbutton, 22 mm, round, plastic with metal front ring, red, 40mm, latching, pull-to-unlatch mechanism, with holder, 1 NO+1 NC, screw terminal, with laser labeling, upper case and lower case, always upper case at beginning of line | - | 0 | 0
3SU1130-1BA20-1FA0-Z | Y11 | 3SU1130-1BA20-1FA0-ZY11 | 1 | UN | 1 | 10 | C | D | EAR99 | N | 85365080 | 1 |  | 0.074 | KG | 38.67 | 38.67 | CP20 | CP20 | Mushroom pushbutton, 22 mm, round, plastic with metal front ring, red, 40mm, latching, pull-to-unlatch mechanism, with holder, 1 NO+1 NC, screw terminal, with laser labeling, upper case | - | 0 | 0
3SU1130-1BA20-1FA0-Z | Y12 | 3SU1130-1BA20-1FA0-ZY12 | 1 | UN | 1 | 10 | C | D | EAR99 | N | 85365080 | 1 |  | 0.074 | KG | 38.67 | 38.67 | CP20 | CP20 | Mushroom pushbutton, 22 mm, round, plastic with metal front ring, red, 40mm, latching, pull-to-unlatch mechanism, with holder, 1 NO+1 NC, screw terminal, with laser labeling, lower case | - | 0 | 0
3SU1130-1BA20-1FA0-Z | Y13 | 3SU1130-1BA20-1FA0-ZY13 | 1 | UN | 1 | 10 | C | D | EAR99 | N | 85365080 | 1 |  | 0.074 | KG | 38.67 | 38.67 | CP20 | CP20 | Mushroom pushbutton, 22 mm, round, plastic with metal front ring, red, 40mm, latching, pull-to-unlatch mechanism, with holder, 1 NO+1 NC, screw terminal, with laser labeling, symbol number according to, ISO 7000 or IEC 60417 | - | 0 | 0
3SU1130-1BA20-1FA0-Z | Y15 | 3SU1130-1BA20-1FA0-ZY15 | 1 | UN | 1 | 10 | C | D | EAR99 | N | 85365080 | 1 |  | 0.074 | KG | 38.67 | 38.67 | CP20 | CP20 | Mushroom pushbutton, 22 mm, round, plastic with metal front ring, red, 40mm, latching, pull-to-unlatch mechanism, with holder, 1 NO+1 NC, screw terminal, with laser labeling, upper case and lower case, always upper case at the beginning of the word | - | 0 | 0
3SU1130-1BA20-1FA0-Z | Y19 | 3SU1130-1BA20-1FA0-ZY19 | 1 | UN | 1 | 10 | C | D | EAR99 | N | 85365080 | 1 |  | 0.074 | KG | 34.87 | 34.87 | CP20 | CP20 | Mushroom pushbutton, 22 mm, round, plastic with metal front ring, red, 40mm, latching, pull-to-unlatch mechanism, with holder, 1 NO+1 NC, screw terminal, with laser labeling, inscription or symbol Customer-specific selection with SIRIUS ACT configurator (CIN) | - | 0 | 0
3SU1130-1PA20-1CA0 |  | 3SU1130-1PA20-1CA0 | 1 | UN | 1 | 10 | C | D | N | N | 85365080 | 1 | 4047621064215 | 0.08 | KG | 107.35 | 107.35 | CP20 | CP20 | Mushroom pushbutton, 22 mm, round, plastic with metal front ring, red, 30 mm, latching, pull-to-unlatch mechanism, with holder, 1 NC, screw terminal, with Emergency-Stop VDE approval (lasered on front ring) | - | 0 | 7
3SU1130-2BF60-1BA0 |  | 3SU1130-2BF60-1BA0 | 1 | UN | 1 | 1 | A | D | N | N | 85365080 | 1 | 4011209971561 | 0.068 | KG | 19.67 | 18.15 | CP20 | CP20 | Selector switch, illuminable, 22 mm, round, plastic with metal front ring, white, selector switch, short, 2 switch positions O-I, latching, actuating angle 90Â°, 10:30h/13:30h, with holder, 1 NO, screw terminal | Lista Papel 2020 SI | 0 | 0
3SU1130-2BF60-1BA0-Z | X90 | 3SU1130-2BF60-1BA0-ZX90 | 1 | UN | 1 | 5 | B | D | EAR99 | N | 85365080 | 20 |  | 0.06 | KG | 19.67 | 19.67 | CP20 | CP20 | Selector switch, illuminable, 22 mm, round, plastic with metal front ring, white, selector switch, short, 2 switch positions O-I, latching, actuating angle 90Â°, 10:30h/13:30h, with holder, 1 NO, Z=20-unit packaging | - | 0 | 0
3SU1130-2BF60-1BA0-Z | Y10 | 3SU1130-2BF60-1BA0-ZY10 | 1 | UN | 1 | 10 | C | D | EAR99 | N | 85365080 | 1 |  | 0.06 | KG | 24.42 | 24.42 | CP20 | CP20 | Selector switch, illuminable, 22 mm, round, plastic with metal front ring, white, selector switch, short, 2 switch positions O-I, latching, actuating angle 90Â°, 10:30h/13:30h, with holder, 1 NO, screw terminal, with laser labeling, upper case and lower case, always upper case at beginning of line | - | 0 | 0
3SU1130-2BF60-1BA0-Z | Y11 | 3SU1130-2BF60-1BA0-ZY11 | 1 | UN | 1 | 10 | C | D | EAR99 | N | 85365080 | 1 |  | 0.06 | KG | 24.42 | 24.42 | CP20 | CP20 | Selector switch, illuminable, 22 mm, round, plastic with metal front ring, white, selector switch, short, 2 switch positions O-I, latching, actuating angle 90Â°, 10:30h/13:30h, with holder, 1 NO, screw terminal, with laser labeling, upper case | - | 0 | 0
3SU1130-2BF60-1BA0-Z | Y12 | 3SU1130-2BF60-1BA0-ZY12 | 1 | UN | 1 | 10 | C | D | EAR99 | N | 85365080 | 1 |  | 0.06 | KG | 24.42 | 24.42 | CP20 | CP20 | Selector switch, illuminable, 22 mm, round, plastic with metal front ring, white, selector switch, short, 2 switch positions O-I, latching, actuating angle 90Â°, 10:30h/13:30h, with holder, 1 NO, screw terminal, with laser labeling, lower case | - | 0 | 0
3SU1130-2BF60-1BA0-Z | Y15 | 3SU1130-2BF60-1BA0-ZY15 | 1 | UN | 1 | 10 | C | D | EAR99 | N | 85365080 | 1 |  | 0.06 | KG | 24.42 | 24.42 | CP20 | CP20 | Selector switch, illuminable, 22 mm, round, plastic with metal front ring, white, selector switch, short, 2 switch positions O-I, latching, actuating angle 90Â°, 10:30h/13:30h, with holder, 1 NO, screw terminal, with laser labeling, upper case and lower case, always upper case at the beginning of the word | - | 0 | 0
3SU1130-2BF60-1BA0-Z | Y19 | 3SU1130-2BF60-1BA0-ZY19 | 1 | UN | 1 | 10 | C | D | EAR99 | N | 85365080 | 1 |  | 0.06 | KG | 20.62 | 20.62 | CP20 | CP20 | Selector switch, illuminable, 22 mm, round, plastic with metal front ring, white, selector switch, short, 2 switch positions O-I, latching, actuating angle 90Â°, 10:30h/13:30h, with holder, 1 NO, screw terminal, with laser labeling, inscription or symbol Customer-specific selection with SIRIUS ACT configurator (CIN) | - | 0 | 0
3SU1130-2BF60-1MA0 |  | 3SU1130-2BF60-1MA0 | 1 | UN | 1 | 1 | A | D | N | N | 85365080 | 1 | 4011209971547 | 0.077 | KG | 24.89 | 21.38 | CP20 | CP20 | Selector switch, illuminable, 22 mm, round, plastic with metal front ring, white, selector switch, short, 2 switch positions O-I, latching, actuating angle 90Â°, 10:30h/13:30h, with holder, 1 NO, 1 NC, screw terminal | Lista Papel 2020 SI | 0 | 0
3SU1130-2BF60-1MA0-Z | X90 | 3SU1130-2BF60-1MA0-ZX90 | 1 | UN | 1 | 5 | B | D | EAR99 | N | 85365080 | 20 |  | 0.068 | KG | 24.89 | 24.89 | CP20 | CP20 | Selector switch, illuminable, 22 mm, round, plastic with metal front ring, white, selector switch, short, 2 switch positions O-I, latching, actuating angle 90Â°, 10:30h/13:30h, with holder, 1 NO, 1 NC, screw terminal, Z=20-unit packaging | - | 0 | 0
3SU1130-2BF60-1MA0-Z | Y10 | 3SU1130-2BF60-1MA0-ZY10 | 1 | UN | 1 | 10 | C | D | EAR99 | N | 85365080 | 1 |  | 0.068 | KG | 29.64 | 29.64 | CP20 | CP20 | Selector switch, illuminable, 22 mm, round, plastic with metal front ring, white, selector switch, short, 2 switch positions O-I, latching, actuating angle 90Â°, 10:30h/13:30h, with holder, 1 NO, 1 NC, screw terminal, with laser labeling, upper case and lower case, always upper case at beginning of line | - | 0 | 0
3SU1130-2BF60-1MA0-Z | Y11 | 3SU1130-2BF60-1MA0-ZY11 | 1 | UN | 1 | 10 | C | D | EAR99 | N | 85365080 | 1 |  | 0.068 | KG | 29.64 | 29.64 | CP20 | CP20 | Selector switch, illuminable, 22 mm, round, plastic with metal front ring, white, selector switch, short, 2 switch positions O-I, latching, actuating angle 90Â°, 10:30h/13:30h, with holder, 1 NO, 1 NC, screw terminal, with laser labeling, upper case | - | 0 | 0
3SU1130-2BF60-1MA0-Z | Y12 | 3SU1130-2BF60-1MA0-ZY12 | 1 | UN | 1 | 10 | C | D | EAR99 | N | 85365080 | 1 |  | 0.068 | KG | 29.64 | 29.64 | CP20 | CP20 | Selector switch, illuminable, 22 mm, round, plastic with metal front ring, white, selector switch, short, 2 switch positions O-I, latching, actuating angle 90Â°, 10:30h/13:30h, with holder, 1 NO, 1 NC, screw terminal, with laser labeling, lower case | - | 0 | 0
3SU1130-2BF60-1MA0-Z | Y15 | 3SU1130-2BF60-1MA0-ZY15 | 1 | UN | 1 | 10 | C | D | EAR99 | N | 85365080 | 1 |  | 0.068 | KG | 29.64 | 29.64 | CP20 | CP20 | Selector switch, illuminable, 22 mm, round, plastic with metal front ring, white, selector switch, short, 2 switch positions O-I, latching, actuating angle 90Â°, 10:30h/13:30h, with holder, 1 NO, 1 NC, screw terminal, with laser labeling, upper case and lower case, always upper case at the beginning of the word | - | 0 | 0
3SU1130-2BF60-1MA0-Z | Y19 | 3SU1130-2BF60-1MA0-ZY19 | 1 | UN | 1 | 10 | C | D | EAR99 | N | 85365080 | 1 |  | 0.068 | KG | 25.84 | 25.84 | CP20 | CP20 | Selector switch, illuminable, 22 mm, round, plastic with metal front ring, white, selector switch, short, 2 switch positions O-I, latching, actuating angle 90Â°, 10:30h/13:30h, with holder, 1 NO, 1 NC, screw terminal, with laser labeling, inscription or symbol Customer-specific selection with SIRIUS ACT configurator (CIN) | - | 0 | 0
3SU1130-2BF60-3BA0 |  | 3SU1130-2BF60-3BA0 | 1 | UN | 1 | 5 | B | D | N | N | 85365080 | 1 | 4011209971578 | 0.069 | KG | 19.95 | 19.95 | CP20 | CP20 | Selector switch, illuminable, 22 mm, round, plastic with metal front ring, white, selector switch, short, 2 switch positions O-I, latching, actuating angle 90Â°, 10:30h/13:30h, with holder, 1 NO, Spring-type terminal | - | 0 | 0
3SU1130-2BF60-3BA0-Z | X90 | 3SU1130-2BF60-3BA0-ZX90 | 1 | UN | 1 | 5 | B | D | N | N | 85365080 | 20 | 4047621057958 | 0.076 | KG | 19.95 | 19.95 | CP20 | CP20 | Selector switch, illuminable, 22 mm, round, plastic with metal front ring, white, selector switch, short, 2 switch positions O-I, latching, actuating angle 90Â°, 10:30h/13:30h, with holder, 1 NO, spring-type terminal, Z=20-unit packaging | - | 0 | 0
3SU1130-2BF60-3BA0-Z | Y10 | 3SU1130-2BF60-3BA0-ZY10 | 1 | UN | 1 | 10 | C | D | EAR99 | N | 85365080 | 1 |  | 0.06 | KG | 24.7 | 24.7 | CP20 | CP20 | Selector switch, illuminable, 22 mm, round, plastic with metal front ring, white, selector switch, short, 2 switch positions O-I, latching, actuating angle 90Â°, 10:30h/13:30h, with holder, 1 NO, spring-type terminal, with laser labeling, upper case and lower case, always upper case at beginning of line | - | 0 | 0
3SU1130-2BF60-3BA0-Z | Y11 | 3SU1130-2BF60-3BA0-ZY11 | 1 | UN | 1 | 10 | C | D | EAR99 | N | 85365080 | 1 |  | 0.06 | KG | 24.7 | 24.7 | CP20 | CP20 | Selector switch, illuminable, 22 mm, round, plastic with metal front ring, white, selector switch, short, 2 switch positions O-I, latching, actuating angle 90Â°, 10:30h/13:30h, with holder, 1 NO, spring-type terminal, with laser labeling, upper case | - | 0 | 0
3SU1130-2BF60-3BA0-Z | Y12 | 3SU1130-2BF60-3BA0-ZY12 | 1 | UN | 1 | 10 | C | D | EAR99 | N | 85365080 | 1 |  | 0.06 | KG | 24.7 | 24.7 | CP20 | CP20 | Selector switch, illuminable, 22 mm, round, plastic with metal front ring, white, selector switch, short, 2 switch positions O-I, latching, actuating angle 90Â°, 10:30h/13:30h, with holder, 1 NO, spring-type terminal, with laser labeling, lower case | - | 0 | 0
3SU1130-2BF60-3BA0-Z | Y15 | 3SU1130-2BF60-3BA0-ZY15 | 1 | UN | 1 | 10 | C | D | EAR99 | N | 85365080 | 1 |  | 0.06 | KG | 24.7 | 24.7 | CP20 | CP20 | Selector switch, illuminable, 22 mm, round, plastic with metal front ring, white, selector switch, short, 2 switch positions O-I, latching, actuating angle 90Â°, 10:30h/13:30h, with holder, 1 NO, spring-type terminal, with laser labeling, upper case and lower case, always upper case at the beginning of the word | - | 0 | 0
3SU1130-2BF60-3BA0-Z | Y19 | 3SU1130-2BF60-3BA0-ZY19 | 1 | UN | 1 | 10 | C | D | EAR99 | N | 85365080 | 1 |  | 0.06 | KG | 20.9 | 20.9 | CP20 | CP20 | Selector switch, illuminable, 22 mm, round, plastic with metal front ring, white, selector switch, short, 2 switch positions O-I, latching, actuating angle 90Â°, 10:30h/13:30h, with holder, 1 NO, spring-type terminal, with laser labeling, inscription or symbol Customer-specific selection with SIRIUS ACT configurator (CIN) | - | 0 | 0
3SU1130-2BF60-3MA0 |  | 3SU1130-2BF60-3MA0 | 1 | UN | 1 | 5 | B | D | N | N | 85365080 | 1 | 4011209971554 | 0.076 | KG | 25.37 | 25.37 | CP20 | CP20 | Selector switch, illuminable, 22 mm, round, plastic with metal front ring, white, selector switch, short, 2 switch positions O-I, latching, actuating angle 90Â°, 10:30h/13:30h, with holder, 1 NO, 1 NC, Spring-type terminal | - | 0 | 0
3SU1130-2BF60-3MA0-Z | X90 | 3SU1130-2BF60-3MA0-ZX90 | 1 | UN | 1 | 5 | B | D | EAR99 | N | 85365080 | 20 |  | 0.068 | KG | 25.37 | 25.37 | CP20 | CP20 | Selector switch, illuminable, 22 mm, round, plastic with metal front ring, white, selector switch, short, 2 switch positions O-I, latching, actuating angle 90Â°, 10:30h/13:30h, with holder, 1 NO, 1 NC, spring-type terminal, Z=20-unit packaging | - | 0 | 0
3SU1130-2BF60-3MA0-Z | Y10 | 3SU1130-2BF60-3MA0-ZY10 | 1 | UN | 1 | 10 | C | D | N | N | 85365080 | 1 |  | 0.068 | KG | 30.12 | 30.12 | CP20 | CP20 | Selector switch, illuminable, 22 mm, round, plastic with metal front ring, white, selector switch, short, 2 switch positions O-I, latching, actuating angle 90Â°, 10:30h/13:30h, with holder, 1 NO, 1 NC, spring-type terminal, with laser labeling, upper case and lower case, always upper case at beginning of line | - | 0 | 0
3SU1130-2BF60-3MA0-Z | Y11 | 3SU1130-2BF60-3MA0-ZY11 | 1 | UN | 1 | 10 | C | D | N | N | 85365080 | 1 |  | 0.09 | KG | 30.12 | 30.12 | CP20 | CP20 | Selector switch, illuminable, 22 mm, round, plastic with metal front ring, white, selector switch, short, 2 switch positions O-I, latching, actuating angle 90Â°, 10:30h/13:30h, with holder, 1 NO, 1 NC, spring-type terminal, with laser labeling, upper case | - | 0 | 0
3SU1130-2BF60-3MA0-Z | Y12 | 3SU1130-2BF60-3MA0-ZY12 | 1 | UN | 1 | 10 | C | D | N | N | 85365080 | 1 |  | 0.068 | KG | 30.12 | 30.12 | CP20 | CP20 | Selector switch, illuminable, 22 mm, round, plastic with metal front ring, white, selector switch, short, 2 switch positions O-I, latching, actuating angle 90Â°, 10:30h/13:30h, with holder, 1 NO, 1 NC, spring-type terminal, with laser labeling, lower case | - | 0 | 0
3SU1130-2BF60-3MA0-Z | Y15 | 3SU1130-2BF60-3MA0-ZY15 | 1 | UN | 1 | 10 | C | D | N | N | 85365080 | 1 |  | 0.068 | KG | 30.12 | 30.12 | CP20 | CP20 | Selector switch, illuminable, 22 mm, round, plastic with metal front ring, white, selector switch, short, 2 switch positions O-I, latching, actuating angle 90Â°, 10:30h/13:30h, with holder, 1 NO, 1 NC, spring-type terminal, with laser labeling, upper case and lower case, always upper case at the beginning of the word | - | 0 | 0
3SU1130-2BF60-3MA0-Z | Y19 | 3SU1130-2BF60-3MA0-ZY19 | 1 | UN | 1 | 10 | C | D | N | N | 85365080 | 1 |  | 0.068 | KG | 26.32 | 26.32 | CP20 | CP20 | Selector switch, illuminable, 22 mm, round, plastic with metal front ring, white, selector switch, short, 2 switch positions O-I, latching, actuating angle 90Â°, 10:30h/13:30h, with holder, 1 NO, 1 NC, spring-type terminal, with laser labeling, inscription or symbol Customer-specific selection with SIRIUS ACT configurator (CIN) | - | 0 | 0
3SU1130-2BL60-1LA0 |  | 3SU1130-2BL60-1LA0 | 1 | UN | 1 | 3 | B | D | N | N | 85365080 | 1 | 4011209971585 | 0.092 | KG | 31.45 | 28.88 | CP20 | CP20 | Selector switch, illuminable, 22 mm, round, plastic with metal front ring, white, selector switch, short, 3 switch positions I-O-II, latching, actuating angle 2x45Â°, 10:30h/12h/13:30h, with holder, 1 NO+1 NC, 1 NO+1 NC, screw terminal | Lista Papel 2020 SI | 0 | 0
3SU1130-2BL60-1LA0-Z | X90 | 3SU1130-2BL60-1LA0-ZX90 | 1 | UN | 1 | 5 | B | D | EAR99 | N | 85365080 | 20 |  | 0.084 | KG | 31.45 | 31.45 | CP20 | CP20 | Selector switch, illuminable, 22 mm, round, plastic with metal front ring, white, selector switch, short, 3 switch positions I-O-II, latching, actuating angle 2x45Â°, 10:30h/12h/13:30h, with holder, 1 NO+1 NC, 1 NO+1 NC, screw terminal, Z=20-unit packaging | - | 0 | 0
3SU1130-2BL60-1LA0-Z | Y10 | 3SU1130-2BL60-1LA0-ZY10 | 1 | UN | 1 | 10 | C | D | EAR99 | N | 85365080 | 1 |  | 0.084 | KG | 36.2 | 36.2 | CP20 | CP20 | Selector switch, illuminable, 22 mm, round, plastic with metal front ring, white, selector switch, short, 3 switch positions I-O-II, latching, actuating angle 2x45Â°, 10:30h/12h/13:30h, with holder, 1 NO+1 NC, 1 NO+1 NC, screw terminal, with laser labeling, upper case and lower case, always upper case at beginning of line | - | 0 | 0
3SU1130-2BL60-1LA0-Z | Y11 | 3SU1130-2BL60-1LA0-ZY11 | 1 | UN | 1 | 10 | C | D | EAR99 | N | 85365080 | 1 |  | 0.084 | KG | 36.2 | 36.2 | CP20 | CP20 | Selector switch, illuminable, 22 mm, round, plastic with metal front ring, white, selector switch, short, 3 switch positions I-O-II, latching, actuating angle 2x45Â°, 10:30h/12h/13:30h, with holder, 1 NO+1 NC, 1 NO+1 NC, screw terminal, with laser labeling, upper case | - | 0 | 0
3SU1130-2BL60-1LA0-Z | Y12 | 3SU1130-2BL60-1LA0-ZY12 | 1 | UN | 1 | 10 | C | D | EAR99 | N | 85365080 | 1 |  | 0.084 | KG | 36.2 | 36.2 | CP20 | CP20 | Selector switch, illuminable, 22 mm, round, plastic with metal front ring, white, selector switch, short, 3 switch positions I-O-II, latching, actuating angle 2x45Â°, 10:30h/12h/13:30h, with holder, 1 NO+1 NC, 1 NO+1 NC, screw terminal, with laser labeling, lower case | - | 0 | 0
3SU1130-2BL60-1LA0-Z | Y15 | 3SU1130-2BL60-1LA0-ZY15 | 1 | UN | 1 | 10 | C | D | EAR99 | N | 85365080 | 1 |  | 0.084 | KG | 36.2 | 36.2 | CP20 | CP20 | Selector switch, illuminable, 22 mm, round, plastic with metal front ring, white, selector switch, short, 3 switch positions I-O-II, latching, actuating angle 2x45Â°, 10:30h/12h/13:30h, with holder, 1 NO+1 NC, 1 NO+1 NC, screw terminal, with laser labeling, upper case and lower case, always upper case at the beginning of the word | - | 0 | 0
3SU1130-2BL60-1LA0-Z | Y19 | 3SU1130-2BL60-1LA0-ZY19 | 1 | UN | 1 | 10 | C | D | EAR99 | N | 85365080 | 1 |  | 0.084 | KG | 32.4 | 32.4 | CP20 | CP20 | Selector switch, illuminable, 22 mm, round, plastic with metal front ring, white, selector switch, short, 3 switch positions I-O-II, latching, actuating angle 2x45Â°, 10:30h/12h/13:30h, with holder, 1 NO+1 NC, 1 NO+1 NC, screw terminal, with laser labeling, inscription or symbol Customer-specific selection with SIRIUS ACT configurator (CIN) | - | 0 | 0
3SU1130-2BL60-1NA0 |  | 3SU1130-2BL60-1NA0 | 1 | UN | 1 | 1 | A | D | N | N | 85365080 | 1 | 4011209971608 | 0.076 | KG | 24.89 | 23.37 | CP20 | CP20 | Selector switch, illuminable, 22 mm, round, plastic with metal front ring, white, selector switch, short, 3 switch positions I-O-II, latching, actuating angle 2x45Â°, 10:30h/12h/13:30h, with holder, 1 NO, 1 NO, screw terminal | Lista Papel 2020 SI | 0 | 0
3SU1130-2BL60-1NA0-Z | X90 | 3SU1130-2BL60-1NA0-ZX90 | 1 | UN | 1 | 5 | B | D | EAR99 | N | 85365080 | 20 |  | 0.068 | KG | 24.89 | 24.89 | CP20 | CP20 | Selector switch, illuminable, 22 mm, round, plastic with metal front ring, white, selector switch, short, 3 switch positions I-O-II, latching, actuating angle 2x45Â°, 10:30h/12h/13:30h, with holder, 1 NO, 1 NO, screw terminal, Z=20-unit packaging | - | 0 | 0
3SU1130-2BL60-1NA0-Z | Y10 | 3SU1130-2BL60-1NA0-ZY10 | 1 | UN | 1 | 10 | C | D | EAR99 | N | 85365080 | 1 |  | 0.068 | KG | 29.64 | 29.64 | CP20 | CP20 | Selector switch, illuminable, 22 mm, round, plastic with metal front ring, white, selector switch, short, 3 switch positions I-O-II, latching, actuating angle 2x45Â°, 10:30h/12h/13:30h, with holder, 1 NO, 1 NO, screw terminal, with laser labeling, upper case and lower case, always upper case at beginning of line | - | 0 | 0
3SU1130-2BL60-1NA0-Z | Y11 | 3SU1130-2BL60-1NA0-ZY11 | 1 | UN | 1 | 10 | C | D | EAR99 | N | 85365080 | 1 |  | 0.068 | KG | 29.64 | 29.64 | CP20 | CP20 | Selector switch, illuminable, 22 mm, round, plastic with metal front ring, white, selector switch, short, 3 switch positions I-O-II, latching, actuating angle 2x45Â°, 10:30h/12h/13:30h, with holder, 1 NO, 1 NO, screw terminal, with laser labeling, upper case | - | 0 | 0
3SU1130-2BL60-1NA0-Z | Y12 | 3SU1130-2BL60-1NA0-ZY12 | 1 | UN | 1 | 10 | C | D | EAR99 | N | 85365080 | 1 |  | 0.068 | KG | 29.64 | 29.64 | CP20 | CP20 | Selector switch, illuminable, 22 mm, round, plastic with metal front ring, white, selector switch, short, 3 switch positions I-O-II, latching, actuating angle 2x45Â°, 10:30h/12h/13:30h, with holder, 1 NO, 1 NO, screw terminal, with laser labeling, lower case | - | 0 | 0
3SU1130-2BL60-1NA0-Z | Y15 | 3SU1130-2BL60-1NA0-ZY15 | 1 | UN | 1 | 10 | C | D | EAR99 | N | 85365080 | 1 |  | 0.068 | KG | 29.64 | 29.64 | CP20 | CP20 | Selector switch, illuminable, 22 mm, round, plastic with metal front ring, white, selector switch, short, 3 switch positions I-O-II, latching, actuating angle 2x45Â°, 10:30h/12h/13:30h, with holder, 1 NO, 1 NO, screw terminal, with laser labeling, upper case and lower case, always upper case at the beginning of the word | - | 0 | 0
3SU1130-2BL60-1NA0-Z | Y19 | 3SU1130-2BL60-1NA0-ZY19 | 1 | UN | 1 | 10 | C | D | EAR99 | N | 85365080 | 1 |  | 0.068 | KG | 25.84 | 25.84 | CP20 | CP20 | Selector switch, illuminable, 22 mm, round, plastic with metal front ring, white, selector switch, short, 3 switch positions I-O-II, latching, actuating angle 2x45Â°, 10:30h/12h/13:30h, with holder, 1 NO, 1 NO, screw terminal, with laser labeling, inscription or symbol Customer-specific selection with SIRIUS ACT configurator (CIN) | - | 0 | 0
3SU1130-2BL60-3LA0 |  | 3SU1130-2BL60-3LA0 | 1 | UN | 1 | 5 | B | D | N | N | 85365080 | 1 | 4011209971592 | 0.09 | KG | 33.06 | 33.06 | CP20 | CP20 | Selector switch, illuminable, 22 mm, round, plastic with metal front ring, white, selector switch, short, 3 switch positions I-O-II, latching, actuating angle 2x45Â°, 10:30h/12h/13:30h, with holder, 1 NO+1 NC, 1 NO+1 NC, Spring-type terminal | - | 0 | 0
3SU1130-2BL60-3LA0-Z | X90 | 3SU1130-2BL60-3LA0-ZX90 | 1 | UN | 1 | 5 | B | D | EAR99 | N | 85365080 | 20 |  | 0.084 | KG | 33.06 | 33.06 | CP20 | CP20 | Selector switch, illuminable, 22 mm, round, plastic with metal front ring, white, selector switch, short, 3 switch positions I-O-II, latching, actuating angle 2x45Â°, 10:30h/12h/13:30h, with holder, 1 NO+1 NC, 1 NO+1 NC, spring-type terminal, Z=20-unit packaging | - | 0 | 0
3SU1130-2BL60-3LA0-Z | Y10 | 3SU1130-2BL60-3LA0-ZY10 | 1 | UN | 1 | 10 | C | D | EAR99 | N | 85365080 | 1 |  | 0.084 | KG | 37.81 | 37.81 | CP20 | CP20 | Selector switch, illuminable, 22 mm, round, plastic with metal front ring, white, selector switch, short, 3 switch positions I-O-II, latching, actuating angle 2x45Â°, 10:30h/12h/13:30h, with holder, 1 NO+1 NC, 1 NO+1 NC, spring-type terminal, with laser labeling, upper case and lower case, always upper case at beginning of line | - | 0 | 0
3SU1130-2BL60-3LA0-Z | Y11 | 3SU1130-2BL60-3LA0-ZY11 | 1 | UN | 1 | 10 | C | D | EAR99 | N | 85365080 | 1 |  | 0.084 | KG | 37.81 | 37.81 | CP20 | CP20 | Selector switch, illuminable, 22 mm, round, plastic with metal front ring, white, selector switch, short, 3 switch positions I-O-II, latching, actuating angle 2x45Â°, 10:30h/12h/13:30h, with holder, 1 NO+1 NC, 1 NO+1 NC, spring-type terminal, with laser labeling, upper case | - | 0 | 0
3SU1130-2BL60-3LA0-Z | Y12 | 3SU1130-2BL60-3LA0-ZY12 | 1 | UN | 1 | 10 | C | D | EAR99 | N | 85365080 | 1 |  | 0.084 | KG | 37.81 | 37.81 | CP20 | CP20 | Selector switch, illuminable, 22 mm, round, plastic with metal front ring, white, selector switch, short, 3 switch positions I-O-II, latching, actuating angle 2x45Â°, 10:30h/12h/13:30h, with holder, 1 NO+1 NC, 1 NO+1 NC, spring-type terminal, with laser labeling, lower case | - | 0 | 0
3SU1130-2BL60-3LA0-Z | Y15 | 3SU1130-2BL60-3LA0-ZY15 | 1 | UN | 1 | 10 | C | D | EAR99 | N | 85365080 | 1 |  | 0.084 | KG | 37.81 | 37.81 | CP20 | CP20 | Selector switch, illuminable, 22 mm, round, plastic with metal front ring, white, selector switch, short, 3 switch positions I-O-II, latching, actuating angle 2x45Â°, 10:30h/12h/13:30h, with holder, 1 NO+1 NC, 1 NO+1 NC, spring-type terminal, with laser labeling, upper case and lower case, always upper case at the beginning of the word | - | 0 | 0
3SU1130-2BL60-3LA0-Z | Y19 | 3SU1130-2BL60-3LA0-ZY19 | 1 | UN | 1 | 10 | C | D | EAR99 | N | 85365080 | 1 |  | 0.084 | KG | 34.01 | 34.01 | CP20 | CP20 | Selector switch, illuminable, 22 mm, round, plastic with metal front ring, white, selector switch, short, 3 switch positions I-O-II, latching, actuating angle 2x45Â°, 10:30h/12h/13:30h, with holder, 1 NO+1 NC, 1 NO+1 NC, spring-type terminal, with laser labeling, inscription or symbol Customer-specific selection with SIRIUS ACT configurator (CIN) | - | 0 | 0
3SU1130-2BL60-3NA0 |  | 3SU1130-2BL60-3NA0 | 1 | UN | 1 | 5 | B | D | N | N | 85365080 | 1 | 4011209971615 | 0.076 | KG | 25.37 | 25.37 | CP20 | CP20 | Selector switch, illuminable, 22 mm, round, plastic with metal front ring, white, selector switch, short, 3 switch positions I-O-II, latching, actuating angle 2x45Â°, 10:30h/12h/13:30h, with holder, 1 NO, 1 NO, Spring-type terminal | - | 0 | 0
3SU1130-2BL60-3NA0-Z | X90 | 3SU1130-2BL60-3NA0-ZX90 | 1 | UN | 1 | 5 | B | D | EAR99 | N | 85365080 | 20 |  | 0.068 | KG | 25.37 | 25.37 | CP20 | CP20 | Selector switch, illuminable, 22 mm, round, plastic with metal front ring, white, selector switch, short, 3 switch positions I-O-II, latching, actuating angle 2x45Â°, 10:30h/12h/13:30h, with holder, 1 NO, 1 NO, spring-type terminal, Z=20-unit packaging | - | 0 | 0
3SU1130-2BL60-3NA0-Z | Y10 | 3SU1130-2BL60-3NA0-ZY10 | 1 | UN | 1 | 10 | C | D | N | N | 85365080 | 1 |  | 0.068 | KG | 30.12 | 30.12 | CP20 | CP20 | Selector switch, illuminable, 22 mm, round, plastic with metal front ring, white, selector switch, short, 3 switch positions I-O-II, latching, actuating angle 2x45Â°, 10:30h/12h/13:30h, with holder, 1 NO, 1 NO, spring-type terminal, with laser labeling, upper case and lower case, always upper case at beginning of line | - | 0 | 0
3SU1130-2BL60-3NA0-Z | Y11 | 3SU1130-2BL60-3NA0-ZY11 | 1 | UN | 1 | 10 | C | D | N | N | 85365080 | 1 |  | 0.1 | KG | 30.12 | 30.12 | CP20 | CP20 | Selector switch, illuminable, 22 mm, round, plastic with metal front ring, white, selector switch, short, 3 switch positions I-O-II, latching, actuating angle 2x45Â°, 10:30h/12h/13:30h, with holder, 1 NO, 1 NO, spring-type terminal, with laser labeling, upper case | - | 0 | 0
3SU1130-2BL60-3NA0-Z | Y12 | 3SU1130-2BL60-3NA0-ZY12 | 1 | UN | 1 | 10 | C | D | N | N | 85365080 | 1 |  | 0.068 | KG | 30.12 | 30.12 | CP20 | CP20 | Selector switch, illuminable, 22 mm, round, plastic with metal front ring, white, selector switch, short, 3 switch positions I-O-II, latching, actuating angle 2x45Â°, 10:30h/12h/13:30h, with holder, 1 NO, 1 NO, spring-type terminal, with laser labeling, lower case | - | 0 | 0
3SU1130-2BL60-3NA0-Z | Y15 | 3SU1130-2BL60-3NA0-ZY15 | 1 | UN | 1 | 10 | C | D | N | N | 85365080 | 1 |  | 0.068 | KG | 30.12 | 30.12 | CP20 | CP20 | Selector switch, illuminable, 22 mm, round, plastic with metal front ring, white, selector switch, short, 3 switch positions I-O-II, latching, actuating angle 2x45Â°, 10:30h/12h/13:30h, with holder, 1 NO, 1 NO, spring-type terminal, with laser labeling, upper case and lower case, always upper case at the beginning of the word | - | 0 | 0
3SU1130-2BL60-3NA0-Z | Y19 | 3SU1130-2BL60-3NA0-ZY19 | 1 | UN | 1 | 10 | C | D | N | N | 85365080 | 1 |  | 0.068 | KG | 26.32 | 26.32 | CP20 | CP20 | Selector switch, illuminable, 22 mm, round, plastic with metal front ring, white, selector switch, short, 3 switch positions I-O-II, latching, actuating angle 2x45Â°, 10:30h/12h/13:30h, with holder, 1 NO, 1 NO, spring-type terminal, with laser labeling, inscription or symbol Customer-specific selection with SIRIUS ACT configurator (CIN) | - | 0 | 0
3SU1130-2BM60-1LA0 |  | 3SU1130-2BM60-1LA0 | 1 | UN | 1 | 5 | B | D | N | N | 85365080 | 1 | 4011209971622 | 0.093 | KG | 31.45 | 28.88 | CP20 | CP20 | Selector switch, illuminable, 22 mm, round, plastic with metal front ring, white, selector switch, short, 3 switch positions I>O<II, momentary contact type, actuating angle 2x45Â°, 10:30h/12h/13:30h, with holder, 1 NO+1 NC, 1 NO+1 NC, screw terminal | Lista Papel 2020 SI | 0 | 0
3SU1130-2BM60-1LA0-Z | X90 | 3SU1130-2BM60-1LA0-ZX90 | 1 | UN | 1 | 5 | B | D | EAR99 | N | 85365080 | 20 |  | 0.084 | KG | 31.45 | 31.45 | CP20 | CP20 | Selector switch, illuminable, 22 mm, round, plastic with metal front ring, white, selector switch, short, 3 switch positions I>O<II, momentary contact type, actuating angle 2x45Â°, 10:30h/12h/13:30h, with holder, 1 NO+1 NC, 1 NO+1 NC, screw terminal, Z=20-unit packaging | - | 0 | 0
3SU1130-2BM60-1LA0-Z | Y10 | 3SU1130-2BM60-1LA0-ZY10 | 1 | UN | 1 | 10 | C | D | EAR99 | N | 85365080 | 1 |  | 0.084 | KG | 36.2 | 36.2 | CP20 | CP20 | Selector switch, illuminable, 22 mm, round, plastic with metal front ring, white, selector switch, short, 3 switch positions I>O<II, momentary contact type, actuating angle 2x45Â°, 10:30h/12h/13:30h, with holder, 1 NO+1 NC, 1 NO+1 NC, screw terminal, with laser labeling, upper case and lower case, always upper case at beginning of line | - | 0 | 0
3SU1130-2BM60-1LA0-Z | Y11 | 3SU1130-2BM60-1LA0-ZY11 | 1 | UN | 1 | 10 | C | D | EAR99 | N | 85365080 | 1 |  | 0.084 | KG | 36.2 | 36.2 | CP20 | CP20 | Selector switch, illuminable, 22 mm, round, plastic with metal front ring, white, selector switch, short, 3 switch positions I>O<II, momentary contact type, actuating angle 2x45Â°, 10:30h/12h/13:30h, with holder, 1 NO+1 NC, 1 NO+1 NC, screw terminal, with laser labeling, upper case | - | 0 | 0
3SU1130-2BM60-1LA0-Z | Y12 | 3SU1130-2BM60-1LA0-ZY12 | 1 | UN | 1 | 10 | C | D | EAR99 | N | 85365080 | 1 |  | 0.084 | KG | 36.2 | 36.2 | CP20 | CP20 | Selector switch, illuminable, 22 mm, round, plastic with metal front ring, white, selector switch, short, 3 switch positions I>O<II, momentary contact type, actuating angle 2x45Â°, 10:30h/12h/13:30h, with holder, 1 NO+1 NC, 1 NO+1 NC, screw terminal, with laser labeling, lower case | - | 0 | 0
3SU1130-2BM60-1LA0-Z | Y15 | 3SU1130-2BM60-1LA0-ZY15 | 1 | UN | 1 | 10 | C | D | EAR99 | N | 85365080 | 1 |  | 0.084 | KG | 36.2 | 36.2 | CP20 | CP20 | Selector switch, illuminable, 22 mm, round, plastic with metal front ring, white, selector switch, short, 3 switch positions I>O<II, momentary contact type, actuating angle 2x45Â°, 10:30h/12h/13:30h, with holder, 1 NO+1 NC, 1 NO+1 NC, screw terminal, with laser labeling, upper case and lower case, always upper case at the beginning of the word | - | 0 | 0
3SU1130-2BM60-1LA0-Z | Y19 | 3SU1130-2BM60-1LA0-ZY19 | 1 | UN | 1 | 10 | C | D | EAR99 | N | 85365080 | 1 |  | 0.084 | KG | 32.4 | 32.4 | CP20 | CP20 | Selector switch, illuminable, 22 mm, round, plastic with metal front ring, white, selector switch, short, 3 switch positions I>O<II, momentary contact type, actuating angle 2x45Â°, 10:30h/12h/13:30h, with holder, 1 NO+1 NC, 1 NO+1 NC, screw terminal, with laser labeling, inscription or symbol Customer-specific selection with SIRIUS ACT configurator (CIN) | - | 0 | 0
3SU1130-2BM60-1NA0 |  | 3SU1130-2BM60-1NA0 | 1 | UN | 1 | 3 | B | D | N | N | 85365080 | 1 | 4011209971639 | 0.076 | KG | 24.89 | 23.37 | CP20 | CP20 | Selector switch, illuminable, 22 mm, round, plastic with metal front ring, white, selector switch, short, 3 switch positions I>O<II, momentary contact type, actuating angle 2x45Â°, 10:30h/12h/13:30h, with holder, 1 NO, 1 NO, screw terminal | Lista Papel 2020 SI | 0 | 0
3SU1130-2BM60-1NA0-Z | X90 | 3SU1130-2BM60-1NA0-ZX90 | 1 | UN | 1 | 5 | B | D | EAR99 | N | 85365080 | 20 |  | 0.068 | KG | 24.89 | 24.89 | CP20 | CP20 | Selector switch, illuminable, 22 mm, round, plastic with metal front ring, white, selector switch, short, 3 switch positions I>O<II, momentary contact type, actuating angle 2x45Â°, 10:30h/12h/13:30h, with holder, 1 NO, 1 NO, screw terminal, Z=20-unit packaging | - | 0 | 0
3SU1130-2BM60-1NA0-Z | Y10 | 3SU1130-2BM60-1NA0-ZY10 | 1 | UN | 1 | 10 | C | D | EAR99 | N | 85365080 | 1 |  | 0.068 | KG | 29.64 | 29.64 | CP20 | CP20 | Selector switch, illuminable, 22 mm, round, plastic with metal front ring, white, selector switch, short, 3 switch positions I>O<II, momentary contact type, actuating angle 2x45Â°, 10:30h/12h/13:30h, with holder, 1 NO, 1 NO, screw terminal, with laser labeling, upper case and lower case, always upper case at beginning of line | - | 0 | 0
3SU1130-2BM60-1NA0-Z | Y11 | 3SU1130-2BM60-1NA0-ZY11 | 1 | UN | 1 | 10 | C | D | EAR99 | N | 85365080 | 1 |  | 0.068 | KG | 29.64 | 29.64 | CP20 | CP20 | Selector switch, illuminable, 22 mm, round, plastic with metal front ring, white, selector switch, short, 3 switch positions I>O<II, momentary contact type, actuating angle 2x45Â°, 10:30h/12h/13:30h, with holder, 1 NO, 1 NO, screw terminal, with laser labeling, upper case | - | 0 | 0
3SU1130-2BM60-1NA0-Z | Y12 | 3SU1130-2BM60-1NA0-ZY12 | 1 | UN | 1 | 10 | C | D | EAR99 | N | 85365080 | 1 |  | 0.068 | KG | 29.64 | 29.64 | CP20 | CP20 | Selector switch, illuminable, 22 mm, round, plastic with metal front ring, white, selector switch, short, 3 switch positions I>O<II, momentary contact type, actuating angle 2x45Â°, 10:30h/12h/13:30h, with holder, 1 NO, 1 NO, screw terminal, with laser labeling, lower case | - | 0 | 0
3SU1130-2BM60-1NA0-Z | Y15 | 3SU1130-2BM60-1NA0-ZY15 | 1 | UN | 1 | 10 | C | D | EAR99 | N | 85365080 | 1 |  | 0.068 | KG | 29.64 | 29.64 | CP20 | CP20 | Selector switch, illuminable, 22 mm, round, plastic with metal front ring, white, selector switch, short, 3 switch positions I>O<II, momentary contact type, actuating angle 2x45Â°, 10:30h/12h/13:30h, with holder, 1 NO, 1 NO, screw terminal, with laser labeling, upper case and lower case, always upper case at the beginning of the word | - | 0 | 0
3SU1130-2BM60-1NA0-Z | Y19 | 3SU1130-2BM60-1NA0-ZY19 | 1 | UN | 1 | 10 | C | D | EAR99 | N | 85365080 | 1 |  | 0.068 | KG | 25.84 | 25.84 | CP20 | CP20 | Selector switch, illuminable, 22 mm, round, plastic with metal front ring, white, selector switch, short, 3 switch positions I>O<II, momentary contact type, actuating angle 2x45Â°, 10:30h/12h/13:30h, with holder, 1 NO, 1 NO, screw terminal, with laser labeling, inscription or symbol Customer-specific selection with SIRIUS ACT configurator (CIN) | - | 0 | 0
3SU1130-2BM60-3NA0 |  | 3SU1130-2BM60-3NA0 | 1 | UN | 1 | 5 | B | D | N | N | 85365080 | 1 | 4011209971646 | 0.075 | KG | 25.37 | 25.37 | CP20 | CP20 | Selector switch, illuminable, 22 mm, round, plastic with metal front ring, white, selector switch, short, 3 switch positions I>O<II, momentary contact type, actuating angle 2x45Â°, 10:30h/12h/13:30h, with holder, 1 NO, 1 NO, Spring-type terminal | - | 0 | 0
3SU1130-2BM60-3NA0-Z | X90 | 3SU1130-2BM60-3NA0-ZX90 | 1 | UN | 1 | 5 | B | D | EAR99 | N | 85365080 | 20 |  | 0.068 | KG | 25.37 | 25.37 | CP20 | CP20 | Selector switch, illuminable, 22 mm, round, plastic with metal front ring, white, selector switch, short, 3 switch positions I>O<II, momentary contact type, actuating angle 2x45Â°, 10:30h/12h/13:30h, with holder, 1 NO, 1 NO, spring-type terminal, Z=20-unit packaging | - | 0 | 0
3SU1130-2BM60-3NA0-Z | Y10 | 3SU1130-2BM60-3NA0-ZY10 | 1 | UN | 1 | 10 | C | D | EAR99 | N | 85365080 | 1 |  | 0.068 | KG | 30.12 | 30.12 | CP20 | CP20 | Selector switch, illuminable, 22 mm, round, plastic with metal front ring, white, selector switch, short, 3 switch positions I>O<II, momentary contact type, actuating angle 2x45Â°, 10:30h/12h/13:30h, with holder, 1 NO, 1 NO, spring-type terminal, with laser labeling, upper case and lower case, always upper case at beginning of line | - | 0 | 0
3SU1130-2BM60-3NA0-Z | Y11 | 3SU1130-2BM60-3NA0-ZY11 | 1 | UN | 1 | 10 | C | D | EAR99 | N | 85365080 | 1 |  | 0.068 | KG | 30.12 | 30.12 | CP20 | CP20 | Selector switch, illuminable, 22 mm, round, plastic with metal front ring, white, selector switch, short, 3 switch positions I>O<II, momentary contact type, actuating angle 2x45Â°, 10:30h/12h/13:30h, with holder, 1 NO, 1 NO, spring-type terminal, with laser labeling, upper case | - | 0 | 0
3SU1130-2BM60-3NA0-Z | Y12 | 3SU1130-2BM60-3NA0-ZY12 | 1 | UN | 1 | 10 | C | D | EAR99 | N | 85365080 | 1 |  | 0.068 | KG | 30.12 | 30.12 | CP20 | CP20 | Selector switch, illuminable, 22 mm, round, plastic with metal front ring, white, selector switch, short, 3 switch positions I>O<II, momentary contact type, actuating angle 2x45Â°, 10:30h/12h/13:30h, with holder, 1 NO, 1 NO, spring-type terminal, with laser labeling, lower case | - | 0 | 0
3SU1130-2BM60-3NA0-Z | Y15 | 3SU1130-2BM60-3NA0-ZY15 | 1 | UN | 1 | 10 | C | D | EAR99 | N | 85365080 | 1 |  | 0.068 | KG | 30.12 | 30.12 | CP20 | CP20 | Selector switch, illuminable, 22 mm, round, plastic with metal front ring, white, selector switch, short, 3 switch positions I>O<II, momentary contact type, actuating angle 2x45Â°, 10:30h/12h/13:30h, with holder, 1 NO, 1 NO, spring-type terminal, with laser labeling, upper case and lower case, always upper case at the beginning of the word | - | 0 | 0
3SU1130-2BM60-3NA0-Z | Y19 | 3SU1130-2BM60-3NA0-ZY19 | 1 | UN | 1 | 10 | C | D | EAR99 | N | 85365080 | 1 |  | 0.068 | KG | 26.32 | 26.32 | CP20 | CP20 | Selector switch, illuminable, 22 mm, round, plastic with metal front ring, white, selector switch, short, 3 switch positions I>O<II, momentary contact type, actuating angle 2x45Â°, 10:30h/12h/13:30h, with holder, 1 NO, 1 NO, spring-type terminal, with laser labeling, inscription or symbol Customer-specific selection with SIRIUS ACT configurator (CIN) | - | 0 | 0
3SU1130-4BF11-1BA0 |  | 3SU1130-4BF11-1BA0 | 1 | UN | 1 | 3 | B | D | N | N | 85365080 | 1 | 4011209971653 | 0.095 | KG | 36.67 | 34.2 | CP20 | CP20 | RONIS key-operated switch, 22 mm, round, plastic with metal front ring, lock number SB30, with 2 keys, 2 switch positions O-I, latching, actuating angle 90Â°, 10:30h/13:30h, key removal O+I, with holder, 1 NO, screw terminal | Lista Papel 2020 SI | 0 | 0
3SU1130-4BF11-1BA0-Z | X90 | 3SU1130-4BF11-1BA0-ZX90 | 1 | UN | 1 | 5 | B | D | N | N | 85365080 | 20 |  | 0.104 | KG | 36.67 | 36.67 | CP20 | CP20 | RONIS key-operated switch, 22 mm, round, plastic with metal front ring, lock number SB30, with 2 keys, 2 switch positions O-I, latching, actuating angle 90Â°, 10:30h/13:30h, key removal O+I, with holder, 1 NO, screw terminal, Z=20-unit packaging | - | 0 | 0
3SU1130-4BF11-1BA0-Z | Y10 | 3SU1130-4BF11-1BA0-ZY10 | 1 | UN | 1 | 10 | C | D | EAR99 | N | 85365080 | 1 |  | 0.083 | KG | 41.42 | 41.42 | CP20 | CP20 | RONIS key-operated switch, 22 mm, round, plastic with metal front ring, lock number SB30, with 2 keys, 2 switch positions O-I, latching, actuating angle 90Â°, 10:30h/13:30h, key removal O+I, with holder, 1 NO, screw terminal, possible special locks: SB31, 421, 455, with laser labeling, upper case and lower case, always upper case at beginning of line | - | 0 | 0
3SU1130-4BF11-1BA0-Z | Y11 | 3SU1130-4BF11-1BA0-ZY11 | 1 | UN | 1 | 10 | C | D | EAR99 | N | 85365080 | 1 |  | 0.083 | KG | 41.42 | 41.42 | CP20 | CP20 | RONIS key-operated switch, 22 mm, round, plastic with metal front ring, lock number SB30, with 2 keys, 2 switch positions O-I, latching, actuating angle 90Â°, 10:30h/13:30h, key removal O+I, with holder, 1 NO, screw terminal, possible special locks: SB31, 421, 455, with laser labeling, upper case | - | 0 | 0
3SU1130-4BF11-1BA0-Z | Y12 | 3SU1130-4BF11-1BA0-ZY12 | 1 | UN | 1 | 10 | C | D | EAR99 | N | 85365080 | 1 |  | 0.083 | KG | 41.42 | 41.42 | CP20 | CP20 | RONIS key-operated switch, 22 mm, round, plastic with metal front ring, lock number SB30, with 2 keys, 2 switch positions O-I, latching, actuating angle 90Â°, 10:30h/13:30h, key removal O+I, with holder, 1 NO, screw terminal, possible special locks: SB31, 421, 455, with laser labeling, lower case | - | 0 | 0
3SU1130-4BF11-1BA0-Z | Y15 | 3SU1130-4BF11-1BA0-ZY15 | 1 | UN | 1 | 10 | C | D | EAR99 | N | 85365080 | 1 |  | 0.083 | KG | 41.42 | 41.42 | CP20 | CP20 | RONIS key-operated switch, 22 mm, round, plastic with metal front ring, lock number SB30, with 2 keys, 2 switch positions O-I, latching, actuating angle 90Â°, 10:30h/13:30h, key removal O+I, with holder, 1 NO, screw terminal, possible special locks: SB31, 421, 455, with laser labeling, upper case and lower case, always upper case at the beginning of the word | - | 0 | 0
3SU1130-4BF11-1BA0-Z | Y19 | 3SU1130-4BF11-1BA0-ZY19 | 1 | UN | 1 | 10 | C | D | EAR99 | N | 85365080 | 1 |  | 0.083 | KG | 37.62 | 37.62 | CP20 | CP20 | RONIS key-operated switch, 22 mm, round, plastic with metal front ring, lock number SB30, with 2 keys, 2 switch positions O-I, latching, actuating angle 90Â°, 10:30h/13:30h, key removal O+I, with holder, 1 NO, screw terminal, possible special locks: SB31, 421, 455, with laser labeling, inscription or symbol Customer-specific selection with SIRIUS ACT configurator (CIN) | - | 0 | 0
3SU1130-4BF11-1FA0 |  | 3SU1130-4BF11-1FA0 | 1 | UN | 1 | 3 | B | D | N | N | 85365080 | 1 | 4011209971660 | 0.1 | KG | 39.9 | 37.15 | CP20 | CP20 | RONIS key-operated switch, 22 mm, round, plastic with metal front ring, lock number SB30, with 2 keys, 2 switch positions O-I, latching, actuating angle 90Â°, 10:30h/13:30h, key removal O+I, with holder, 1 NO+1 NC, screw terminal | Lista Papel 2020 SI | 0 | 0
3SU1130-4BF11-1FA0-Z | X90 | 3SU1130-4BF11-1FA0-ZX90 | 1 | UN | 1 | 5 | B | D | EAR99 | N | 85365080 | 20 |  | 0.091 | KG | 39.9 | 39.9 | CP20 | CP20 | RONIS key-operated switch, 22 mm, round, plastic with metal front ring, lock number SB30, with 2 keys, 2 switch positions O-I, latching, actuating angle 90Â°, 10:30h/13:30h, key removal O+I, with holder, 1 NO+1 NC, screw terminal, Z=20-unit packaging | - | 0 | 0
3SU1130-4BF11-1FA0-Z | Y10 | 3SU1130-4BF11-1FA0-ZY10 | 1 | UN | 1 | 10 | C | D | EAR99 | N | 85365080 | 1 |  | 0.091 | KG | 44.65 | 44.65 | CP20 | CP20 | RONIS key-operated switch, 22 mm, round, plastic with metal front ring, lock number SB30, with 2 keys, 2 switch positions O-I, latching, actuating angle 90Â°, 10:30h/13:30h, key removal O+I, with holder, 1 NO+1 NC, screw terminal, possible special locks: SB31, 421, 455, with laser labeling, upper case and lower case, always upper case at beginning of line | - | 0 | 0
3SU1130-4BF11-1FA0-Z | Y11 | 3SU1130-4BF11-1FA0-ZY11 | 1 | UN | 1 | 10 | C | D | EAR99 | N | 85365080 | 1 |  | 0.091 | KG | 44.65 | 44.65 | CP20 | CP20 | RONIS key-operated switch, 22 mm, round, plastic with metal front ring, lock number SB30, with 2 keys, 2 switch positions O-I, latching, actuating angle 90Â°, 10:30h/13:30h, key removal O+I, with holder, 1 NO+1 NC, screw terminal, possible special locks: SB31, 421, 455, with laser labeling, upper case | - | 0 | 0
3SU1130-4BF11-1FA0-Z | Y12 | 3SU1130-4BF11-1FA0-ZY12 | 1 | UN | 1 | 10 | C | D | EAR99 | N | 85365080 | 1 |  | 0.091 | KG | 44.65 | 44.65 | CP20 | CP20 | RONIS key-operated switch, 22 mm, round, plastic with metal front ring, lock number SB30, with 2 keys, 2 switch positions O-I, latching, actuating angle 90Â°, 10:30h/13:30h, key removal O+I, with holder, 1 NO+1 NC, screw terminal, possible special locks: SB31, 421, 455, with laser labeling, lower case | - | 0 | 0
3SU1130-4BF11-1FA0-Z | Y15 | 3SU1130-4BF11-1FA0-ZY15 | 1 | UN | 1 | 10 | C | D | EAR99 | N | 85365080 | 1 |  | 0.091 | KG | 44.65 | 44.65 | CP20 | CP20 | RONIS key-operated switch, 22 mm, round, plastic with metal front ring, lock number SB30, with 2 keys, 2 switch positions O-I, latching, actuating angle 90Â°, 10:30h/13:30h, key removal O+I, with holder, 1 NO+1 NC, screw terminal, possible special locks: SB31, 421, 455, with laser labeling, upper case and lower case, always upper case at the beginning of the word | - | 0 | 0
3SU1130-4BF11-1FA0-Z | Y19 | 3SU1130-4BF11-1FA0-ZY19 | 1 | UN | 1 | 10 | C | D | EAR99 | N | 85365080 | 1 |  | 0.091 | KG | 40.85 | 40.85 | CP20 | CP20 | RONIS key-operated switch, 22 mm, round, plastic with metal front ring, lock number SB30, with 2 keys, 2 switch positions O-I, latching, actuating angle 90Â°, 10:30h/13:30h, key removal O+I, with holder, 1 NO+1 NC, screw terminal, possible special locks: SB31, 421, 455, with laser labeling, inscription or symbol Customer-specific selection with SIRIUS ACT configurator (CIN) | - | 0 | 0
3SU1130-4BF11-3BA0 |  | 3SU1130-4BF11-3BA0 | 1 | UN | 1 | 5 | B | D | N | N | 85365080 | 1 | 4011209971677 | 0.095 | KG | 36.96 | 36.96 | CP20 | CP20 | RONIS key-operated switch, 22 mm, round, plastic with metal front ring, lock number SB30, with 2 keys, 2 switch positions O-I, latching, actuating angle 90Â°, 10:30h/13:30h, key removal O+I, with holder, 1 NO, Spring-type terminal | - | 0 | 0
3SU1130-4BF11-3BA0-Z | X90 | 3SU1130-4BF11-3BA0-ZX90 | 1 | UN | 1 | 5 | B | D | N | N | 85365080 | 20 | 4047621045658 | 0.103 | KG | 36.96 | 36.96 | CP20 | CP20 | RONIS key-operated switch, 22 mm, round, plastic with metal front ring, lock number SB30, with 2 keys, 2 switch positions O-I, latching, actuating angle 90Â°, 10:30h/13:30h, key removal O+I, with holder, 1 NO, spring-type terminal, Z=20-unit packaging | - | 0 | 0
3SU1130-4BF11-3BA0-Z | Y10 | 3SU1130-4BF11-3BA0-ZY10 | 1 | UN | 1 | 10 | C | D | EAR99 | N | 85365080 | 1 |  | 0.083 | KG | 41.71 | 41.71 | CP20 | CP20 | RONIS key-operated switch, 22 mm, round, plastic with metal front ring, lock number SB30, with 2 keys, 2 switch positions O-I, latching, actuating angle 90Â°, 10:30h/13:30h, key removal O+I, with holder, 1 NO, spring-type terminal, possible special locks: SB31, 421, 455, with laser labeling, upper case and lower case, always upper case at beginning of line | - | 0 | 0
3SU1130-4BF11-3BA0-Z | Y11 | 3SU1130-4BF11-3BA0-ZY11 | 1 | UN | 1 | 10 | C | D | EAR99 | N | 85365080 | 1 |  | 0.083 | KG | 41.71 | 41.71 | CP20 | CP20 | RONIS key-operated switch, 22 mm, round, plastic with metal front ring, lock number SB30, with 2 keys, 2 switch positions O-I, latching, actuating angle 90Â°, 10:30h/13:30h, key removal O+I, with holder, 1 NO, spring-type terminal, possible special locks: SB31, 421, 455, with laser labeling, upper case | - | 0 | 0
3SU1130-4BF11-3BA0-Z | Y12 | 3SU1130-4BF11-3BA0-ZY12 | 1 | UN | 1 | 10 | C | D | EAR99 | N | 85365080 | 1 |  | 0.083 | KG | 41.71 | 41.71 | CP20 | CP20 | RONIS key-operated switch, 22 mm, round, plastic with metal front ring, lock number SB30, with 2 keys, 2 switch positions O-I, latching, actuating angle 90Â°, 10:30h/13:30h, key removal O+I, with holder, 1 NO, spring-type terminal, possible special locks: SB31, 421, 455, with laser labeling, lower case | - | 0 | 0
3SU1130-4BF11-3BA0-Z | Y15 | 3SU1130-4BF11-3BA0-ZY15 | 1 | UN | 1 | 10 | C | D | EAR99 | N | 85365080 | 1 |  | 0.083 | KG | 41.71 | 41.71 | CP20 | CP20 | RONIS key-operated switch, 22 mm, round, plastic with metal front ring, lock number SB30, with 2 keys, 2 switch positions O-I, latching, actuating angle 90Â°, 10:30h/13:30h, key removal O+I, with holder, 1 NO, spring-type terminal, possible special locks: SB31, 421, 455, with laser labeling, upper case and lower case, always upper case at the beginning of the word | - | 0 | 0
3SU1130-4BF11-3BA0-Z | Y19 | 3SU1130-4BF11-3BA0-ZY19 | 1 | UN | 1 | 10 | C | D | EAR99 | N | 85365080 | 1 |  | 0.083 | KG | 37.91 | 37.91 | CP20 | CP20 | RONIS key-operated switch, 22 mm, round, plastic with metal front ring, lock number SB30, with 2 keys, 2 switch positions O-I, latching, actuating angle 90Â°, 10:30h/13:30h, key removal O+I, with holder, 1 NO, spring-type terminal, possible special locks: SB31, 421, 455, with laser labeling, inscription or symbol Customer-specific selection with SIRIUS ACT configurator (CIN) | - | 0 | 0
3SU1130-4BF11-3FA0 |  | 3SU1130-4BF11-3FA0 | 1 | UN | 1 | 10 | C | D | N | N | 85365080 | 1 | 4047621054995 | 0.1 | KG | 40.76 | 40.76 | CP20 | CP20 | RONIS keyswitch, 22 mm, round, plastic with metal front ring, Lock number SB30, with 2 keys, 2 switch positions O-I, latching, 10:30/1:30 o'clock, key removal O+I, with holder, 1 NO+1 NC, spring-type terminal, possible special locks: SB31, 421, 455 | - | 0 | 0
3SU1130-4BL11-1NA0 |  | 3SU1130-4BL11-1NA0 | 1 | UN | 1 | 5 | B | D | N | N | 85365080 | 1 | 4011209971684 | 0.1 | KG | 43.7 | 43.7 | CP20 | CP20 | RONIS key-operated switch, 22 mm, round, plastic with metal front ring, lock number SB30, with 2 keys, 3 switch positions I-O-II, latching, actuating angle 2x45Â°, 10:30h/12h/13:30h, Key removal I+O+II, with holder, 1 NO, 1 NO, screw terminal | - | 0 | 0
3SU1130-4BL11-1NA0-Z | X90 | 3SU1130-4BL11-1NA0-ZX90 | 1 | UN | 1 | 5 | B | D | EAR99 | N | 85365080 | 20 |  | 0.091 | KG | 43.7 | 43.7 | CP20 | CP20 | RONIS key-operated switch, 22 mm, round, plastic with metal front ring, lock number SB30, with 2 keys, 3 switch positions I-O-II, latching, actuating angle 2x45Â°, 10:30h/12h/13:30h, Key removal I+O+II, with holder, 1 NO, 1 NO, screw terminal, Z=20-unit packaging | - | 0 | 0
3SU1130-4BL11-1NA0-Z | Y10 | 3SU1130-4BL11-1NA0-ZY10 | 1 | UN | 1 | 10 | C | D | EAR99 | N | 85365080 | 1 |  | 0.091 | KG | 48.45 | 48.45 | CP20 | CP20 | RONIS key-operated switch, 22 mm, round, plastic with metal front ring, lock number SB30, with 2 keys, 3 switch positions I-O-II, latching, actuating angle 2x45Â°, 10:30h/12h/13:30h, Key removal I+O+II, with holder, 1 NO, 1 NO, screw terminal, possible special locks: SB31, 421, 455, with laser labeling, upper case and lower case, always upper case at beginning of line | - | 0 | 0
3SU1130-4BL11-1NA0-Z | Y11 | 3SU1130-4BL11-1NA0-ZY11 | 1 | UN | 1 | 10 | C | D | EAR99 | N | 85365080 | 1 |  | 0.091 | KG | 48.45 | 48.45 | CP20 | CP20 | RONIS key-operated switch, 22 mm, round, plastic with metal front ring, lock number SB30, with 2 keys, 3 switch positions I-O-II, latching, actuating angle 2x45Â°, 10:30h/12h/13:30h, Key removal I+O+II, with holder, 1 NO, 1 NO, screw terminal, possible special locks: SB31, 421, 455, with laser labeling, upper case | - | 0 | 0
3SU1130-4BL11-1NA0-Z | Y12 | 3SU1130-4BL11-1NA0-ZY12 | 1 | UN | 1 | 10 | C | D | EAR99 | N | 85365080 | 1 |  | 0.091 | KG | 48.45 | 48.45 | CP20 | CP20 | RONIS key-operated switch, 22 mm, round, plastic with metal front ring, lock number SB30, with 2 keys, 3 switch positions I-O-II, latching, actuating angle 2x45Â°, 10:30h/12h/13:30h, Key removal I+O+II, with holder, 1 NO, 1 NO, screw terminal, possible special locks: SB31, 421, 455, with laser labeling, lower case | - | 0 | 0
3SU1130-4BL11-1NA0-Z | Y15 | 3SU1130-4BL11-1NA0-ZY15 | 1 | UN | 1 | 10 | C | D | EAR99 | N | 85365080 | 1 |  | 0.091 | KG | 48.45 | 48.45 | CP20 | CP20 | RONIS key-operated switch, 22 mm, round, plastic with metal front ring, lock number SB30, with 2 keys, 3 switch positions I-O-II, latching, actuating angle 2x45Â°, 10:30h/12h/13:30h, Key removal I+O+II, with holder, 1 NO, 1 NO, screw terminal, possible special locks: SB31, 421, 455, with laser labeling, upper case and lower case, always upper case at the beginning of the word | - | 0 | 0
3SU1130-4BL11-1NA0-Z | Y19 | 3SU1130-4BL11-1NA0-ZY19 | 1 | UN | 1 | 10 | C | D | EAR99 | N | 85365080 | 1 |  | 0.091 | KG | 44.65 | 44.65 | CP20 | CP20 | RONIS key-operated switch, 22 mm, round, plastic with metal front ring, lock number SB30, with 2 keys, 3 switch positions I-O-II, latching, actuating angle 2x45Â°, 10:30h/12h/13:30h, Key removal I+O+II, with holder, 1 NO, 1 NO, screw terminal, possible special locks: SB31, 421, 455, with laser labeling, inscription or symbol Customer-specific selection with SIRIUS ACT configurator (CIN) | - | 0 | 0
3SU1130-7AA10-1NA0 |  | 3SU1130-7AA10-1NA0 | 1 | UN | 1 | 5 | B | D | N | N | 85365080 | 1 | 4011209954991 | 0.1 | KG | 57.48 | 57.48 | CP20 | CP20 | Coordinate switch, 22 mm, round, plastic with metal front ring, black, 2 switch positions, horizontal latching, without mechanical interlocking, in O position, with holder, 1 NO, 1 NO, screw terminal, | - | 0 | 0
3SU1130-7AA10-1NA0-Z | X90 | 3SU1130-7AA10-1NA0-ZX90 | 1 | UN | 1 | 5 | B | D | EAR99 | N | 85365080 | 20 |  | 0.074 | KG | 57.48 | 57.48 | CP20 | CP20 | Coordinate switch, 22 mm, round, plastic with metal front ring, black, 2 switch positions, horizontal latching, without mechanical interlocking, in O position, with holder, 1 NO, 1 NO, screw terminal, Z=20-unit packaging | - | 0 | 0
3SU1130-7AA10-1NA0-Z | Y10 | 3SU1130-7AA10-1NA0-ZY10 | 1 | UN | 1 | 10 | C | D | EAR99 | N | 85365080 | 1 |  | 0.074 | KG | 62.23 | 62.23 | CP20 | CP20 | Coordinate switch, 22 mm, round, plastic with metal front ring, black, 2 switch positions, horizontal latching, without mechanical interlocking, in O position, with holder, 1 NO, 1 NO, screw terminal, with laser labeling, upper case and lower case, always upper case at beginning of line | - | 0 | 0
3SU1130-7AA10-1NA0-Z | Y11 | 3SU1130-7AA10-1NA0-ZY11 | 1 | UN | 1 | 10 | C | D | EAR99 | N | 85365080 | 1 |  | 0.074 | KG | 62.23 | 62.23 | CP20 | CP20 | Coordinate switch, 22 mm, round, plastic with metal front ring, black, 2 switch positions, horizontal latching, without mechanical interlocking, in O position, with holder, 1 NO, 1 NO, screw terminal, with laser labeling, upper case | - | 0 | 0
3SU1130-7AA10-1NA0-Z | Y12 | 3SU1130-7AA10-1NA0-ZY12 | 1 | UN | 1 | 10 | C | D | EAR99 | N | 85365080 | 1 |  | 0.074 | KG | 62.23 | 62.23 | CP20 | CP20 | Coordinate switch, 22 mm, round, plastic with metal front ring, black, 2 switch positions, horizontal latching, without mechanical interlocking, in O position, with holder, 1 NO, 1 NO, screw terminal, with laser labeling, lower case | - | 0 | 0
3SU1130-7AA10-1NA0-Z | Y15 | 3SU1130-7AA10-1NA0-ZY15 | 1 | UN | 1 | 10 | C | D | EAR99 | N | 85365080 | 1 |  | 0.074 | KG | 62.23 | 62.23 | CP20 | CP20 | Coordinate switch, 22 mm, round, plastic with metal front ring, black, 2 switch positions, horizontal latching, without mechanical interlocking, in O position, with holder, 1 NO, 1 NO, screw terminal, with laser labeling, upper case and lower case, always upper case at the beginning of the word | - | 0 | 0
3SU1130-7AA10-1NA0-Z | Y19 | 3SU1130-7AA10-1NA0-ZY19 | 1 | UN | 1 | 10 | C | D | EAR99 | N | 85365080 | 1 |  | 0.074 | KG | 58.43 | 58.43 | CP20 | CP20 | Coordinate switch, 22 mm, round, plastic with metal front ring, black, 2 switch positions, horizontal latching, without mechanical interlocking, in O position, with holder, 1 NO, 1 NO, screw terminal, with laser labeling, inscription or symbol, Customer-specific selection with SIRIUS ACT configurator (CIN) | - | 0 | 0
3SU1130-7AB10-1NA0 |  | 3SU1130-7AB10-1NA0 | 1 | UN | 1 | 5 | B | D | N | N | 85365080 | 1 | 4011209955035 | 0.1 | KG | 62.7 | 62.7 | CP20 | CP20 | Coordinate switch, 22 mm, round, plastic with metal front ring, black, 2 switch positions, vertical latching, without mechanical interlocking, in O position, with holder, 1 NO, 1 NO, screw terminal, | - | 0 | 0
3SU1130-7AB10-1NA0-Z | X90 | 3SU1130-7AB10-1NA0-ZX90 | 1 | UN | 1 | 5 | B | D | EAR99 | N | 85365080 | 20 |  | 0.074 | KG | 62.7 | 62.7 | CP20 | CP20 | Coordinate switch, 22 mm, round, plastic with metal front ring, black, 2 switch positions, vertical latching, without mechanical interlocking, in O position, with holder, 1 NO, 1 NO, screw terminal, Z=20-unit packaging | - | 0 | 0
3SU1130-7AB10-1NA0-Z | Y10 | 3SU1130-7AB10-1NA0-ZY10 | 1 | UN | 1 | 10 | C | D | EAR99 | N | 85365080 | 1 |  | 0.074 | KG | 67.45 | 67.45 | CP20 | CP20 | Coordinate switch, 22 mm, round, plastic with metal front ring, black, 2 switch positions, vertical latching, without mechanical interlocking, in O position, with holder, 1 NO, 1 NO, screw terminal, with laser labeling, upper case and lower case, always upper case at beginning of line | - | 0 | 0
3SU1130-7AB10-1NA0-Z | Y11 | 3SU1130-7AB10-1NA0-ZY11 | 1 | UN | 1 | 10 | C | D | EAR99 | N | 85365080 | 1 |  | 0.074 | KG | 67.45 | 67.45 | CP20 | CP20 | Coordinate switch, 22 mm, round, plastic with metal front ring, black, 2 switch positions, vertical latching, without mechanical interlocking, in O position, with holder, 1 NO, 1 NO, screw terminal, with laser labeling, upper case | - | 0 | 0
3SU1130-7AB10-1NA0-Z | Y12 | 3SU1130-7AB10-1NA0-ZY12 | 1 | UN | 1 | 10 | C | D | EAR99 | N | 85365080 | 1 |  | 0.074 | KG | 67.45 | 67.45 | CP20 | CP20 | Coordinate switch, 22 mm, round, plastic with metal front ring, black, 2 switch positions, vertical latching, without mechanical interlocking, in O position, with holder, 1 NO, 1 NO, screw terminal, with laser labeling, lower case | - | 0 | 0
3SU1130-7AB10-1NA0-Z | Y15 | 3SU1130-7AB10-1NA0-ZY15 | 1 | UN | 1 | 10 | C | D | EAR99 | N | 85365080 | 1 |  | 0.074 | KG | 67.45 | 67.45 | CP20 | CP20 | Coordinate switch, 22 mm, round, plastic with metal front ring, black, 2 switch positions, vertical latching, without mechanical interlocking, in O position, with holder, 1 NO, 1 NO, screw terminal, with laser labeling, upper case and lower case, always upper case at the beginning of the word | - | 0 | 0
3SU1130-7AB10-1NA0-Z | Y19 | 3SU1130-7AB10-1NA0-ZY19 | 1 | UN | 1 | 10 | C | D | EAR99 | N | 85365080 | 1 |  | 0.074 | KG | 63.65 | 63.65 | CP20 | CP20 | Coordinate switch, 22 mm, round, plastic with metal front ring, black, 2 switch positions, vertical latching, without mechanical interlocking, in O position, with holder, 1 NO, 1 NO, screw terminal, with laser labeling, inscription or symbol, Customer-specific selection with SIRIUS ACT configurator (CIN) | - | 0 | 0
3SU1130-7AC10-1NA0 |  | 3SU1130-7AC10-1NA0 | 1 | UN | 1 | 5 | B | D | N | N | 85365080 | 1 | 4011209954977 | 0.101 | KG | 57.48 | 57.48 | CP20 | CP20 | Coordinate switch, 22 mm, round, plastic with metal front ring, black, 2 switch positions, horizontal, momentary contact type, without mechanical interlocking in O position, with holder, 1 NO, 1 NO, screw terminal | - | 0 | 0
3SU1130-7AC10-1NA0-Z | X90 | 3SU1130-7AC10-1NA0-ZX90 | 1 | UN | 1 | 5 | B | D | EAR99 | N | 85365080 | 20 |  | 0.074 | KG | 57.48 | 57.48 | CP20 | CP20 | Coordinate switch, 22 mm, round, plastic with metal front ring, black, 2 switch positions, horizontal, momentary contact type, without mechanical interlocking in O position, with holder, 1 NO, 1 NO, screw terminal, Z=20-unit packaging | - | 0 | 0
3SU1130-7AC10-1NA0-Z | Y10 | 3SU1130-7AC10-1NA0-ZY10 | 1 | UN | 1 | 10 | C | D | EAR99 | N | 85365080 | 1 |  | 0.074 | KG | 62.23 | 62.23 | CP20 | CP20 | Coordinate switch, 22 mm, round, plastic with metal front ring, black, 2 switch positions, horizontal, momentary contact type, without mechanical interlocking in O position, with holder, 1 NO, 1 NO, screw terminal, with laser labeling, upper case and lower case, always upper case at beginning of line | - | 0 | 0
3SU1130-7AC10-1NA0-Z | Y11 | 3SU1130-7AC10-1NA0-ZY11 | 1 | UN | 1 | 10 | C | D | EAR99 | N | 85365080 | 1 |  | 0.074 | KG | 62.23 | 62.23 | CP20 | CP20 | Coordinate switch, 22 mm, round, plastic with metal front ring, black, 2 switch positions, horizontal, momentary contact type, without mechanical interlocking in O position, with holder, 1 NO, 1 NO, screw terminal, with laser labeling, upper case | - | 0 | 0
3SU1130-7AC10-1NA0-Z | Y12 | 3SU1130-7AC10-1NA0-ZY12 | 1 | UN | 1 | 10 | C | D | EAR99 | N | 85365080 | 1 |  | 0.074 | KG | 62.23 | 62.23 | CP20 | CP20 | Coordinate switch, 22 mm, round, plastic with metal front ring, black, 2 switch positions, horizontal, momentary contact type, without mechanical interlocking in O position, with holder, 1 NO, 1 NO, screw terminal, with laser labeling, lower case | - | 0 | 0
3SU1130-7AC10-1NA0-Z | Y15 | 3SU1130-7AC10-1NA0-ZY15 | 1 | UN | 1 | 10 | C | D | EAR99 | N | 85365080 | 1 |  | 0.074 | KG | 62.23 | 62.23 | CP20 | CP20 | Coordinate switch, 22 mm, round, plastic with metal front ring, black, 2 switch positions, horizontal, momentary contact type, without mechanical interlocking in O position, with holder, 1 NO, 1 NO, screw terminal, with laser labeling, upper case and lower case, always upper case at the beginning of the word | - | 0 | 0
3SU1130-7AC10-1NA0-Z | Y19 | 3SU1130-7AC10-1NA0-ZY19 | 1 | UN | 1 | 10 | C | D | EAR99 | N | 85365080 | 1 |  | 0.074 | KG | 58.43 | 58.43 | CP20 | CP20 | Coordinate switch, 22 mm, round, plastic with metal front ring, black, 2 switch positions, horizontal, momentary contact type, without mechanical interlocking in O position, with holder, 1 NO, 1 NO, screw terminal, with laser labeling, inscription or symbol Customer-specific selection with SIRIUS ACT configurator (CIN) | - | 0 | 0
3SU1130-7AD10-1NA0 |  | 3SU1130-7AD10-1NA0 | 1 | UN | 1 | 5 | B | D | N | N | 85365080 | 1 | 4011209955011 | 0.1 | KG | 62.7 | 62.7 | CP20 | CP20 | Coordinate switch, 22 mm, round, plastic with metal front ring, black, 2 switch positions, vertical, momentary contact type, without mechanical interlocking in O position, with holder, 1 NO, 1 NO, screw terminal | - | 0 | 0
3SU1130-7AD10-1NA0-Z | X90 | 3SU1130-7AD10-1NA0-ZX90 | 1 | UN | 1 | 5 | B | D | EAR99 | N | 85365080 | 20 |  | 0.074 | KG | 62.7 | 62.7 | CP20 | CP20 | Coordinate switch, 22 mm, round, plastic with metal front ring, black, 2 switch positions, horizontal momentary contact type, without mechanical interlocking, in O position, with holder, 1 NO, 1 NO, screw terminal, Z=20-unit packaging | - | 0 | 0
3SU1130-7AD10-1NA0-Z | Y10 | 3SU1130-7AD10-1NA0-ZY10 | 1 | UN | 1 | 10 | C | D | EAR99 | N | 85365080 | 1 |  | 0.074 | KG | 67.45 | 67.45 | CP20 | CP20 | Coordinate switch, 22 mm, round, plastic with metal front ring, black, 2 switch positions, horizontal momentary contact type, without mechanical interlocking, in O position, with holder, 1 NO, 1 NO, screw terminal, with laser labeling, upper case and lower case, always upper case at beginning of line | - | 0 | 0
3SU1130-7AD10-1NA0-Z | Y11 | 3SU1130-7AD10-1NA0-ZY11 | 1 | UN | 1 | 10 | C | D | EAR99 | N | 85365080 | 1 |  | 0.074 | KG | 67.45 | 67.45 | CP20 | CP20 | Coordinate switch, 22 mm, round, plastic with metal front ring, black, 2 switch positions, horizontal momentary contact type, without mechanical interlocking, in O position, with holder, 1 NO, 1 NO, screw terminal, with laser labeling, upper case | - | 0 | 0
3SU1130-7AD10-1NA0-Z | Y12 | 3SU1130-7AD10-1NA0-ZY12 | 1 | UN | 1 | 10 | C | D | EAR99 | N | 85365080 | 1 |  | 0.074 | KG | 67.45 | 67.45 | CP20 | CP20 | Coordinate switch, 22 mm, round, plastic with metal front ring, black, 2 switch positions, horizontal momentary contact type, without mechanical interlocking, in O position, with holder, 1 NO, 1 NO, screw terminal, with laser labeling, lower case | - | 0 | 0
3SU1130-7AD10-1NA0-Z | Y15 | 3SU1130-7AD10-1NA0-ZY15 | 1 | UN | 1 | 10 | C | D | EAR99 | N | 85365080 | 1 |  | 0.074 | KG | 67.45 | 67.45 | CP20 | CP20 | Coordinate switch, 22 mm, round, plastic with metal front ring, black, 2 switch positions, horizontal momentary contact type, without mechanical interlocking, in O position, with holder, 1 NO, 1 NO, screw terminal, with laser labeling, upper case and lower case, always upper case at the beginning of the word | - | 0 | 0
3SU1130-7AD10-1NA0-Z | Y19 | 3SU1130-7AD10-1NA0-ZY19 | 1 | UN | 1 | 10 | C | D | EAR99 | N | 85365080 | 1 |  | 0.074 | KG | 63.65 | 63.65 | CP20 | CP20 | Coordinate switch, 22 mm, round, plastic with metal front ring, black, 2 switch positions, horizontal momentary contact type, without mechanical interlocking, in O position, with holder, 1 NO, 1 NO, screw terminal, with laser labeling, inscription or symbol, Customer-specific selection with SIRIUS ACT configurator (CIN) | - | 0 | 0
3SU1130-7AE10-1QA0 |  | 3SU1130-7AE10-1QA0 | 1 | UN | 1 | 5 | B | D | N | N | 85365080 | 1 | 4011209955073 | 0.12 | KG | 86.17 | 86.17 | CP20 | CP20 | Coordinate switch, 22 mm, round, plastic with metal front ring, black, 4 switch positions, latching, without mechanical interlocking, in O position, with holder, 1 NO, 1 NO, 1 NO, 1 NO, screw terminal, | - | 0 | 0
3SU1130-7AE10-1QA0-Z | X90 | 3SU1130-7AE10-1QA0-ZX90 | 1 | UN | 1 | 5 | B | D | EAR99 | N | 85365080 | 20 |  | 0.101 | KG | 86.17 | 86.17 | CP20 | CP20 | Coordinate switch, 22 mm, round, plastic with metal front ring, black, 4 switch positions, latching, without mechanical interlocking, in O position, with holder, 1 NO, 1 NO, 1 NO, 1 NO, screw terminal, Z=20-unit packaging | - | 0 | 0
3SU1130-7AE10-1QA0-Z | Y10 | 3SU1130-7AE10-1QA0-ZY10 | 1 | UN | 1 | 10 | C | D | EAR99 | N | 85365080 | 1 |  | 0.101 | KG | 90.92 | 90.92 | CP20 | CP20 | Coordinate switch, 22 mm, round, plastic with metal front ring, black, 4 switch positions, latching, without mechanical interlocking, in O position, with holder, 1 NO, 1 NO, 1 NO, 1 NO, screw terminal, with laser labeling, upper case and lower case, always upper case at beginning of line | - | 0 | 0
3SU1130-7AE10-1QA0-Z | Y11 | 3SU1130-7AE10-1QA0-ZY11 | 1 | UN | 1 | 10 | C | D | EAR99 | N | 85365080 | 1 |  | 0.101 | KG | 90.92 | 90.92 | CP20 | CP20 | Coordinate switch, 22 mm, round, plastic with metal front ring, black, 4 switch positions, latching, without mechanical interlocking, in O position, with holder, 1 NO, 1 NO, 1 NO, 1 NO, screw terminal, with laser labeling, upper case | - | 0 | 0
3SU1130-7AE10-1QA0-Z | Y12 | 3SU1130-7AE10-1QA0-ZY12 | 1 | UN | 1 | 10 | C | D | EAR99 | N | 85365080 | 1 |  | 0.101 | KG | 90.92 | 90.92 | CP20 | CP20 | Coordinate switch, 22 mm, round, plastic with metal front ring, black, 4 switch positions, latching, without mechanical interlocking, in O position, with holder, 1 NO, 1 NO, 1 NO, 1 NO, screw terminal, with laser labeling, lower case | - | 0 | 0
3SU1130-7AE10-1QA0-Z | Y15 | 3SU1130-7AE10-1QA0-ZY15 | 1 | UN | 1 | 10 | C | D | EAR99 | N | 85365080 | 1 |  | 0.101 | KG | 90.92 | 90.92 | CP20 | CP20 | Coordinate switch, 22 mm, round, plastic with metal front ring, black, 4 switch positions, latching, without mechanical interlocking, in O position, with holder, 1 NO, 1 NO, 1 NO, 1 NO, screw terminal, with laser labeling, upper case and lower case, always upper case at the beginning of the word | - | 0 | 0
3SU1130-7AE10-1QA0-Z | Y19 | 3SU1130-7AE10-1QA0-ZY19 | 1 | UN | 1 | 10 | C | D | EAR99 | N | 85365080 | 1 |  | 0.101 | KG | 87.12 | 87.12 | CP20 | CP20 | Coordinate switch, 22 mm, round, plastic with metal front ring, black, 4 switch positions, latching, without mechanical interlocking, in O position, with holder, 1 NO, 1 NO, 1 NO, 1 NO, screw terminal, with laser labeling, inscription or symbol, Customer-specific selection with SIRIUS ACT configurator (CIN) | - | 0 | 0
3SU1130-7AF10-1QA0 |  | 3SU1130-7AF10-1QA0 | 1 | UN | 1 | 5 | B | D | N | N | 85365080 | 1 | 4011209955059 | 0.116 | KG | 86.17 | 86.17 | CP20 | CP20 | Coordinate switch, 22 mm, round, plastic with metal front ring, black, 4 switch positions, momentary contact type, without mechanical interlocking in O position, with holder, 1 NO, 1 NO, 1 NO, 1 NO, screw terminal | - | 0 | 0
3SU1130-7AF10-1QA0-Z | X90 | 3SU1130-7AF10-1QA0-ZX90 | 1 | UN | 1 | 5 | B | D | EAR99 | N | 85365080 | 20 |  | 0.101 | KG | 86.17 | 86.17 | CP20 | CP20 | Coordinate switch, 22 mm, round, plastic with metal front ring, black, 4 switch positions, momentary contact type, without mechanical interlocking, in O position, with holder, 1 NO, 1 NO, 1 NO, 1 NO, screw terminal, Z=20-unit packaging | - | 0 | 0
3SU1130-7AF10-1QA0-Z | Y10 | 3SU1130-7AF10-1QA0-ZY10 | 1 | UN | 1 | 10 | C | D | EAR99 | N | 85365080 | 1 |  | 0.101 | KG | 90.92 | 90.92 | CP20 | CP20 | Coordinate switch, 22 mm, round, plastic with metal front ring, black, 4 switch positions, momentary contact type, without mechanical interlocking, in O position, with holder, 1 NO, 1 NO, 1 NO, 1 NO, screw terminal, with laser labeling, upper case and lower case, always upper case at beginning of line | - | 0 | 0
3SU1130-7AF10-1QA0-Z | Y11 | 3SU1130-7AF10-1QA0-ZY11 | 1 | UN | 1 | 10 | C | D | EAR99 | N | 85365080 | 1 |  | 0.101 | KG | 90.92 | 90.92 | CP20 | CP20 | Coordinate switch, 22 mm, round, plastic with metal front ring, black, 4 switch positions, momentary contact type, without mechanical interlocking, in O position, with holder, 1 NO, 1 NO, 1 NO, 1 NO, screw terminal, with laser labeling, upper case | - | 0 | 0
3SU1130-7AF10-1QA0-Z | Y12 | 3SU1130-7AF10-1QA0-ZY12 | 1 | UN | 1 | 10 | C | D | EAR99 | N | 85365080 | 1 |  | 0.101 | KG | 90.92 | 90.92 | CP20 | CP20 | Coordinate switch, 22 mm, round, plastic with metal front ring, black, 4 switch positions, momentary contact type, without mechanical interlocking, in O position, with holder, 1 NO, 1 NO, 1 NO, 1 NO, screw terminal, with laser labeling, lower case | - | 0 | 0
3SU1130-7AF10-1QA0-Z | Y15 | 3SU1130-7AF10-1QA0-ZY15 | 1 | UN | 1 | 10 | C | D | EAR99 | N | 85365080 | 1 |  | 0.101 | KG | 90.92 | 90.92 | CP20 | CP20 | Coordinate switch, 22 mm, round, plastic with metal front ring, black, 4 switch positions, momentary contact type, without mechanical interlocking, in O position, with holder, 1 NO, 1 NO, 1 NO, 1 NO, screw terminal, with laser labeling, upper case and lower case, always upper case at the beginning of the word | - | 0 | 0
3SU1130-7AF10-1QA0-Z | Y19 | 3SU1130-7AF10-1QA0-ZY19 | 1 | UN | 1 | 10 | C | D | EAR99 | N | 85365080 | 1 |  | 0.101 | KG | 87.12 | 87.12 | CP20 | CP20 | Coordinate switch, 22 mm, round, plastic with metal front ring, black, 4 switch positions, momentary contact type, without mechanical interlocking, in O position, with holder, 1 NO, 1 NO, 1 NO, 1 NO, screw terminal, with laser labeling, inscription or symbol, Customer-specific selection with SIRIUS ACT configurator (CIN) | - | 0 | 0
3SU1130-7AF10-3QA0 |  | 3SU1130-7AF10-3QA0 | 1 | UN | 1 | 5 | B | D | N | N | 85365080 | 1 | 4047621046532 | 0.115 | KG | 87.31 | 87.31 | CP20 | CP20 | Coordinate switch, 22 mm, round, plastic with metal front ring, black, 4 switch positions, momentary contact type, without mechanical interlocking in O position, with holder, 1 NO, 1 NO, 1 NO, 1 NO, Spring-type terminal | - | 0 | 0
3SU1130-7BA10-1NA0 |  | 3SU1130-7BA10-1NA0 | 1 | UN | 1 | 5 | B | D | N | N | 85365080 | 1 | 4011209955004 | 0.105 | KG | 70.59 | 70.59 | CP20 | CP20 | Coordinate switch, 22 mm, round, plastic with metal front ring, black, 2 switch positions, horizontal latching, with mechanical interlocking, in O position, with holder, 1 NO, 1 NO, screw terminal, | - | 0 | 0
3SU1130-7BA10-1NA0-Z | X90 | 3SU1130-7BA10-1NA0-ZX90 | 1 | UN | 1 | 5 | B | D | EAR99 | N | 85365080 | 20 |  | 0.074 | KG | 70.59 | 70.59 | CP20 | CP20 | Coordinate switch, 22 mm, round, plastic with metal front ring, black, 2 switch positions, horizontal latching, with mechanical interlocking, in O position, with holder, 1 NO, 1 NO, screw terminal, Z=20-unit packaging | - | 0 | 0
3SU1130-7BA10-1NA0-Z | Y10 | 3SU1130-7BA10-1NA0-ZY10 | 1 | UN | 1 | 10 | C | D | EAR99 | N | 85365080 | 1 |  | 0.074 | KG | 75.34 | 75.34 | CP20 | CP20 | Coordinate switch, 22 mm, round, plastic with metal front ring, black, 2 switch positions, horizontal latching, with mechanical interlocking, in O position, with holder, 1 NO, 1 NO, screw terminal, with laser labeling, upper case and lower case, always upper case at beginning of line | - | 0 | 0
3SU1130-7BA10-1NA0-Z | Y11 | 3SU1130-7BA10-1NA0-ZY11 | 1 | UN | 1 | 10 | C | D | EAR99 | N | 85365080 | 1 |  | 0.074 | KG | 75.34 | 75.34 | CP20 | CP20 | Coordinate switch, 22 mm, round, plastic with metal front ring, black, 2 switch positions, horizontal latching, with mechanical interlocking, in O position, with holder, 1 NO, 1 NO, screw terminal, with laser labeling, upper case | - | 0 | 0
3SU1130-7BA10-1NA0-Z | Y12 | 3SU1130-7BA10-1NA0-ZY12 | 1 | UN | 1 | 10 | C | D | EAR99 | N | 85365080 | 1 |  | 0.074 | KG | 75.34 | 75.34 | CP20 | CP20 | Coordinate switch, 22 mm, round, plastic with metal front ring, black, 2 switch positions, horizontal latching, with mechanical interlocking, in O position, with holder, 1 NO, 1 NO, screw terminal, with laser labeling, lower case | - | 0 | 0
3SU1130-7BA10-1NA0-Z | Y15 | 3SU1130-7BA10-1NA0-ZY15 | 1 | UN | 1 | 10 | C | D | EAR99 | N | 85365080 | 1 |  | 0.074 | KG | 75.34 | 75.34 | CP20 | CP20 | Coordinate switch, 22 mm, round, plastic with metal front ring, black, 2 switch positions, horizontal latching, with mechanical interlocking, in O position, with holder, 1 NO, 1 NO, screw terminal, with laser labeling, upper case and lower case, always upper case at the beginning of the word | - | 0 | 0
3SU1130-7BA10-1NA0-Z | Y19 | 3SU1130-7BA10-1NA0-ZY19 | 1 | UN | 1 | 10 | C | D | EAR99 | N | 85365080 | 1 |  | 0.074 | KG | 71.54 | 71.54 | CP20 | CP20 | Coordinate switch, 22 mm, round, plastic with metal front ring, black, 2 switch positions, horizontal latching, with mechanical interlocking, in O position, with holder, 1 NO, 1 NO, screw terminal, with laser labeling, inscription or symbol, Customer-specific selection with SIRIUS ACT configurator (CIN) | - | 0 | 0
3SU1130-7BB10-1NA0 |  | 3SU1130-7BB10-1NA0 | 1 | UN | 1 | 5 | B | D | N | N | 85365080 | 1 | 4011209955042 | 0.107 | KG | 75.81 | 75.81 | CP20 | CP20 | Coordinate switch, 22 mm, round, plastic with metal front ring, black, 2 switch positions, vertical latching, with mechanical interlocking, in O position, with holder, 1 NO, 1 NO, screw terminal, | - | 0 | 0
3SU1130-7BB10-1NA0-Z | X90 | 3SU1130-7BB10-1NA0-ZX90 | 1 | UN | 1 | 5 | B | D | EAR99 | N | 85365080 | 20 |  | 0.074 | KG | 75.81 | 75.81 | CP20 | CP20 | Coordinate switch, 22 mm, round, plastic with metal front ring, black, 2 switch positions, vertical latching, with mechanical interlocking, in O position, with holder, 1 NO, 1 NO, screw terminal, Z=20-unit packaging | - | 0 | 0
3SU1130-7BB10-1NA0-Z | Y10 | 3SU1130-7BB10-1NA0-ZY10 | 1 | UN | 1 | 10 | C | D | EAR99 | N | 85365080 | 1 |  | 0.074 | KG | 80.56 | 80.56 | CP20 | CP20 | Coordinate switch, 22 mm, round, plastic with metal front ring, black, 2 switch positions, vertical latching, with mechanical interlocking, in O position, with holder, 1 NO, 1 NO, screw terminal, with laser labeling, upper case and lower case, always upper case at beginning of line | - | 0 | 0
3SU1130-7BB10-1NA0-Z | Y11 | 3SU1130-7BB10-1NA0-ZY11 | 1 | UN | 1 | 10 | C | D | EAR99 | N | 85365080 | 1 |  | 0.074 | KG | 80.56 | 80.56 | CP20 | CP20 | Coordinate switch, 22 mm, round, plastic with metal front ring, black, 2 switch positions, vertical latching, with mechanical interlocking, in O position, with holder, 1 NO, 1 NO, screw terminal, with laser labeling, upper case | - | 0 | 0
3SU1130-7BB10-1NA0-Z | Y12 | 3SU1130-7BB10-1NA0-ZY12 | 1 | UN | 1 | 10 | C | D | EAR99 | N | 85365080 | 1 |  | 0.074 | KG | 80.56 | 80.56 | CP20 | CP20 | Coordinate switch, 22 mm, round, plastic with metal front ring, black, 2 switch positions, vertical latching, with mechanical interlocking, in O position, with holder, 1 NO, 1 NO, screw terminal, with laser labeling, lower case | - | 0 | 0
3SU1130-7BB10-1NA0-Z | Y15 | 3SU1130-7BB10-1NA0-ZY15 | 1 | UN | 1 | 10 | C | D | EAR99 | N | 85365080 | 1 |  | 0.074 | KG | 80.56 | 80.56 | CP20 | CP20 | Coordinate switch, 22 mm, round, plastic with metal front ring, black, 2 switch positions, vertical latching, with mechanical interlocking, in O position, with holder, 1 NO, 1 NO, screw terminal, with laser labeling, upper case and lower case, always upper case at the beginning of the word | - | 0 | 0
3SU1130-7BB10-1NA0-Z | Y19 | 3SU1130-7BB10-1NA0-ZY19 | 1 | UN | 1 | 10 | C | D | EAR99 | N | 85365080 | 1 |  | 0.074 | KG | 76.76 | 76.76 | CP20 | CP20 | Coordinate switch, 22 mm, round, plastic with metal front ring, black, 2 switch positions, vertical latching, with mechanical interlocking, in O position, with holder, 1 NO, 1 NO, screw terminal, with laser labeling, inscription or symbol, Customer-specific selection with SIRIUS ACT configurator (CIN) | - | 0 | 0
3SU1130-7BC10-1NA0 |  | 3SU1130-7BC10-1NA0 | 1 | UN | 1 | 5 | B | D | N | N | 85365080 | 1 | 4011209954984 | 0.104 | KG | 70.59 | 70.59 | CP20 | CP20 | Coordinate switch, 22 mm, round, plastic with metal front ring, black, 2 switch positions, horizontal, momentary contact type, with mechanical interlocking in O position, with holder, 1 NO, 1 NO, screw terminal | - | 0 | 0
3SU1130-7BC10-1NA0-Z | X90 | 3SU1130-7BC10-1NA0-ZX90 | 1 | UN | 1 | 5 | B | D | EAR99 | N | 85365080 | 20 |  | 0.074 | KG | 70.59 | 70.59 | CP20 | CP20 | Coordinate switch, 22 mm, round, plastic with metal front ring, black, 2 switch positions, horizontal, momentary contact type, with mechanical interlocking in O position, with holder, 1 NO, 1 NO, screw terminal, Z=20-unit packaging | - | 0 | 0
3SU1130-7BC10-1NA0-Z | Y10 | 3SU1130-7BC10-1NA0-ZY10 | 1 | UN | 1 | 10 | C | D | EAR99 | N | 85365080 | 1 |  | 0.074 | KG | 75.34 | 75.34 | CP20 | CP20 | Coordinate switch, 22 mm, round, plastic with metal front ring, black, 2 switch positions, horizontal, momentary contact type, with mechanical interlocking in O position, with holder, 1 NO, 1 NO, screw terminal, with laser labeling, upper case and lower case, always upper case at beginning of line | - | 0 | 0
3SU1130-7BC10-1NA0-Z | Y11 | 3SU1130-7BC10-1NA0-ZY11 | 1 | UN | 1 | 10 | C | D | EAR99 | N | 85365080 | 1 |  | 0.074 | KG | 75.34 | 75.34 | CP20 | CP20 | Coordinate switch, 22 mm, round, plastic with metal front ring, black, 2 switch positions, horizontal, momentary contact type, with mechanical interlocking in O position, with holder, 1 NO, 1 NO, screw terminal, with laser labeling, upper case | - | 0 | 0
3SU1130-7BC10-1NA0-Z | Y12 | 3SU1130-7BC10-1NA0-ZY12 | 1 | UN | 1 | 10 | C | D | EAR99 | N | 85365080 | 1 |  | 0.074 | KG | 75.34 | 75.34 | CP20 | CP20 | Coordinate switch, 22 mm, round, plastic with metal front ring, black, 2 switch positions, horizontal, momentary contact type, with mechanical interlocking in O position, with holder, 1 NO, 1 NO, screw terminal, with laser labeling, lower case | - | 0 | 0
3SU1130-7BC10-1NA0-Z | Y15 | 3SU1130-7BC10-1NA0-ZY15 | 1 | UN | 1 | 10 | C | D | EAR99 | N | 85365080 | 1 |  | 0.074 | KG | 75.34 | 75.34 | CP20 | CP20 | Coordinate switch, 22 mm, round, plastic with metal front ring, black, 2 switch positions, horizontal, momentary contact type, with mechanical interlocking in O position, with holder, 1 NO, 1 NO, screw terminal, with laser labeling, upper case and lower case, always upper case at the beginning of the word | - | 0 | 0
3SU1130-7BC10-1NA0-Z | Y19 | 3SU1130-7BC10-1NA0-ZY19 | 1 | UN | 1 | 10 | C | D | EAR99 | N | 85365080 | 1 |  | 0.074 | KG | 71.54 | 71.54 | CP20 | CP20 | Coordinate switch, 22 mm, round, plastic with metal front ring, black, 2 switch positions, horizontal, momentary contact type, with mechanical interlocking in O position, with holder, 1 NO, 1 NO, screw terminal, with laser labeling, inscription or symbol Customer-specific selection with SIRIUS ACT configurator (CIN) | - | 0 | 0
3SU1130-7BD10-1NA0 |  | 3SU1130-7BD10-1NA0 | 1 | UN | 1 | 5 | B | D | N | N | 85365080 | 1 | 4011209955028 | 0.108 | KG | 75.81 | 75.81 | CP20 | CP20 | Coordinate switch, 22 mm, round, plastic with metal front ring, black, 2 switch positions, vertical, momentary contact type, with mechanical interlocking in O position, with holder, 1 NO, 1 NO, screw terminal | - | 0 | 0
3SU1130-7BD10-1NA0-Z | X90 | 3SU1130-7BD10-1NA0-ZX90 | 1 | UN | 1 | 5 | B | D | EAR99 | N | 85365080 | 20 |  | 0.074 | KG | 75.81 | 75.81 | CP20 | CP20 | Coordinate switch, 22 mm, round, plastic with metal front ring, black, 2 switch positions, vertical, momentary contact type, with mechanical interlocking in O position, with holder, 1 NO, 1 NO, screw terminal, Z=20-unit packaging | - | 0 | 0
3SU1130-7BD10-1NA0-Z | Y10 | 3SU1130-7BD10-1NA0-ZY10 | 1 | UN | 1 | 10 | C | D | EAR99 | N | 85365080 | 1 |  | 0.074 | KG | 80.56 | 80.56 | CP20 | CP20 | Coordinate switch, 22 mm, round, plastic with metal front ring, black, 2 switch positions, vertical, momentary contact type, with mechanical interlocking in O position, with holder, 1 NO, 1 NO, screw terminal, with laser labeling, upper case and lower case, always upper case at beginning of line | - | 0 | 0
3SU1130-7BD10-1NA0-Z | Y11 | 3SU1130-7BD10-1NA0-ZY11 | 1 | UN | 1 | 10 | C | D | EAR99 | N | 85365080 | 1 |  | 0.074 | KG | 80.56 | 80.56 | CP20 | CP20 | Coordinate switch, 22 mm, round, plastic with metal front ring, black, 2 switch positions, vertical, momentary contact type, with mechanical interlocking in O position, with holder, 1 NO, 1 NO, screw terminal, with laser labeling, upper case | - | 0 | 0
3SU1130-7BD10-1NA0-Z | Y12 | 3SU1130-7BD10-1NA0-ZY12 | 1 | UN | 1 | 10 | C | D | EAR99 | N | 85365080 | 1 |  | 0.074 | KG | 80.56 | 80.56 | CP20 | CP20 | Coordinate switch, 22 mm, round, plastic with metal front ring, black, 2 switch positions, vertical, momentary contact type, with mechanical interlocking in O position, with holder, 1 NO, 1 NO, screw terminal, with laser labeling, lower case | - | 0 | 0
3SU1130-7BD10-1NA0-Z | Y15 | 3SU1130-7BD10-1NA0-ZY15 | 1 | UN | 1 | 10 | C | D | EAR99 | N | 85365080 | 1 |  | 0.074 | KG | 80.56 | 80.56 | CP20 | CP20 | Coordinate switch, 22 mm, round, plastic with metal front ring, black, 2 switch positions, vertical, momentary contact type, with mechanical interlocking in O position, with holder, 1 NO, 1 NO, screw terminal, with laser labeling, upper case and lower case, always upper case at the beginning of the word | - | 0 | 0
3SU1130-7BD10-1NA0-Z | Y19 | 3SU1130-7BD10-1NA0-ZY19 | 1 | UN | 1 | 10 | C | D | EAR99 | N | 85365080 | 1 |  | 0.074 | KG | 76.76 | 76.76 | CP20 | CP20 | Coordinate switch, 22 mm, round, plastic with metal front ring, black, 2 switch positions, vertical, momentary contact type, with mechanical interlocking in O position, with holder, 1 NO, 1 NO, screw terminal, with laser labeling, inscription or symbol Customer-specific selection with SIRIUS ACT configurator (CIN) | - | 0 | 0
3SU1130-7BE10-1QA0 |  | 3SU1130-7BE10-1QA0 | 1 | UN | 1 | 5 | B | D | N | N | 85365080 | 1 | 4011209955080 | 0.12 | KG | 100.7 | 100.7 | CP20 | CP20 | Coordinate switch, 22 mm, round, plastic with metal front ring, black, 4 switch positions, latching, with mechanical interlocking, in O position, with holder, 1 NO, 1 NO, 1 NO, 1 NO, screw terminal, | - | 0 | 0
3SU1130-7BE10-1QA0-Z | X90 | 3SU1130-7BE10-1QA0-ZX90 | 1 | UN | 1 | 5 | B | D | EAR99 | N | 85365080 | 20 |  | 0.101 | KG | 100.7 | 100.7 | CP20 | CP20 | Coordinate switch, 22 mm, round, plastic with metal front ring, black, 4 switch positions, latching, with mechanical interlocking, in O position, with holder, 1 NO, 1 NO, 1 NO, 1 NO, screw terminal, Z=20-unit packaging | - | 0 | 0
3SU1130-7BE10-1QA0-Z | Y10 | 3SU1130-7BE10-1QA0-ZY10 | 1 | UN | 1 | 10 | C | D | EAR99 | N | 85365080 | 1 |  | 0.101 | KG | 105.45 | 105.45 | CP20 | CP20 | Coordinate switch, 22 mm, round, plastic with metal front ring, black, 4 switch positions, latching, with mechanical interlocking, in O position, with holder, 1 NO, 1 NO, 1 NO, 1 NO, screw terminal, with laser labeling, upper case and lower case, always upper case at beginning of line | - | 0 | 0
3SU1130-7BE10-1QA0-Z | Y11 | 3SU1130-7BE10-1QA0-ZY11 | 1 | UN | 1 | 10 | C | D | EAR99 | N | 85365080 | 1 |  | 0.101 | KG | 105.45 | 105.45 | CP20 | CP20 | Coordinate switch, 22 mm, round, plastic with metal front ring, black, 4 switch positions, latching, with mechanical interlocking, in O position, with holder, 1 NO, 1 NO, 1 NO, 1 NO, screw terminal, with laser labeling, upper case | - | 0 | 0
3SU1130-7BE10-1QA0-Z | Y12 | 3SU1130-7BE10-1QA0-ZY12 | 1 | UN | 1 | 10 | C | D | EAR99 | N | 85365080 | 1 |  | 0.101 | KG | 105.45 | 105.45 | CP20 | CP20 | Coordinate switch, 22 mm, round, plastic with metal front ring, black, 4 switch positions, latching, with mechanical interlocking, in O position, with holder, 1 NO, 1 NO, 1 NO, 1 NO, screw terminal, with laser labeling, lower case | - | 0 | 0
3SU1130-7BE10-1QA0-Z | Y15 | 3SU1130-7BE10-1QA0-ZY15 | 1 | UN | 1 | 10 | C | D | EAR99 | N | 85365080 | 1 |  | 0.101 | KG | 105.45 | 105.45 | CP20 | CP20 | Coordinate switch, 22 mm, round, plastic with metal front ring, black, 4 switch positions, latching, with mechanical interlocking, in O position, with holder, 1 NO, 1 NO, 1 NO, 1 NO, screw terminal, with laser labeling, upper case and lower case, always upper case at the beginning of the word | - | 0 | 0
3SU1130-7BE10-1QA0-Z | Y19 | 3SU1130-7BE10-1QA0-ZY19 | 1 | UN | 1 | 10 | C | D | EAR99 | N | 85365080 | 1 |  | 0.101 | KG | 101.65 | 101.65 | CP20 | CP20 | Coordinate switch, 22 mm, round, plastic with metal front ring, black, 4 switch positions, latching, with mechanical interlocking, in O position, with holder, 1 NO, 1 NO, 1 NO, 1 NO, screw terminal, with laser labeling, inscription or symbol, Customer-specific selection with SIRIUS ACT configurator (CIN) | - | 0 | 0
3SU1130-7BF10-1QA0 |  | 3SU1130-7BF10-1QA0 | 1 | UN | 1 | 5 | B | D | N | N | 85365080 | 1 | 4011209955066 | 0.12 | KG | 100.7 | 100.7 | CP20 | CP20 | Coordinate switch, 22 mm, round, plastic with metal front ring, black, 4 switch positions, momentary contact type, with mechanical interlocking in O position, with holder, 1 NO, 1 NO, 1 NO, 1 NO, screw terminal | - | 0 | 0
3SU1130-7BF10-1QA0-Z | X90 | 3SU1130-7BF10-1QA0-ZX90 | 1 | UN | 1 | 5 | B | D | EAR99 | N | 85365080 | 20 |  | 0.101 | KG | 100.7 | 100.7 | CP20 | CP20 | Coordinate switch, 22 mm, round, plastic with metal front ring, black, 4 switch positions, momentary contact type, with mechanical interlocking in O position, with holder, 1 NO, 1 NO, 1 NO, 1 NO, screw terminal, Z=20-unit packaging | - | 0 | 0
3SU1130-7BF10-1QA0-Z | Y10 | 3SU1130-7BF10-1QA0-ZY10 | 1 | UN | 1 | 10 | C | D | EAR99 | N | 85365080 | 1 |  | 0.101 | KG | 105.45 | 105.45 | CP20 | CP20 | Coordinate switch, 22 mm, round, plastic with metal front ring, black, 4 switch positions, momentary contact type, with mechanical interlocking in O position, with holder, 1 NO, 1 NO, 1 NO, 1 NO, screw terminal, with laser labeling, upper case and lower case, always upper case at beginning of line | - | 0 | 0
3SU1130-7BF10-1QA0-Z | Y11 | 3SU1130-7BF10-1QA0-ZY11 | 1 | UN | 1 | 10 | C | D | EAR99 | N | 85365080 | 1 |  | 0.101 | KG | 105.45 | 105.45 | CP20 | CP20 | Coordinate switch, 22 mm, round, plastic with metal front ring, black, 4 switch positions, momentary contact type, with mechanical interlocking in O position, with holder, 1 NO, 1 NO, 1 NO, 1 NO, screw terminal, with laser labeling, upper case | - | 0 | 0
3SU1130-7BF10-1QA0-Z | Y12 | 3SU1130-7BF10-1QA0-ZY12 | 1 | UN | 1 | 10 | C | D | EAR99 | N | 85365080 | 1 |  | 0.101 | KG | 105.45 | 105.45 | CP20 | CP20 | Coordinate switch, 22 mm, round, plastic with metal front ring, black, 4 switch positions, momentary contact type, with mechanical interlocking in O position, with holder, 1 NO, 1 NO, 1 NO, 1 NO, screw terminal, with laser labeling, lower case | - | 0 | 0
3SU1130-7BF10-1QA0-Z | Y15 | 3SU1130-7BF10-1QA0-ZY15 | 1 | UN | 1 | 10 | C | D | EAR99 | N | 85365080 | 1 |  | 0.101 | KG | 105.45 | 105.45 | CP20 | CP20 | Coordinate switch, 22 mm, round, plastic with metal front ring, black, 4 switch positions, momentary contact type, with mechanical interlocking in O position, with holder, 1 NO, 1 NO, 1 NO, 1 NO, screw terminal, with laser labeling, upper case and lower case, always upper case at the beginning of the word | - | 0 | 0
3SU1130-7BF10-1QA0-Z | Y19 | 3SU1130-7BF10-1QA0-ZY19 | 1 | UN | 1 | 10 | C | D | EAR99 | N | 85365080 | 1 |  | 0.101 | KG | 101.65 | 101.65 | CP20 | CP20 | Coordinate switch, 22 mm, round, plastic with metal front ring, black, 4 switch positions, momentary contact type, with mechanical interlocking in O position, with holder, 1 NO, 1 NO, 1 NO, 1 NO, screw terminal, with laser labeling, inscription or symbol Customer-specific selection with SIRIUS ACT configurator (CIN) | - | 0 | 0
3SU1132-0AB20-1BA0 |  | 3SU1132-0AB20-1BA0 | 1 | UN | 1 | 5 | B | D | N | N | 85365080 | 1 | 4011209969599 | 0.065 | KG | 23.85 | 23.85 | CP20 | CP20 | Illuminated pushbutton, 22 mm, round, plastic with metal front ring, red, pushbutton, flat, momentary contact type, with holder, 1 NO, LED module with integrated LED 24 V AC/DC, screw terminal | - | 0 | 0
3SU1132-0AB20-1BA0-Z | X90 | 3SU1132-0AB20-1BA0-ZX90 | 1 | UN | 1 | 5 | B | D | EAR99 | N | 85365080 | 20 |  | 0.06 | KG | 23.85 | 23.85 | CP20 | CP20 | Illuminated pushbutton, 22 mm, round, plastic with metal front ring, red, pushbutton, flat, momentary contact type, with holder, 1NO, LED module with integrated LED 24 V AC/DC, screw terminal, Z=20-unit packaging | - | 0 | 0
3SU1132-0AB20-1BA0-Z | Y10 | 3SU1132-0AB20-1BA0-ZY10 | 1 | UN | 1 | 10 | C | D | EAR99 | N | 85365080 | 1 |  | 0.06 | KG | 28.6 | 28.6 | CP20 | CP20 | Illuminated pushbutton, 22 mm, round, plastic with metal front ring, red, pushbutton, flat, momentary contact type, with holder, 1NO, LED module with integrated LED 24 V AC/DC, screw terminal, with laser labeling, upper case and lower case, always upper case at beginning of line | - | 0 | 0
3SU1132-0AB20-1BA0-Z | Y11 | 3SU1132-0AB20-1BA0-ZY11 | 1 | UN | 1 | 10 | C | D | EAR99 | N | 85365080 | 1 |  | 0.06 | KG | 28.6 | 28.6 | CP20 | CP20 | Illuminated pushbutton, 22 mm, round, plastic with metal front ring, red, pushbutton, flat, momentary contact type, with holder, 1NO, LED module with integrated LED 24 V AC/DC, screw terminal, with laser labeling, upper case | - | 0 | 0
3SU1132-0AB20-1BA0-Z | Y12 | 3SU1132-0AB20-1BA0-ZY12 | 1 | UN | 1 | 10 | C | D | EAR99 | N | 85365080 | 1 |  | 0.06 | KG | 28.6 | 28.6 | CP20 | CP20 | Illuminated pushbutton, 22 mm, round, plastic with metal front ring, red, pushbutton, flat, momentary contact type, with holder, 1NO, LED module with integrated LED 24 V AC/DC, screw terminal, with laser labeling, lower case | - | 0 | 0
3SU1132-0AB20-1BA0-Z | Y13 | 3SU1132-0AB20-1BA0-ZY13 | 1 | UN | 1 | 10 | C | D | EAR99 | N | 85365080 | 1 |  | 0.06 | KG | 28.6 | 28.6 | CP20 | CP20 | Illuminated pushbutton, 22 mm, round, plastic with metal front ring, red, pushbutton, flat, momentary contact type, with holder, 1NO, LED module with integrated LED 24 V AC/DC, screw terminal, with laser labeling, symbol number according to, ISO 7000 or IEC 60417 | - | 0 | 0
3SU1132-0AB20-1BA0-Z | Y15 | 3SU1132-0AB20-1BA0-ZY15 | 1 | UN | 1 | 10 | C | D | EAR99 | N | 85365080 | 1 |  | 0.06 | KG | 28.6 | 28.6 | CP20 | CP20 | Illuminated pushbutton, 22 mm, round, plastic with metal front ring, red, pushbutton, flat, momentary contact type, with holder, 1NO, LED module with integrated LED 24 V AC/DC, screw terminal, with laser labeling, upper case and lower case, Always upper case at the beginning of the word | - | 0 | 0
3SU1132-0AB20-1BA0-Z | Y19 | 3SU1132-0AB20-1BA0-ZY19 | 1 | UN | 1 | 10 | C | D | EAR99 | N | 85365080 | 1 |  | 0.06 | KG | 24.8 | 24.8 | CP20 | CP20 | Illuminated pushbutton, 22 mm, round, plastic with metal front ring, red, pushbutton, flat, momentary contact type, with holder, 1NO, LED module with integrated LED 24 V AC/DC, screw terminal, with laser labeling, inscription or symbol Customer-specific selection with SIRIUS ACT configurator (CIN) | - | 0 | 0
3SU1132-0AB20-1CA0 |  | 3SU1132-0AB20-1CA0 | 1 | UN | 1 | 3 | B | D | N | N | 85365080 | 1 | 4011209970489 | 0.068 | KG | 23.85 | 22.14 | CP20 | CP20 | Illuminated pushbutton, 22 mm, round, plastic with metal front ring, red, pushbutton, flat, momentary contact type, with holder, 1 NC, LED module with integrated LED 24 V AC/DC, screw terminal | Lista Papel 2020 SI | 0 | 0
3SU1132-0AB20-1CA0-Z | X90 | 3SU1132-0AB20-1CA0-ZX90 | 1 | UN | 1 | 5 | B | D | EAR99 | N | 85365080 | 20 |  | 0.06 | KG | 23.85 | 23.85 | CP20 | CP20 | Illuminated pushbutton, 22 mm, round, plastic with metal front ring, red, pushbutton, flat, momentary contact type, with holder, 1NC, LED module with integrated LED 24 V AC/DC, screw terminal, Z=20-unit packaging | - | 0 | 0
3SU1132-0AB20-1CA0-Z | Y10 | 3SU1132-0AB20-1CA0-ZY10 | 1 | UN | 1 | 10 | C | D | EAR99 | N | 85365080 | 1 |  | 0.06 | KG | 28.6 | 28.6 | CP20 | CP20 | Illuminated pushbutton, 22 mm, round, plastic with metal front ring, red, pushbutton, flat, momentary contact type, with holder, 1NC, LED module with integrated LED 24 V AC/DC, screw terminal, with laser labeling, upper case and lower case, always upper case at beginning of line | - | 0 | 0
3SU1132-0AB20-1CA0-Z | Y11 | 3SU1132-0AB20-1CA0-ZY11 | 1 | UN | 1 | 10 | C | D | EAR99 | N | 85365080 | 1 |  | 0.06 | KG | 28.6 | 28.6 | CP20 | CP20 | Illuminated pushbutton, 22 mm, round, plastic with metal front ring, red, pushbutton, flat, momentary contact type, with holder, 1NC, LED module with integrated LED 24 V AC/DC, screw terminal, with laser labeling, upper case | - | 0 | 0
3SU1132-0AB20-1CA0-Z | Y12 | 3SU1132-0AB20-1CA0-ZY12 | 1 | UN | 1 | 10 | C | D | EAR99 | N | 85365080 | 1 |  | 0.06 | KG | 28.6 | 28.6 | CP20 | CP20 | Illuminated pushbutton, 22 mm, round, plastic with metal front ring, red, pushbutton, flat, momentary contact type, with holder, 1NC, LED module with integrated LED 24 V AC/DC, screw terminal, with laser labeling, lower case | - | 0 | 0
3SU1132-0AB20-1CA0-Z | Y13 | 3SU1132-0AB20-1CA0-ZY13 | 1 | UN | 1 | 10 | C | D | EAR99 | N | 85365080 | 1 |  | 0.06 | KG | 28.6 | 28.6 | CP20 | CP20 | Illuminated pushbutton, 22 mm, round, plastic with metal front ring, red, pushbutton, flat, momentary contact type, with holder, 1NC, LED module with integrated LED 24 V AC/DC, screw terminal, with laser labeling, symbol number according to, ISO 7000 or IEC 60417 | - | 0 | 0
3SU1132-0AB20-1CA0-Z | Y15 | 3SU1132-0AB20-1CA0-ZY15 | 1 | UN | 1 | 10 | C | D | EAR99 | N | 85365080 | 1 |  | 0.06 | KG | 28.6 | 28.6 | CP20 | CP20 | Illuminated pushbutton, 22 mm, round, plastic with metal front ring, red, pushbutton, flat, momentary contact type, with holder, 1NC, LED module with integrated LED 24 V AC/DC, screw terminal, with laser labeling, upper case and lower case, Always upper case at the beginning of the word | - | 0 | 0
3SU1132-0AB20-1CA0-Z | Y19 | 3SU1132-0AB20-1CA0-ZY19 | 1 | UN | 1 | 10 | C | D | EAR99 | N | 85365080 | 1 |  | 0.06 | KG | 24.8 | 24.8 | CP20 | CP20 | Illuminated pushbutton, 22 mm, round, plastic with metal front ring, red, pushbutton, flat, momentary contact type, with holder, 1NC, LED module with integrated LED 24 V AC/DC, screw terminal, with laser labeling, inscription or symbol Customer-specific selection with SIRIUS ACT configurator (CIN) | - | 0 | 0
3SU1132-0AB20-1FA0 |  | 3SU1132-0AB20-1FA0 | 1 | UN | 1 | 3 | B | D | N | N | 85365080 | 1 | 4011209969476 | 0.075 | KG | 27.08 | 25.37 | CP20 | CP20 | Illuminated pushbutton, 22 mm, round, plastic with metal front ring, red, pushbutton, flat, momentary contact type, with holder, 1 NO+1 NC, LED module with integrated LED 24 V AC/DC, screw terminal | Lista Papel 2020 SI | 0 | 0
3SU1132-0AB20-1FA0-Z | X90 | 3SU1132-0AB20-1FA0-ZX90 | 1 | UN | 1 | 5 | B | D | EAR99 | N | 85365080 | 20 |  | 0.068 | KG | 27.08 | 27.08 | CP20 | CP20 | Illuminated pushbutton, 22 mm, round, plastic with metal front ring, red, pushbutton, flat, momentary contact type, with holder, 1 NO+1 NC, LED module with integrated LED 24 V AC/DC, screw terminal, Z=20-unit packaging | - | 0 | 0
3SU1132-0AB20-1FA0-Z | Y10 | 3SU1132-0AB20-1FA0-ZY10 | 1 | UN | 1 | 10 | C | D | EAR99 | N | 85365080 | 1 |  | 0.068 | KG | 31.83 | 31.83 | CP20 | CP20 | Illuminated pushbutton, 22 mm, round, plastic with metal front ring, red, pushbutton, flat, momentary contact type, with holder, 1 NO+1 NC, LED module with integrated LED 24 V AC/DC, screw terminal, with laser labeling, upper case and lower case, always upper case at beginning of line | - | 0 | 0
3SU1132-0AB20-1FA0-Z | Y11 | 3SU1132-0AB20-1FA0-ZY11 | 1 | UN | 1 | 10 | C | D | EAR99 | N | 85365080 | 1 |  | 0.068 | KG | 31.83 | 31.83 | CP20 | CP20 | Illuminated pushbutton, 22 mm, round, plastic with metal front ring, red, pushbutton, flat, momentary contact type, with holder, 1 NO+1 NC, LED module with integrated LED 24 V AC/DC, screw terminal, with laser labeling, upper case | - | 0 | 0
3SU1132-0AB20-1FA0-Z | Y12 | 3SU1132-0AB20-1FA0-ZY12 | 1 | UN | 1 | 10 | C | D | EAR99 | N | 85365080 | 1 |  | 0.068 | KG | 31.83 | 31.83 | CP20 | CP20 | Illuminated pushbutton, 22 mm, round, plastic with metal front ring, red, pushbutton, flat, momentary contact type, with holder, 1 NO+1 NC, LED module with integrated LED 24 V AC/DC, screw terminal, with laser labeling, lower case | - | 0 | 0
3SU1132-0AB20-1FA0-Z | Y13 | 3SU1132-0AB20-1FA0-ZY13 | 1 | UN | 1 | 10 | C | D | EAR99 | N | 85365080 | 1 |  | 0.068 | KG | 31.83 | 31.83 | CP20 | CP20 | Illuminated pushbutton, 22 mm, round, plastic with metal front ring, red, pushbutton, flat, momentary contact type, with holder, 1 NO+1 NC, LED module with integrated LED 24 V AC/DC, screw terminal, with laser labeling, symbol number according to, ISO 7000 or IEC 60417 | - | 0 | 0
3SU1132-0AB20-1FA0-Z | Y15 | 3SU1132-0AB20-1FA0-ZY15 | 1 | UN | 1 | 10 | C | D | EAR99 | N | 85365080 | 1 |  | 0.068 | KG | 31.83 | 31.83 | CP20 | CP20 | Illuminated pushbutton, 22 mm, round, plastic with metal front ring, red, pushbutton, flat, momentary contact type, with holder, 1 NO+1 NC, LED module with integrated LED 24 V AC/DC, screw terminal, with laser labeling, upper case and lower case, Always upper case at the beginning of the word | - | 0 | 0
3SU1132-0AB20-1FA0-Z | Y19 | 3SU1132-0AB20-1FA0-ZY19 | 1 | UN | 1 | 10 | C | D | EAR99 | N | 85365080 | 1 |  | 0.068 | KG | 28.03 | 28.03 | CP20 | CP20 | Illuminated pushbutton, 22 mm, round, plastic with metal front ring, red, pushbutton, flat, momentary contact type, with holder, 1 NO+1 NC, LED module with integrated LED 24 V AC/DC, screw terminal, with laser labeling, inscription or symbol Customer-specific selection with SIRIUS ACT configurator (CIN) | - | 0 | 0
3SU1132-0AB20-3CA0 |  | 3SU1132-0AB20-3CA0 | 1 | UN | 1 | 5 | B | D | N | N | 85365080 | 1 | 4011209970496 | 0.065 | KG | 24.7 | 24.7 | CP20 | CP20 | Illuminated pushbutton, 22 mm, round, plastic with metal front ring, red, pushbutton, flat, momentary contact type, with holder, 1 NC, LED module with integrated LED 24 V AC/DC, Spring-type terminal | - | 0 | 0
3SU1132-0AB20-3CA0-Z | X90 | 3SU1132-0AB20-3CA0-ZX90 | 1 | UN | 1 | 5 | B | D | EAR99 | N | 85365080 | 20 |  | 0.06 | KG | 24.7 | 24.7 | CP20 | CP20 | Illuminated pushbutton, 22 mm, round, plastic with metal front ring, red, pushbutton, flat, momentary contact type, with holder, 1NC, LED module with integrated LED 24 V AC/DC, spring-type terminal, Z=20-unit packaging | - | 0 | 0
3SU1132-0AB20-3CA0-Z | Y10 | 3SU1132-0AB20-3CA0-ZY10 | 1 | UN | 1 | 10 | C | D | N | N | 85365080 | 1 |  | 0.06 | KG | 29.45 | 29.45 | CP20 | CP20 | Illuminated pushbutton, 22 mm, round, plastic with metal front ring, red, pushbutton, flat, momentary contact type, with holder, 1NC, LED module with integrated LED 24 V AC/DC, spring-type terminal, with laser labeling, upper case and lower case, always upper case at beginning of line | - | 0 | 0
3SU1132-0AB20-3CA0-Z | Y11 | 3SU1132-0AB20-3CA0-ZY11 | 1 | UN | 1 | 10 | C | D | N | N | 85365080 | 1 |  | 0.06 | KG | 29.45 | 29.45 | CP20 | CP20 | Illuminated pushbutton, 22 mm, round, plastic with metal front ring, red, pushbutton, flat, momentary contact type, with holder, 1NC, LED module with integrated LED 24 V AC/DC, spring-type terminal, with laser labeling, upper case | - | 0 | 0
3SU1132-0AB20-3CA0-Z | Y12 | 3SU1132-0AB20-3CA0-ZY12 | 1 | UN | 1 | 10 | C | D | N | N | 85365080 | 1 |  | 0.06 | KG | 29.45 | 29.45 | CP20 | CP20 | Illuminated pushbutton, 22 mm, round, plastic with metal front ring, red, pushbutton, flat, momentary contact type, with holder, 1NC, LED module with integrated LED 24 V AC/DC, spring-type terminal, with laser labeling, lower case | - | 0 | 0
3SU1132-0AB20-3CA0-Z | Y13 | 3SU1132-0AB20-3CA0-ZY13 | 1 | UN | 1 | 10 | C | D | N | N | 85365080 | 1 |  | 0.063 | KG | 29.45 | 29.45 | CP20 | CP20 | Illuminated pushbutton, 22 mm, round, plastic with metal front ring, red, pushbutton, flat, momentary contact type, with holder, 1NC, LED module with integrated LED 24 V AC/DC, spring-type terminal, with laser labeling, symbol number according to, ISO 7000 or IEC 60417 | - | 0 | 0
3SU1132-0AB20-3CA0-Z | Y15 | 3SU1132-0AB20-3CA0-ZY15 | 1 | UN | 1 | 10 | C | D | EAR99 | N | 85365080 | 1 |  | 0.06 | KG | 29.45 | 29.45 | CP20 | CP20 | Illuminated pushbutton, 22 mm, round, plastic with metal front ring, red, pushbutton, flat, momentary contact type, with holder, 1NC, LED module with integrated LED 24 V AC/DC, spring-type terminal, with laser labeling, upper case and lower case, Always upper case at the beginning of the word | - | 0 | 0
3SU1132-0AB20-3CA0-Z | Y19 | 3SU1132-0AB20-3CA0-ZY19 | 1 | UN | 1 | 10 | C | D | N | N | 85365080 | 1 |  | 0.06 | KG | 25.65 | 25.65 | CP20 | CP20 | Illuminated pushbutton, 22 mm, round, plastic with metal front ring, red, pushbutton, flat, momentary contact type, with holder, 1NC, LED module with integrated LED 24 V AC/DC, spring-type terminal, with laser labeling, inscription or symbol Customer-specific selection with SIRIUS ACT configurator (CIN) | - | 0 | 0
3SU1132-0AB20-3FA0 |  | 3SU1132-0AB20-3FA0 | 1 | UN | 1 | 5 | B | D | N | N | 85365080 | 1 | 4011209969537 | 0.072 | KG | 28.5 | 28.5 | CP20 | CP20 | Illuminated pushbutton, 22 mm, round, plastic with metal front ring, red, pushbutton, flat, momentary contact type, with holder, 1 NO+1 NC, LED module with integrated LED 24 V AC/DC, Spring-type terminal | - | 0 | 0
3SU1132-0AB20-3FA0-Z | X90 | 3SU1132-0AB20-3FA0-ZX90 | 1 | UN | 1 | 5 | B | D | N | N | 85365080 | 20 | 4047621073880 | 0.079 | KG | 28.5 | 28.5 | CP20 | CP20 | Illuminated pushbutton, 22 mm, round, plastic with metal front ring, red, pushbutton, flat, momentary contact type, with holder, 1 NO+1 NC, LED module with integrated LED 24 V AC/DC, spring-type terminal, Z=20-unit packaging | - | 0 | 0
3SU1132-0AB20-3FA0-Z | Y10 | 3SU1132-0AB20-3FA0-ZY10 | 1 | UN | 1 | 10 | C | D | EAR99 | N | 85365080 | 1 |  | 0.068 | KG | 33.25 | 33.25 | CP20 | CP20 | Illuminated pushbutton, 22 mm, round, plastic with metal front ring, red, pushbutton, flat, momentary contact type, with holder, 1 NO+1 NC, LED module with integrated LED 24 V AC/DC, spring-type terminal, with laser labeling, upper case and lower case, always upper case at beginning of line | - | 0 | 0
3SU1132-0AB20-3FA0-Z | Y11 | 3SU1132-0AB20-3FA0-ZY11 | 1 | UN | 1 | 10 | C | D | EAR99 | N | 85365080 | 1 |  | 0.068 | KG | 33.25 | 33.25 | CP20 | CP20 | Illuminated pushbutton, 22 mm, round, plastic with metal front ring, red, pushbutton, flat, momentary contact type, with holder, 1 NO+1 NC, LED module with integrated LED 24 V AC/DC, spring-type terminal, with laser labeling, upper case | - | 0 | 0
3SU1132-0AB20-3FA0-Z | Y12 | 3SU1132-0AB20-3FA0-ZY12 | 1 | UN | 1 | 10 | C | D | EAR99 | N | 85365080 | 1 |  | 0.068 | KG | 33.25 | 33.25 | CP20 | CP20 | Illuminated pushbutton, 22 mm, round, plastic with metal front ring, red, pushbutton, flat, momentary contact type, with holder, 1 NO+1 NC, LED module with integrated LED 24 V AC/DC, spring-type terminal, with laser labeling, lower case | - | 0 | 0
3SU1132-0AB20-3FA0-Z | Y13 | 3SU1132-0AB20-3FA0-ZY13 | 1 | UN | 1 | 10 | C | D | EAR99 | N | 85365080 | 1 |  | 0.068 | KG | 33.25 | 33.25 | CP20 | CP20 | Illuminated pushbutton, 22 mm, round, plastic with metal front ring, red, pushbutton, flat, momentary contact type, with holder, 1 NO+1 NC, LED module with integrated LED 24 V AC/DC, spring-type terminal, with laser labeling, symbol number according to, ISO 7000 or IEC 60417 | - | 0 | 0
3SU1132-0AB20-3FA0-Z | Y15 | 3SU1132-0AB20-3FA0-ZY15 | 1 | UN | 1 | 10 | C | D | EAR99 | N | 85365080 | 1 |  | 0.068 | KG | 33.25 | 33.25 | CP20 | CP20 | Illuminated pushbutton, 22 mm, round, plastic with metal front ring, red, pushbutton, flat, momentary contact type, with holder, 1 NO+1 NC, LED module with integrated LED 24 V AC/DC, spring-type terminal, with laser labeling, upper case and lower case, Always upper case at the beginning of the word | - | 0 | 0
3SU1132-0AB20-3FA0-Z | Y19 | 3SU1132-0AB20-3FA0-ZY19 | 1 | UN | 1 | 10 | C | D | EAR99 | N | 85365080 | 1 |  | 0.068 | KG | 29.45 | 29.45 | CP20 | CP20 | Illuminated pushbutton, 22 mm, round, plastic with metal front ring, red, pushbutton, flat, momentary contact type, with holder, 1 NO+1 NC, LED module with integrated LED 24 V AC/DC, spring-type terminal, with laser labeling, inscription or symbol Customer-specific selection with SIRIUS ACT configurator (CIN) | - | 0 | 0
3SU1132-0AB30-1BA0 |  | 3SU1132-0AB30-1BA0 | 1 | UN | 1 | 3 | B | D | N | N | 85365080 | 1 | 4011209969605 | 0.065 | KG | 23.85 | 22.14 | CP20 | CP20 | Illuminated pushbutton, 22 mm, round, plastic with metal front ring, yellow, pushbutton, flat, momentary contact type, with holder, 1 NO, LED module with integrated LED 24 V AC/DC, screw terminal | Lista Papel 2020 SI | 0 | 0
3SU1132-0AB30-1BA0-Z | X90 | 3SU1132-0AB30-1BA0-ZX90 | 1 | UN | 1 | 5 | B | D | EAR99 | N | 85365080 | 20 |  | 0.06 | KG | 23.85 | 23.85 | CP20 | CP20 | Illuminated pushbutton, 22 mm, round, plastic with metal front ring, yellow, pushbutton, flat, momentary contact type, with holder, 1NO, LED module with integrated LED 24 V AC/DC, screw terminal, Z=20-unit packaging | - | 0 | 0
3SU1132-0AB30-1BA0-Z | Y10 | 3SU1132-0AB30-1BA0-ZY10 | 1 | UN | 1 | 10 | C | D | EAR99 | N | 85365080 | 1 |  | 0.06 | KG | 28.6 | 28.6 | CP20 | CP20 | Illuminated pushbutton, 22 mm, round, plastic with metal front ring, yellow, pushbutton, flat, momentary contact type, with holder, 1NO, LED module with integrated LED 24 V AC/DC, screw terminal, with laser labeling, upper case and lower case, always upper case at beginning of line | - | 0 | 0
3SU1132-0AB30-1BA0-Z | Y11 | 3SU1132-0AB30-1BA0-ZY11 | 1 | UN | 1 | 10 | C | D | EAR99 | N | 85365080 | 1 |  | 0.06 | KG | 28.6 | 28.6 | CP20 | CP20 | Illuminated pushbutton, 22 mm, round, plastic with metal front ring, yellow, pushbutton, flat, momentary contact type, with holder, 1NO, LED module with integrated LED 24 V AC/DC, screw terminal, with laser labeling, upper case | - | 0 | 0
3SU1132-0AB30-1BA0-Z | Y12 | 3SU1132-0AB30-1BA0-ZY12 | 1 | UN | 1 | 10 | C | D | EAR99 | N | 85365080 | 1 |  | 0.06 | KG | 28.6 | 28.6 | CP20 | CP20 | Illuminated pushbutton, 22 mm, round, plastic with metal front ring, yellow, pushbutton, flat, momentary contact type, with holder, 1NO, LED module with integrated LED 24 V AC/DC, screw terminal, with laser labeling, lower case | - | 0 | 0
3SU1132-0AB30-1BA0-Z | Y13 | 3SU1132-0AB30-1BA0-ZY13 | 1 | UN | 1 | 10 | C | D | EAR99 | N | 85365080 | 1 |  | 0.06 | KG | 28.6 | 28.6 | CP20 | CP20 | Illuminated pushbutton, 22 mm, round, plastic with metal front ring, yellow, pushbutton, flat, momentary contact type, with holder, 1NO, LED module with integrated LED 24 V AC/DC, screw terminal, with laser labeling, symbol number according to, ISO 7000 or IEC 60417 | - | 0 | 0
3SU1132-0AB30-1BA0-Z | Y15 | 3SU1132-0AB30-1BA0-ZY15 | 1 | UN | 1 | 10 | C | D | EAR99 | N | 85365080 | 1 |  | 0.06 | KG | 28.6 | 28.6 | CP20 | CP20 | Illuminated pushbutton, 22 mm, round, plastic with metal front ring, yellow, pushbutton, flat, momentary contact type, with holder, 1NO, LED module with integrated LED 24 V AC/DC, screw terminal, with laser labeling, upper case and lower case, Always upper case at the beginning of the word | - | 0 | 0
3SU1132-0AB30-1BA0-Z | Y19 | 3SU1132-0AB30-1BA0-ZY19 | 1 | UN | 1 | 10 | C | D | EAR99 | N | 85365080 | 1 |  | 0.06 | KG | 24.8 | 24.8 | CP20 | CP20 | Illuminated pushbutton, 22 mm, round, plastic with metal front ring, yellow, pushbutton, flat, momentary contact type, with holder, 1NO, LED module with integrated LED 24 V AC/DC, screw terminal, with laser labeling, inscription or symbol Customer-specific selection with SIRIUS ACT configurator (CIN) | - | 0 | 0
3SU1132-0AB30-1FA0 |  | 3SU1132-0AB30-1FA0 | 1 | UN | 1 | 5 | B | D | N | N | 85365080 | 1 | 4011209969483 | 0.075 | KG | 27.08 | 25.37 | CP20 | CP20 | Illuminated pushbutton, 22 mm, round, plastic with metal front ring, yellow, pushbutton, flat, momentary contact type, with holder, 1 NO+1 NC, LED module with integrated LED 24 V AC/DC, screw terminal | Lista Papel 2020 SI | 0 | 0
3SU1132-0AB30-1FA0-Z | X90 | 3SU1132-0AB30-1FA0-ZX90 | 1 | UN | 1 | 5 | B | D | EAR99 | N | 85365080 | 20 |  | 0.068 | KG | 27.08 | 27.08 | CP20 | CP20 | Illuminated pushbutton, 22 mm, round, plastic with metal front ring, yellow, pushbutton, flat, momentary contact type, with holder, 1 NO+1 NC, LED module with integrated LED 24 V AC/DC, screw terminal, Z=20-unit packaging | - | 0 | 0
3SU1132-0AB30-1FA0-Z | Y10 | 3SU1132-0AB30-1FA0-ZY10 | 1 | UN | 1 | 10 | C | D | EAR99 | N | 85365080 | 1 |  | 0.068 | KG | 31.83 | 31.83 | CP20 | CP20 | Illuminated pushbutton, 22 mm, round, plastic with metal front ring, yellow, pushbutton, flat, momentary contact type, with holder, 1 NO+1 NC, LED module with integrated LED 24 V AC/DC, screw terminal, with laser labeling, upper case and lower case, always upper case at beginning of line | - | 0 | 0
3SU1132-0AB30-1FA0-Z | Y11 | 3SU1132-0AB30-1FA0-ZY11 | 1 | UN | 1 | 10 | C | D | EAR99 | N | 85365080 | 1 |  | 0.068 | KG | 31.83 | 31.83 | CP20 | CP20 | Illuminated pushbutton, 22 mm, round, plastic with metal front ring, yellow, pushbutton, flat, momentary contact type, with holder, 1 NO+1 NC, LED module with integrated LED 24 V AC/DC, screw terminal, with laser labeling, upper case | - | 0 | 0
3SU1132-0AB30-1FA0-Z | Y12 | 3SU1132-0AB30-1FA0-ZY12 | 1 | UN | 1 | 10 | C | D | EAR99 | N | 85365080 | 1 |  | 0.068 | KG | 31.83 | 31.83 | CP20 | CP20 | Illuminated pushbutton, 22 mm, round, plastic with metal front ring, yellow, pushbutton, flat, momentary contact type, with holder, 1 NO+1 NC, LED module with integrated LED 24 V AC/DC, screw terminal, with laser labeling, lower case | - | 0 | 0
3SU1132-0AB30-1FA0-Z | Y13 | 3SU1132-0AB30-1FA0-ZY13 | 1 | UN | 1 | 10 | C | D | EAR99 | N | 85365080 | 1 |  | 0.068 | KG | 31.83 | 31.83 | CP20 | CP20 | Illuminated pushbutton, 22 mm, round, plastic with metal front ring, yellow, pushbutton, flat, momentary contact type, with holder, 1 NO+1 NC, LED module with integrated LED 24 V AC/DC, screw terminal, with laser labeling, symbol number according to, ISO 7000 or IEC 60417 | - | 0 | 0
3SU1132-0AB30-1FA0-Z | Y15 | 3SU1132-0AB30-1FA0-ZY15 | 1 | UN | 1 | 10 | C | D | EAR99 | N | 85365080 | 1 |  | 0.068 | KG | 31.83 | 31.83 | CP20 | CP20 | Illuminated pushbutton, 22 mm, round, plastic with metal front ring, yellow, pushbutton, flat, momentary contact type, with holder, 1 NO+1 NC, LED module with integrated LED 24 V AC/DC, screw terminal, with laser labeling, upper case and lower case, Always upper case at the beginning of the word | - | 0 | 0
3SU1132-0AB30-1FA0-Z | Y19 | 3SU1132-0AB30-1FA0-ZY19 | 1 | UN | 1 | 10 | C | D | EAR99 | N | 85365080 | 1 |  | 0.068 | KG | 28.03 | 28.03 | CP20 | CP20 | Illuminated pushbutton, 22 mm, round, plastic with metal front ring, yellow, pushbutton, flat, momentary contact type, with holder, 1 NO+1 NC, LED module with integrated LED 24 V AC/DC, screw terminal, with laser labeling, inscription or symbol Customer-specific selection with SIRIUS ACT configurator (CIN) | - | 0 | 0
3SU1132-0AB30-3BA0 |  | 3SU1132-0AB30-3BA0 | 1 | UN | 1 | 5 | B | D | N | N | 85365080 | 1 | 4011209970434 | 0.064 | KG | 24.7 | 24.7 | CP20 | CP20 | Illuminated pushbutton, 22 mm, round, plastic with metal front ring, yellow, pushbutton, flat, momentary contact type, with holder, 1 NO, LED module with integrated LED 24 V AC/DC, Spring-type terminal | - | 0 | 0
3SU1132-0AB30-3BA0-Z | X90 | 3SU1132-0AB30-3BA0-ZX90 | 1 | UN | 1 | 5 | B | D | EAR99 | N | 85365080 | 20 |  | 0.06 | KG | 24.7 | 24.7 | CP20 | CP20 | Illuminated pushbutton, 22 mm, round, plastic with metal front ring, yellow, pushbutton, flat, momentary contact type, with holder, 1NO, LED module with integrated LED 24 V AC/DC, spring-type terminal, Z=20-unit packaging | - | 0 | 0
3SU1132-0AB30-3BA0-Z | Y10 | 3SU1132-0AB30-3BA0-ZY10 | 1 | UN | 1 | 10 | C | D | EAR99 | N | 85365080 | 1 |  | 0.06 | KG | 29.45 | 29.45 | CP20 | CP20 | Illuminated pushbutton, 22 mm, round, plastic with metal front ring, yellow, pushbutton, flat, momentary contact type, with holder, 1NO, LED module with integrated LED 24 V AC/DC, spring-type terminal, with laser labeling, upper case and lower case, always upper case at beginning of line | - | 0 | 0
3SU1132-0AB30-3BA0-Z | Y11 | 3SU1132-0AB30-3BA0-ZY11 | 1 | UN | 1 | 10 | C | D | EAR99 | N | 85365080 | 1 |  | 0.06 | KG | 29.45 | 29.45 | CP20 | CP20 | Illuminated pushbutton, 22 mm, round, plastic with metal front ring, yellow, pushbutton, flat, momentary contact type, with holder, 1NO, LED module with integrated LED 24 V AC/DC, spring-type terminal, with laser labeling, upper case | - | 0 | 0
3SU1132-0AB30-3BA0-Z | Y12 | 3SU1132-0AB30-3BA0-ZY12 | 1 | UN | 1 | 10 | C | D | EAR99 | N | 85365080 | 1 |  | 0.06 | KG | 29.45 | 29.45 | CP20 | CP20 | Illuminated pushbutton, 22 mm, round, plastic with metal front ring, yellow, pushbutton, flat, momentary contact type, with holder, 1NO, LED module with integrated LED 24 V AC/DC, spring-type terminal, with laser labeling, lower case | - | 0 | 0
3SU1132-0AB30-3BA0-Z | Y13 | 3SU1132-0AB30-3BA0-ZY13 | 1 | UN | 1 | 10 | C | D | EAR99 | N | 85365080 | 1 |  | 0.06 | KG | 29.45 | 29.45 | CP20 | CP20 | Illuminated pushbutton, 22 mm, round, plastic with metal front ring, yellow, pushbutton, flat, momentary contact type, with holder, 1NO, LED module with integrated LED 24 V AC/DC, spring-type terminal, with laser labeling, symbol number according to, ISO 7000 or IEC 60417 | - | 0 | 0
3SU1132-0AB30-3BA0-Z | Y15 | 3SU1132-0AB30-3BA0-ZY15 | 1 | UN | 1 | 10 | C | D | EAR99 | N | 85365080 | 1 |  | 0.06 | KG | 29.45 | 29.45 | CP20 | CP20 | Illuminated pushbutton, 22 mm, round, plastic with metal front ring, yellow, pushbutton, flat, momentary contact type, with holder, 1NO, LED module with integrated LED 24 V AC/DC, spring-type terminal, with laser labeling, upper case and lower case, Always upper case at the beginning of the word | - | 0 | 0
3SU1132-0AB30-3BA0-Z | Y19 | 3SU1132-0AB30-3BA0-ZY19 | 1 | UN | 1 | 10 | C | D | EAR99 | N | 85365080 | 1 |  | 0.06 | KG | 25.65 | 25.65 | CP20 | CP20 | Illuminated pushbutton, 22 mm, round, plastic with metal front ring, yellow, pushbutton, flat, momentary contact type, with holder, 1NO, LED module with integrated LED 24 V AC/DC, spring-type terminal, with laser labeling, inscription or symbol Customer-specific selection with SIRIUS ACT configurator (CIN) | - | 0 | 0
3SU1132-0AB30-3FA0 |  | 3SU1132-0AB30-3FA0 | 1 | UN | 1 | 5 | B | D | N | N | 85365080 | 1 | 4011209969544 | 0.073 | KG | 28.5 | 28.5 | CP20 | CP20 | Illuminated pushbutton, 22 mm, round, plastic with metal front ring, yellow, pushbutton, flat, momentary contact type, with holder, 1 NO+1 NC, LED module with integrated LED 24 V AC/DC, Spring-type terminal | - | 0 | 0
3SU1132-0AB30-3FA0-Z | X90 | 3SU1132-0AB30-3FA0-ZX90 | 1 | UN | 1 | 5 | B | D | EAR99 | N | 85365080 | 20 |  | 0.068 | KG | 28.5 | 28.5 | CP20 | CP20 | Illuminated pushbutton, 22 mm, round, plastic with metal front ring, yellow, pushbutton, flat, momentary contact type, with holder, 1 NO+1 NC, LED module with integrated LED 24 V AC/DC, spring-type terminal, Z=20-unit packaging | - | 0 | 0
3SU1132-0AB30-3FA0-Z | Y10 | 3SU1132-0AB30-3FA0-ZY10 | 1 | UN | 1 | 10 | C | D | EAR99 | N | 85365080 | 1 |  | 0.068 | KG | 33.25 | 33.25 | CP20 | CP20 | Illuminated pushbutton, 22 mm, round, plastic with metal front ring, yellow, pushbutton, flat, momentary contact type, with holder, 1 NO+1 NC, LED module with integrated LED 24 V AC/DC, spring-type terminal, with laser labeling, upper case and lower case, always upper case at beginning of line | - | 0 | 0
3SU1132-0AB30-3FA0-Z | Y11 | 3SU1132-0AB30-3FA0-ZY11 | 1 | UN | 1 | 10 | C | D | EAR99 | N | 85365080 | 1 |  | 0.068 | KG | 33.25 | 33.25 | CP20 | CP20 | Illuminated pushbutton, 22 mm, round, plastic with metal front ring, yellow, pushbutton, flat, momentary contact type, with holder, 1 NO+1 NC, LED module with integrated LED 24 V AC/DC, spring-type terminal, with laser labeling, upper case | - | 0 | 0
3SU1132-0AB30-3FA0-Z | Y12 | 3SU1132-0AB30-3FA0-ZY12 | 1 | UN | 1 | 10 | C | D | EAR99 | N | 85365080 | 1 |  | 0.068 | KG | 33.25 | 33.25 | CP20 | CP20 | Illuminated pushbutton, 22 mm, round, plastic with metal front ring, yellow, pushbutton, flat, momentary contact type, with holder, 1 NO+1 NC, LED module with integrated LED 24 V AC/DC, spring-type terminal, with laser labeling, lower case | - | 0 | 0
3SU1132-0AB30-3FA0-Z | Y13 | 3SU1132-0AB30-3FA0-ZY13 | 1 | UN | 1 | 10 | C | D | EAR99 | N | 85365080 | 1 |  | 0.068 | KG | 33.25 | 33.25 | CP20 | CP20 | Illuminated pushbutton, 22 mm, round, plastic with metal front ring, yellow, pushbutton, flat, momentary contact type, with holder, 1 NO+1 NC, LED module with integrated LED 24 V AC/DC, spring-type terminal, with laser labeling, symbol number according to, ISO 7000 or IEC 60417 | - | 0 | 0
3SU1132-0AB30-3FA0-Z | Y15 | 3SU1132-0AB30-3FA0-ZY15 | 1 | UN | 1 | 10 | C | D | EAR99 | N | 85365080 | 1 |  | 0.068 | KG | 33.25 | 33.25 | CP20 | CP20 | Illuminated pushbutton, 22 mm, round, plastic with metal front ring, yellow, pushbutton, flat, momentary contact type, with holder, 1 NO+1 NC, LED module with integrated LED 24 V AC/DC, spring-type terminal, with laser labeling, upper case and lower case, Always upper case at the beginning of the word | - | 0 | 0
3SU1132-0AB30-3FA0-Z | Y19 | 3SU1132-0AB30-3FA0-ZY19 | 1 | UN | 1 | 10 | C | D | EAR99 | N | 85365080 | 1 |  | 0.068 | KG | 29.45 | 29.45 | CP20 | CP20 | Illuminated pushbutton, 22 mm, round, plastic with metal front ring, yellow, pushbutton, flat, momentary contact type, with holder, 1 NO+1 NC, LED module with integrated LED 24 V AC/DC, spring-type terminal, with laser labeling, inscription or symbol Customer-specific selection with SIRIUS ACT configurator (CIN) | - | 0 | 0
3SU1132-0AB40-1BA0 |  | 3SU1132-0AB40-1BA0 | 1 | UN | 1 | 1 | A | D | N | N | 85365080 | 1 | 4011209969612 | 0.067 | KG | 23.85 | 22.14 | CP20 | CP20 | Illuminated pushbutton, 22 mm, round, plastic with metal front ring, green, pushbutton, flat, momentary contact type, with holder, 1 NO, LED module with integrated LED 24 V AC/DC, screw terminal | Lista Papel 2020 SI | 0 | 0
3SU1132-0AB40-1BA0-Z | X90 | 3SU1132-0AB40-1BA0-ZX90 | 1 | UN | 1 | 5 | B | D | EAR99 | N | 85365080 | 20 |  | 0.06 | KG | 23.85 | 23.85 | CP20 | CP20 | Illuminated pushbutton, 22 mm, round, plastic with metal front ring, green, pushbutton, flat, momentary contact type, with holder, 1NO, LED module with integrated LED 24 V AC/DC, screw terminal, Z=20-unit packaging | - | 0 | 0
3SU1132-0AB40-1BA0-Z | Y10 | 3SU1132-0AB40-1BA0-ZY10 | 1 | UN | 1 | 10 | C | D | N | N | 85365080 | 1 |  | 0.065 | KG | 28.6 | 28.6 | CP20 | CP20 | Illuminated pushbutton, 22 mm, round, plastic with metal front ring, green, pushbutton, flat, momentary contact type, with holder, 1NO, LED module with integrated LED 24 V AC/DC, screw terminal, with laser labeling, upper case and lower case, always upper case at beginning of line | - | 0 | 0
3SU1132-0AB40-1BA0-Z | Y11 | 3SU1132-0AB40-1BA0-ZY11 | 1 | UN | 1 | 10 | C | D | N | N | 85365080 | 1 |  | 0.06 | KG | 28.6 | 28.6 | CP20 | CP20 | Illuminated pushbutton, 22 mm, round, plastic with metal front ring, green, pushbutton, flat, momentary contact type, with holder, 1NO, LED module with integrated LED 24 V AC/DC, screw terminal, with laser labeling, upper case | - | 0 | 0
3SU1132-0AB40-1BA0-Z | Y12 | 3SU1132-0AB40-1BA0-ZY12 | 1 | UN | 1 | 10 | C | D | N | N | 85365080 | 1 |  | 0.06 | KG | 28.6 | 28.6 | CP20 | CP20 | Illuminated pushbutton, 22 mm, round, plastic with metal front ring, green, pushbutton, flat, momentary contact type, with holder, 1NO, LED module with integrated LED 24 V AC/DC, screw terminal, with laser labeling, lower case | - | 0 | 0
3SU1132-0AB40-1BA0-Z | Y13 | 3SU1132-0AB40-1BA0-ZY13 | 1 | UN | 1 | 10 | C | D | N | N | 85365080 | 1 |  | 0.06 | KG | 28.6 | 28.6 | CP20 | CP20 | Illuminated pushbutton, 22 mm, round, plastic with metal front ring, green, pushbutton, flat, momentary contact type, with holder, 1NO, LED module with integrated LED 24 V AC/DC, screw terminal, with laser labeling, symbol number according to, ISO 7000 or IEC 60417 | - | 0 | 0
3SU1132-0AB40-1BA0-Z | Y15 | 3SU1132-0AB40-1BA0-ZY15 | 1 | UN | 1 | 10 | C | D | N | N | 85365080 | 1 |  | 0.06 | KG | 28.6 | 28.6 | CP20 | CP20 | Illuminated pushbutton, 22 mm, round, plastic with metal front ring, green, pushbutton, flat, momentary contact type, with holder, 1NO, LED module with integrated LED 24 V AC/DC, screw terminal, with laser labeling, upper case and lower case, Always upper case at the beginning of the word | - | 0 | 0
3SU1132-0AB40-1BA0-Z | Y19 | 3SU1132-0AB40-1BA0-ZY19 | 1 | UN | 1 | 10 | C | D | N | N | 85365080 | 1 |  | 0.06 | KG | 24.8 | 24.8 | CP20 | CP20 | Illuminated pushbutton, 22 mm, round, plastic with metal front ring, green, pushbutton, flat, momentary contact type, with holder, 1NO, LED module with integrated LED 24 V AC/DC, screw terminal, with laser labeling, inscription or symbol Customer-specific selection with SIRIUS ACT configurator (CIN) | - | 0 | 0
3SU1132-0AB40-1FA0 |  | 3SU1132-0AB40-1FA0 | 1 | UN | 1 | 3 | B | D | N | N | 85365080 | 1 | 4011209969490 | 0.08 | KG | 27.08 | 25.37 | CP20 | CP20 | Illuminated pushbutton, 22 mm, round, plastic with metal front ring, green, pushbutton, flat, momentary contact type, with holder, 1 NO+1 NC, LED module with integrated LED 24 V AC/DC, screw terminal | Lista Papel 2020 SI | 0 | 0
3SU1132-0AB40-1FA0-Z | X90 | 3SU1132-0AB40-1FA0-ZX90 | 1 | UN | 1 | 5 | B | D | EAR99 | N | 85365080 | 20 |  | 0.068 | KG | 27.08 | 27.08 | CP20 | CP20 | Illuminated pushbutton, 22 mm, round, plastic with metal front ring, green, pushbutton, flat, momentary contact type, with holder, 1 NO+1 NC, LED module with integrated LED 24 V AC/DC, screw terminal, Z=20-unit packaging | - | 0 | 0
3SU1132-0AB40-1FA0-Z | Y10 | 3SU1132-0AB40-1FA0-ZY10 | 1 | UN | 1 | 10 | C | D | EAR99 | N | 85365080 | 1 |  | 0.068 | KG | 31.83 | 31.83 | CP20 | CP20 | Illuminated pushbutton, 22 mm, round, plastic with metal front ring, green, pushbutton, flat, momentary contact type, with holder, 1 NO+1 NC, LED module with integrated LED 24 V AC/DC, screw terminal, with laser labeling, upper case and lower case, always upper case at beginning of line | - | 0 | 0
3SU1132-0AB40-1FA0-Z | Y11 | 3SU1132-0AB40-1FA0-ZY11 | 1 | UN | 1 | 10 | C | D | EAR99 | N | 85365080 | 1 |  | 0.068 | KG | 31.83 | 31.83 | CP20 | CP20 | Illuminated pushbutton, 22 mm, round, plastic with metal front ring, green, pushbutton, flat, momentary contact type, with holder, 1 NO+1 NC, LED module with integrated LED 24 V AC/DC, screw terminal, with laser labeling, upper case | - | 0 | 0
3SU1132-0AB40-1FA0-Z | Y12 | 3SU1132-0AB40-1FA0-ZY12 | 1 | UN | 1 | 10 | C | D | EAR99 | N | 85365080 | 1 |  | 0.068 | KG | 31.83 | 31.83 | CP20 | CP20 | Illuminated pushbutton, 22 mm, round, plastic with metal front ring, green, pushbutton, flat, momentary contact type, with holder, 1 NO+1 NC, LED module with integrated LED 24 V AC/DC, screw terminal, with laser labeling, lower case | - | 0 | 0
3SU1132-0AB40-1FA0-Z | Y13 | 3SU1132-0AB40-1FA0-ZY13 | 1 | UN | 1 | 10 | C | D | EAR99 | N | 85365080 | 1 |  | 0.068 | KG | 31.83 | 31.83 | CP20 | CP20 | Illuminated pushbutton, 22 mm, round, plastic with metal front ring, green, pushbutton, flat, momentary contact type, with holder, 1 NO+1 NC, LED module with integrated LED 24 V AC/DC, screw terminal, with laser labeling, symbol number according to, ISO 7000 or IEC 60417 | - | 0 | 0
3SU1132-0AB40-1FA0-Z | Y15 | 3SU1132-0AB40-1FA0-ZY15 | 1 | UN | 1 | 10 | C | D | EAR99 | N | 85365080 | 1 |  | 0.068 | KG | 31.83 | 31.83 | CP20 | CP20 | Illuminated pushbutton, 22 mm, round, plastic with metal front ring, green, pushbutton, flat, momentary contact type, with holder, 1 NO+1 NC, LED module with integrated LED 24 V AC/DC, screw terminal, with laser labeling, upper case and lower case, Always upper case at the beginning of the word | - | 0 | 0
3SU1132-0AB40-1FA0-Z | Y19 | 3SU1132-0AB40-1FA0-ZY19 | 1 | UN | 1 | 10 | C | D | EAR99 | N | 85365080 | 1 |  | 0.068 | KG | 28.03 | 28.03 | CP20 | CP20 | Illuminated pushbutton, 22 mm, round, plastic with metal front ring, green, pushbutton, flat, momentary contact type, with holder, 1 NO+1 NC, LED module with integrated LED 24 V AC/DC, screw terminal, with laser labeling, inscription or symbol Customer-specific selection with SIRIUS ACT configurator (CIN) | - | 0 | 0
3SU1132-0AB40-3BA0 |  | 3SU1132-0AB40-3BA0 | 1 | UN | 1 | 5 | B | D | N | N | 85365080 | 1 | 4011209970441 | 0.063 | KG | 24.7 | 24.7 | CP20 | CP20 | Illuminated pushbutton, 22 mm, round, plastic with metal front ring, green, pushbutton, flat, momentary contact type, with holder, 1 NO, LED module with integrated LED 24 V AC/DC, Spring-type terminal | - | 0 | 0
3SU1132-0AB40-3BA0-Z | X90 | 3SU1132-0AB40-3BA0-ZX90 | 1 | UN | 1 | 5 | B | D | N | N | 85365080 | 20 | 4047621074092 | 0.071 | KG | 24.7 | 24.7 | CP20 | CP20 | Illuminated pushbutton, 22 mm, round, plastic with metal front ring, green, pushbutton, flat, momentary contact type, with holder, 1NO, LED module with integrated LED 24 V AC/DC, spring-type terminal, Z=20-unit packaging | - | 0 | 0
3SU1132-0AB40-3BA0-Z | Y10 | 3SU1132-0AB40-3BA0-ZY10 | 1 | UN | 1 | 10 | C | D | EAR99 | N | 85365080 | 1 |  | 0.06 | KG | 29.45 | 29.45 | CP20 | CP20 | Illuminated pushbutton, 22 mm, round, plastic with metal front ring, green, pushbutton, flat, momentary contact type, with holder, 1NO, LED module with integrated LED 24 V AC/DC, spring-type terminal, with laser labeling, upper case and lower case, always upper case at beginning of line | - | 0 | 0
3SU1132-0AB40-3BA0-Z | Y11 | 3SU1132-0AB40-3BA0-ZY11 | 1 | UN | 1 | 10 | C | D | EAR99 | N | 85365080 | 1 |  | 0.06 | KG | 29.45 | 29.45 | CP20 | CP20 | Illuminated pushbutton, 22 mm, round, plastic with metal front ring, green, pushbutton, flat, momentary contact type, with holder, 1NO, LED module with integrated LED 24 V AC/DC, spring-type terminal, with laser labeling, upper case | - | 0 | 0
3SU1132-0AB40-3BA0-Z | Y12 | 3SU1132-0AB40-3BA0-ZY12 | 1 | UN | 1 | 10 | C | D | EAR99 | N | 85365080 | 1 |  | 0.06 | KG | 29.45 | 29.45 | CP20 | CP20 | Illuminated pushbutton, 22 mm, round, plastic with metal front ring, green, pushbutton, flat, momentary contact type, with holder, 1NO, LED module with integrated LED 24 V AC/DC, spring-type terminal, with laser labeling, lower case | - | 0 | 0
3SU1132-0AB40-3BA0-Z | Y13 | 3SU1132-0AB40-3BA0-ZY13 | 1 | UN | 1 | 10 | C | D | EAR99 | N | 85365080 | 1 |  | 0.06 | KG | 29.45 | 29.45 | CP20 | CP20 | Illuminated pushbutton, 22 mm, round, plastic with metal front ring, green, pushbutton, flat, momentary contact type, with holder, 1NO, LED module with integrated LED 24 V AC/DC, spring-type terminal, with laser labeling, symbol number according to, ISO 7000 or IEC 60417 | - | 0 | 0
3SU1132-0AB40-3BA0-Z | Y15 | 3SU1132-0AB40-3BA0-ZY15 | 1 | UN | 1 | 10 | C | D | EAR99 | N | 85365080 | 1 |  | 0.06 | KG | 29.45 | 29.45 | CP20 | CP20 | Illuminated pushbutton, 22 mm, round, plastic with metal front ring, green, pushbutton, flat, momentary contact type, with holder, 1NO, LED module with integrated LED 24 V AC/DC, spring-type terminal, with laser labeling, upper case and lower case, Always upper case at the beginning of the word | - | 0 | 0
3SU1132-0AB40-3BA0-Z | Y19 | 3SU1132-0AB40-3BA0-ZY19 | 1 | UN | 1 | 10 | C | D | EAR99 | N | 85365080 | 1 |  | 0.06 | KG | 25.65 | 25.65 | CP20 | CP20 | Illuminated pushbutton, 22 mm, round, plastic with metal front ring, green, pushbutton, flat, momentary contact type, with holder, 1NO, LED module with integrated LED 24 V AC/DC, spring-type terminal, with laser labeling, inscription or symbol Customer-specific selection with SIRIUS ACT configurator (CIN) | - | 0 | 0
3SU1132-0AB40-3FA0 |  | 3SU1132-0AB40-3FA0 | 1 | UN | 1 | 5 | B | D | N | N | 85365080 | 1 | 4011209969551 | 0.076 | KG | 28.5 | 28.5 | CP20 | CP20 | Illuminated pushbutton, 22 mm, round, plastic with metal front ring, green, pushbutton, flat, momentary contact type, with holder, 1 NO+1 NC, LED module with integrated LED 24 V AC/DC, Spring-type terminal | - | 0 | 0
3SU1132-0AB40-3FA0-Z | X90 | 3SU1132-0AB40-3FA0-ZX90 | 1 | UN | 1 | 5 | B | D | EAR99 | N | 85365080 | 20 |  | 0.068 | KG | 28.5 | 28.5 | CP20 | CP20 | Illuminated pushbutton, 22 mm, round, plastic with metal front ring, green, pushbutton, flat, momentary contact type, with holder, 1 NO+1 NC, LED module with integrated LED 24 V AC/DC, spring-type terminal, Z=20-unit packaging | - | 0 | 0
3SU1132-0AB40-3FA0-Z | Y10 | 3SU1132-0AB40-3FA0-ZY10 | 1 | UN | 1 | 10 | C | D | EAR99 | N | 85365080 | 1 |  | 0.068 | KG | 33.25 | 33.25 | CP20 | CP20 | Illuminated pushbutton, 22 mm, round, plastic with metal front ring, green, pushbutton, flat, momentary contact type, with holder, 1 NO+1 NC, LED module with integrated LED 24 V AC/DC, spring-type terminal, with laser labeling, upper case and lower case, always upper case at beginning of line | - | 0 | 0
3SU1132-0AB40-3FA0-Z | Y11 | 3SU1132-0AB40-3FA0-ZY11 | 1 | UN | 1 | 10 | C | D | EAR99 | N | 85365080 | 1 |  | 0.068 | KG | 33.25 | 33.25 | CP20 | CP20 | Illuminated pushbutton, 22 mm, round, plastic with metal front ring, green, pushbutton, flat, momentary contact type, with holder, 1 NO+1 NC, LED module with integrated LED 24 V AC/DC, spring-type terminal, with laser labeling, upper case | - | 0 | 0
3SU1132-0AB40-3FA0-Z | Y12 | 3SU1132-0AB40-3FA0-ZY12 | 1 | UN | 1 | 10 | C | D | EAR99 | N | 85365080 | 1 |  | 0.068 | KG | 33.25 | 33.25 | CP20 | CP20 | Illuminated pushbutton, 22 mm, round, plastic with metal front ring, green, pushbutton, flat, momentary contact type, with holder, 1 NO+1 NC, LED module with integrated LED 24 V AC/DC, spring-type terminal, with laser labeling, lower case | - | 0 | 0
3SU1132-0AB40-3FA0-Z | Y13 | 3SU1132-0AB40-3FA0-ZY13 | 1 | UN | 1 | 10 | C | D | EAR99 | N | 85365080 | 1 |  | 0.068 | KG | 33.25 | 33.25 | CP20 | CP20 | Illuminated pushbutton, 22 mm, round, plastic with metal front ring, green, pushbutton, flat, momentary contact type, with holder, 1 NO+1 NC, LED module with integrated LED 24 V AC/DC, spring-type terminal, with laser labeling, symbol number according to, ISO 7000 or IEC 60417 | - | 0 | 0
3SU1132-0AB40-3FA0-Z | Y15 | 3SU1132-0AB40-3FA0-ZY15 | 1 | UN | 1 | 10 | C | D | EAR99 | N | 85365080 | 1 |  | 0.068 | KG | 33.25 | 33.25 | CP20 | CP20 | Illuminated pushbutton, 22 mm, round, plastic with metal front ring, green, pushbutton, flat, momentary contact type, with holder, 1 NO+1 NC, LED module with integrated LED 24 V AC/DC, spring-type terminal, with laser labeling, upper case and lower case, Always upper case at the beginning of the word | - | 0 | 0
3SU1132-0AB40-3FA0-Z | Y19 | 3SU1132-0AB40-3FA0-ZY19 | 1 | UN | 1 | 10 | C | D | EAR99 | N | 85365080 | 1 |  | 0.068 | KG | 29.45 | 29.45 | CP20 | CP20 | Illuminated pushbutton, 22 mm, round, plastic with metal front ring, green, pushbutton, flat, momentary contact type, with holder, 1 NO+1 NC, LED module with integrated LED 24 V AC/DC, spring-type terminal, with laser labeling, inscription or symbol Customer-specific selection with SIRIUS ACT configurator (CIN) | - | 0 | 0
3SU1132-0AB50-1BA0 |  | 3SU1132-0AB50-1BA0 | 1 | UN | 1 | 3 | B | D | N | N | 85365080 | 1 | 4011209969629 | 0.063 | KG | 23.85 | 22.14 | CP20 | CP20 | Illuminated pushbutton, 22 mm, round, plastic with metal front ring, blue, pushbutton, flat, momentary contact type, with holder, 1 NO, LED module with integrated LED 24 V AC/DC, screw terminal | Lista Papel 2020 SI | 0 | 0
3SU1132-0AB50-1BA0-Z | X90 | 3SU1132-0AB50-1BA0-ZX90 | 1 | UN | 1 | 5 | B | D | EAR99 | N | 85365080 | 20 |  | 0.06 | KG | 23.85 | 23.85 | CP20 | CP20 | Illuminated pushbutton, 22 mm, round, plastic with metal front ring, blue, pushbutton, flat, momentary contact type, with holder, 1NO, LED module with integrated LED 24 V AC/DC, screw terminal, Z=20-unit packaging | - | 0 | 0
3SU1132-0AB50-1BA0-Z | Y10 | 3SU1132-0AB50-1BA0-ZY10 | 1 | UN | 1 | 10 | C | D | N | N | 85365080 | 1 |  | 0.065 | KG | 28.6 | 28.6 | CP20 | CP20 | Illuminated pushbutton, 22 mm, round, plastic with metal front ring, blue, pushbutton, flat, momentary contact type, with holder, 1NO, LED module with integrated LED 24 V AC/DC, screw terminal, with laser labeling, upper case and lower case, always upper case at beginning of line | - | 0 | 0
3SU1132-0AB50-1BA0-Z | Y11 | 3SU1132-0AB50-1BA0-ZY11 | 1 | UN | 1 | 10 | C | D | N | N | 85365080 | 1 |  | 0.06 | KG | 28.6 | 28.6 | CP20 | CP20 | Illuminated pushbutton, 22 mm, round, plastic with metal front ring, blue, pushbutton, flat, momentary contact type, with holder, 1NO, LED module with integrated LED 24 V AC/DC, screw terminal, with laser labeling, upper case | - | 0 | 0
3SU1132-0AB50-1BA0-Z | Y12 | 3SU1132-0AB50-1BA0-ZY12 | 1 | UN | 1 | 10 | C | D | N | N | 85365080 | 1 |  | 0.06 | KG | 28.6 | 28.6 | CP20 | CP20 | Illuminated pushbutton, 22 mm, round, plastic with metal front ring, blue, pushbutton, flat, momentary contact type, with holder, 1NO, LED module with integrated LED 24 V AC/DC, screw terminal, with laser labeling, lower case | - | 0 | 0
3SU1132-0AB50-1BA0-Z | Y13 | 3SU1132-0AB50-1BA0-ZY13 | 1 | UN | 1 | 10 | C | D | N | N | 85365080 | 1 |  | 0.06 | KG | 28.6 | 28.6 | CP20 | CP20 | Illuminated pushbutton, 22 mm, round, plastic with metal front ring, blue, pushbutton, flat, momentary contact type, with holder, 1NO, LED module with integrated LED 24 V AC/DC, screw terminal, with laser labeling, symbol number according to, ISO 7000 or IEC 60417 | - | 0 | 0
3SU1132-0AB50-1BA0-Z | Y15 | 3SU1132-0AB50-1BA0-ZY15 | 1 | UN | 1 | 10 | C | D | N | N | 85365080 | 1 |  | 0.06 | KG | 28.6 | 28.6 | CP20 | CP20 | Illuminated pushbutton, 22 mm, round, plastic with metal front ring, blue, pushbutton, flat, momentary contact type, with holder, 1NO, LED module with integrated LED 24 V AC/DC, screw terminal, with laser labeling, upper case and lower case, Always upper case at the beginning of the word | - | 0 | 0
3SU1132-0AB50-1BA0-Z | Y19 | 3SU1132-0AB50-1BA0-ZY19 | 1 | UN | 1 | 10 | C | D | N | N | 85365080 | 1 |  | 0.06 | KG | 24.8 | 24.8 | CP20 | CP20 | Illuminated pushbutton, 22 mm, round, plastic with metal front ring, blue, pushbutton, flat, momentary contact type, with holder, 1NO, LED module with integrated LED 24 V AC/DC, screw terminal, with laser labeling, inscription or symbol Customer-specific selection with SIRIUS ACT configurator (CIN) | - | 0 | 0
3SU1132-0AB50-1FA0 |  | 3SU1132-0AB50-1FA0 | 1 | UN | 1 | 5 | B | D | N | N | 85365080 | 1 | 4011209969506 | 0.09 | KG | 27.08 | 25.37 | CP20 | CP20 | Illuminated pushbutton, 22 mm, round, plastic with metal front ring, blue, pushbutton, flat, momentary contact type, with holder, 1 NO+1 NC, LED module with integrated LED 24 V AC/DC, screw terminal | Lista Papel 2020 SI | 0 | 0
3SU1132-0AB50-1FA0-Z | X90 | 3SU1132-0AB50-1FA0-ZX90 | 1 | UN | 1 | 5 | B | D | EAR99 | N | 85365080 | 20 |  | 0.068 | KG | 27.08 | 27.08 | CP20 | CP20 | Illuminated pushbutton, 22 mm, round, plastic with metal front ring, blue, pushbutton, flat, momentary contact type, with holder, 1 NO+1 NC, LED module with integrated LED 24 V AC/DC, screw terminal, Z=20-unit packaging | - | 0 | 0
3SU1132-0AB50-1FA0-Z | Y10 | 3SU1132-0AB50-1FA0-ZY10 | 1 | UN | 1 | 10 | C | D | EAR99 | N | 85365080 | 1 |  | 0.068 | KG | 31.83 | 31.83 | CP20 | CP20 | Illuminated pushbutton, 22 mm, round, plastic with metal front ring, blue, pushbutton, flat, momentary contact type, with holder, 1 NO+1 NC, LED module with integrated LED 24 V AC/DC, screw terminal, with laser labeling, upper case and lower case, always upper case at beginning of line | - | 0 | 0
3SU1132-0AB50-1FA0-Z | Y11 | 3SU1132-0AB50-1FA0-ZY11 | 1 | UN | 1 | 10 | C | D | EAR99 | N | 85365080 | 1 |  | 0.068 | KG | 31.83 | 31.83 | CP20 | CP20 | Illuminated pushbutton, 22 mm, round, plastic with metal front ring, blue, pushbutton, flat, momentary contact type, with holder, 1 NO+1 NC, LED module with integrated LED 24 V AC/DC, screw terminal, with laser labeling, upper case | - | 0 | 0
3SU1132-0AB50-1FA0-Z | Y12 | 3SU1132-0AB50-1FA0-ZY12 | 1 | UN | 1 | 10 | C | D | EAR99 | N | 85365080 | 1 |  | 0.068 | KG | 31.83 | 31.83 | CP20 | CP20 | Illuminated pushbutton, 22 mm, round, plastic with metal front ring, blue, pushbutton, flat, momentary contact type, with holder, 1 NO+1 NC, LED module with integrated LED 24 V AC/DC, screw terminal, with laser labeling, lower case | - | 0 | 0
3SU1132-0AB50-1FA0-Z | Y13 | 3SU1132-0AB50-1FA0-ZY13 | 1 | UN | 1 | 10 | C | D | EAR99 | N | 85365080 | 1 |  | 0.068 | KG | 31.83 | 31.83 | CP20 | CP20 | Illuminated pushbutton, 22 mm, round, plastic with metal front ring, blue, pushbutton, flat, momentary contact type, with holder, 1 NO+1 NC, LED module with integrated LED 24 V AC/DC, screw terminal, with laser labeling, symbol number according to, ISO 7000 or IEC 60417 | - | 0 | 0
3SU1132-0AB50-1FA0-Z | Y15 | 3SU1132-0AB50-1FA0-ZY15 | 1 | UN | 1 | 10 | C | D | EAR99 | N | 85365080 | 1 |  | 0.068 | KG | 31.83 | 31.83 | CP20 | CP20 | Illuminated pushbutton, 22 mm, round, plastic with metal front ring, blue, pushbutton, flat, momentary contact type, with holder, 1 NO+1 NC, LED module with integrated LED 24 V AC/DC, screw terminal, with laser labeling, upper case and lower case, Always upper case at the beginning of the word | - | 0 | 0
3SU1132-0AB50-1FA0-Z | Y19 | 3SU1132-0AB50-1FA0-ZY19 | 1 | UN | 1 | 10 | C | D | EAR99 | N | 85365080 | 1 |  | 0.068 | KG | 28.03 | 28.03 | CP20 | CP20 | Illuminated pushbutton, 22 mm, round, plastic with metal front ring, blue, pushbutton, flat, momentary contact type, with holder, 1 NO+1 NC, LED module with integrated LED 24 V AC/DC, screw terminal, with laser labeling, inscription or symbol Customer-specific selection with SIRIUS ACT configurator (CIN) | - | 0 | 0
3SU1132-0AB50-3BA0 |  | 3SU1132-0AB50-3BA0 | 1 | UN | 1 | 5 | B | D | N | N | 85365080 | 1 | 4011209970458 | 0.065 | KG | 24.7 | 24.7 | CP20 | CP20 | Illuminated pushbutton, 22 mm, round, plastic with metal front ring, blue, pushbutton, flat, momentary contact type, with holder, 1 NO, LED module with integrated LED 24 V AC/DC, Spring-type terminal | - | 0 | 0
3SU1132-0AB50-3BA0-Z | X90 | 3SU1132-0AB50-3BA0-ZX90 | 1 | UN | 1 | 5 | B | D | N | N | 85365080 | 20 | 4047621050898 | 0.073 | KG | 24.7 | 24.7 | CP20 | CP20 | Illuminated pushbutton, 22 mm, round, plastic with metal front ring, blue, pushbutton, flat, momentary contact type, with holder, 1NO, LED module with integrated LED 24 V AC/DC, spring-type terminal, Z=20-unit packaging | - | 0 | 0
3SU1132-0AB50-3BA0-Z | Y10 | 3SU1132-0AB50-3BA0-ZY10 | 1 | UN | 1 | 10 | C | D | N | N | 85365080 | 1 |  | 0.06 | KG | 29.45 | 29.45 | CP20 | CP20 | Illuminated pushbutton, 22 mm, round, plastic with metal front ring, blue, pushbutton, flat, momentary contact type, with holder, 1NO, LED module with integrated LED 24 V AC/DC, spring-type terminal, with laser labeling, upper case and lower case, always upper case at beginning of line | - | 0 | 0
3SU1132-0AB50-3BA0-Z | Y11 | 3SU1132-0AB50-3BA0-ZY11 | 1 | UN | 1 | 10 | C | D | N | N | 85365080 | 1 |  | 0.066 | KG | 29.45 | 29.45 | CP20 | CP20 | Illuminated pushbutton, 22 mm, round, plastic with metal front ring, blue, pushbutton, flat, momentary contact type, with holder, 1NO, LED module with integrated LED 24 V AC/DC, spring-type terminal, with laser labeling, upper case | - | 0 | 0
3SU1132-0AB50-3BA0-Z | Y12 | 3SU1132-0AB50-3BA0-ZY12 | 1 | UN | 1 | 10 | C | D | N | N | 85365080 | 1 |  | 0.06 | KG | 29.45 | 29.45 | CP20 | CP20 | Illuminated pushbutton, 22 mm, round, plastic with metal front ring, blue, pushbutton, flat, momentary contact type, with holder, 1NO, LED module with integrated LED 24 V AC/DC, spring-type terminal, with laser labeling, lower case | - | 0 | 0
3SU1132-0AB50-3BA0-Z | Y13 | 3SU1132-0AB50-3BA0-ZY13 | 1 | UN | 1 | 10 | C | D | N | N | 85365080 | 1 |  | 0.06 | KG | 29.45 | 29.45 | CP20 | CP20 | Illuminated pushbutton, 22 mm, round, plastic with metal front ring, blue, pushbutton, flat, momentary contact type, with holder, 1NO, LED module with integrated LED 24 V AC/DC, spring-type terminal, with laser labeling, symbol number according to, ISO 7000 or IEC 60417 | - | 0 | 0
3SU1132-0AB50-3BA0-Z | Y15 | 3SU1132-0AB50-3BA0-ZY15 | 1 | UN | 1 | 10 | C | D | N | N | 85365080 | 1 |  | 0.06 | KG | 29.45 | 29.45 | CP20 | CP20 | Illuminated pushbutton, 22 mm, round, plastic with metal front ring, blue, pushbutton, flat, momentary contact type, with holder, 1NO, LED module with integrated LED 24 V AC/DC, spring-type terminal, with laser labeling, upper case and lower case, Always upper case at the beginning of the word | - | 0 | 0
3SU1132-0AB50-3BA0-Z | Y19 | 3SU1132-0AB50-3BA0-ZY19 | 1 | UN | 1 | 10 | C | D | N | N | 85365080 | 1 |  | 0.06 | KG | 25.65 | 25.65 | CP20 | CP20 | Illuminated pushbutton, 22 mm, round, plastic with metal front ring, blue, pushbutton, flat, momentary contact type, with holder, 1NO, LED module with integrated LED 24 V AC/DC, spring-type terminal, with laser labeling, inscription or symbol Customer-specific selection with SIRIUS ACT configurator (CIN) | - | 0 | 0
3SU1132-0AB50-3FA0 |  | 3SU1132-0AB50-3FA0 | 1 | UN | 1 | 5 | B | D | N | N | 85365080 | 1 | 4011209969568 | 0.071 | KG | 28.5 | 28.5 | CP20 | CP20 | Illuminated pushbutton, 22 mm, round, plastic with metal front ring, blue, pushbutton, flat, momentary contact type, with holder, 1 NO+1 NC, LED module with integrated LED 24 V AC/DC, Spring-type terminal | - | 0 | 0
3SU1132-0AB50-3FA0-Z | X90 | 3SU1132-0AB50-3FA0-ZX90 | 1 | UN | 1 | 5 | B | D | EAR99 | N | 85365080 | 20 |  | 0.068 | KG | 28.5 | 28.5 | CP20 | CP20 | Illuminated pushbutton, 22 mm, round, plastic with metal front ring, blue, pushbutton, flat, momentary contact type, with holder, 1 NO+1 NC, LED module with integrated LED 24 V AC/DC, spring-type terminal, Z=20-unit packaging | - | 0 | 0
3SU1132-0AB50-3FA0-Z | Y10 | 3SU1132-0AB50-3FA0-ZY10 | 1 | UN | 1 | 10 | C | D | EAR99 | N | 85365080 | 1 |  | 0.068 | KG | 33.25 | 33.25 | CP20 | CP20 | Illuminated pushbutton, 22 mm, round, plastic with metal front ring, blue, pushbutton, flat, momentary contact type, with holder, 1 NO+1 NC, LED module with integrated LED 24 V AC/DC, spring-type terminal, with laser labeling, upper case and lower case, always upper case at beginning of line | - | 0 | 0
3SU1132-0AB50-3FA0-Z | Y11 | 3SU1132-0AB50-3FA0-ZY11 | 1 | UN | 1 | 10 | C | D | EAR99 | N | 85365080 | 1 |  | 0.068 | KG | 33.25 | 33.25 | CP20 | CP20 | Illuminated pushbutton, 22 mm, round, plastic with metal front ring, blue, pushbutton, flat, momentary contact type, with holder, 1 NO+1 NC, LED module with integrated LED 24 V AC/DC, spring-type terminal, with laser labeling, upper case | - | 0 | 0
3SU1132-0AB50-3FA0-Z | Y12 | 3SU1132-0AB50-3FA0-ZY12 | 1 | UN | 1 | 10 | C | D | EAR99 | N | 85365080 | 1 |  | 0.068 | KG | 33.25 | 33.25 | CP20 | CP20 | Illuminated pushbutton, 22 mm, round, plastic with metal front ring, blue, pushbutton, flat, momentary contact type, with holder, 1 NO+1 NC, LED module with integrated LED 24 V AC/DC, spring-type terminal, with laser labeling, lower case | - | 0 | 0
3SU1132-0AB50-3FA0-Z | Y13 | 3SU1132-0AB50-3FA0-ZY13 | 1 | UN | 1 | 10 | C | D | EAR99 | N | 85365080 | 1 |  | 0.068 | KG | 33.25 | 33.25 | CP20 | CP20 | Illuminated pushbutton, 22 mm, round, plastic with metal front ring, blue, pushbutton, flat, momentary contact type, with holder, 1 NO+1 NC, LED module with integrated LED 24 V AC/DC, spring-type terminal, with laser labeling, symbol number according to, ISO 7000 or IEC 60417 | - | 0 | 0
3SU1132-0AB50-3FA0-Z | Y15 | 3SU1132-0AB50-3FA0-ZY15 | 1 | UN | 1 | 10 | C | D | EAR99 | N | 85365080 | 1 |  | 0.068 | KG | 33.25 | 33.25 | CP20 | CP20 | Illuminated pushbutton, 22 mm, round, plastic with metal front ring, blue, pushbutton, flat, momentary contact type, with holder, 1 NO+1 NC, LED module with integrated LED 24 V AC/DC, spring-type terminal, with laser labeling, upper case and lower case, Always upper case at the beginning of the word | - | 0 | 0
3SU1132-0AB50-3FA0-Z | Y19 | 3SU1132-0AB50-3FA0-ZY19 | 1 | UN | 1 | 10 | C | D | EAR99 | N | 85365080 | 1 |  | 0.068 | KG | 29.45 | 29.45 | CP20 | CP20 | Illuminated pushbutton, 22 mm, round, plastic with metal front ring, blue, pushbutton, flat, momentary contact type, with holder, 1 NO+1 NC, LED module with integrated LED 24 V AC/DC, spring-type terminal, with laser labeling, inscription or symbol Customer-specific selection with SIRIUS ACT configurator (CIN) | - | 0 | 0
3SU1132-0AB60-1BA0 |  | 3SU1132-0AB60-1BA0 | 1 | UN | 1 | 1 | A | D | N | N | 85365080 | 1 | 4011209969636 | 0.066 | KG | 23.85 | 22.14 | CP20 | CP20 | Illuminated pushbutton, 22 mm, round, plastic with metal front ring, white, pushbutton, flat, momentary contact type, with holder, 1 NO, LED module with integrated LED 24 V AC/DC, screw terminal | Lista Papel 2020 SI | 0 | 0
3SU1132-0AB60-1BA0-Z | X90 | 3SU1132-0AB60-1BA0-ZX90 | 1 | UN | 1 | 5 | B | D | N | N | 85365080 | 20 | 4047621059853 | 0.075 | KG | 23.85 | 23.85 | CP20 | CP20 | Illuminated pushbutton, 22 mm, round, plastic with metal front ring, white, pushbutton, flat, momentary contact type, with holder, 1NO, LED module with integrated LED 24 V AC/DC, screw terminal, Z=20-unit packaging | - | 0 | 0
3SU1132-0AB60-1BA0-Z | Y10 | 3SU1132-0AB60-1BA0-ZY10 | 1 | UN | 1 | 10 | C | D | EAR99 | N | 85365080 | 1 |  | 0.06 | KG | 28.6 | 28.6 | CP20 | CP20 | Illuminated pushbutton, 22 mm, round, plastic with metal front ring, white, pushbutton, flat, momentary contact type, with holder, 1NO, LED module with integrated LED 24 V AC/DC, screw terminal, with laser labeling, upper case and lower case, always upper case at beginning of line | - | 0 | 0
3SU1132-0AB60-1BA0-Z | Y11 | 3SU1132-0AB60-1BA0-ZY11 | 1 | UN | 1 | 10 | C | D | EAR99 | N | 85365080 | 1 |  | 0.06 | KG | 28.6 | 28.6 | CP20 | CP20 | Illuminated pushbutton, 22 mm, round, plastic with metal front ring, white, pushbutton, flat, momentary contact type, with holder, 1NO, LED module with integrated LED 24 V AC/DC, screw terminal, with laser labeling, upper case | - | 0 | 0
3SU1132-0AB60-1BA0-Z | Y12 | 3SU1132-0AB60-1BA0-ZY12 | 1 | UN | 1 | 10 | C | D | EAR99 | N | 85365080 | 1 |  | 0.06 | KG | 28.6 | 28.6 | CP20 | CP20 | Illuminated pushbutton, 22 mm, round, plastic with metal front ring, white, pushbutton, flat, momentary contact type, with holder, 1NO, LED module with integrated LED 24 V AC/DC, screw terminal, with laser labeling, lower case | - | 0 | 0
3SU1132-0AB60-1BA0-Z | Y13 | 3SU1132-0AB60-1BA0-ZY13 | 1 | UN | 1 | 10 | C | D | EAR99 | N | 85365080 | 1 |  | 0.06 | KG | 28.6 | 28.6 | CP20 | CP20 | Illuminated pushbutton, 22 mm, round, plastic with metal front ring, white, pushbutton, flat, momentary contact type, with holder, 1NO, LED module with integrated LED 24 V AC/DC, screw terminal, with laser labeling, symbol number according to, ISO 7000 or IEC 60417 | - | 0 | 0
3SU1132-0AB60-1BA0-Z | Y15 | 3SU1132-0AB60-1BA0-ZY15 | 1 | UN | 1 | 10 | C | D | EAR99 | N | 85365080 | 1 |  | 0.06 | KG | 28.6 | 28.6 | CP20 | CP20 | Illuminated pushbutton, 22 mm, round, plastic with metal front ring, white, pushbutton, flat, momentary contact type, with holder, 1NO, LED module with integrated LED 24 V AC/DC, screw terminal, with laser labeling, upper case and lower case, Always upper case at the beginning of the word | - | 0 | 0
3SU1132-0AB60-1BA0-Z | Y19 | 3SU1132-0AB60-1BA0-ZY19 | 1 | UN | 1 | 10 | C | D | EAR99 | N | 85365080 | 1 |  | 0.06 | KG | 24.8 | 24.8 | CP20 | CP20 | Illuminated pushbutton, 22 mm, round, plastic with metal front ring, white, pushbutton, flat, momentary contact type, with holder, 1NO, LED module with integrated LED 24 V AC/DC, screw terminal, with laser labeling, inscription or symbol Customer-specific selection with SIRIUS ACT configurator (CIN) | - | 0 | 0
3SU1132-0AB60-1FA0 |  | 3SU1132-0AB60-1FA0 | 1 | UN | 1 | 3 | B | D | N | N | 85365080 | 1 | 4011209969513 | 0.076 | KG | 27.08 | 25.37 | CP20 | CP20 | Illuminated pushbutton, 22 mm, round, plastic with metal front ring, white, pushbutton, flat, momentary contact type, with holder, 1 NO+1 NC, LED module with integrated LED 24 V AC/DC, screw terminal | Lista Papel 2020 SI | 0 | 0
3SU1132-0AB60-1FA0-Z | X90 | 3SU1132-0AB60-1FA0-ZX90 | 1 | UN | 1 | 5 | B | D | EAR99 | N | 85365080 | 20 |  | 0.068 | KG | 27.08 | 27.08 | CP20 | CP20 | Illuminated pushbutton, 22 mm, round, plastic with metal front ring, white, pushbutton, flat, momentary contact type, with holder, 1 NO+1 NC, LED module with integrated LED 24 V AC/DC, screw terminal, Z=20-unit packaging | - | 0 | 0
3SU1132-0AB60-1FA0-Z | Y10 | 3SU1132-0AB60-1FA0-ZY10 | 1 | UN | 1 | 10 | C | D | EAR99 | N | 85365080 | 1 |  | 0.068 | KG | 31.83 | 31.83 | CP20 | CP20 | Illuminated pushbutton, 22 mm, round, plastic with metal front ring, white, pushbutton, flat, momentary contact type, with holder, 1 NO+1 NC, LED module with integrated LED 24 V AC/DC, screw terminal, with laser labeling, upper case and lower case, always upper case at beginning of line | - | 0 | 0
3SU1132-0AB60-1FA0-Z | Y11 | 3SU1132-0AB60-1FA0-ZY11 | 1 | UN | 1 | 10 | C | D | EAR99 | N | 85365080 | 1 |  | 0.068 | KG | 31.83 | 31.83 | CP20 | CP20 | Illuminated pushbutton, 22 mm, round, plastic with metal front ring, white, pushbutton, flat, momentary contact type, with holder, 1 NO+1 NC, LED module with integrated LED 24 V AC/DC, screw terminal, with laser labeling, upper case | - | 0 | 0
3SU1132-0AB60-1FA0-Z | Y12 | 3SU1132-0AB60-1FA0-ZY12 | 1 | UN | 1 | 10 | C | D | EAR99 | N | 85365080 | 1 |  | 0.068 | KG | 31.83 | 31.83 | CP20 | CP20 | Illuminated pushbutton, 22 mm, round, plastic with metal front ring, white, pushbutton, flat, momentary contact type, with holder, 1 NO+1 NC, LED module with integrated LED 24 V AC/DC, screw terminal, with laser labeling, lower case | - | 0 | 0
3SU1132-0AB60-1FA0-Z | Y13 | 3SU1132-0AB60-1FA0-ZY13 | 1 | UN | 1 | 10 | C | D | EAR99 | N | 85365080 | 1 |  | 0.068 | KG | 31.83 | 31.83 | CP20 | CP20 | Illuminated pushbutton, 22 mm, round, plastic with metal front ring, white, pushbutton, flat, momentary contact type, with holder, 1 NO+1 NC, LED module with integrated LED 24 V AC/DC, screw terminal, with laser labeling, symbol number according to, ISO 7000 or IEC 60417 | - | 0 | 0
3SU1132-0AB60-1FA0-Z | Y15 | 3SU1132-0AB60-1FA0-ZY15 | 1 | UN | 1 | 10 | C | D | EAR99 | N | 85365080 | 1 |  | 0.068 | KG | 31.83 | 31.83 | CP20 | CP20 | Illuminated pushbutton, 22 mm, round, plastic with metal front ring, white, pushbutton, flat, momentary contact type, with holder, 1 NO+1 NC, LED module with integrated LED 24 V AC/DC, screw terminal, with laser labeling, upper case and lower case, Always upper case at the beginning of the word | - | 0 | 0
3SU1132-0AB60-1FA0-Z | Y19 | 3SU1132-0AB60-1FA0-ZY19 | 1 | UN | 1 | 10 | C | D | EAR99 | N | 85365080 | 1 |  | 0.068 | KG | 28.03 | 28.03 | CP20 | CP20 | Illuminated pushbutton, 22 mm, round, plastic with metal front ring, white, pushbutton, flat, momentary contact type, with holder, 1 NO+1 NC, LED module with integrated LED 24 V AC/DC, screw terminal, with laser labeling, inscription or symbol Customer-specific selection with SIRIUS ACT configurator (CIN) | - | 0 | 0
3SU1132-0AB60-3BA0 |  | 3SU1132-0AB60-3BA0 | 1 | UN | 1 | 5 | B | D | N | N | 85365080 | 1 | 4011209970465 | 0.065 | KG | 24.7 | 24.7 | CP20 | CP20 | Illuminated pushbutton, 22 mm, round, plastic with metal front ring, white, pushbutton, flat, momentary contact type, with holder, 1 NO, LED module with integrated LED 24 V AC/DC, Spring-type terminal | - | 0 | 0
3SU1132-0AB60-3BA0-Z | X90 | 3SU1132-0AB60-3BA0-ZX90 | 1 | UN | 1 | 5 | B | D | N | N | 85365080 | 20 |  | 0.072 | KG | 24.7 | 24.7 | CP20 | CP20 | Illuminated pushbutton, 22 mm, round, plastic with metal front ring, white, pushbutton, flat, momentary contact type, with holder, 1NO, LED module with integrated LED 24 V AC/DC, spring-type terminal, Z=20-unit packaging | - | 0 | 0
3SU1132-0AB60-3BA0-Z | Y10 | 3SU1132-0AB60-3BA0-ZY10 | 1 | UN | 1 | 10 | C | D | N | N | 85365080 | 1 |  | 0.06 | KG | 29.45 | 29.45 | CP20 | CP20 | Illuminated pushbutton, 22 mm, round, plastic with metal front ring, white, pushbutton, flat, momentary contact type, with holder, 1NO, LED module with integrated LED 24 V AC/DC, spring-type terminal, with laser labeling, upper case and lower case, always upper case at beginning of line | - | 0 | 0
3SU1132-0AB60-3BA0-Z | Y11 | 3SU1132-0AB60-3BA0-ZY11 | 1 | UN | 1 | 10 | C | D | N | N | 85365080 | 1 |  | 0.06 | KG | 29.45 | 29.45 | CP20 | CP20 | Illuminated pushbutton, 22 mm, round, plastic with metal front ring, white, pushbutton, flat, momentary contact type, with holder, 1NO, LED module with integrated LED 24 V AC/DC, spring-type terminal, with laser labeling, upper case | - | 0 | 0
3SU1132-0AB60-3BA0-Z | Y12 | 3SU1132-0AB60-3BA0-ZY12 | 1 | UN | 1 | 10 | C | D | N | N | 85365080 | 1 |  | 0.06 | KG | 29.45 | 29.45 | CP20 | CP20 | Illuminated pushbutton, 22 mm, round, plastic with metal front ring, white, pushbutton, flat, momentary contact type, with holder, 1NO, LED module with integrated LED 24 V AC/DC, spring-type terminal, with laser labeling, lower case | - | 0 | 0
3SU1132-0AB60-3BA0-Z | Y13 | 3SU1132-0AB60-3BA0-ZY13 | 1 | UN | 1 | 10 | C | D | N | N | 85365080 | 1 |  | 0.067 | KG | 29.45 | 29.45 | CP20 | CP20 | Illuminated pushbutton, 22 mm, round, plastic with metal front ring, white, pushbutton, flat, momentary contact type, with holder, 1NO, LED module with integrated LED 24 V AC/DC, spring-type terminal, with laser labeling, symbol number according to, ISO 7000 or IEC 60417 | - | 0 | 0
3SU1132-0AB60-3BA0-Z | Y15 | 3SU1132-0AB60-3BA0-ZY15 | 1 | UN | 1 | 10 | C | D | N | N | 85365080 | 1 |  | 0.06 | KG | 29.45 | 29.45 | CP20 | CP20 | Illuminated pushbutton, 22 mm, round, plastic with metal front ring, white, pushbutton, flat, momentary contact type, with holder, 1NO, LED module with integrated LED 24 V AC/DC, spring-type terminal, with laser labeling, upper case and lower case, Always upper case at the beginning of the word | - | 0 | 0
3SU1132-0AB60-3BA0-Z | Y19 | 3SU1132-0AB60-3BA0-ZY19 | 1 | UN | 1 | 10 | C | D | N | N | 85365080 | 1 |  | 0.06 | KG | 25.65 | 25.65 | CP20 | CP20 | Illuminated pushbutton, 22 mm, round, plastic with metal front ring, white, pushbutton, flat, momentary contact type, with holder, 1NO, LED module with integrated LED 24 V AC/DC, spring-type terminal, with laser labeling, inscription or symbol Customer-specific selection with SIRIUS ACT configurator (CIN) | - | 0 | 0
3SU1132-0AB60-3FA0 |  | 3SU1132-0AB60-3FA0 | 1 | UN | 1 | 5 | B | D | N | N | 85365080 | 1 | 4011209969575 | 0.073 | KG | 28.5 | 28.5 | CP20 | CP20 | Illuminated pushbutton, 22 mm, round, plastic with metal front ring, white, pushbutton, flat, momentary contact type, with holder, 1 NO+1 NC, LED module with integrated LED 24 V AC/DC, Spring-type terminal | - | 0 | 0
3SU1132-0AB60-3FA0-Z | X90 | 3SU1132-0AB60-3FA0-ZX90 | 1 | UN | 1 | 5 | B | D | N | N | 85365080 | 20 | 4047621073897 | 0.08 | KG | 28.5 | 28.5 | CP20 | CP20 | Illuminated pushbutton, 22 mm, round, plastic with metal front ring, white, pushbutton, flat, momentary contact type, with holder, 1 NO+1 NC, LED module with integrated LED 24 V AC/DC, spring-type terminal, Z=20-unit packaging | - | 0 | 0
3SU1132-0AB60-3FA0-Z | Y10 | 3SU1132-0AB60-3FA0-ZY10 | 1 | UN | 1 | 10 | C | D | EAR99 | N | 85365080 | 1 |  | 0.068 | KG | 33.25 | 33.25 | CP20 | CP20 | Illuminated pushbutton, 22 mm, round, plastic with metal front ring, white, pushbutton, flat, momentary contact type, with holder, 1 NO+1 NC, LED module with integrated LED 24 V AC/DC, spring-type terminal, with laser labeling, upper case and lower case, always upper case at beginning of line | - | 0 | 0
3SU1132-0AB60-3FA0-Z | Y11 | 3SU1132-0AB60-3FA0-ZY11 | 1 | UN | 1 | 10 | C | D | EAR99 | N | 85365080 | 1 |  | 0.068 | KG | 33.25 | 33.25 | CP20 | CP20 | Illuminated pushbutton, 22 mm, round, plastic with metal front ring, white, pushbutton, flat, momentary contact type, with holder, 1 NO+1 NC, LED module with integrated LED 24 V AC/DC, spring-type terminal, with laser labeling, upper case | - | 0 | 0
3SU1132-0AB60-3FA0-Z | Y12 | 3SU1132-0AB60-3FA0-ZY12 | 1 | UN | 1 | 10 | C | D | EAR99 | N | 85365080 | 1 |  | 0.068 | KG | 33.25 | 33.25 | CP20 | CP20 | Illuminated pushbutton, 22 mm, round, plastic with metal front ring, white, pushbutton, flat, momentary contact type, with holder, 1 NO+1 NC, LED module with integrated LED 24 V AC/DC, spring-type terminal, with laser labeling, lower case | - | 0 | 0
3SU1132-0AB60-3FA0-Z | Y13 | 3SU1132-0AB60-3FA0-ZY13 | 1 | UN | 1 | 10 | C | D | EAR99 | N | 85365080 | 1 |  | 0.068 | KG | 33.25 | 33.25 | CP20 | CP20 | Illuminated pushbutton, 22 mm, round, plastic with metal front ring, white, pushbutton, flat, momentary contact type, with holder, 1 NO+1 NC, LED module with integrated LED 24 V AC/DC, spring-type terminal, with laser labeling, symbol number according to, ISO 7000 or IEC 60417 | - | 0 | 0
3SU1132-0AB60-3FA0-Z | Y15 | 3SU1132-0AB60-3FA0-ZY15 | 1 | UN | 1 | 10 | C | D | EAR99 | N | 85365080 | 1 |  | 0.068 | KG | 33.25 | 33.25 | CP20 | CP20 | Illuminated pushbutton, 22 mm, round, plastic with metal front ring, white, pushbutton, flat, momentary contact type, with holder, 1 NO+1 NC, LED module with integrated LED 24 V AC/DC, spring-type terminal, with laser labeling, upper case and lower case, Always upper case at the beginning of the word | - | 0 | 0
3SU1132-0AB60-3FA0-Z | Y19 | 3SU1132-0AB60-3FA0-ZY19 | 1 | UN | 1 | 10 | C | D | EAR99 | N | 85365080 | 1 |  | 0.068 | KG | 29.45 | 29.45 | CP20 | CP20 | Illuminated pushbutton, 22 mm, round, plastic with metal front ring, white, pushbutton, flat, momentary contact type, with holder, 1 NO+1 NC, LED module with integrated LED 24 V AC/DC, spring-type terminal, with laser labeling, inscription or symbol Customer-specific selection with SIRIUS ACT configurator (CIN) | - | 0 | 0
3SU1132-0AB70-1BA0 |  | 3SU1132-0AB70-1BA0 | 1 | UN | 1 | 3 | B | D | N | N | 85365080 | 1 | 4011209969643 | 0.067 | KG | 23.85 | 22.14 | CP20 | CP20 | Illuminated pushbutton, 22 mm, round, plastic with metal front ring, clear, pushbutton, flat, momentary contact type, with holder, 1 NO, LED module with integrated LED 24 V AC/DC, screw terminal | Lista Papel 2020 SI | 0 | 0
3SU1132-0AB70-1BA0-Z | X90 | 3SU1132-0AB70-1BA0-ZX90 | 1 | UN | 1 | 5 | B | D | EAR99 | N | 85365080 | 20 |  | 0.06 | KG | 23.85 | 23.85 | CP20 | CP20 | Illuminated pushbutton, 22 mm, round, plastic with metal front ring, clear, pushbutton, flat, momentary contact type, with holder, 1NO, LED module with integrated LED 24 V AC/DC, screw terminal, Z=20-unit packaging | - | 0 | 0
3SU1132-0AB70-1BA0-Z | Y10 | 3SU1132-0AB70-1BA0-ZY10 | 1 | UN | 1 | 10 | C | D | N | N | 85365080 | 1 |  | 0.06 | KG | 28.6 | 28.6 | CP20 | CP20 | Illuminated pushbutton, 22 mm, round, plastic with metal front ring, clear, pushbutton, flat, momentary contact type, with holder, 1NO, LED module with integrated LED 24 V AC/DC, screw terminal, with laser labeling, upper case and lower case, always upper case at beginning of line | - | 0 | 0
3SU1132-0AB70-1BA0-Z | Y11 | 3SU1132-0AB70-1BA0-ZY11 | 1 | UN | 1 | 10 | C | D | N | N | 85365080 | 1 |  | 0.072 | KG | 28.6 | 28.6 | CP20 | CP20 | Illuminated pushbutton, 22 mm, round, plastic with metal front ring, clear, pushbutton, flat, momentary contact type, with holder, 1NO, LED module with integrated LED 24 V AC/DC, screw terminal, with laser labeling, upper case | - | 0 | 0
3SU1132-0AB70-1BA0-Z | Y12 | 3SU1132-0AB70-1BA0-ZY12 | 1 | UN | 1 | 10 | C | D | N | N | 85365080 | 1 |  | 0.06 | KG | 28.6 | 28.6 | CP20 | CP20 | Illuminated pushbutton, 22 mm, round, plastic with metal front ring, clear, pushbutton, flat, momentary contact type, with holder, 1NO, LED module with integrated LED 24 V AC/DC, screw terminal, with laser labeling, lower case | - | 0 | 0
3SU1132-0AB70-1BA0-Z | Y13 | 3SU1132-0AB70-1BA0-ZY13 | 1 | UN | 1 | 10 | C | D | N | N | 85365080 | 1 |  | 0.07 | KG | 28.6 | 28.6 | CP20 | CP20 | Illuminated pushbutton, 22 mm, round, plastic with metal front ring, clear, pushbutton, flat, momentary contact type, with holder, 1NO, LED module with integrated LED 24 V AC/DC, screw terminal, with laser labeling, symbol number according to, ISO 7000 or IEC 60417 | - | 0 | 0
3SU1132-0AB70-1BA0-Z | Y15 | 3SU1132-0AB70-1BA0-ZY15 | 1 | UN | 1 | 10 | C | D | N | N | 85365080 | 1 |  | 0.06 | KG | 28.6 | 28.6 | CP20 | CP20 | Illuminated pushbutton, 22 mm, round, plastic with metal front ring, clear, pushbutton, flat, momentary contact type, with holder, 1NO, LED module with integrated LED 24 V AC/DC, screw terminal, with laser labeling, upper case and lower case, Always upper case at the beginning of the word | - | 0 | 0
3SU1132-0AB70-1BA0-Z | Y19 | 3SU1132-0AB70-1BA0-ZY19 | 1 | UN | 1 | 10 | C | D | N | N | 85365080 | 1 |  | 0.06 | KG | 24.8 | 24.8 | CP20 | CP20 | Illuminated pushbutton, 22 mm, round, plastic with metal front ring, clear, pushbutton, flat, momentary contact type, with holder, 1NO, LED module with integrated LED 24 V AC/DC, screw terminal, with laser labeling, inscription or symbol Customer-specific selection with SIRIUS ACT configurator (CIN) | - | 0 | 0
3SU1132-0AB70-1FA0 |  | 3SU1132-0AB70-1FA0 | 1 | UN | 1 | 5 | B | D | N | N | 85365080 | 1 | 4011209969520 | 0.077 | KG | 27.08 | 25.37 | CP20 | CP20 | Illuminated pushbutton, 22 mm, round, plastic with metal front ring, clear, pushbutton, flat, momentary contact type, with holder, 1 NO+1 NC, LED module with integrated LED 24 V AC/DC, screw terminal | Lista Papel 2020 SI | 0 | 0
3SU1132-0AB70-1FA0-Z | X90 | 3SU1132-0AB70-1FA0-ZX90 | 1 | UN | 1 | 5 | B | D | EAR99 | N | 85365080 | 20 |  | 0.068 | KG | 27.08 | 27.08 | CP20 | CP20 | Illuminated pushbutton, 22 mm, round, plastic with metal front ring, clear, pushbutton, flat, momentary contact type, with holder, 1 NO+1 NC, LED module with integrated LED 24 V AC/DC, screw terminal, Z=20-unit packaging | - | 0 | 0
3SU1132-0AB70-1FA0-Z | Y10 | 3SU1132-0AB70-1FA0-ZY10 | 1 | UN | 1 | 10 | C | D | EAR99 | N | 85365080 | 1 |  | 0.068 | KG | 31.83 | 31.83 | CP20 | CP20 | Illuminated pushbutton, 22 mm, round, plastic with metal front ring, clear, pushbutton, flat, momentary contact type, with holder, 1 NO+1 NC, LED module with integrated LED 24 V AC/DC, screw terminal, with laser labeling, upper case and lower case, always upper case at beginning of line | - | 0 | 0
3SU1132-0AB70-1FA0-Z | Y11 | 3SU1132-0AB70-1FA0-ZY11 | 1 | UN | 1 | 10 | C | D | EAR99 | N | 85365080 | 1 |  | 0.068 | KG | 31.83 | 31.83 | CP20 | CP20 | Illuminated pushbutton, 22 mm, round, plastic with metal front ring, clear, pushbutton, flat, momentary contact type, with holder, 1 NO+1 NC, LED module with integrated LED 24 V AC/DC, screw terminal, with laser labeling, upper case | - | 0 | 0
3SU1132-0AB70-1FA0-Z | Y12 | 3SU1132-0AB70-1FA0-ZY12 | 1 | UN | 1 | 10 | C | D | EAR99 | N | 85365080 | 1 |  | 0.068 | KG | 31.83 | 31.83 | CP20 | CP20 | Illuminated pushbutton, 22 mm, round, plastic with metal front ring, clear, pushbutton, flat, momentary contact type, with holder, 1 NO+1 NC, LED module with integrated LED 24 V AC/DC, screw terminal, with laser labeling, lower case | - | 0 | 0
3SU1132-0AB70-1FA0-Z | Y13 | 3SU1132-0AB70-1FA0-ZY13 | 1 | UN | 1 | 10 | C | D | EAR99 | N | 85365080 | 1 |  | 0.068 | KG | 31.83 | 31.83 | CP20 | CP20 | Illuminated pushbutton, 22 mm, round, plastic with metal front ring, clear, pushbutton, flat, momentary contact type, with holder, 1 NO+1 NC, LED module with integrated LED 24 V AC/DC, screw terminal, with laser labeling, symbol number according to, ISO 7000 or IEC 60417 | - | 0 | 0
3SU1132-0AB70-1FA0-Z | Y15 | 3SU1132-0AB70-1FA0-ZY15 | 1 | UN | 1 | 10 | C | D | EAR99 | N | 85365080 | 1 |  | 0.068 | KG | 31.83 | 31.83 | CP20 | CP20 | Illuminated pushbutton, 22 mm, round, plastic with metal front ring, clear, pushbutton, flat, momentary contact type, with holder, 1 NO+1 NC, LED module with integrated LED 24 V AC/DC, screw terminal, with laser labeling, upper case and lower case, Always upper case at the beginning of the word | - | 0 | 0
3SU1132-0AB70-1FA0-Z | Y19 | 3SU1132-0AB70-1FA0-ZY19 | 1 | UN | 1 | 10 | C | D | EAR99 | N | 85365080 | 1 |  | 0.068 | KG | 28.03 | 28.03 | CP20 | CP20 | Illuminated pushbutton, 22 mm, round, plastic with metal front ring, clear, pushbutton, flat, momentary contact type, with holder, 1 NO+1 NC, LED module with integrated LED 24 V AC/DC, screw terminal, with laser labeling, inscription or symbol Customer-specific selection with SIRIUS ACT configurator (CIN) | - | 0 | 0
3SU1132-0AB70-3BA0 |  | 3SU1132-0AB70-3BA0 | 1 | UN | 1 | 5 | B | D | N | N | 85365080 | 1 | 4011209970472 | 0.064 | KG | 24.7 | 24.7 | CP20 | CP20 | Illuminated pushbutton, 22 mm, round, plastic with metal front ring, clear, pushbutton, flat, momentary contact type, with holder, 1 NO, LED module with integrated LED 24 V AC/DC, Spring-type terminal | - | 0 | 0
3SU1132-0AB70-3BA0-Z | X90 | 3SU1132-0AB70-3BA0-ZX90 | 1 | UN | 1 | 5 | B | D | N | N | 85365080 | 20 | 4047621074108 | 0.071 | KG | 24.7 | 24.7 | CP20 | CP20 | Illuminated pushbutton, 22 mm, round, plastic with metal front ring, clear, pushbutton, flat, momentary contact type, with holder, 1NO, LED module with integrated LED 24 V AC/DC, spring-type terminal, Z=20-unit packaging | - | 0 | 0
3SU1132-0AB70-3BA0-Z | Y10 | 3SU1132-0AB70-3BA0-ZY10 | 1 | UN | 1 | 10 | C | D | EAR99 | N | 85365080 | 1 |  | 0.06 | KG | 29.45 | 29.45 | CP20 | CP20 | Illuminated pushbutton, 22 mm, round, plastic with metal front ring, clear, pushbutton, flat, momentary contact type, with holder, 1NO, LED module with integrated LED 24 V AC/DC, spring-type terminal, with laser labeling, upper case and lower case, always upper case at beginning of line | - | 0 | 0
3SU1132-0AB70-3BA0-Z | Y11 | 3SU1132-0AB70-3BA0-ZY11 | 1 | UN | 1 | 10 | C | D | EAR99 | N | 85365080 | 1 |  | 0.06 | KG | 29.45 | 29.45 | CP20 | CP20 | Illuminated pushbutton, 22 mm, round, plastic with metal front ring, clear, pushbutton, flat, momentary contact type, with holder, 1NO, LED module with integrated LED 24 V AC/DC, spring-type terminal, with laser labeling, upper case | - | 0 | 0
3SU1132-0AB70-3BA0-Z | Y12 | 3SU1132-0AB70-3BA0-ZY12 | 1 | UN | 1 | 10 | C | D | EAR99 | N | 85365080 | 1 |  | 0.06 | KG | 29.45 | 29.45 | CP20 | CP20 | Illuminated pushbutton, 22 mm, round, plastic with metal front ring, clear, pushbutton, flat, momentary contact type, with holder, 1NO, LED module with integrated LED 24 V AC/DC, spring-type terminal, with laser labeling, lower case | - | 0 | 0
3SU1132-0AB70-3BA0-Z | Y13 | 3SU1132-0AB70-3BA0-ZY13 | 1 | UN | 1 | 10 | C | D | EAR99 | N | 85365080 | 1 |  | 0.06 | KG | 29.45 | 29.45 | CP20 | CP20 | Illuminated pushbutton, 22 mm, round, plastic with metal front ring, clear, pushbutton, flat, momentary contact type, with holder, 1NO, LED module with integrated LED 24 V AC/DC, spring-type terminal, with laser labeling, symbol number according to, ISO 7000 or IEC 60417 | - | 0 | 0
3SU1132-0AB70-3BA0-Z | Y15 | 3SU1132-0AB70-3BA0-ZY15 | 1 | UN | 1 | 10 | C | D | EAR99 | N | 85365080 | 1 |  | 0.06 | KG | 29.45 | 29.45 | CP20 | CP20 | Illuminated pushbutton, 22 mm, round, plastic with metal front ring, clear, pushbutton, flat, momentary contact type, with holder, 1NO, LED module with integrated LED 24 V AC/DC, spring-type terminal, with laser labeling, upper case and lower case, Always upper case at the beginning of the word | - | 0 | 0
3SU1132-0AB70-3BA0-Z | Y19 | 3SU1132-0AB70-3BA0-ZY19 | 1 | UN | 1 | 10 | C | D | EAR99 | N | 85365080 | 1 |  | 0.06 | KG | 25.65 | 25.65 | CP20 | CP20 | Illuminated pushbutton, 22 mm, round, plastic with metal front ring, clear, pushbutton, flat, momentary contact type, with holder, 1NO, LED module with integrated LED 24 V AC/DC, spring-type terminal, with laser labeling, inscription or symbol Customer-specific selection with SIRIUS ACT configurator (CIN) | - | 0 | 0
3SU1132-0AB70-3FA0 |  | 3SU1132-0AB70-3FA0 | 1 | UN | 1 | 5 | B | D | N | N | 85365080 | 1 | 4011209969582 | 0.073 | KG | 28.5 | 28.5 | CP20 | CP20 | Illuminated pushbutton, 22 mm, round, plastic with metal front ring, clear, pushbutton, flat, momentary contact type, with holder, 1 NO+1 NC, LED module with integrated LED 24 V AC/DC, Spring-type terminal | - | 0 | 0
3SU1132-0AB70-3FA0-Z | X90 | 3SU1132-0AB70-3FA0-ZX90 | 1 | UN | 1 | 5 | B | D | EAR99 | N | 85365080 | 20 |  | 0.068 | KG | 28.5 | 28.5 | CP20 | CP20 | Illuminated pushbutton, 22 mm, round, plastic with metal front ring, clear, pushbutton, flat, momentary contact type, with holder, 1 NO+1 NC, LED module with integrated LED 24 V AC/DC, spring-type terminal, Z=20-unit packaging | - | 0 | 0
3SU1132-0AB70-3FA0-Z | Y10 | 3SU1132-0AB70-3FA0-ZY10 | 1 | UN | 1 | 10 | C | D | EAR99 | N | 85365080 | 1 |  | 0.068 | KG | 33.25 | 33.25 | CP20 | CP20 | Illuminated pushbutton, 22 mm, round, plastic with metal front ring, clear, pushbutton, flat, momentary contact type, with holder, 1 NO+1 NC, LED module with integrated LED 24 V AC/DC, spring-type terminal, with laser labeling, upper case and lower case, always upper case at beginning of line | - | 0 | 0
3SU1132-0AB70-3FA0-Z | Y11 | 3SU1132-0AB70-3FA0-ZY11 | 1 | UN | 1 | 10 | C | D | EAR99 | N | 85365080 | 1 |  | 0.068 | KG | 33.25 | 33.25 | CP20 | CP20 | Illuminated pushbutton, 22 mm, round, plastic with metal front ring, clear, pushbutton, flat, momentary contact type, with holder, 1 NO+1 NC, LED module with integrated LED 24 V AC/DC, spring-type terminal, with laser labeling, upper case | - | 0 | 0
3SU1132-0AB70-3FA0-Z | Y12 | 3SU1132-0AB70-3FA0-ZY12 | 1 | UN | 1 | 10 | C | D | EAR99 | N | 85365080 | 1 |  | 0.068 | KG | 33.25 | 33.25 | CP20 | CP20 | Illuminated pushbutton, 22 mm, round, plastic with metal front ring, clear, pushbutton, flat, momentary contact type, with holder, 1 NO+1 NC, LED module with integrated LED 24 V AC/DC, spring-type terminal, with laser labeling, lower case | - | 0 | 0
3SU1132-0AB70-3FA0-Z | Y13 | 3SU1132-0AB70-3FA0-ZY13 | 1 | UN | 1 | 10 | C | D | EAR99 | N | 85365080 | 1 |  | 0.068 | KG | 33.25 | 33.25 | CP20 | CP20 | Illuminated pushbutton, 22 mm, round, plastic with metal front ring, clear, pushbutton, flat, momentary contact type, with holder, 1 NO+1 NC, LED module with integrated LED 24 V AC/DC, spring-type terminal, with laser labeling, symbol number according to, ISO 7000 or IEC 60417 | - | 0 | 0
3SU1132-0AB70-3FA0-Z | Y15 | 3SU1132-0AB70-3FA0-ZY15 | 1 | UN | 1 | 10 | C | D | EAR99 | N | 85365080 | 1 |  | 0.068 | KG | 33.25 | 33.25 | CP20 | CP20 | Illuminated pushbutton, 22 mm, round, plastic with metal front ring, clear, pushbutton, flat, momentary contact type, with holder, 1 NO+1 NC, LED module with integrated LED 24 V AC/DC, spring-type terminal, with laser labeling, upper case and lower case, Always upper case at the beginning of the word | - | 0 | 0
3SU1132-0AB70-3FA0-Z | Y19 | 3SU1132-0AB70-3FA0-ZY19 | 1 | UN | 1 | 10 | C | D | EAR99 | N | 85365080 | 1 |  | 0.068 | KG | 29.45 | 29.45 | CP20 | CP20 | Illuminated pushbutton, 22 mm, round, plastic with metal front ring, clear, pushbutton, flat, momentary contact type, with holder, 1 NO+1 NC, LED module with integrated LED 24 V AC/DC, spring-type terminal, with laser labeling, inscription or symbol Customer-specific selection with SIRIUS ACT configurator (CIN) | - | 0 | 0
3SU1132-0AD20-3AA0 |  | 3SU1132-0AD20-3AA0 | 1 | UN | 1 | 5 | B | D | N | N | 85369095 | 1 | 4047621054940 | 0.058 | KG | 18.91 | 18.91 | CP20 | CP20 | Indicator light, in illuminated pushbutton design, 22 mm, round, plastic with metal front ring, red, with holder, LED module, with integrated LED 24 V AC/DC, Spring-type terminal | - | 0 | 0
3SU1132-0AD30-3AA0 |  | 3SU1132-0AD30-3AA0 | 1 | UN | 1 | 5 | B | D | N | N | 85369095 | 1 | 4047621054933 | 0.055 | KG | 18.91 | 18.91 | CP20 | CP20 | Indicator light, in illuminated pushbutton design, 22 mm, round, plastic with metal front ring, yellow, with holder, LED module, with integrated LED 24 V AC/DC, Spring-type terminal | - | 0 | 0
3SU1132-0AD40-3AA0 |  | 3SU1132-0AD40-3AA0 | 1 | UN | 1 | 5 | B | D | N | N | 85369095 | 1 | 4047621054926 | 0.055 | KG | 18.91 | 18.91 | CP20 | CP20 | Indicator light, in illuminated pushbutton design, 22 mm, round, plastic with metal front ring, green, with holder, LED module, with integrated LED 24 V AC/DC, Spring-type terminal | - | 0 | 0
3SU1132-0AD50-3AA0 |  | 3SU1132-0AD50-3AA0 | 1 | UN | 1 | 5 | B | D | N | N | 85369095 | 1 | 4047621054919 | 0.055 | KG | 18.91 | 18.91 | CP20 | CP20 | Indicator light, in illuminated pushbutton design, 22 mm, round, plastic with metal front ring, blue, with holder, LED module, with integrated LED 24 V AC/DC, Spring-type terminal | - | 0 | 0
3SU1132-0AD60-3AA0 |  | 3SU1132-0AD60-3AA0 | 1 | UN | 1 | 5 | B | D | N | N | 85369095 | 10 | 4047621056968 | 0.055 | KG | 18.91 | 18.91 | CP20 | CP20 | Indicator light, in illuminated pushbutton design, 22 mm, round, plastic with metal front ring, white, with holder, LED module, with integrated LED 24 V AC/DC, Spring-type terminal | - | 0 | 0
3SU1133-0AB20-1CA0 |  | 3SU1133-0AB20-1CA0 | 1 | UN | 1 | 5 | B | D | N | N | 85365080 | 1 | 4011209970618 | 0.063 | KG | 29.45 | 29.45 | CP20 | CP20 | Illuminated pushbutton, 22 mm, round, plastic with metal front ring, red, pushbutton, flat, momentary contact type, with holder, 1 NC, LED module with integrated LED 110 V AC, screw terminal | - | 0 | 0
3SU1133-0AB20-1CA0-Z | X90 | 3SU1133-0AB20-1CA0-ZX90 | 1 | UN | 1 | 5 | B | D | EAR99 | N | 85365080 | 20 |  | 0.06 | KG | 29.45 | 29.45 | CP20 | CP20 | Illuminated pushbutton, 22 mm, round, plastic with metal front ring, red, pushbutton, flat, momentary contact type, with holder, 1NC, LED module with integrated LED 110 V AC, screw terminal, Z=20-unit packaging | - | 0 | 0
3SU1133-0AB20-1CA0-Z | Y10 | 3SU1133-0AB20-1CA0-ZY10 | 1 | UN | 1 | 10 | C | D | EAR99 | N | 85365080 | 1 |  | 0.06 | KG | 34.2 | 34.2 | CP20 | CP20 | Illuminated pushbutton, 22 mm, round, plastic with metal front ring, red, pushbutton, flat, momentary contact type, with holder, 1NC, LED module with integrated LED 110 V AC, screw terminal, with laser labeling, upper case and lower case, always upper case at beginning of line | - | 0 | 0
3SU1133-0AB20-1CA0-Z | Y11 | 3SU1133-0AB20-1CA0-ZY11 | 1 | UN | 1 | 10 | C | D | EAR99 | N | 85365080 | 1 |  | 0.06 | KG | 34.2 | 34.2 | CP20 | CP20 | Illuminated pushbutton, 22 mm, round, plastic with metal front ring, red, pushbutton, flat, momentary contact type, with holder, 1NC, LED module with integrated LED 110 V AC, screw terminal, with laser labeling, upper case | - | 0 | 0
3SU1133-0AB20-1CA0-Z | Y12 | 3SU1133-0AB20-1CA0-ZY12 | 1 | UN | 1 | 10 | C | D | EAR99 | N | 85365080 | 1 |  | 0.06 | KG | 34.2 | 34.2 | CP20 | CP20 | Illuminated pushbutton, 22 mm, round, plastic with metal front ring, red, pushbutton, flat, momentary contact type, with holder, 1NC, LED module with integrated LED 110 V AC, screw terminal, with laser labeling, lower case | - | 0 | 0
3SU1133-0AB20-1CA0-Z | Y13 | 3SU1133-0AB20-1CA0-ZY13 | 1 | UN | 1 | 10 | C | D | EAR99 | N | 85365080 | 1 |  | 0.06 | KG | 34.2 | 34.2 | CP20 | CP20 | Illuminated pushbutton, 22 mm, round, plastic with metal front ring, red, pushbutton, flat, momentary contact type, with holder, 1NC, LED module with integrated LED 110 V AC, screw terminal, with laser labeling, symbol number according to, ISO 7000 or IEC 60417 | - | 0 | 0
3SU1133-0AB20-1CA0-Z | Y15 | 3SU1133-0AB20-1CA0-ZY15 | 1 | UN | 1 | 10 | C | D | EAR99 | N | 85365080 | 1 |  | 0.06 | KG | 34.2 | 34.2 | CP20 | CP20 | Illuminated pushbutton, 22 mm, round, plastic with metal front ring, red, pushbutton, flat, momentary contact type, with holder, 1NC, LED module with integrated LED 110 V AC, screw terminal, with laser labeling, upper case and lower case, Always upper case at the beginning of the word | - | 0 | 0
3SU1133-0AB20-1CA0-Z | Y19 | 3SU1133-0AB20-1CA0-ZY19 | 1 | UN | 1 | 10 | C | D | EAR99 | N | 85365080 | 1 |  | 0.06 | KG | 30.4 | 30.4 | CP20 | CP20 | Illuminated pushbutton, 22 mm, round, plastic with metal front ring, red, pushbutton, flat, momentary contact type, with holder, 1NC, LED module with integrated LED 110 V AC, screw terminal, with laser labeling, inscription or symbol Customer-specific selection with SIRIUS ACT configurator (CIN) | - | 0 | 0
3SU1133-0AB20-1FA0 |  | 3SU1133-0AB20-1FA0 | 1 | UN | 1 | 5 | B | D | N | N | 85365080 | 1 | 4011209970502 | 0.074 | KG | 32.78 | 32.78 | CP20 | CP20 | Illuminated pushbutton, 22 mm, round, plastic with metal front ring, red, pushbutton, flat, momentary contact type, with holder, 1 NO+1 NC, LED module with integrated LED 110 V AC, screw terminal | - | 0 | 0
3SU1133-0AB20-1FA0-Z | X90 | 3SU1133-0AB20-1FA0-ZX90 | 1 | UN | 1 | 5 | B | D | EAR99 | N | 85365080 | 20 |  | 0.068 | KG | 32.78 | 32.78 | CP20 | CP20 | Illuminated pushbutton, 22 mm, round, plastic with metal front ring, red, pushbutton, flat, momentary contact type, with holder, 1 NO+1 NC, LED module with integrated LED 110 V AC, screw terminal, Z=20-unit packaging | - | 0 | 0
3SU1133-0AB20-1FA0-Z | Y10 | 3SU1133-0AB20-1FA0-ZY10 | 1 | UN | 1 | 10 | C | D | EAR99 | N | 85365080 | 1 |  | 0.068 | KG | 37.53 | 37.53 | CP20 | CP20 | Illuminated pushbutton, 22 mm, round, plastic with metal front ring, red, pushbutton, flat, momentary contact type, with holder, 1 NO+1 NC, LED module with integrated LED 110 V AC, screw terminal, with laser labeling, upper case and lower case, always upper case at beginning of line | - | 0 | 0
3SU1133-0AB20-1FA0-Z | Y11 | 3SU1133-0AB20-1FA0-ZY11 | 1 | UN | 1 | 10 | C | D | EAR99 | N | 85365080 | 1 |  | 0.068 | KG | 37.53 | 37.53 | CP20 | CP20 | Illuminated pushbutton, 22 mm, round, plastic with metal front ring, red, pushbutton, flat, momentary contact type, with holder, 1 NO+1 NC, LED module with integrated LED 110 V AC, screw terminal, with laser labeling, upper case | - | 0 | 0
3SU1133-0AB20-1FA0-Z | Y12 | 3SU1133-0AB20-1FA0-ZY12 | 1 | UN | 1 | 10 | C | D | EAR99 | N | 85365080 | 1 |  | 0.068 | KG | 37.53 | 37.53 | CP20 | CP20 | Illuminated pushbutton, 22 mm, round, plastic with metal front ring, red, pushbutton, flat, momentary contact type, with holder, 1 NO+1 NC, LED module with integrated LED 110 V AC, screw terminal, with laser labeling, lower case | - | 0 | 0
3SU1133-0AB20-1FA0-Z | Y13 | 3SU1133-0AB20-1FA0-ZY13 | 1 | UN | 1 | 10 | C | D | EAR99 | N | 85365080 | 1 |  | 0.068 | KG | 37.53 | 37.53 | CP20 | CP20 | Illuminated pushbutton, 22 mm, round, plastic with metal front ring, red, pushbutton, flat, momentary contact type, with holder, 1 NO+1 NC, LED module with integrated LED 110 V AC, screw terminal, with laser labeling, symbol number according to, ISO 7000 or IEC 60417 | - | 0 | 0
3SU1133-0AB20-1FA0-Z | Y15 | 3SU1133-0AB20-1FA0-ZY15 | 1 | UN | 1 | 10 | C | D | EAR99 | N | 85365080 | 1 |  | 0.068 | KG | 37.53 | 37.53 | CP20 | CP20 | Illuminated pushbutton, 22 mm, round, plastic with metal front ring, red, pushbutton, flat, momentary contact type, with holder, 1 NO+1 NC, LED module with integrated LED 110 V AC, screw terminal, with laser labeling, upper case and lower case, Always upper case at the beginning of the word | - | 0 | 0
3SU1133-0AB20-1FA0-Z | Y19 | 3SU1133-0AB20-1FA0-ZY19 | 1 | UN | 1 | 10 | C | D | EAR99 | N | 85365080 | 1 |  | 0.068 | KG | 33.73 | 33.73 | CP20 | CP20 | Illuminated pushbutton, 22 mm, round, plastic with metal front ring, red, pushbutton, flat, momentary contact type, with holder, 1 NO+1 NC, LED module with integrated LED 110 V AC, screw terminal, with laser labeling, inscription or symbol Customer-specific selection with SIRIUS ACT configurator (CIN) | - | 0 | 0
3SU1133-0AB30-1BA0 |  | 3SU1133-0AB30-1BA0 | 1 | UN | 1 | 5 | B | D | N | N | 85365080 | 1 | 4011209970564 | 0.067 | KG | 29.45 | 28.12 | CP20 | CP20 | Illuminated pushbutton, 22 mm, round, plastic with metal front ring, yellow, pushbutton, flat, momentary contact type, with holder, 1 NO, LED module with integrated LED 110 V AC, screw terminal | Lista Papel 2020 SI | 0 | 0
3SU1133-0AB30-1BA0-Z | X90 | 3SU1133-0AB30-1BA0-ZX90 | 1 | UN | 1 | 5 | B | D | EAR99 | N | 85365080 | 20 |  | 0.06 | KG | 29.45 | 29.45 | CP20 | CP20 | Illuminated pushbutton, 22 mm, round, plastic with metal front ring, yellow, pushbutton, flat, momentary contact type, with holder, 1NO, LED module with integrated LED 110 V AC, screw terminal, Z=20-unit packaging | - | 0 | 0
3SU1133-0AB30-1BA0-Z | Y10 | 3SU1133-0AB30-1BA0-ZY10 | 1 | UN | 1 | 10 | C | D | EAR99 | N | 85365080 | 1 |  | 0.06 | KG | 34.2 | 34.2 | CP20 | CP20 | Illuminated pushbutton, 22 mm, round, plastic with metal front ring, yellow, pushbutton, flat, momentary contact type, with holder, 1NO, LED module with integrated LED 110 V AC, screw terminal, with laser labeling, upper case and lower case, always upper case at beginning of line | - | 0 | 0
3SU1133-0AB30-1BA0-Z | Y11 | 3SU1133-0AB30-1BA0-ZY11 | 1 | UN | 1 | 10 | C | D | EAR99 | N | 85365080 | 1 |  | 0.06 | KG | 34.2 | 34.2 | CP20 | CP20 | Illuminated pushbutton, 22 mm, round, plastic with metal front ring, yellow, pushbutton, flat, momentary contact type, with holder, 1NO, LED module with integrated LED 110 V AC, screw terminal, with laser labeling, upper case | - | 0 | 0
3SU1133-0AB30-1BA0-Z | Y12 | 3SU1133-0AB30-1BA0-ZY12 | 1 | UN | 1 | 10 | C | D | EAR99 | N | 85365080 | 1 |  | 0.06 | KG | 34.2 | 34.2 | CP20 | CP20 | Illuminated pushbutton, 22 mm, round, plastic with metal front ring, yellow, pushbutton, flat, momentary contact type, with holder, 1NO, LED module with integrated LED 110 V AC, screw terminal, with laser labeling, lower case | - | 0 | 0
3SU1133-0AB30-1BA0-Z | Y13 | 3SU1133-0AB30-1BA0-ZY13 | 1 | UN | 1 | 10 | C | D | EAR99 | N | 85365080 | 1 |  | 0.06 | KG | 34.2 | 34.2 | CP20 | CP20 | Illuminated pushbutton, 22 mm, round, plastic with metal front ring, yellow, pushbutton, flat, momentary contact type, with holder, 1NO, LED module with integrated LED 110 V AC, screw terminal, with laser labeling, symbol number according to, ISO 7000 or IEC 60417 | - | 0 | 0
3SU1133-0AB30-1BA0-Z | Y15 | 3SU1133-0AB30-1BA0-ZY15 | 1 | UN | 1 | 10 | C | D | EAR99 | N | 85365080 | 1 |  | 0.06 | KG | 34.2 | 34.2 | CP20 | CP20 | Illuminated pushbutton, 22 mm, round, plastic with metal front ring, yellow, pushbutton, flat, momentary contact type, with holder, 1NO, LED module with integrated LED 110 V AC, screw terminal, with laser labeling, upper case and lower case, Always upper case at the beginning of the word | - | 0 | 0
3SU1133-0AB30-1BA0-Z | Y19 | 3SU1133-0AB30-1BA0-ZY19 | 1 | UN | 1 | 10 | C | D | EAR99 | N | 85365080 | 1 |  | 0.06 | KG | 30.4 | 30.4 | CP20 | CP20 | Illuminated pushbutton, 22 mm, round, plastic with metal front ring, yellow, pushbutton, flat, momentary contact type, with holder, 1NO, LED module with integrated LED 110 V AC, screw terminal, with laser labeling, inscription or symbol Customer-specific selection with SIRIUS ACT configurator (CIN) | - | 0 | 0
3SU1133-0AB30-1FA0 |  | 3SU1133-0AB30-1FA0 | 1 | UN | 1 | 5 | B | D | N | N | 85365080 | 1 | 4011209970519 | 0.068 | KG | 32.78 | 32.78 | CP20 | CP20 | Illuminated pushbutton, 22 mm, round, plastic with metal front ring, yellow, pushbutton, flat, momentary contact type, with holder, 1 NO+1 NC, LED module with integrated LED 110 V AC, screw terminal | - | 0 | 0
3SU1133-0AB30-1FA0-Z | X90 | 3SU1133-0AB30-1FA0-ZX90 | 1 | UN | 1 | 5 | B | D | EAR99 | N | 85365080 | 20 |  | 0.068 | KG | 32.78 | 32.78 | CP20 | CP20 | Illuminated pushbutton, 22 mm, round, plastic with metal front ring, yellow, pushbutton, flat, momentary contact type, with holder, 1 NO+1 NC, LED module with integrated LED 110 V AC, screw terminal, Z=20-unit packaging | - | 0 | 0
3SU1133-0AB30-1FA0-Z | Y10 | 3SU1133-0AB30-1FA0-ZY10 | 1 | UN | 1 | 10 | C | D | EAR99 | N | 85365080 | 1 |  | 0.068 | KG | 37.53 | 37.53 | CP20 | CP20 | Illuminated pushbutton, 22 mm, round, plastic with metal front ring, yellow, pushbutton, flat, momentary contact type, with holder, 1 NO+1 NC, LED module with integrated LED 110 V AC, screw terminal, with laser labeling, upper case and lower case, always upper case at beginning of line | - | 0 | 0
3SU1133-0AB30-1FA0-Z | Y11 | 3SU1133-0AB30-1FA0-ZY11 | 1 | UN | 1 | 10 | C | D | EAR99 | N | 85365080 | 1 |  | 0.068 | KG | 37.53 | 37.53 | CP20 | CP20 | Illuminated pushbutton, 22 mm, round, plastic with metal front ring, yellow, pushbutton, flat, momentary contact type, with holder, 1 NO+1 NC, LED module with integrated LED 110 V AC, screw terminal, with laser labeling, upper case | - | 0 | 0
3SU1133-0AB30-1FA0-Z | Y12 | 3SU1133-0AB30-1FA0-ZY12 | 1 | UN | 1 | 10 | C | D | EAR99 | N | 85365080 | 1 |  | 0.068 | KG | 37.53 | 37.53 | CP20 | CP20 | Illuminated pushbutton, 22 mm, round, plastic with metal front ring, yellow, pushbutton, flat, momentary contact type, with holder, 1 NO+1 NC, LED module with integrated LED 110 V AC, screw terminal, with laser labeling, lower case | - | 0 | 0
3SU1133-0AB30-1FA0-Z | Y13 | 3SU1133-0AB30-1FA0-ZY13 | 1 | UN | 1 | 10 | C | D | EAR99 | N | 85365080 | 1 |  | 0.068 | KG | 37.53 | 37.53 | CP20 | CP20 | Illuminated pushbutton, 22 mm, round, plastic with metal front ring, yellow, pushbutton, flat, momentary contact type, with holder, 1 NO+1 NC, LED module with integrated LED 110 V AC, screw terminal, with laser labeling, symbol number according to, ISO 7000 or IEC 60417 | - | 0 | 0
3SU1133-0AB30-1FA0-Z | Y15 | 3SU1133-0AB30-1FA0-ZY15 | 1 | UN | 1 | 10 | C | D | EAR99 | N | 85365080 | 1 |  | 0.068 | KG | 37.53 | 37.53 | CP20 | CP20 | Illuminated pushbutton, 22 mm, round, plastic with metal front ring, yellow, pushbutton, flat, momentary contact type, with holder, 1 NO+1 NC, LED module with integrated LED 110 V AC, screw terminal, with laser labeling, upper case and lower case, Always upper case at the beginning of the word | - | 0 | 0
3SU1133-0AB30-1FA0-Z | Y19 | 3SU1133-0AB30-1FA0-ZY19 | 1 | UN | 1 | 10 | C | D | EAR99 | N | 85365080 | 1 |  | 0.068 | KG | 33.73 | 33.73 | CP20 | CP20 | Illuminated pushbutton, 22 mm, round, plastic with metal front ring, yellow, pushbutton, flat, momentary contact type, with holder, 1 NO+1 NC, LED module with integrated LED 110 V AC, screw terminal, with laser labeling, inscription or symbol Customer-specific selection with SIRIUS ACT configurator (CIN) | - | 0 | 0
3SU1133-0AB40-1BA0 |  | 3SU1133-0AB40-1BA0 | 1 | UN | 1 | 5 | B | D | N | N | 85365080 | 1 | 4011209970571 | 0.066 | KG | 29.45 | 28.12 | CP20 | CP20 | Illuminated pushbutton, 22 mm, round, plastic with metal front ring, green, pushbutton, flat, momentary contact type, with holder, 1 NO, LED module with integrated LED 110 V AC, screw terminal | Lista Papel 2020 SI | 0 | 0
3SU1133-0AB40-1BA0-Z | X90 | 3SU1133-0AB40-1BA0-ZX90 | 1 | UN | 1 | 5 | B | D | EAR99 | N | 85365080 | 20 |  | 0.06 | KG | 29.45 | 29.45 | CP20 | CP20 | Illuminated pushbutton, 22 mm, round, plastic with metal front ring, green, pushbutton, flat, momentary contact type, with holder, 1NO, LED module with integrated LED 110 V AC, screw terminal, Z=20-unit packaging | - | 0 | 0
3SU1133-0AB40-1BA0-Z | Y10 | 3SU1133-0AB40-1BA0-ZY10 | 1 | UN | 1 | 10 | C | D | EAR99 | N | 85365080 | 1 |  | 0.06 | KG | 34.2 | 34.2 | CP20 | CP20 | Illuminated pushbutton, 22 mm, round, plastic with metal front ring, green, pushbutton, flat, momentary contact type, with holder, 1NO, LED module with integrated LED 110 V AC, screw terminal, with laser labeling, upper case and lower case, always upper case at beginning of line | - | 0 | 0
3SU1133-0AB40-1BA0-Z | Y11 | 3SU1133-0AB40-1BA0-ZY11 | 1 | UN | 1 | 10 | C | D | EAR99 | N | 85365080 | 1 |  | 0.06 | KG | 34.2 | 34.2 | CP20 | CP20 | Illuminated pushbutton, 22 mm, round, plastic with metal front ring, green, pushbutton, flat, momentary contact type, with holder, 1NO, LED module with integrated LED 110 V AC, screw terminal, with laser labeling, upper case | - | 0 | 0
3SU1133-0AB40-1BA0-Z | Y12 | 3SU1133-0AB40-1BA0-ZY12 | 1 | UN | 1 | 10 | C | D | EAR99 | N | 85365080 | 1 |  | 0.06 | KG | 34.2 | 34.2 | CP20 | CP20 | Illuminated pushbutton, 22 mm, round, plastic with metal front ring, green, pushbutton, flat, momentary contact type, with holder, 1NO, LED module with integrated LED 110 V AC, screw terminal, with laser labeling, lower case | - | 0 | 0
3SU1133-0AB40-1BA0-Z | Y13 | 3SU1133-0AB40-1BA0-ZY13 | 1 | UN | 1 | 10 | C | D | EAR99 | N | 85365080 | 1 |  | 0.06 | KG | 34.2 | 34.2 | CP20 | CP20 | Illuminated pushbutton, 22 mm, round, plastic with metal front ring, green, pushbutton, flat, momentary contact type, with holder, 1NO, LED module with integrated LED 110 V AC, screw terminal, with laser labeling, symbol number according to, ISO 7000 or IEC 60417 | - | 0 | 0
3SU1133-0AB40-1BA0-Z | Y15 | 3SU1133-0AB40-1BA0-ZY15 | 1 | UN | 1 | 10 | C | D | EAR99 | N | 85365080 | 1 |  | 0.06 | KG | 34.2 | 34.2 | CP20 | CP20 | Illuminated pushbutton, 22 mm, round, plastic with metal front ring, green, pushbutton, flat, momentary contact type, with holder, 1NO, LED module with integrated LED 110 V AC, screw terminal, with laser labeling, upper case and lower case, Always upper case at the beginning of the word | - | 0 | 0
3SU1133-0AB40-1BA0-Z | Y19 | 3SU1133-0AB40-1BA0-ZY19 | 1 | UN | 1 | 10 | C | D | EAR99 | N | 85365080 | 1 |  | 0.06 | KG | 30.4 | 30.4 | CP20 | CP20 | Illuminated pushbutton, 22 mm, round, plastic with metal front ring, green, pushbutton, flat, momentary contact type, with holder, 1NO, LED module with integrated LED 110 V AC, screw terminal, with laser labeling, inscription or symbol Customer-specific selection with SIRIUS ACT configurator (CIN) | - | 0 | 0
3SU1133-0AB40-1FA0 |  | 3SU1133-0AB40-1FA0 | 1 | UN | 1 | 5 | B | D | N | N | 85365080 | 1 | 4011209970526 | 0.079 | KG | 32.78 | 32.78 | CP20 | CP20 | Illuminated pushbutton, 22 mm, round, plastic with metal front ring, green, pushbutton, flat, momentary contact type, with holder, 1 NO+1 NC, LED module with integrated LED 110 V AC, screw terminal | - | 0 | 0
3SU1133-0AB40-1FA0-Z | X90 | 3SU1133-0AB40-1FA0-ZX90 | 1 | UN | 1 | 5 | B | D | EAR99 | N | 85365080 | 20 |  | 0.068 | KG | 32.78 | 32.78 | CP20 | CP20 | Illuminated pushbutton, 22 mm, round, plastic with metal front ring, green, pushbutton, flat, momentary contact type, with holder, 1 NO+1 NC, LED module with integrated LED 110 V AC, screw terminal, Z=20-unit packaging | - | 0 | 0
3SU1133-0AB40-1FA0-Z | Y10 | 3SU1133-0AB40-1FA0-ZY10 | 1 | UN | 1 | 10 | C | D | EAR99 | N | 85365080 | 1 |  | 0.068 | KG | 37.53 | 37.53 | CP20 | CP20 | Illuminated pushbutton, 22 mm, round, plastic with metal front ring, green, pushbutton, flat, momentary contact type, with holder, 1 NO+1 NC, LED module with integrated LED 110 V AC, screw terminal, with laser labeling, upper case and lower case, always upper case at beginning of line | - | 0 | 0
3SU1133-0AB40-1FA0-Z | Y11 | 3SU1133-0AB40-1FA0-ZY11 | 1 | UN | 1 | 10 | C | D | EAR99 | N | 85365080 | 1 |  | 0.068 | KG | 37.53 | 37.53 | CP20 | CP20 | Illuminated pushbutton, 22 mm, round, plastic with metal front ring, green, pushbutton, flat, momentary contact type, with holder, 1 NO+1 NC, LED module with integrated LED 110 V AC, screw terminal, with laser labeling, upper case | - | 0 | 0
3SU1133-0AB40-1FA0-Z | Y12 | 3SU1133-0AB40-1FA0-ZY12 | 1 | UN | 1 | 10 | C | D | EAR99 | N | 85365080 | 1 |  | 0.068 | KG | 37.53 | 37.53 | CP20 | CP20 | Illuminated pushbutton, 22 mm, round, plastic with metal front ring, green, pushbutton, flat, momentary contact type, with holder, 1 NO+1 NC, LED module with integrated LED 110 V AC, screw terminal, with laser labeling, lower case | - | 0 | 0
3SU1133-0AB40-1FA0-Z | Y13 | 3SU1133-0AB40-1FA0-ZY13 | 1 | UN | 1 | 10 | C | D | EAR99 | N | 85365080 | 1 |  | 0.068 | KG | 37.53 | 37.53 | CP20 | CP20 | Illuminated pushbutton, 22 mm, round, plastic with metal front ring, green, pushbutton, flat, momentary contact type, with holder, 1 NO+1 NC, LED module with integrated LED 110 V AC, screw terminal, with laser labeling, symbol number according to, ISO 7000 or IEC 60417 | - | 0 | 0
3SU1133-0AB40-1FA0-Z | Y15 | 3SU1133-0AB40-1FA0-ZY15 | 1 | UN | 1 | 10 | C | D | EAR99 | N | 85365080 | 1 |  | 0.068 | KG | 37.53 | 37.53 | CP20 | CP20 | Illuminated pushbutton, 22 mm, round, plastic with metal front ring, green, pushbutton, flat, momentary contact type, with holder, 1 NO+1 NC, LED module with integrated LED 110 V AC, screw terminal, with laser labeling, upper case and lower case, Always upper case at the beginning of the word | - | 0 | 0
3SU1133-0AB40-1FA0-Z | Y19 | 3SU1133-0AB40-1FA0-ZY19 | 1 | UN | 1 | 10 | C | D | EAR99 | N | 85365080 | 1 |  | 0.068 | KG | 33.73 | 33.73 | CP20 | CP20 | Illuminated pushbutton, 22 mm, round, plastic with metal front ring, green, pushbutton, flat, momentary contact type, with holder, 1 NO+1 NC, LED module with integrated LED 110 V AC, screw terminal, with laser labeling, inscription or symbol Customer-specific selection with SIRIUS ACT configurator (CIN) | - | 0 | 0
3SU1133-0AB50-1BA0 |  | 3SU1133-0AB50-1BA0 | 1 | UN | 1 | 5 | B | D | N | N | 85365080 | 1 | 4011209970588 | 0.066 | KG | 29.45 | 28.12 | CP20 | CP20 | Illuminated pushbutton, 22 mm, round, plastic with metal front ring, blue, pushbutton, flat, momentary contact type, with holder, 1 NO, LED module with integrated LED 110 V AC, screw terminal | Lista Papel 2020 SI | 0 | 0
3SU1133-0AB50-1BA0-Z | X90 | 3SU1133-0AB50-1BA0-ZX90 | 1 | UN | 1 | 5 | B | D | EAR99 | N | 85365080 | 20 |  | 0.06 | KG | 29.45 | 29.45 | CP20 | CP20 | Illuminated pushbutton, 22 mm, round, plastic with metal front ring, blue, pushbutton, flat, momentary contact type, with holder, 1NO, LED module with integrated LED 110 V AC, screw terminal, Z=20-unit packaging | - | 0 | 0
3SU1133-0AB50-1BA0-Z | Y10 | 3SU1133-0AB50-1BA0-ZY10 | 1 | UN | 1 | 10 | C | D | EAR99 | N | 85365080 | 1 |  | 0.06 | KG | 34.2 | 34.2 | CP20 | CP20 | Illuminated pushbutton, 22 mm, round, plastic with metal front ring, blue, pushbutton, flat, momentary contact type, with holder, 1NO, LED module with integrated LED 110 V AC, screw terminal, with laser labeling, upper case and lower case, always upper case at beginning of line | - | 0 | 0
3SU1133-0AB50-1BA0-Z | Y11 | 3SU1133-0AB50-1BA0-ZY11 | 1 | UN | 1 | 10 | C | D | EAR99 | N | 85365080 | 1 |  | 0.06 | KG | 34.2 | 34.2 | CP20 | CP20 | Illuminated pushbutton, 22 mm, round, plastic with metal front ring, blue, pushbutton, flat, momentary contact type, with holder, 1NO, LED module with integrated LED 110 V AC, screw terminal, with laser labeling, upper case | - | 0 | 0
3SU1133-0AB50-1BA0-Z | Y12 | 3SU1133-0AB50-1BA0-ZY12 | 1 | UN | 1 | 10 | C | D | EAR99 | N | 85365080 | 1 |  | 0.06 | KG | 34.2 | 34.2 | CP20 | CP20 | Illuminated pushbutton, 22 mm, round, plastic with metal front ring, blue, pushbutton, flat, momentary contact type, with holder, 1NO, LED module with integrated LED 110 V AC, screw terminal, with laser labeling, lower case | - | 0 | 0
3SU1133-0AB50-1BA0-Z | Y13 | 3SU1133-0AB50-1BA0-ZY13 | 1 | UN | 1 | 10 | C | D | EAR99 | N | 85365080 | 1 |  | 0.06 | KG | 34.2 | 34.2 | CP20 | CP20 | Illuminated pushbutton, 22 mm, round, plastic with metal front ring, blue, pushbutton, flat, momentary contact type, with holder, 1NO, LED module with integrated LED 110 V AC, screw terminal, with laser labeling, symbol number according to, ISO 7000 or IEC 60417 | - | 0 | 0
3SU1133-0AB50-1BA0-Z | Y15 | 3SU1133-0AB50-1BA0-ZY15 | 1 | UN | 1 | 10 | C | D | EAR99 | N | 85365080 | 1 |  | 0.06 | KG | 34.2 | 34.2 | CP20 | CP20 | Illuminated pushbutton, 22 mm, round, plastic with metal front ring, blue, pushbutton, flat, momentary contact type, with holder, 1NO, LED module with integrated LED 110 V AC, screw terminal, with laser labeling, upper case and lower case, Always upper case at the beginning of the word | - | 0 | 0
3SU1133-0AB50-1BA0-Z | Y19 | 3SU1133-0AB50-1BA0-ZY19 | 1 | UN | 1 | 10 | C | D | EAR99 | N | 85365080 | 1 |  | 0.06 | KG | 30.4 | 30.4 | CP20 | CP20 | Illuminated pushbutton, 22 mm, round, plastic with metal front ring, blue, pushbutton, flat, momentary contact type, with holder, 1NO, LED module with integrated LED 110 V AC, screw terminal, with laser labeling, inscription or symbol Customer-specific selection with SIRIUS ACT configurator (CIN) | - | 0 | 0
3SU1133-0AB50-1FA0 |  | 3SU1133-0AB50-1FA0 | 1 | UN | 1 | 5 | B | D | N | N | 85365080 | 1 | 4011209970533 | 0.1 | KG | 32.78 | 32.78 | CP20 | CP20 | Illuminated pushbutton, 22 mm, round, plastic with metal front ring, blue, pushbutton, flat, momentary contact type, with holder, 1 NO+1 NC, LED module with integrated LED 110 V AC, screw terminal | - | 0 | 0
3SU1133-0AB50-1FA0-Z | X90 | 3SU1133-0AB50-1FA0-ZX90 | 1 | UN | 1 | 5 | B | D | EAR99 | N | 85365080 | 20 |  | 0.068 | KG | 32.78 | 32.78 | CP20 | CP20 | Illuminated pushbutton, 22 mm, round, plastic with metal front ring, blue, pushbutton, flat, momentary contact type, with holder, 1 NO+1 NC, LED module with integrated LED 110 V AC, screw terminal, Z=20-unit packaging | - | 0 | 0
3SU1133-0AB50-1FA0-Z | Y10 | 3SU1133-0AB50-1FA0-ZY10 | 1 | UN | 1 | 10 | C | D | EAR99 | N | 85365080 | 1 |  | 0.068 | KG | 37.53 | 37.53 | CP20 | CP20 | Illuminated pushbutton, 22 mm, round, plastic with metal front ring, blue, pushbutton, flat, momentary contact type, with holder, 1 NO+1 NC, LED module with integrated LED 110 V AC, screw terminal, with laser labeling, upper case and lower case, always upper case at beginning of line | - | 0 | 0
3SU1133-0AB50-1FA0-Z | Y11 | 3SU1133-0AB50-1FA0-ZY11 | 1 | UN | 1 | 10 | C | D | EAR99 | N | 85365080 | 1 |  | 0.068 | KG | 37.53 | 37.53 | CP20 | CP20 | Illuminated pushbutton, 22 mm, round, plastic with metal front ring, blue, pushbutton, flat, momentary contact type, with holder, 1 NO+1 NC, LED module with integrated LED 110 V AC, screw terminal, with laser labeling, upper case | - | 0 | 0
3SU1133-0AB50-1FA0-Z | Y12 | 3SU1133-0AB50-1FA0-ZY12 | 1 | UN | 1 | 10 | C | D | EAR99 | N | 85365080 | 1 |  | 0.068 | KG | 37.53 | 37.53 | CP20 | CP20 | Illuminated pushbutton, 22 mm, round, plastic with metal front ring, blue, pushbutton, flat, momentary contact type, with holder, 1 NO+1 NC, LED module with integrated LED 110 V AC, screw terminal, with laser labeling, lower case | - | 0 | 0
3SU1133-0AB50-1FA0-Z | Y13 | 3SU1133-0AB50-1FA0-ZY13 | 1 | UN | 1 | 10 | C | D | EAR99 | N | 85365080 | 1 |  | 0.068 | KG | 37.53 | 37.53 | CP20 | CP20 | Illuminated pushbutton, 22 mm, round, plastic with metal front ring, blue, pushbutton, flat, momentary contact type, with holder, 1 NO+1 NC, LED module with integrated LED 110 V AC, screw terminal, with laser labeling, symbol number according to, ISO 7000 or IEC 60417 | - | 0 | 0
3SU1133-0AB50-1FA0-Z | Y15 | 3SU1133-0AB50-1FA0-ZY15 | 1 | UN | 1 | 10 | C | D | EAR99 | N | 85365080 | 1 |  | 0.068 | KG | 37.53 | 37.53 | CP20 | CP20 | Illuminated pushbutton, 22 mm, round, plastic with metal front ring, blue, pushbutton, flat, momentary contact type, with holder, 1 NO+1 NC, LED module with integrated LED 110 V AC, screw terminal, with laser labeling, upper case and lower case, Always upper case at the beginning of the word | - | 0 | 0
3SU1133-0AB50-1FA0-Z | Y19 | 3SU1133-0AB50-1FA0-ZY19 | 1 | UN | 1 | 10 | C | D | EAR99 | N | 85365080 | 1 |  | 0.068 | KG | 33.73 | 33.73 | CP20 | CP20 | Illuminated pushbutton, 22 mm, round, plastic with metal front ring, blue, pushbutton, flat, momentary contact type, with holder, 1 NO+1 NC, LED module with integrated LED 110 V AC, screw terminal, with laser labeling, inscription or symbol Customer-specific selection with SIRIUS ACT configurator (CIN) | - | 0 | 0
3SU1133-0AB60-1BA0 |  | 3SU1133-0AB60-1BA0 | 1 | UN | 1 | 5 | B | D | N | N | 85365080 | 1 | 4011209970595 | 0.066 | KG | 29.45 | 28.12 | CP20 | CP20 | Illuminated pushbutton, 22 mm, round, plastic with metal front ring, white, pushbutton, flat, momentary contact type, with holder, 1 NO, LED module with integrated LED 110 V AC, screw terminal | Lista Papel 2020 SI | 0 | 0
3SU1133-0AB60-1BA0-Z | X90 | 3SU1133-0AB60-1BA0-ZX90 | 1 | UN | 1 | 5 | B | D | EAR99 | N | 85365080 | 20 |  | 0.06 | KG | 29.45 | 29.45 | CP20 | CP20 | Illuminated pushbutton, 22 mm, round, plastic with metal front ring, white, pushbutton, flat, momentary contact type, with holder, 1NO, LED module with integrated LED 110 V AC, screw terminal, Z=20-unit packaging | - | 0 | 0
3SU1133-0AB60-1BA0-Z | Y10 | 3SU1133-0AB60-1BA0-ZY10 | 1 | UN | 1 | 10 | C | D | EAR99 | N | 85365080 | 1 |  | 0.06 | KG | 34.2 | 34.2 | CP20 | CP20 | Illuminated pushbutton, 22 mm, round, plastic with metal front ring, white, pushbutton, flat, momentary contact type, with holder, 1NO, LED module with integrated LED 110 V AC, screw terminal, with laser labeling, upper case and lower case, always upper case at beginning of line | - | 0 | 0
3SU1133-0AB60-1BA0-Z | Y11 | 3SU1133-0AB60-1BA0-ZY11 | 1 | UN | 1 | 10 | C | D | EAR99 | N | 85365080 | 1 |  | 0.06 | KG | 34.2 | 34.2 | CP20 | CP20 | Illuminated pushbutton, 22 mm, round, plastic with metal front ring, white, pushbutton, flat, momentary contact type, with holder, 1NO, LED module with integrated LED 110 V AC, screw terminal, with laser labeling, upper case | - | 0 | 0
3SU1133-0AB60-1BA0-Z | Y12 | 3SU1133-0AB60-1BA0-ZY12 | 1 | UN | 1 | 10 | C | D | EAR99 | N | 85365080 | 1 |  | 0.06 | KG | 34.2 | 34.2 | CP20 | CP20 | Illuminated pushbutton, 22 mm, round, plastic with metal front ring, white, pushbutton, flat, momentary contact type, with holder, 1NO, LED module with integrated LED 110 V AC, screw terminal, with laser labeling, lower case | - | 0 | 0
3SU1133-0AB60-1BA0-Z | Y13 | 3SU1133-0AB60-1BA0-ZY13 | 1 | UN | 1 | 10 | C | D | EAR99 | N | 85365080 | 1 |  | 0.06 | KG | 34.2 | 34.2 | CP20 | CP20 | Illuminated pushbutton, 22 mm, round, plastic with metal front ring, white, pushbutton, flat, momentary contact type, with holder, 1NO, LED module with integrated LED 110 V AC, screw terminal, with laser labeling, symbol number according to, ISO 7000 or IEC 60417 | - | 0 | 0
3SU1133-0AB60-1BA0-Z | Y15 | 3SU1133-0AB60-1BA0-ZY15 | 1 | UN | 1 | 10 | C | D | EAR99 | N | 85365080 | 1 |  | 0.06 | KG | 34.2 | 34.2 | CP20 | CP20 | Illuminated pushbutton, 22 mm, round, plastic with metal front ring, white, pushbutton, flat, momentary contact type, with holder, 1NO, LED module with integrated LED 110 V AC, screw terminal, with laser labeling, upper case and lower case, Always upper case at the beginning of the word | - | 0 | 0
3SU1133-0AB60-1BA0-Z | Y19 | 3SU1133-0AB60-1BA0-ZY19 | 1 | UN | 1 | 10 | C | D | EAR99 | N | 85365080 | 1 |  | 0.06 | KG | 30.4 | 30.4 | CP20 | CP20 | Illuminated pushbutton, 22 mm, round, plastic with metal front ring, white, pushbutton, flat, momentary contact type, with holder, 1NO, LED module with integrated LED 110 V AC, screw terminal, with laser labeling, inscription or symbol Customer-specific selection with SIRIUS ACT configurator (CIN) | - | 0 | 0
3SU1133-0AB60-1FA0 |  | 3SU1133-0AB60-1FA0 | 1 | UN | 1 | 5 | B | D | N | N | 85365080 | 1 | 4011209970540 | 0.068 | KG | 32.78 | 32.78 | CP20 | CP20 | Illuminated pushbutton, 22 mm, round, plastic with metal front ring, white, pushbutton, flat, momentary contact type, with holder, 1 NO+1 NC, LED module with integrated LED 110 V AC, screw terminal | - | 0 | 0
3SU1133-0AB60-1FA0-Z | X90 | 3SU1133-0AB60-1FA0-ZX90 | 1 | UN | 1 | 5 | B | D | EAR99 | N | 85365080 | 20 |  | 0.068 | KG | 32.78 | 32.78 | CP20 | CP20 | Illuminated pushbutton, 22 mm, round, plastic with metal front ring, white, pushbutton, flat, momentary contact type, with holder, 1 NO+1 NC, LED module with integrated LED 110 V AC, screw terminal, Z=20-unit packaging | - | 0 | 0
3SU1133-0AB60-1FA0-Z | Y10 | 3SU1133-0AB60-1FA0-ZY10 | 1 | UN | 1 | 10 | C | D | EAR99 | N | 85365080 | 1 |  | 0.068 | KG | 37.53 | 37.53 | CP20 | CP20 | Illuminated pushbutton, 22 mm, round, plastic with metal front ring, white, pushbutton, flat, momentary contact type, with holder, 1 NO+1 NC, LED module with integrated LED 110 V AC, screw terminal, with laser labeling, upper case and lower case, always upper case at beginning of line | - | 0 | 0
3SU1133-0AB60-1FA0-Z | Y11 | 3SU1133-0AB60-1FA0-ZY11 | 1 | UN | 1 | 10 | C | D | EAR99 | N | 85365080 | 1 |  | 0.068 | KG | 37.53 | 37.53 | CP20 | CP20 | Illuminated pushbutton, 22 mm, round, plastic with metal front ring, white, pushbutton, flat, momentary contact type, with holder, 1 NO+1 NC, LED module with integrated LED 110 V AC, screw terminal, with laser labeling, upper case | - | 0 | 0
3SU1133-0AB60-1FA0-Z | Y12 | 3SU1133-0AB60-1FA0-ZY12 | 1 | UN | 1 | 10 | C | D | EAR99 | N | 85365080 | 1 |  | 0.068 | KG | 37.53 | 37.53 | CP20 | CP20 | Illuminated pushbutton, 22 mm, round, plastic with metal front ring, white, pushbutton, flat, momentary contact type, with holder, 1 NO+1 NC, LED module with integrated LED 110 V AC, screw terminal, with laser labeling, lower case | - | 0 | 0
3SU1133-0AB60-1FA0-Z | Y13 | 3SU1133-0AB60-1FA0-ZY13 | 1 | UN | 1 | 10 | C | D | EAR99 | N | 85365080 | 1 |  | 0.068 | KG | 37.53 | 37.53 | CP20 | CP20 | Illuminated pushbutton, 22 mm, round, plastic with metal front ring, white, pushbutton, flat, momentary contact type, with holder, 1 NO+1 NC, LED module with integrated LED 110 V AC, screw terminal, with laser labeling, symbol number according to, ISO 7000 or IEC 60417 | - | 0 | 0
3SU1133-0AB60-1FA0-Z | Y15 | 3SU1133-0AB60-1FA0-ZY15 | 1 | UN | 1 | 10 | C | D | EAR99 | N | 85365080 | 1 |  | 0.068 | KG | 37.53 | 37.53 | CP20 | CP20 | Illuminated pushbutton, 22 mm, round, plastic with metal front ring, white, pushbutton, flat, momentary contact type, with holder, 1 NO+1 NC, LED module with integrated LED 110 V AC, screw terminal, with laser labeling, upper case and lower case, Always upper case at the beginning of the word | - | 0 | 0
3SU1133-0AB60-1FA0-Z | Y19 | 3SU1133-0AB60-1FA0-ZY19 | 1 | UN | 1 | 10 | C | D | EAR99 | N | 85365080 | 1 |  | 0.068 | KG | 33.73 | 33.73 | CP20 | CP20 | Illuminated pushbutton, 22 mm, round, plastic with metal front ring, white, pushbutton, flat, momentary contact type, with holder, 1 NO+1 NC, LED module with integrated LED 110 V AC, screw terminal, with laser labeling, inscription or symbol Customer-specific selection with SIRIUS ACT configurator (CIN) | - | 0 | 0
3SU1133-0AB70-1BA0 |  | 3SU1133-0AB70-1BA0 | 1 | UN | 1 | 5 | B | D | N | N | 85365080 | 1 | 4011209970601 | 0.065 | KG | 29.45 | 28.12 | CP20 | CP20 | Illuminated pushbutton, 22 mm, round, plastic with metal front ring, clear, pushbutton, flat, momentary contact type, with holder, 1 NO, LED module with integrated LED 110 V AC, screw terminal | Lista Papel 2020 SI | 0 | 0
3SU1133-0AB70-1BA0-Z | X90 | 3SU1133-0AB70-1BA0-ZX90 | 1 | UN | 1 | 5 | B | D | EAR99 | N | 85365080 | 20 |  | 0.06 | KG | 29.45 | 29.45 | CP20 | CP20 | Illuminated pushbutton, 22 mm, round, plastic with metal front ring, clear, pushbutton, flat, momentary contact type, with holder, 1NO, LED module with integrated LED 110 V AC, screw terminal, Z=20-unit packaging | - | 0 | 0
3SU1133-0AB70-1BA0-Z | Y10 | 3SU1133-0AB70-1BA0-ZY10 | 1 | UN | 1 | 10 | C | D | EAR99 | N | 85365080 | 1 |  | 0.06 | KG | 34.2 | 34.2 | CP20 | CP20 | Illuminated pushbutton, 22 mm, round, plastic with metal front ring, clear, pushbutton, flat, momentary contact type, with holder, 1NO, LED module with integrated LED 110 V AC, screw terminal, with laser labeling, upper case and lower case, always upper case at beginning of line | - | 0 | 0
3SU1133-0AB70-1BA0-Z | Y11 | 3SU1133-0AB70-1BA0-ZY11 | 1 | UN | 1 | 10 | C | D | EAR99 | N | 85365080 | 1 |  | 0.06 | KG | 34.2 | 34.2 | CP20 | CP20 | Illuminated pushbutton, 22 mm, round, plastic with metal front ring, clear, pushbutton, flat, momentary contact type, with holder, 1NO, LED module with integrated LED 110 V AC, screw terminal, with laser labeling, upper case | - | 0 | 0
3SU1133-0AB70-1BA0-Z | Y12 | 3SU1133-0AB70-1BA0-ZY12 | 1 | UN | 1 | 10 | C | D | EAR99 | N | 85365080 | 1 |  | 0.06 | KG | 34.2 | 34.2 | CP20 | CP20 | Illuminated pushbutton, 22 mm, round, plastic with metal front ring, clear, pushbutton, flat, momentary contact type, with holder, 1NO, LED module with integrated LED 110 V AC, screw terminal, with laser labeling, lower case | - | 0 | 0
3SU1133-0AB70-1BA0-Z | Y13 | 3SU1133-0AB70-1BA0-ZY13 | 1 | UN | 1 | 10 | C | D | EAR99 | N | 85365080 | 1 |  | 0.06 | KG | 34.2 | 34.2 | CP20 | CP20 | Illuminated pushbutton, 22 mm, round, plastic with metal front ring, clear, pushbutton, flat, momentary contact type, with holder, 1NO, LED module with integrated LED 110 V AC, screw terminal, with laser labeling, symbol number according to, ISO 7000 or IEC 60417 | - | 0 | 0
3SU1133-0AB70-1BA0-Z | Y15 | 3SU1133-0AB70-1BA0-ZY15 | 1 | UN | 1 | 10 | C | D | EAR99 | N | 85365080 | 1 |  | 0.06 | KG | 34.2 | 34.2 | CP20 | CP20 | Illuminated pushbutton, 22 mm, round, plastic with metal front ring, clear, pushbutton, flat, momentary contact type, with holder, 1NO, LED module with integrated LED 110 V AC, screw terminal, with laser labeling, upper case and lower case, Always upper case at the beginning of the word | - | 0 | 0
3SU1133-0AB70-1BA0-Z | Y19 | 3SU1133-0AB70-1BA0-ZY19 | 1 | UN | 1 | 10 | C | D | EAR99 | N | 85365080 | 1 |  | 0.06 | KG | 30.4 | 30.4 | CP20 | CP20 | Illuminated pushbutton, 22 mm, round, plastic with metal front ring, clear, pushbutton, flat, momentary contact type, with holder, 1NO, LED module with integrated LED 110 V AC, screw terminal, with laser labeling, inscription or symbol Customer-specific selection with SIRIUS ACT configurator (CIN) | - | 0 | 0
3SU1133-0AB70-1FA0 |  | 3SU1133-0AB70-1FA0 | 1 | UN | 1 | 5 | B | D | N | N | 85365080 | 1 | 4011209970557 | 0.068 | KG | 32.78 | 32.78 | CP20 | CP20 | Illuminated pushbutton, 22 mm, round, plastic with metal front ring, clear, pushbutton, flat, momentary contact type, with holder, 1 NO+1 NC, LED module with integrated LED 110 V AC, screw terminal | - | 0 | 0
3SU1133-0AB70-1FA0-Z | X90 | 3SU1133-0AB70-1FA0-ZX90 | 1 | UN | 1 | 5 | B | D | EAR99 | N | 85365080 | 20 |  | 0.068 | KG | 32.78 | 32.78 | CP20 | CP20 | Illuminated pushbutton, 22 mm, round, plastic with metal front ring, clear, pushbutton, flat, momentary contact type, with holder, 1 NO+1 NC, LED module with integrated LED 110 V AC, screw terminal, Z=20-unit packaging | - | 0 | 0
3SU1133-0AB70-1FA0-Z | Y10 | 3SU1133-0AB70-1FA0-ZY10 | 1 | UN | 1 | 10 | C | D | EAR99 | N | 85365080 | 1 |  | 0.068 | KG | 37.53 | 37.53 | CP20 | CP20 | Illuminated pushbutton, 22 mm, round, plastic with metal front ring, clear, pushbutton, flat, momentary contact type, with holder, 1 NO+1 NC, LED module with integrated LED 110 V AC, screw terminal, with laser labeling, upper case and lower case, always upper case at beginning of line | - | 0 | 0
3SU1133-0AB70-1FA0-Z | Y11 | 3SU1133-0AB70-1FA0-ZY11 | 1 | UN | 1 | 10 | C | D | EAR99 | N | 85365080 | 1 |  | 0.068 | KG | 37.53 | 37.53 | CP20 | CP20 | Illuminated pushbutton, 22 mm, round, plastic with metal front ring, clear, pushbutton, flat, momentary contact type, with holder, 1 NO+1 NC, LED module with integrated LED 110 V AC, screw terminal, with laser labeling, upper case | - | 0 | 0
3SU1133-0AB70-1FA0-Z | Y12 | 3SU1133-0AB70-1FA0-ZY12 | 1 | UN | 1 | 10 | C | D | EAR99 | N | 85365080 | 1 |  | 0.068 | KG | 37.53 | 37.53 | CP20 | CP20 | Illuminated pushbutton, 22 mm, round, plastic with metal front ring, clear, pushbutton, flat, momentary contact type, with holder, 1 NO+1 NC, LED module with integrated LED 110 V AC, screw terminal, with laser labeling, lower case | - | 0 | 0
3SU1133-0AB70-1FA0-Z | Y13 | 3SU1133-0AB70-1FA0-ZY13 | 1 | UN | 1 | 10 | C | D | EAR99 | N | 85365080 | 1 |  | 0.068 | KG | 37.53 | 37.53 | CP20 | CP20 | Illuminated pushbutton, 22 mm, round, plastic with metal front ring, clear, pushbutton, flat, momentary contact type, with holder, 1 NO+1 NC, LED module with integrated LED 110 V AC, screw terminal, with laser labeling, symbol number according to, ISO 7000 or IEC 60417 | - | 0 | 0
3SU1133-0AB70-1FA0-Z | Y15 | 3SU1133-0AB70-1FA0-ZY15 | 1 | UN | 1 | 10 | C | D | EAR99 | N | 85365080 | 1 |  | 0.068 | KG | 37.53 | 37.53 | CP20 | CP20 | Illuminated pushbutton, 22 mm, round, plastic with metal front ring, clear, pushbutton, flat, momentary contact type, with holder, 1 NO+1 NC, LED module with integrated LED 110 V AC, screw terminal, with laser labeling, upper case and lower case, Always upper case at the beginning of the word | - | 0 | 0
3SU1133-0AB70-1FA0-Z | Y19 | 3SU1133-0AB70-1FA0-ZY19 | 1 | UN | 1 | 10 | C | D | EAR99 | N | 85365080 | 1 |  | 0.068 | KG | 33.73 | 33.73 | CP20 | CP20 | Illuminated pushbutton, 22 mm, round, plastic with metal front ring, clear, pushbutton, flat, momentary contact type, with holder, 1 NO+1 NC, LED module with integrated LED 110 V AC, screw terminal, with laser labeling, inscription or symbol Customer-specific selection with SIRIUS ACT configurator (CIN) | - | 0 | 0
3SU1136-0AB20-1CA0 |  | 3SU1136-0AB20-1CA0 | 1 | UN | 1 | 5 | B | D | N | N | 85365080 | 1 | 4011209971516 | 0.066 | KG | 29.45 | 29.45 | CP20 | CP20 | Illuminated pushbutton, 22 mm, round, plastic with metal front ring, red, pushbutton, flat, momentary contact type, with holder, 1 NC, LED module with integrated LED 230 V AC, screw terminal | - | 0 | 0
3SU1136-0AB20-1CA0-Z | X90 | 3SU1136-0AB20-1CA0-ZX90 | 1 | UN | 1 | 5 | B | D | EAR99 | N | 85365080 | 20 |  | 0.06 | KG | 29.45 | 29.45 | CP20 | CP20 | Illuminated pushbutton, 22 mm, round, plastic with metal front ring, red, pushbutton, flat, momentary contact type, with holder, 1NC, LED module with integrated LED 230 V AC, screw terminal, Z=20-unit packaging | - | 0 | 0
3SU1136-0AB20-1CA0-Z | Y10 | 3SU1136-0AB20-1CA0-ZY10 | 1 | UN | 1 | 10 | C | D | EAR99 | N | 85365080 | 1 |  | 0.06 | KG | 34.2 | 34.2 | CP20 | CP20 | Illuminated pushbutton, 22 mm, round, plastic with metal front ring, red, pushbutton, flat, momentary contact type, with holder, 1NC, LED module with integrated LED 230 V AC, screw terminal, with laser labeling, upper case and lower case, always upper case at beginning of line | - | 0 | 0
3SU1136-0AB20-1CA0-Z | Y11 | 3SU1136-0AB20-1CA0-ZY11 | 1 | UN | 1 | 10 | C | D | EAR99 | N | 85365080 | 1 |  | 0.06 | KG | 34.2 | 34.2 | CP20 | CP20 | Illuminated pushbutton, 22 mm, round, plastic with metal front ring, red, pushbutton, flat, momentary contact type, with holder, 1NC, LED module with integrated LED 230 V AC, screw terminal, with laser labeling, upper case | - | 0 | 0
3SU1136-0AB20-1CA0-Z | Y12 | 3SU1136-0AB20-1CA0-ZY12 | 1 | UN | 1 | 10 | C | D | EAR99 | N | 85365080 | 1 |  | 0.06 | KG | 34.2 | 34.2 | CP20 | CP20 | Illuminated pushbutton, 22 mm, round, plastic with metal front ring, red, pushbutton, flat, momentary contact type, with holder, 1NC, LED module with integrated LED 230 V AC, screw terminal, with laser labeling, lower case | - | 0 | 0
3SU1136-0AB20-1CA0-Z | Y13 | 3SU1136-0AB20-1CA0-ZY13 | 1 | UN | 1 | 10 | C | D | EAR99 | N | 85365080 | 1 |  | 0.06 | KG | 34.2 | 34.2 | CP20 | CP20 | Illuminated pushbutton, 22 mm, round, plastic with metal front ring, red, pushbutton, flat, momentary contact type, with holder, 1NC, LED module with integrated LED 230 V AC, screw terminal, with laser labeling, symbol number according to, ISO 7000 or IEC 60417 | - | 0 | 0
3SU1136-0AB20-1CA0-Z | Y15 | 3SU1136-0AB20-1CA0-ZY15 | 1 | UN | 1 | 10 | C | D | EAR99 | N | 85365080 | 1 |  | 0.06 | KG | 34.2 | 34.2 | CP20 | CP20 | Illuminated pushbutton, 22 mm, round, plastic with metal front ring, red, pushbutton, flat, momentary contact type, with holder, 1NC, LED module with integrated LED 230 V AC, screw terminal, with laser labeling, upper case and lower case, Always upper case at the beginning of the word | - | 0 | 0
3SU1136-0AB20-1CA0-Z | Y19 | 3SU1136-0AB20-1CA0-ZY19 | 1 | UN | 1 | 10 | C | D | EAR99 | N | 85365080 | 1 |  | 0.06 | KG | 30.4 | 30.4 | CP20 | CP20 | Illuminated pushbutton, 22 mm, round, plastic with metal front ring, red, pushbutton, flat, momentary contact type, with holder, 1NC, LED module with integrated LED 230 V AC, screw terminal, with laser labeling, inscription or symbol Customer-specific selection with SIRIUS ACT configurator (CIN) | - | 0 | 0
3SU1136-0AB20-1FA0 |  | 3SU1136-0AB20-1FA0 | 1 | UN | 1 | 5 | B | D | N | N | 85365080 | 1 | 4011209970625 | 0.074 | KG | 32.78 | 32.78 | CP20 | CP20 | Illuminated pushbutton, 22 mm, round, plastic with metal front ring, red, pushbutton, flat, momentary contact type, with holder, 1 NO+1 NC, LED module with integrated LED 230 V AC, screw terminal | - | 0 | 0
3SU1136-0AB20-1FA0-Z | X90 | 3SU1136-0AB20-1FA0-ZX90 | 1 | UN | 1 | 5 | B | D | EAR99 | N | 85365080 | 20 |  | 0.068 | KG | 32.78 | 32.78 | CP20 | CP20 | Illuminated pushbutton, 22 mm, round, plastic with metal front ring, red, pushbutton, flat, momentary contact type, with holder, 1 NO+1 NC, LED module with integrated LED 230 V AC, screw terminal, Z=20-unit packaging | - | 0 | 0
3SU1136-0AB20-1FA0-Z | Y10 | 3SU1136-0AB20-1FA0-ZY10 | 1 | UN | 1 | 10 | C | D | EAR99 | N | 85365080 | 1 |  | 0.068 | KG | 37.53 | 37.53 | CP20 | CP20 | Illuminated pushbutton, 22 mm, round, plastic with metal front ring, red, pushbutton, flat, momentary contact type, with holder, 1 NO+1 NC, LED module with integrated LED 230 V AC, screw terminal, with laser labeling, upper case and lower case, always upper case at beginning of line | - | 0 | 0
3SU1136-0AB20-1FA0-Z | Y11 | 3SU1136-0AB20-1FA0-ZY11 | 1 | UN | 1 | 10 | C | D | EAR99 | N | 85365080 | 1 |  | 0.068 | KG | 37.53 | 37.53 | CP20 | CP20 | Illuminated pushbutton, 22 mm, round, plastic with metal front ring, red, pushbutton, flat, momentary contact type, with holder, 1 NO+1 NC, LED module with integrated LED 230 V AC, screw terminal, with laser labeling, upper case | - | 0 | 0
3SU1136-0AB20-1FA0-Z | Y12 | 3SU1136-0AB20-1FA0-ZY12 | 1 | UN | 1 | 10 | C | D | EAR99 | N | 85365080 | 1 |  | 0.068 | KG | 37.53 | 37.53 | CP20 | CP20 | Illuminated pushbutton, 22 mm, round, plastic with metal front ring, red, pushbutton, flat, momentary contact type, with holder, 1 NO+1 NC, LED module with integrated LED 230 V AC, screw terminal, with laser labeling, lower case | - | 0 | 0
3SU1136-0AB20-1FA0-Z | Y13 | 3SU1136-0AB20-1FA0-ZY13 | 1 | UN | 1 | 10 | C | D | EAR99 | N | 85365080 | 1 |  | 0.068 | KG | 37.53 | 37.53 | CP20 | CP20 | Illuminated pushbutton, 22 mm, round, plastic with metal front ring, red, pushbutton, flat, momentary contact type, with holder, 1 NO+1 NC, LED module with integrated LED 230 V AC, screw terminal, with laser labeling, symbol number according to, ISO 7000 or IEC 60417 | - | 0 | 0
3SU1136-0AB20-1FA0-Z | Y15 | 3SU1136-0AB20-1FA0-ZY15 | 1 | UN | 1 | 10 | C | D | EAR99 | N | 85365080 | 1 |  | 0.068 | KG | 37.53 | 37.53 | CP20 | CP20 | Illuminated pushbutton, 22 mm, round, plastic with metal front ring, red, pushbutton, flat, momentary contact type, with holder, 1 NO+1 NC, LED module with integrated LED 230 V AC, screw terminal, with laser labeling, upper case and lower case, Always upper case at the beginning of the word | - | 0 | 0
3SU1136-0AB20-1FA0-Z | Y19 | 3SU1136-0AB20-1FA0-ZY19 | 1 | UN | 1 | 10 | C | D | EAR99 | N | 85365080 | 1 |  | 0.068 | KG | 33.73 | 33.73 | CP20 | CP20 | Illuminated pushbutton, 22 mm, round, plastic with metal front ring, red, pushbutton, flat, momentary contact type, with holder, 1 NO+1 NC, LED module with integrated LED 230 V AC, screw terminal, with laser labeling, inscription or symbol Customer-specific selection with SIRIUS ACT configurator (CIN) | - | 0 | 0
3SU1136-0AB30-1BA0 |  | 3SU1136-0AB30-1BA0 | 1 | UN | 1 | 5 | B | D | N | N | 85365080 | 1 | 4011209970687 | 0.067 | KG | 29.45 | 28.12 | CP20 | CP20 | Illuminated pushbutton, 22 mm, round, plastic with metal front ring, yellow, pushbutton, flat, momentary contact type, with holder, 1 NO, LED module with integrated LED 230 V AC, screw terminal | Lista Papel 2020 SI | 0 | 0
3SU1136-0AB30-1BA0-Z | X90 | 3SU1136-0AB30-1BA0-ZX90 | 1 | UN | 1 | 5 | B | D | EAR99 | N | 85365080 | 20 |  | 0.06 | KG | 29.45 | 29.45 | CP20 | CP20 | Illuminated pushbutton, 22 mm, round, plastic with metal front ring, yellow, pushbutton, flat, momentary contact type, with holder, 1NO, LED module with integrated LED 230 V AC, screw terminal, Z=20-unit packaging | - | 0 | 0
3SU1136-0AB30-1BA0-Z | Y10 | 3SU1136-0AB30-1BA0-ZY10 | 1 | UN | 1 | 10 | C | D | EAR99 | N | 85365080 | 1 |  | 0.06 | KG | 34.2 | 34.2 | CP20 | CP20 | Illuminated pushbutton, 22 mm, round, plastic with metal front ring, yellow, pushbutton, flat, momentary contact type, with holder, 1NO, LED module with integrated LED 230 V AC, screw terminal, with laser labeling, upper case and lower case, always upper case at beginning of line | - | 0 | 0
3SU1136-0AB30-1BA0-Z | Y11 | 3SU1136-0AB30-1BA0-ZY11 | 1 | UN | 1 | 10 | C | D | EAR99 | N | 85365080 | 1 |  | 0.06 | KG | 34.2 | 34.2 | CP20 | CP20 | Illuminated pushbutton, 22 mm, round, plastic with metal front ring, yellow, pushbutton, flat, momentary contact type, with holder, 1NO, LED module with integrated LED 230 V AC, screw terminal, with laser labeling, upper case | - | 0 | 0
3SU1136-0AB30-1BA0-Z | Y12 | 3SU1136-0AB30-1BA0-ZY12 | 1 | UN | 1 | 10 | C | D | EAR99 | N | 85365080 | 1 |  | 0.06 | KG | 34.2 | 34.2 | CP20 | CP20 | Illuminated pushbutton, 22 mm, round, plastic with metal front ring, yellow, pushbutton, flat, momentary contact type, with holder, 1NO, LED module with integrated LED 230 V AC, screw terminal, with laser labeling, lower case | - | 0 | 0
3SU1136-0AB30-1BA0-Z | Y13 | 3SU1136-0AB30-1BA0-ZY13 | 1 | UN | 1 | 10 | C | D | EAR99 | N | 85365080 | 1 |  | 0.06 | KG | 34.2 | 34.2 | CP20 | CP20 | Illuminated pushbutton, 22 mm, round, plastic with metal front ring, yellow, pushbutton, flat, momentary contact type, with holder, 1NO, LED module with integrated LED 230 V AC, screw terminal, with laser labeling, symbol number according to, ISO 7000 or IEC 60417 | - | 0 | 0
3SU1136-0AB30-1BA0-Z | Y15 | 3SU1136-0AB30-1BA0-ZY15 | 1 | UN | 1 | 10 | C | D | EAR99 | N | 85365080 | 1 |  | 0.06 | KG | 34.2 | 34.2 | CP20 | CP20 | Illuminated pushbutton, 22 mm, round, plastic with metal front ring, yellow, pushbutton, flat, momentary contact type, with holder, 1NO, LED module with integrated LED 230 V AC, screw terminal, with laser labeling, upper case and lower case, Always upper case at the beginning of the word | - | 0 | 0
3SU1136-0AB30-1BA0-Z | Y19 | 3SU1136-0AB30-1BA0-ZY19 | 1 | UN | 1 | 10 | C | D | EAR99 | N | 85365080 | 1 |  | 0.06 | KG | 30.4 | 30.4 | CP20 | CP20 | Illuminated pushbutton, 22 mm, round, plastic with metal front ring, yellow, pushbutton, flat, momentary contact type, with holder, 1NO, LED module with integrated LED 230 V AC, screw terminal, with laser labeling, inscription or symbol Customer-specific selection with SIRIUS ACT configurator (CIN) | - | 0 | 0
3SU1136-0AB30-1FA0 |  | 3SU1136-0AB30-1FA0 | 1 | UN | 1 | 5 | B | D | N | N | 85365080 | 1 | 4011209970632 | 0.077 | KG | 32.78 | 32.78 | CP20 | CP20 | Illuminated pushbutton, 22 mm, round, plastic with metal front ring, yellow, pushbutton, flat, momentary contact type, with holder, 1 NO+1 NC, LED module with integrated LED 230 V AC, screw terminal | - | 0 | 0
3SU1136-0AB30-1FA0-Z | X90 | 3SU1136-0AB30-1FA0-ZX90 | 1 | UN | 1 | 5 | B | D | EAR99 | N | 85365080 | 20 |  | 0.068 | KG | 32.78 | 32.78 | CP20 | CP20 | Illuminated pushbutton, 22 mm, round, plastic with metal front ring, yellow, pushbutton, flat, momentary contact type, with holder, 1 NO+1 NC, LED module with integrated LED 230 V AC, screw terminal, Z=20-unit packaging | - | 0 | 0
3SU1136-0AB30-1FA0-Z | Y10 | 3SU1136-0AB30-1FA0-ZY10 | 1 | UN | 1 | 10 | C | D | EAR99 | N | 85365080 | 1 |  | 0.068 | KG | 37.53 | 37.53 | CP20 | CP20 | Illuminated pushbutton, 22 mm, round, plastic with metal front ring, yellow, pushbutton, flat, momentary contact type, with holder, 1 NO+1 NC, LED module with integrated LED 230 V AC, screw terminal, with laser labeling, upper case and lower case, always upper case at beginning of line | - | 0 | 0
3SU1136-0AB30-1FA0-Z | Y11 | 3SU1136-0AB30-1FA0-ZY11 | 1 | UN | 1 | 10 | C | D | EAR99 | N | 85365080 | 1 |  | 0.068 | KG | 37.53 | 37.53 | CP20 | CP20 | Illuminated pushbutton, 22 mm, round, plastic with metal front ring, yellow, pushbutton, flat, momentary contact type, with holder, 1 NO+1 NC, LED module with integrated LED 230 V AC, screw terminal, with laser labeling, upper case | - | 0 | 0
3SU1136-0AB30-1FA0-Z | Y12 | 3SU1136-0AB30-1FA0-ZY12 | 1 | UN | 1 | 10 | C | D | EAR99 | N | 85365080 | 1 |  | 0.068 | KG | 37.53 | 37.53 | CP20 | CP20 | Illuminated pushbutton, 22 mm, round, plastic with metal front ring, yellow, pushbutton, flat, momentary contact type, with holder, 1 NO+1 NC, LED module with integrated LED 230 V AC, screw terminal, with laser labeling, lower case | - | 0 | 0
3SU1136-0AB30-1FA0-Z | Y13 | 3SU1136-0AB30-1FA0-ZY13 | 1 | UN | 1 | 10 | C | D | EAR99 | N | 85365080 | 1 |  | 0.068 | KG | 37.53 | 37.53 | CP20 | CP20 | Illuminated pushbutton, 22 mm, round, plastic with metal front ring, yellow, pushbutton, flat, momentary contact type, with holder, 1 NO+1 NC, LED module with integrated LED 230 V AC, screw terminal, with laser labeling, symbol number according to, ISO 7000 or IEC 60417 | - | 0 | 0
3SU1136-0AB30-1FA0-Z | Y15 | 3SU1136-0AB30-1FA0-ZY15 | 1 | UN | 1 | 10 | C | D | EAR99 | N | 85365080 | 1 |  | 0.068 | KG | 37.53 | 37.53 | CP20 | CP20 | Illuminated pushbutton, 22 mm, round, plastic with metal front ring, yellow, pushbutton, flat, momentary contact type, with holder, 1 NO+1 NC, LED module with integrated LED 230 V AC, screw terminal, with laser labeling, upper case and lower case, Always upper case at the beginning of the word | - | 0 | 0
3SU1136-0AB30-1FA0-Z | Y19 | 3SU1136-0AB30-1FA0-ZY19 | 1 | UN | 1 | 10 | C | D | EAR99 | N | 85365080 | 1 |  | 0.068 | KG | 33.73 | 33.73 | CP20 | CP20 | Illuminated pushbutton, 22 mm, round, plastic with metal front ring, yellow, pushbutton, flat, momentary contact type, with holder, 1 NO+1 NC, LED module with integrated LED 230 V AC, screw terminal, with laser labeling, inscription or symbol Customer-specific selection with SIRIUS ACT configurator (CIN) | - | 0 | 0
3SU1136-0AB40-1BA0 |  | 3SU1136-0AB40-1BA0 | 1 | UN | 1 | 5 | B | D | N | N | 85365080 | 1 | 4011209971479 | 0.066 | KG | 29.45 | 28.12 | CP20 | CP20 | Illuminated pushbutton, 22 mm, round, plastic with metal front ring, green, pushbutton, flat, momentary contact type, with holder, 1 NO, LED module with integrated LED 230 V AC, screw terminal | Lista Papel 2020 SI | 0 | 0
3SU1136-0AB40-1BA0-Z | X90 | 3SU1136-0AB40-1BA0-ZX90 | 1 | UN | 1 | 5 | B | D | EAR99 | N | 85365080 | 20 |  | 0.06 | KG | 29.45 | 29.45 | CP20 | CP20 | Illuminated pushbutton, 22 mm, round, plastic with metal front ring, green, pushbutton, flat, momentary contact type, with holder, 1NO, LED module with integrated LED 230 V AC, screw terminal, Z=20-unit packaging | - | 0 | 0
3SU1136-0AB40-1BA0-Z | Y10 | 3SU1136-0AB40-1BA0-ZY10 | 1 | UN | 1 | 10 | C | D | EAR99 | N | 85365080 | 1 |  | 0.06 | KG | 34.2 | 34.2 | CP20 | CP20 | Illuminated pushbutton, 22 mm, round, plastic with metal front ring, green, pushbutton, flat, momentary contact type, with holder, 1NO, LED module with integrated LED 230 V AC, screw terminal, with laser labeling, upper case and lower case, always upper case at beginning of line | - | 0 | 0
3SU1136-0AB40-1BA0-Z | Y11 | 3SU1136-0AB40-1BA0-ZY11 | 1 | UN | 1 | 10 | C | D | EAR99 | N | 85365080 | 1 |  | 0.06 | KG | 34.2 | 34.2 | CP20 | CP20 | Illuminated pushbutton, 22 mm, round, plastic with metal front ring, green, pushbutton, flat, momentary contact type, with holder, 1NO, LED module with integrated LED 230 V AC, screw terminal, with laser labeling, upper case | - | 0 | 0
3SU1136-0AB40-1BA0-Z | Y12 | 3SU1136-0AB40-1BA0-ZY12 | 1 | UN | 1 | 10 | C | D | EAR99 | N | 85365080 | 1 |  | 0.06 | KG | 34.2 | 34.2 | CP20 | CP20 | Illuminated pushbutton, 22 mm, round, plastic with metal front ring, green, pushbutton, flat, momentary contact type, with holder, 1NO, LED module with integrated LED 230 V AC, screw terminal, with laser labeling, lower case | - | 0 | 0
3SU1136-0AB40-1BA0-Z | Y13 | 3SU1136-0AB40-1BA0-ZY13 | 1 | UN | 1 | 10 | C | D | EAR99 | N | 85365080 | 1 |  | 0.06 | KG | 34.2 | 34.2 | CP20 | CP20 | Illuminated pushbutton, 22 mm, round, plastic with metal front ring, green, pushbutton, flat, momentary contact type, with holder, 1NO, LED module with integrated LED 230 V AC, screw terminal, with laser labeling, symbol number according to, ISO 7000 or IEC 60417 | - | 0 | 0
3SU1136-0AB40-1BA0-Z | Y15 | 3SU1136-0AB40-1BA0-ZY15 | 1 | UN | 1 | 10 | C | D | EAR99 | N | 85365080 | 1 |  | 0.06 | KG | 34.2 | 34.2 | CP20 | CP20 | Illuminated pushbutton, 22 mm, round, plastic with metal front ring, green, pushbutton, flat, momentary contact type, with holder, 1NO, LED module with integrated LED 230 V AC, screw terminal, with laser labeling, upper case and lower case, Always upper case at the beginning of the word | - | 0 | 0
3SU1136-0AB40-1BA0-Z | Y19 | 3SU1136-0AB40-1BA0-ZY19 | 1 | UN | 1 | 10 | C | D | EAR99 | N | 85365080 | 1 |  | 0.06 | KG | 30.4 | 30.4 | CP20 | CP20 | Illuminated pushbutton, 22 mm, round, plastic with metal front ring, green, pushbutton, flat, momentary contact type, with holder, 1NO, LED module with integrated LED 230 V AC, screw terminal, with laser labeling, inscription or symbol Customer-specific selection with SIRIUS ACT configurator (CIN) | - | 0 | 0
3SU1136-0AB40-1FA0 |  | 3SU1136-0AB40-1FA0 | 1 | UN | 1 | 5 | B | D | N | N | 85365080 | 1 | 4011209970649 | 0.076 | KG | 32.78 | 32.78 | CP20 | CP20 | Illuminated pushbutton, 22 mm, round, plastic with metal front ring, green, pushbutton, flat, momentary contact type, with holder, 1 NO+1 NC, LED module with integrated LED 230 V AC, screw terminal | - | 0 | 0
3SU1136-0AB40-1FA0-Z | X90 | 3SU1136-0AB40-1FA0-ZX90 | 1 | UN | 1 | 5 | B | D | EAR99 | N | 85365080 | 20 |  | 0.068 | KG | 32.78 | 32.78 | CP20 | CP20 | Illuminated pushbutton, 22 mm, round, plastic with metal front ring, green, pushbutton, flat, momentary contact type, with holder, 1 NO+1 NC, LED module with integrated LED 230 V AC, screw terminal, Z=20-unit packaging | - | 0 | 0
3SU1136-0AB40-1FA0-Z | Y10 | 3SU1136-0AB40-1FA0-ZY10 | 1 | UN | 1 | 10 | C | D | EAR99 | N | 85365080 | 1 |  | 0.068 | KG | 37.53 | 37.53 | CP20 | CP20 | Illuminated pushbutton, 22 mm, round, plastic with metal front ring, green, pushbutton, flat, momentary contact type, with holder, 1 NO+1 NC, LED module with integrated LED 230 V AC, screw terminal, with laser labeling, upper case and lower case, always upper case at beginning of line | - | 0 | 0
3SU1136-0AB40-1FA0-Z | Y11 | 3SU1136-0AB40-1FA0-ZY11 | 1 | UN | 1 | 10 | C | D | EAR99 | N | 85365080 | 1 |  | 0.068 | KG | 37.53 | 37.53 | CP20 | CP20 | Illuminated pushbutton, 22 mm, round, plastic with metal front ring, green, pushbutton, flat, momentary contact type, with holder, 1 NO+1 NC, LED module with integrated LED 230 V AC, screw terminal, with laser labeling, upper case | - | 0 | 0
3SU1136-0AB40-1FA0-Z | Y12 | 3SU1136-0AB40-1FA0-ZY12 | 1 | UN | 1 | 10 | C | D | EAR99 | N | 85365080 | 1 |  | 0.068 | KG | 37.53 | 37.53 | CP20 | CP20 | Illuminated pushbutton, 22 mm, round, plastic with metal front ring, green, pushbutton, flat, momentary contact type, with holder, 1 NO+1 NC, LED module with integrated LED 230 V AC, screw terminal, with laser labeling, lower case | - | 0 | 0
3SU1136-0AB40-1FA0-Z | Y13 | 3SU1136-0AB40-1FA0-ZY13 | 1 | UN | 1 | 10 | C | D | EAR99 | N | 85365080 | 1 |  | 0.068 | KG | 37.53 | 37.53 | CP20 | CP20 | Illuminated pushbutton, 22 mm, round, plastic with metal front ring, green, pushbutton, flat, momentary contact type, with holder, 1 NO+1 NC, LED module with integrated LED 230 V AC, screw terminal, with laser labeling, symbol number according to, ISO 7000 or IEC 60417 | - | 0 | 0
3SU1136-0AB40-1FA0-Z | Y15 | 3SU1136-0AB40-1FA0-ZY15 | 1 | UN | 1 | 10 | C | D | EAR99 | N | 85365080 | 1 |  | 0.068 | KG | 37.53 | 37.53 | CP20 | CP20 | Illuminated pushbutton, 22 mm, round, plastic with metal front ring, green, pushbutton, flat, momentary contact type, with holder, 1 NO+1 NC, LED module with integrated LED 230 V AC, screw terminal, with laser labeling, upper case and lower case, Always upper case at the beginning of the word | - | 0 | 0
3SU1136-0AB40-1FA0-Z | Y19 | 3SU1136-0AB40-1FA0-ZY19 | 1 | UN | 1 | 10 | C | D | EAR99 | N | 85365080 | 1 |  | 0.068 | KG | 33.73 | 33.73 | CP20 | CP20 | Illuminated pushbutton, 22 mm, round, plastic with metal front ring, green, pushbutton, flat, momentary contact type, with holder, 1 NO+1 NC, LED module with integrated LED 230 V AC, screw terminal, with laser labeling, inscription or symbol Customer-specific selection with SIRIUS ACT configurator (CIN) | - | 0 | 0
3SU1136-0AB50-1BA0 |  | 3SU1136-0AB50-1BA0 | 1 | UN | 1 | 5 | B | D | N | N | 85365080 | 1 | 4011209971486 | 0.066 | KG | 29.45 | 28.12 | CP20 | CP20 | Illuminated pushbutton, 22 mm, round, plastic with metal front ring, blue, pushbutton, flat, momentary contact type, with holder, 1 NO, LED module with integrated LED 230 V AC, screw terminal | Lista Papel 2020 SI | 0 | 0
3SU1136-0AB50-1BA0-Z | X90 | 3SU1136-0AB50-1BA0-ZX90 | 1 | UN | 1 | 5 | B | D | EAR99 | N | 85365080 | 20 |  | 0.06 | KG | 29.45 | 29.45 | CP20 | CP20 | Illuminated pushbutton, 22 mm, round, plastic with metal front ring, blue, pushbutton, flat, momentary contact type, with holder, 1NO, LED module with integrated LED 230 V AC, screw terminal, Z=20-unit packaging | - | 0 | 0
3SU1136-0AB50-1BA0-Z | Y10 | 3SU1136-0AB50-1BA0-ZY10 | 1 | UN | 1 | 10 | C | D | EAR99 | N | 85365080 | 1 |  | 0.06 | KG | 34.2 | 34.2 | CP20 | CP20 | Illuminated pushbutton, 22 mm, round, plastic with metal front ring, blue, pushbutton, flat, momentary contact type, with holder, 1NO, LED module with integrated LED 230 V AC, screw terminal, with laser labeling, upper case and lower case, always upper case at beginning of line | - | 0 | 0
3SU1136-0AB50-1BA0-Z | Y11 | 3SU1136-0AB50-1BA0-ZY11 | 1 | UN | 1 | 10 | C | D | EAR99 | N | 85365080 | 1 |  | 0.06 | KG | 34.2 | 34.2 | CP20 | CP20 | Illuminated pushbutton, 22 mm, round, plastic with metal front ring, blue, pushbutton, flat, momentary contact type, with holder, 1NO, LED module with integrated LED 230 V AC, screw terminal, with laser labeling, upper case | - | 0 | 0
3SU1136-0AB50-1BA0-Z | Y12 | 3SU1136-0AB50-1BA0-ZY12 | 1 | UN | 1 | 10 | C | D | EAR99 | N | 85365080 | 1 |  | 0.06 | KG | 34.2 | 34.2 | CP20 | CP20 | Illuminated pushbutton, 22 mm, round, plastic with metal front ring, blue, pushbutton, flat, momentary contact type, with holder, 1NO, LED module with integrated LED 230 V AC, screw terminal, with laser labeling, lower case | - | 0 | 0
3SU1136-0AB50-1BA0-Z | Y13 | 3SU1136-0AB50-1BA0-ZY13 | 1 | UN | 1 | 10 | C | D | EAR99 | N | 85365080 | 1 |  | 0.06 | KG | 34.2 | 34.2 | CP20 | CP20 | Illuminated pushbutton, 22 mm, round, plastic with metal front ring, blue, pushbutton, flat, momentary contact type, with holder, 1NO, LED module with integrated LED 230 V AC, screw terminal, with laser labeling, symbol number according to, ISO 7000 or IEC 60417 | - | 0 | 0
3SU1136-0AB50-1BA0-Z | Y15 | 3SU1136-0AB50-1BA0-ZY15 | 1 | UN | 1 | 10 | C | D | EAR99 | N | 85365080 | 1 |  | 0.06 | KG | 34.2 | 34.2 | CP20 | CP20 | Illuminated pushbutton, 22 mm, round, plastic with metal front ring, blue, pushbutton, flat, momentary contact type, with holder, 1NO, LED module with integrated LED 230 V AC, screw terminal, with laser labeling, upper case and lower case, Always upper case at the beginning of the word | - | 0 | 0
3SU1136-0AB50-1BA0-Z | Y19 | 3SU1136-0AB50-1BA0-ZY19 | 1 | UN | 1 | 10 | C | D | EAR99 | N | 85365080 | 1 |  | 0.06 | KG | 30.4 | 30.4 | CP20 | CP20 | Illuminated pushbutton, 22 mm, round, plastic with metal front ring, blue, pushbutton, flat, momentary contact type, with holder, 1NO, LED module with integrated LED 230 V AC, screw terminal, with laser labeling, inscription or symbol Customer-specific selection with SIRIUS ACT configurator (CIN) | - | 0 | 0
3SU1136-0AB50-1FA0 |  | 3SU1136-0AB50-1FA0 | 1 | UN | 1 | 5 | B | D | N | N | 85365080 | 1 | 4011209970656 | 0.075 | KG | 32.78 | 32.78 | CP20 | CP20 | Illuminated pushbutton, 22 mm, round, plastic with metal front ring, blue, pushbutton, flat, momentary contact type, with holder, 1 NO+1 NC, LED module with integrated LED 230 V AC, screw terminal | - | 0 | 0
3SU1136-0AB50-1FA0-Z | X90 | 3SU1136-0AB50-1FA0-ZX90 | 1 | UN | 1 | 5 | B | D | EAR99 | N | 85365080 | 20 |  | 0.068 | KG | 32.78 | 32.78 | CP20 | CP20 | Illuminated pushbutton, 22 mm, round, plastic with metal front ring, blue, pushbutton, flat, momentary contact type, with holder, 1 NO+1 NC, LED module with integrated LED 230 V AC, screw terminal, Z=20-unit packaging | - | 0 | 0
3SU1136-0AB50-1FA0-Z | Y10 | 3SU1136-0AB50-1FA0-ZY10 | 1 | UN | 1 | 10 | C | D | EAR99 | N | 85365080 | 1 |  | 0.068 | KG | 37.53 | 37.53 | CP20 | CP20 | Illuminated pushbutton, 22 mm, round, plastic with metal front ring, blue, pushbutton, flat, momentary contact type, with holder, 1 NO+1 NC, LED module with integrated LED 230 V AC, screw terminal, with laser labeling, upper case and lower case, always upper case at beginning of line | - | 0 | 0
3SU1136-0AB50-1FA0-Z | Y11 | 3SU1136-0AB50-1FA0-ZY11 | 1 | UN | 1 | 10 | C | D | EAR99 | N | 85365080 | 1 |  | 0.068 | KG | 37.53 | 37.53 | CP20 | CP20 | Illuminated pushbutton, 22 mm, round, plastic with metal front ring, blue, pushbutton, flat, momentary contact type, with holder, 1 NO+1 NC, LED module with integrated LED 230 V AC, screw terminal, with laser labeling, upper case | - | 0 | 0
3SU1136-0AB50-1FA0-Z | Y12 | 3SU1136-0AB50-1FA0-ZY12 | 1 | UN | 1 | 10 | C | D | EAR99 | N | 85365080 | 1 |  | 0.068 | KG | 37.53 | 37.53 | CP20 | CP20 | Illuminated pushbutton, 22 mm, round, plastic with metal front ring, blue, pushbutton, flat, momentary contact type, with holder, 1 NO+1 NC, LED module with integrated LED 230 V AC, screw terminal, with laser labeling, lower case | - | 0 | 0
3SU1136-0AB50-1FA0-Z | Y13 | 3SU1136-0AB50-1FA0-ZY13 | 1 | UN | 1 | 10 | C | D | EAR99 | N | 85365080 | 1 |  | 0.068 | KG | 37.53 | 37.53 | CP20 | CP20 | Illuminated pushbutton, 22 mm, round, plastic with metal front ring, blue, pushbutton, flat, momentary contact type, with holder, 1 NO+1 NC, LED module with integrated LED 230 V AC, screw terminal, with laser labeling, symbol number according to, ISO 7000 or IEC 60417 | - | 0 | 0
3SU1136-0AB50-1FA0-Z | Y15 | 3SU1136-0AB50-1FA0-ZY15 | 1 | UN | 1 | 10 | C | D | EAR99 | N | 85365080 | 1 |  | 0.068 | KG | 37.53 | 37.53 | CP20 | CP20 | Illuminated pushbutton, 22 mm, round, plastic with metal front ring, blue, pushbutton, flat, momentary contact type, with holder, 1 NO+1 NC, LED module with integrated LED 230 V AC, screw terminal, with laser labeling, upper case and lower case, Always upper case at the beginning of the word | - | 0 | 0
3SU1136-0AB50-1FA0-Z | Y19 | 3SU1136-0AB50-1FA0-ZY19 | 1 | UN | 1 | 10 | C | D | EAR99 | N | 85365080 | 1 |  | 0.068 | KG | 33.73 | 33.73 | CP20 | CP20 | Illuminated pushbutton, 22 mm, round, plastic with metal front ring, blue, pushbutton, flat, momentary contact type, with holder, 1 NO+1 NC, LED module with integrated LED 230 V AC, screw terminal, with laser labeling, inscription or symbol Customer-specific selection with SIRIUS ACT configurator (CIN) | - | 0 | 0
3SU1136-0AB60-1BA0 |  | 3SU1136-0AB60-1BA0 | 1 | UN | 1 | 5 | B | D | N | N | 85365080 | 1 | 4011209971493 | 0.066 | KG | 29.45 | 28.12 | CP20 | CP20 | Illuminated pushbutton, 22 mm, round, plastic with metal front ring, white, pushbutton, flat, momentary contact type, with holder, 1 NO, LED module with integrated LED 230 V AC, screw terminal | Lista Papel 2020 SI | 0 | 0
3SU1136-0AB60-1BA0-Z | X90 | 3SU1136-0AB60-1BA0-ZX90 | 1 | UN | 1 | 5 | B | D | EAR99 | N | 85365080 | 20 |  | 0.06 | KG | 29.45 | 29.45 | CP20 | CP20 | Illuminated pushbutton, 22 mm, round, plastic with metal front ring, white, pushbutton, flat, momentary contact type, with holder, 1NO, LED module with integrated LED 230 V AC, screw terminal, Z=20-unit packaging | - | 0 | 0
3SU1136-0AB60-1BA0-Z | Y10 | 3SU1136-0AB60-1BA0-ZY10 | 1 | UN | 1 | 10 | C | D | EAR99 | N | 85365080 | 1 |  | 0.06 | KG | 34.2 | 34.2 | CP20 | CP20 | Illuminated pushbutton, 22 mm, round, plastic with metal front ring, white, pushbutton, flat, momentary contact type, with holder, 1NO, LED module with integrated LED 230 V AC, screw terminal, with laser labeling, upper case and lower case, always upper case at beginning of line | - | 0 | 0
3SU1136-0AB60-1BA0-Z | Y11 | 3SU1136-0AB60-1BA0-ZY11 | 1 | UN | 1 | 10 | C | D | EAR99 | N | 85365080 | 1 |  | 0.06 | KG | 34.2 | 34.2 | CP20 | CP20 | Illuminated pushbutton, 22 mm, round, plastic with metal front ring, white, pushbutton, flat, momentary contact type, with holder, 1NO, LED module with integrated LED 230 V AC, screw terminal, with laser labeling, upper case | - | 0 | 0
3SU1136-0AB60-1BA0-Z | Y12 | 3SU1136-0AB60-1BA0-ZY12 | 1 | UN | 1 | 10 | C | D | EAR99 | N | 85365080 | 1 |  | 0.06 | KG | 34.2 | 34.2 | CP20 | CP20 | Illuminated pushbutton, 22 mm, round, plastic with metal front ring, white, pushbutton, flat, momentary contact type, with holder, 1NO, LED module with integrated LED 230 V AC, screw terminal, with laser labeling, lower case | - | 0 | 0
3SU1136-0AB60-1BA0-Z | Y13 | 3SU1136-0AB60-1BA0-ZY13 | 1 | UN | 1 | 10 | C | D | EAR99 | N | 85365080 | 1 |  | 0.06 | KG | 34.2 | 34.2 | CP20 | CP20 | Illuminated pushbutton, 22 mm, round, plastic with metal front ring, white, pushbutton, flat, momentary contact type, with holder, 1NO, LED module with integrated LED 230 V AC, screw terminal, with laser labeling, symbol number according to, ISO 7000 or IEC 60417 | - | 0 | 0
3SU1136-0AB60-1BA0-Z | Y15 | 3SU1136-0AB60-1BA0-ZY15 | 1 | UN | 1 | 10 | C | D | EAR99 | N | 85365080 | 1 |  | 0.06 | KG | 34.2 | 34.2 | CP20 | CP20 | Illuminated pushbutton, 22 mm, round, plastic with metal front ring, white, pushbutton, flat, momentary contact type, with holder, 1NO, LED module with integrated LED 230 V AC, screw terminal, with laser labeling, upper case and lower case, Always upper case at the beginning of the word | - | 0 | 0
3SU1136-0AB60-1BA0-Z | Y19 | 3SU1136-0AB60-1BA0-ZY19 | 1 | UN | 1 | 10 | C | D | EAR99 | N | 85365080 | 1 |  | 0.06 | KG | 30.4 | 30.4 | CP20 | CP20 | Illuminated pushbutton, 22 mm, round, plastic with metal front ring, white, pushbutton, flat, momentary contact type, with holder, 1NO, LED module with integrated LED 230 V AC, screw terminal, with laser labeling, inscription or symbol Customer-specific selection with SIRIUS ACT configurator (CIN) | - | 0 | 0
3SU1136-0AB60-1FA0 |  | 3SU1136-0AB60-1FA0 | 1 | UN | 1 | 5 | B | D | N | N | 85365080 | 1 | 4011209970663 | 0.087 | KG | 32.78 | 32.78 | CP20 | CP20 | Illuminated pushbutton, 22 mm, round, plastic with metal front ring, white, pushbutton, flat, momentary contact type, with holder, 1 NO+1 NC, LED module with integrated LED 230 V AC, screw terminal | - | 0 | 0
3SU1136-0AB60-1FA0-Z | X90 | 3SU1136-0AB60-1FA0-ZX90 | 1 | UN | 1 | 5 | B | D | EAR99 | N | 85365080 | 20 |  | 0.068 | KG | 32.78 | 32.78 | CP20 | CP20 | Illuminated pushbutton, 22 mm, round, plastic with metal front ring, white, pushbutton, flat, momentary contact type, with holder, 1 NO+1 NC, LED module with integrated LED 230 V AC, screw terminal, Z=20-unit packaging | - | 0 | 0
3SU1136-0AB60-1FA0-Z | Y10 | 3SU1136-0AB60-1FA0-ZY10 | 1 | UN | 1 | 10 | C | D | EAR99 | N | 85365080 | 1 |  | 0.068 | KG | 37.53 | 37.53 | CP20 | CP20 | Illuminated pushbutton, 22 mm, round, plastic with metal front ring, white, pushbutton, flat, momentary contact type, with holder, 1 NO+1 NC, LED module with integrated LED 230 V AC, screw terminal, with laser labeling, upper case and lower case, always upper case at beginning of line | - | 0 | 0
3SU1136-0AB60-1FA0-Z | Y11 | 3SU1136-0AB60-1FA0-ZY11 | 1 | UN | 1 | 10 | C | D | EAR99 | N | 85365080 | 1 |  | 0.068 | KG | 37.53 | 37.53 | CP20 | CP20 | Illuminated pushbutton, 22 mm, round, plastic with metal front ring, white, pushbutton, flat, momentary contact type, with holder, 1 NO+1 NC, LED module with integrated LED 230 V AC, screw terminal, with laser labeling, upper case | - | 0 | 0
3SU1136-0AB60-1FA0-Z | Y12 | 3SU1136-0AB60-1FA0-ZY12 | 1 | UN | 1 | 10 | C | D | EAR99 | N | 85365080 | 1 |  | 0.068 | KG | 37.53 | 37.53 | CP20 | CP20 | Illuminated pushbutton, 22 mm, round, plastic with metal front ring, white, pushbutton, flat, momentary contact type, with holder, 1 NO+1 NC, LED module with integrated LED 230 V AC, screw terminal, with laser labeling, lower case | - | 0 | 0
3SU1136-0AB60-1FA0-Z | Y13 | 3SU1136-0AB60-1FA0-ZY13 | 1 | UN | 1 | 10 | C | D | EAR99 | N | 85365080 | 1 |  | 0.068 | KG | 37.53 | 37.53 | CP20 | CP20 | Illuminated pushbutton, 22 mm, round, plastic with metal front ring, white, pushbutton, flat, momentary contact type, with holder, 1 NO+1 NC, LED module with integrated LED 230 V AC, screw terminal, with laser labeling, symbol number according to, ISO 7000 or IEC 60417 | - | 0 | 0
3SU1136-0AB60-1FA0-Z | Y15 | 3SU1136-0AB60-1FA0-ZY15 | 1 | UN | 1 | 10 | C | D | EAR99 | N | 85365080 | 1 |  | 0.068 | KG | 37.53 | 37.53 | CP20 | CP20 | Illuminated pushbutton, 22 mm, round, plastic with metal front ring, white, pushbutton, flat, momentary contact type, with holder, 1 NO+1 NC, LED module with integrated LED 230 V AC, screw terminal, with laser labeling, upper case and lower case, Always upper case at the beginning of the word | - | 0 | 0
3SU1136-0AB60-1FA0-Z | Y19 | 3SU1136-0AB60-1FA0-ZY19 | 1 | UN | 1 | 10 | C | D | EAR99 | N | 85365080 | 1 |  | 0.068 | KG | 33.73 | 33.73 | CP20 | CP20 | Illuminated pushbutton, 22 mm, round, plastic with metal front ring, white, pushbutton, flat, momentary contact type, with holder, 1 NO+1 NC, LED module with integrated LED 230 V AC, screw terminal, with laser labeling, inscription or symbol Customer-specific selection with SIRIUS ACT configurator (CIN) | - | 0 | 0
3SU1136-0AB70-1BA0 |  | 3SU1136-0AB70-1BA0 | 1 | UN | 1 | 5 | B | D | N | N | 85365080 | 1 | 4011209971509 | 0.1 | KG | 29.45 | 28.12 | CP20 | CP20 | Illuminated pushbutton, 22 mm, round, plastic with metal front ring, clear, pushbutton, flat, momentary contact type, with holder, 1 NO, LED module with integrated LED 230 V AC, screw terminal | Lista Papel 2020 SI | 0 | 0
3SU1136-0AB70-1BA0-Z | X90 | 3SU1136-0AB70-1BA0-ZX90 | 1 | UN | 1 | 5 | B | D | EAR99 | N | 85365080 | 20 |  | 0.06 | KG | 29.45 | 29.45 | CP20 | CP20 | Illuminated pushbutton, 22 mm, round, plastic with metal front ring, clear, pushbutton, flat, momentary contact type, with holder, 1NO, LED module with integrated LED 230 V AC, screw terminal, Z=20-unit packaging | - | 0 | 0
3SU1136-0AB70-1BA0-Z | Y10 | 3SU1136-0AB70-1BA0-ZY10 | 1 | UN | 1 | 10 | C | D | EAR99 | N | 85365080 | 1 |  | 0.06 | KG | 34.2 | 34.2 | CP20 | CP20 | Illuminated pushbutton, 22 mm, round, plastic with metal front ring, clear, pushbutton, flat, momentary contact type, with holder, 1NO, LED module with integrated LED 230 V AC, screw terminal, with laser labeling, upper case and lower case, always upper case at beginning of line | - | 0 | 0
3SU1136-0AB70-1BA0-Z | Y11 | 3SU1136-0AB70-1BA0-ZY11 | 1 | UN | 1 | 10 | C | D | EAR99 | N | 85365080 | 1 |  | 0.06 | KG | 34.2 | 34.2 | CP20 | CP20 | Illuminated pushbutton, 22 mm, round, plastic with metal front ring, clear, pushbutton, flat, momentary contact type, with holder, 1NO, LED module with integrated LED 230 V AC, screw terminal, with laser labeling, upper case | - | 0 | 0
3SU1136-0AB70-1BA0-Z | Y12 | 3SU1136-0AB70-1BA0-ZY12 | 1 | UN | 1 | 10 | C | D | EAR99 | N | 85365080 | 1 |  | 0.06 | KG | 34.2 | 34.2 | CP20 | CP20 | Illuminated pushbutton, 22 mm, round, plastic with metal front ring, clear, pushbutton, flat, momentary contact type, with holder, 1NO, LED module with integrated LED 230 V AC, screw terminal, with laser labeling, lower case | - | 0 | 0
3SU1136-0AB70-1BA0-Z | Y13 | 3SU1136-0AB70-1BA0-ZY13 | 1 | UN | 1 | 10 | C | D | EAR99 | N | 85365080 | 1 |  | 0.06 | KG | 34.2 | 34.2 | CP20 | CP20 | Illuminated pushbutton, 22 mm, round, plastic with metal front ring, clear, pushbutton, flat, momentary contact type, with holder, 1NO, LED module with integrated LED 230 V AC, screw terminal, with laser labeling, symbol number according to, ISO 7000 or IEC 60417 | - | 0 | 0
3SU1136-0AB70-1BA0-Z | Y15 | 3SU1136-0AB70-1BA0-ZY15 | 1 | UN | 1 | 10 | C | D | EAR99 | N | 85365080 | 1 |  | 0.06 | KG | 34.2 | 34.2 | CP20 | CP20 | Illuminated pushbutton, 22 mm, round, plastic with metal front ring, clear, pushbutton, flat, momentary contact type, with holder, 1NO, LED module with integrated LED 230 V AC, screw terminal, with laser labeling, upper case and lower case, Always upper case at the beginning of the word | - | 0 | 0
3SU1136-0AB70-1BA0-Z | Y19 | 3SU1136-0AB70-1BA0-ZY19 | 1 | UN | 1 | 10 | C | D | EAR99 | N | 85365080 | 1 |  | 0.06 | KG | 30.4 | 30.4 | CP20 | CP20 | Illuminated pushbutton, 22 mm, round, plastic with metal front ring, clear, pushbutton, flat, momentary contact type, with holder, 1NO, LED module with integrated LED 230 V AC, screw terminal, with laser labeling, inscription or symbol Customer-specific selection with SIRIUS ACT configurator (CIN) | - | 0 | 0
3SU1136-0AB70-1FA0 |  | 3SU1136-0AB70-1FA0 | 1 | UN | 1 | 5 | B | D | N | N | 85365080 | 1 | 4011209970670 | 0.068 | KG | 32.78 | 32.78 | CP20 | CP20 | Illuminated pushbutton, 22 mm, round, plastic with metal front ring, clear, pushbutton, flat, momentary contact type, with holder, 1 NO+1 NC, LED module with integrated LED 230 V AC, screw terminal | - | 0 | 0
3SU1136-0AB70-1FA0-Z | X90 | 3SU1136-0AB70-1FA0-ZX90 | 1 | UN | 1 | 5 | B | D | EAR99 | N | 85365080 | 20 |  | 0.068 | KG | 32.78 | 32.78 | CP20 | CP20 | Illuminated pushbutton, 22 mm, round, plastic with metal front ring, clear, pushbutton, flat, momentary contact type, with holder, 1 NO+1 NC, LED module with integrated LED 230 V AC, screw terminal, Z=20-unit packaging | - | 0 | 0
3SU1136-0AB70-1FA0-Z | Y10 | 3SU1136-0AB70-1FA0-ZY10 | 1 | UN | 1 | 10 | C | D | EAR99 | N | 85365080 | 1 |  | 0.068 | KG | 37.53 | 37.53 | CP20 | CP20 | Illuminated pushbutton, 22 mm, round, plastic with metal front ring, clear, pushbutton, flat, momentary contact type, with holder, 1 NO+1 NC, LED module with integrated LED 230 V AC, screw terminal, with laser labeling, upper case and lower case, always upper case at beginning of line | - | 0 | 0
3SU1136-0AB70-1FA0-Z | Y11 | 3SU1136-0AB70-1FA0-ZY11 | 1 | UN | 1 | 10 | C | D | EAR99 | N | 85365080 | 1 |  | 0.068 | KG | 37.53 | 37.53 | CP20 | CP20 | Illuminated pushbutton, 22 mm, round, plastic with metal front ring, clear, pushbutton, flat, momentary contact type, with holder, 1 NO+1 NC, LED module with integrated LED 230 V AC, screw terminal, with laser labeling, upper case | - | 0 | 0
3SU1136-0AB70-1FA0-Z | Y12 | 3SU1136-0AB70-1FA0-ZY12 | 1 | UN | 1 | 10 | C | D | EAR99 | N | 85365080 | 1 |  | 0.068 | KG | 37.53 | 37.53 | CP20 | CP20 | Illuminated pushbutton, 22 mm, round, plastic with metal front ring, clear, pushbutton, flat, momentary contact type, with holder, 1 NO+1 NC, LED module with integrated LED 230 V AC, screw terminal, with laser labeling, lower case | - | 0 | 0
3SU1136-0AB70-1FA0-Z | Y13 | 3SU1136-0AB70-1FA0-ZY13 | 1 | UN | 1 | 10 | C | D | EAR99 | N | 85365080 | 1 |  | 0.068 | KG | 37.53 | 37.53 | CP20 | CP20 | Illuminated pushbutton, 22 mm, round, plastic with metal front ring, clear, pushbutton, flat, momentary contact type, with holder, 1 NO+1 NC, LED module with integrated LED 230 V AC, screw terminal, with laser labeling, symbol number according to, ISO 7000 or IEC 60417 | - | 0 | 0
3SU1136-0AB70-1FA0-Z | Y15 | 3SU1136-0AB70-1FA0-ZY15 | 1 | UN | 1 | 10 | C | D | EAR99 | N | 85365080 | 1 |  | 0.068 | KG | 37.53 | 37.53 | CP20 | CP20 | Illuminated pushbutton, 22 mm, round, plastic with metal front ring, clear, pushbutton, flat, momentary contact type, with holder, 1 NO+1 NC, LED module with integrated LED 230 V AC, screw terminal, with laser labeling, upper case and lower case, Always upper case at the beginning of the word | - | 0 | 0
3SU1136-0AB70-1FA0-Z | Y19 | 3SU1136-0AB70-1FA0-ZY19 | 1 | UN | 1 | 10 | C | D | EAR99 | N | 85365080 | 1 |  | 0.068 | KG | 33.73 | 33.73 | CP20 | CP20 | Illuminated pushbutton, 22 mm, round, plastic with metal front ring, clear, pushbutton, flat, momentary contact type, with holder, 1 NO+1 NC, LED module with integrated LED 230 V AC, screw terminal, with laser labeling, inscription or symbol Customer-specific selection with SIRIUS ACT configurator (CIN) | - | 0 | 0
3SU1150-0AB10-1BA0 |  | 3SU1150-0AB10-1BA0 | 1 | UN | 1 | 1 | A | D | N | N | 85365080 | 1 | 4011209958289 | 0.091 | KG | 14.35 | 13.78 | CP20 | CP20 | Pushbutton, 22 mm, round, metal, shiny, black, pushbutton, flat, momentary contact type, with holder, 1 NO, screw terminal | Lista Papel 2020 SI | 0 | 0
3SU1150-0AB10-1BA0-Z | X90 | 3SU1150-0AB10-1BA0-ZX90 | 1 | UN | 1 | 5 | B | D | N | N | 85365080 | 20 | 4047621051291 | 0.102 | KG | 14.35 | 14.35 | CP20 | CP20 | Pushbutton, 22 mm, round, metal, shiny, black, pushbutton, flat, momentary contact type, with holder, 1 NO, screw terminal, Z=20-unit packaging | - | 0 | 0
3SU1150-0AB10-1BA0-Z | Y10 | 3SU1150-0AB10-1BA0-ZY10 | 1 | UN | 1 | 10 | C | D | N | N | 85365080 | 1 |  | 0.094 | KG | 19.1 | 19.1 | CP20 | CP20 | Pushbutton, 22 mm, round, metal, shiny, black, pushbutton, flat, momentary contact type, with holder, 1 NO, screw terminal, with laser labeling, upper case and lower case, always upper case at beginning of line | - | 0 | 0
3SU1150-0AB10-1BA0-Z | Y11 | 3SU1150-0AB10-1BA0-ZY11 | 1 | UN | 1 | 10 | C | D | N | N | 85365080 | 1 |  | 0.067 | KG | 19.1 | 19.1 | CP20 | CP20 | Pushbutton, 22 mm, round, metal, shiny, black, pushbutton, flat, momentary contact type, with holder, 1 NO, screw terminal, with laser labeling, upper case | - | 0 | 0
3SU1150-0AB10-1BA0-Z | Y12 | 3SU1150-0AB10-1BA0-ZY12 | 1 | UN | 1 | 10 | C | D | N | N | 85365080 | 1 |  | 0.067 | KG | 19.1 | 19.1 | CP20 | CP20 | Pushbutton, 22 mm, round, metal, shiny, black, pushbutton, flat, momentary contact type, with holder, 1 NO, screw terminal, with laser labeling, lower case | - | 0 | 0
3SU1150-0AB10-1BA0-Z | Y13 | 3SU1150-0AB10-1BA0-ZY13 | 1 | UN | 1 | 10 | C | D | N | N | 85365080 | 1 |  | 0.11 | KG | 19.1 | 19.1 | CP20 | CP20 | Pushbutton, 22 mm, round, metal, shiny, black, pushbutton, flat, momentary contact type, with holder, 1 NO, screw terminal, with laser labeling, symbol number according to, ISO 7000 or IEC 60417 | - | 0 | 0
3SU1150-0AB10-1BA0-Z | Y15 | 3SU1150-0AB10-1BA0-ZY15 | 1 | UN | 1 | 10 | C | D | N | N | 85365080 | 1 |  | 0.067 | KG | 19.1 | 19.1 | CP20 | CP20 | Pushbutton, 22 mm, round, metal, shiny, black, pushbutton, flat, momentary contact type, with holder, 1 NO, screw terminal, with laser labeling, upper case and lower case, always upper case at the beginning of the word | - | 0 | 0
3SU1150-0AB10-1BA0-Z | Y19 | 3SU1150-0AB10-1BA0-ZY19 | 1 | UN | 1 | 10 | C | D | N | N | 85365080 | 1 |  | 0.09 | KG | 15.3 | 15.3 | CP20 | CP20 | Pushbutton, 22 mm, round, metal, shiny, black, pushbutton, flat, momentary contact type, with holder, 1 NO, screw terminal, with laser labeling, inscription or symbol Customer-specific selection with SIRIUS ACT configurator (CIN) | - | 0 | 0
3SU1150-0AB10-1CA0 |  | 3SU1150-0AB10-1CA0 | 1 | UN | 1 | 3 | B | D | N | N | 85365080 | 1 | 4011209958401 | 0.093 | KG | 14.35 | 13.78 | CP20 | CP20 | Pushbutton, 22 mm, round, metal, shiny, black, pushbutton, flat, momentary contact type, with holder, 1 NC, screw terminal | Lista Papel 2020 SI | 0 | 0
3SU1150-0AB10-1CA0-Z | X90 | 3SU1150-0AB10-1CA0-ZX90 | 1 | UN | 1 | 5 | B | D | EAR99 | N | 85365080 | 20 |  | 0.067 | KG | 14.35 | 14.35 | CP20 | CP20 | Pushbutton, 22 mm, round, metal, shiny, black, pushbutton, flat, momentary contact type, with holder, 1 NC, screw terminal, Z=20-unit packaging | - | 0 | 0
3SU1150-0AB10-1CA0-Z | Y10 | 3SU1150-0AB10-1CA0-ZY10 | 1 | UN | 1 | 10 | C | D | N | N | 85365080 | 1 |  | 0.094 | KG | 19.1 | 19.1 | CP20 | CP20 | Pushbutton, 22 mm, round, metal, shiny, black, pushbutton, flat, momentary contact type, with holder, 1 NC, screw terminal, with laser labeling, upper case and lower case, always upper case at beginning of line | - | 0 | 0
3SU1150-0AB10-1CA0-Z | Y11 | 3SU1150-0AB10-1CA0-ZY11 | 1 | UN | 1 | 10 | C | D | N | N | 85365080 | 1 |  | 0.094 | KG | 19.1 | 19.1 | CP20 | CP20 | Pushbutton, 22 mm, round, metal, shiny, black, pushbutton, flat, momentary contact type, with holder, 1 NC, screw terminal, with laser labeling, upper case | - | 0 | 0
3SU1150-0AB10-1CA0-Z | Y12 | 3SU1150-0AB10-1CA0-ZY12 | 1 | UN | 1 | 10 | C | D | N | N | 85365080 | 1 |  | 0.094 | KG | 19.1 | 19.1 | CP20 | CP20 | Pushbutton, 22 mm, round, metal, shiny, black, pushbutton, flat, momentary contact type, with holder, 1 NC, screw terminal, with laser labeling, lower case | - | 0 | 0
3SU1150-0AB10-1CA0-Z | Y13 | 3SU1150-0AB10-1CA0-ZY13 | 1 | UN | 1 | 10 | C | D | N | N | 85365080 | 1 |  | 0.094 | KG | 19.1 | 19.1 | CP20 | CP20 | Pushbutton, 22 mm, round, metal, shiny, black, pushbutton, flat, momentary contact type, with holder, 1 NC, screw terminal, with laser labeling, symbol number according to, ISO 7000 or IEC 60417 | - | 0 | 0
3SU1150-0AB10-1CA0-Z | Y15 | 3SU1150-0AB10-1CA0-ZY15 | 1 | UN | 1 | 10 | C | D | N | N | 85365080 | 1 |  | 0.094 | KG | 19.1 | 19.1 | CP20 | CP20 | Pushbutton, 22 mm, round, metal, shiny, black, pushbutton, flat, momentary contact type, with holder, 1 NC, screw terminal, with laser labeling, upper case and lower case, always upper case at the beginning of the word | - | 0 | 0
3SU1150-0AB10-1CA0-Z | Y19 | 3SU1150-0AB10-1CA0-ZY19 | 1 | UN | 1 | 10 | C | D | N | N | 85365080 | 1 |  | 0.094 | KG | 15.3 | 15.3 | CP20 | CP20 | Pushbutton, 22 mm, round, metal, shiny, black, pushbutton, flat, momentary contact type, with holder, 1 NC, screw terminal, with laser labeling, inscription or symbol Customer-specific selection with SIRIUS ACT configurator (CIN) | - | 0 | 0
3SU1150-0AB10-1FA0 |  | 3SU1150-0AB10-1FA0 | 1 | UN | 1 | 1 | A | D | N | N | 85365080 | 1 | 4011209958159 | 0.099 | KG | 17.67 | 16.91 | CP20 | CP20 | Pushbutton, 22 mm, round, metal, shiny, black, pushbutton, flat, momentary contact type, with holder, 1 NO+1 NC, screw terminal | Lista Papel 2020 SI | 0 | 0
3SU1150-0AB10-1FA0-Z | X90 | 3SU1150-0AB10-1FA0-ZX90 | 1 | UN | 1 | 5 | B | D | EAR99 | N | 85365080 | 20 |  | 0.075 | KG | 17.67 | 17.67 | CP20 | CP20 | Pushbutton, 22 mm, round, metal, shiny, black, pushbutton, flat, momentary contact type, with holder, 1 NO+1 NC, screw terminal, Z=20-unit packaging | - | 0 | 0
3SU1150-0AB10-1FA0-Z | Y10 | 3SU1150-0AB10-1FA0-ZY10 | 1 | UN | 1 | 10 | C | D | EAR99 | N | 85365080 | 1 |  | 0.075 | KG | 22.42 | 22.42 | CP20 | CP20 | Pushbutton, 22 mm, round, metal, shiny, black, pushbutton, flat, momentary contact type, with holder, 1 NO+1 NC, screw terminal, with laser labeling, upper case and lower case, always upper case at beginning of line | - | 0 | 0
3SU1150-0AB10-1FA0-Z | Y11 | 3SU1150-0AB10-1FA0-ZY11 | 1 | UN | 1 | 10 | C | D | EAR99 | N | 85365080 | 1 |  | 0.075 | KG | 22.42 | 22.42 | CP20 | CP20 | Pushbutton, 22 mm, round, metal, shiny, black, pushbutton, flat, momentary contact type, 1 NO+1 NC, screw terminal, with laser labeling, upper case | - | 0 | 0
3SU1150-0AB10-1FA0-Z | Y12 | 3SU1150-0AB10-1FA0-ZY12 | 1 | UN | 1 | 10 | C | D | EAR99 | N | 85365080 | 1 |  | 0.075 | KG | 22.42 | 22.42 | CP20 | CP20 | Pushbutton, 22 mm, round, metal, shiny, black, pushbutton, flat, momentary contact type, 1 NO+1 NC, screw terminal, with laser labeling, lower case | - | 0 | 0
3SU1150-0AB10-1FA0-Z | Y13 | 3SU1150-0AB10-1FA0-ZY13 | 1 | UN | 1 | 10 | C | D | EAR99 | N | 85365080 | 1 |  | 0.075 | KG | 22.42 | 22.42 | CP20 | CP20 | Pushbutton, 22 mm, round, metal, shiny, black, pushbutton, flat, momentary contact type, 1 NO+1 NC, screw terminal, with laser labeling, symbol number according to, ISO 7000 or IEC 60417 | - | 0 | 0
3SU1150-0AB10-1FA0-Z | Y15 | 3SU1150-0AB10-1FA0-ZY15 | 1 | UN | 1 | 10 | C | D | EAR99 | N | 85365080 | 1 |  | 0.075 | KG | 22.42 | 22.42 | CP20 | CP20 | Pushbutton, 22 mm, round, metal, shiny, black, pushbutton, flat, momentary contact type, 1 NO+1 NC, screw terminal, with laser labeling, upper case and lower case, always upper case at the beginning of the word | - | 0 | 0
3SU1150-0AB10-1FA0-Z | Y19 | 3SU1150-0AB10-1FA0-ZY19 | 1 | UN | 1 | 10 | C | D | EAR99 | N | 85365080 | 1 |  | 0.075 | KG | 18.62 | 18.62 | CP20 | CP20 | Pushbutton, 22 mm, round, metal, shiny, black, pushbutton, flat, momentary contact type, 1 NO+1 NC, screw terminal, with laser labeling, inscription or symbol Customer-specific selection with SIRIUS ACT configurator (CIN) | - | 0 | 0
3SU1150-0AB10-3BA0 |  | 3SU1150-0AB10-3BA0 | 1 | UN | 1 | 1 | A | D | N | N | 85365080 | 1 | 4011209958357 | 0.097 | KG | 14.63 | 14.63 | CP20 | CP20 | Pushbutton, 22 mm, round, metal, shiny, black, pushbutton, flat, momentary contact type, 1 NO, Spring-type terminal | - | 0 | 0
3SU1150-0AB10-3BA0-Z | X90 | 3SU1150-0AB10-3BA0-ZX90 | 1 | UN | 1 | 5 | B | D | N | N | 85365080 | 20 | 4047621048055 | 0.1 | KG | 14.63 | 14.63 | CP20 | CP20 | Pushbutton, 22 mm, round, metal, shiny, black, pushbutton, flat, momentary contact type, 1 NO, spring-type terminal, Z=20-unit packaging | - | 0 | 0
3SU1150-0AB10-3BA0-Z | Y10 | 3SU1150-0AB10-3BA0-ZY10 | 1 | UN | 1 | 10 | C | D | N | N | 85365080 | 1 |  | 0.067 | KG | 19.38 | 19.38 | CP20 | CP20 | Pushbutton, 22 mm, round, metal, shiny, black, pushbutton, flat, momentary contact type, 1 NO, spring-type terminal, with laser labeling, upper case and lower case, always upper case at beginning of line | - | 0 | 0
3SU1150-0AB10-3BA0-Z | Y11 | 3SU1150-0AB10-3BA0-ZY11 | 1 | UN | 1 | 10 | C | D | N | N | 85365080 | 1 |  | 0.067 | KG | 19.38 | 19.38 | CP20 | CP20 | Pushbutton, 22 mm, round, metal, shiny, black, pushbutton, flat, momentary contact type, 1 NO, spring-type terminal, with laser labeling, upper case | - | 0 | 0
3SU1150-0AB10-3BA0-Z | Y12 | 3SU1150-0AB10-3BA0-ZY12 | 1 | UN | 1 | 10 | C | D | N | N | 85365080 | 1 |  | 0.067 | KG | 19.38 | 19.38 | CP20 | CP20 | Pushbutton, 22 mm, round, metal, shiny, black, pushbutton, flat, momentary contact type, 1 NO, spring-type terminal, with laser labeling, lower case | - | 0 | 0
3SU1150-0AB10-3BA0-Z | Y13 | 3SU1150-0AB10-3BA0-ZY13 | 1 | UN | 1 | 10 | C | D | N | N | 85365080 | 1 |  | 0.067 | KG | 19.38 | 19.38 | CP20 | CP20 | Pushbutton, 22 mm, round, metal, shiny, black, pushbutton, flat, momentary contact type, 1 NO, spring-type terminal, with laser labeling, symbol number according to, ISO 7000 or IEC 60417 | - | 0 | 0
3SU1150-0AB10-3BA0-Z | Y15 | 3SU1150-0AB10-3BA0-ZY15 | 1 | UN | 1 | 10 | C | D | N | N | 85365080 | 1 |  | 0.093 | KG | 19.38 | 19.38 | CP20 | CP20 | Pushbutton, 22 mm, round, metal, shiny, black, pushbutton, flat, momentary contact type, 1 NO, spring-type terminal, with laser labeling, upper case and lower case, always upper case at the beginning of the word | - | 0 | 0
3SU1150-0AB10-3BA0-Z | Y19 | 3SU1150-0AB10-3BA0-ZY19 | 1 | UN | 1 | 10 | C | D | N | N | 85365080 | 1 |  | 0.067 | KG | 15.58 | 15.58 | CP20 | CP20 | Pushbutton, 22 mm, round, metal, shiny, black, pushbutton, flat, momentary contact type, 1 NO, spring-type terminal, with laser labeling, inscription or symbol Customer-specific selection with SIRIUS ACT configurator (CIN) | - | 0 | 0
3SU1150-0AB10-3CA0 |  | 3SU1150-0AB10-3CA0 | 1 | UN | 1 | 5 | B | D | N | N | 85365080 | 1 | 4011209958562 | 0.093 | KG | 14.63 | 14.63 | CP20 | CP20 | Pushbutton, 22 mm, round, metal, shiny, black, pushbutton, flat, momentary contact type, 1 NC, Spring-type terminal | - | 0 | 0
3SU1150-0AB10-3CA0-Z | X90 | 3SU1150-0AB10-3CA0-ZX90 | 1 | UN | 1 | 5 | B | D | EAR99 | N | 85365080 | 20 |  | 0.067 | KG | 14.63 | 14.63 | CP20 | CP20 | Pushbutton, 22 mm, round, metal, shiny, black, pushbutton, flat, momentary contact type, 1 NC, spring-type terminal, Z=20-unit packaging | - | 0 | 0
3SU1150-0AB10-3CA0-Z | Y10 | 3SU1150-0AB10-3CA0-ZY10 | 1 | UN | 1 | 10 | C | D | N | N | 85365080 | 1 |  | 0.067 | KG | 19.38 | 19.38 | CP20 | CP20 | Pushbutton, 22 mm, round, metal, shiny, black, pushbutton, flat, momentary contact type, 1 NC, spring-type terminal, with laser labeling, upper case and lower case, always upper case at beginning of line | - | 0 | 0
3SU1150-0AB10-3CA0-Z | Y11 | 3SU1150-0AB10-3CA0-ZY11 | 1 | UN | 1 | 10 | C | D | N | N | 85365080 | 1 |  | 0.067 | KG | 19.38 | 19.38 | CP20 | CP20 | Pushbutton, 22 mm, round, metal, shiny, black, pushbutton, flat, momentary contact type, 1 NC, spring-type terminal, with laser labeling, upper case | - | 0 | 0
3SU1150-0AB10-3CA0-Z | Y12 | 3SU1150-0AB10-3CA0-ZY12 | 1 | UN | 1 | 10 | C | D | N | N | 85365080 | 1 |  | 0.067 | KG | 19.38 | 19.38 | CP20 | CP20 | Pushbutton, 22 mm, round, metal, shiny, black, pushbutton, flat, momentary contact type, 1 NC, spring-type terminal, with laser labeling, lower case | - | 0 | 0
3SU1150-0AB10-3CA0-Z | Y13 | 3SU1150-0AB10-3CA0-ZY13 | 1 | UN | 1 | 10 | C | D | N | N | 85365080 | 1 |  | 0.092 | KG | 19.38 | 19.38 | CP20 | CP20 | Pushbutton, 22 mm, round, metal, shiny, black, pushbutton, flat, momentary contact type, 1 NC, spring-type terminal, with laser labeling, symbol number according to, ISO 7000 or IEC 60417 | - | 0 | 0
3SU1150-0AB10-3CA0-Z | Y15 | 3SU1150-0AB10-3CA0-ZY15 | 1 | UN | 1 | 10 | C | D | N | N | 85365080 | 1 |  | 0.067 | KG | 19.38 | 19.38 | CP20 | CP20 | Pushbutton, 22 mm, round, metal, shiny, black, pushbutton, flat, momentary contact type, 1 NC, spring-type terminal, with laser labeling, upper case and lower case, always upper case at the beginning of the word | - | 0 | 0
3SU1150-0AB10-3CA0-Z | Y19 | 3SU1150-0AB10-3CA0-ZY19 | 1 | UN | 1 | 10 | C | D | N | N | 85365080 | 1 |  | 0.067 | KG | 15.58 | 15.58 | CP20 | CP20 | Pushbutton, 22 mm, round, metal, shiny, black, pushbutton, flat, momentary contact type, 1 NC, spring-type terminal, with laser labeling, inscription or symbol Customer-specific selection with SIRIUS ACT configurator (CIN) | - | 0 | 0
3SU1150-0AB10-3FA0 |  | 3SU1150-0AB10-3FA0 | 1 | UN | 1 | 5 | B | D | N | N | 85365080 | 1 | 4011209958227 | 0.095 | KG | 18.43 | 18.43 | CP20 | CP20 | Pushbutton, 22 mm, round, metal, shiny, black, pushbutton, flat, momentary contact type, 1 NO+1 NC, Spring-type terminal | - | 0 | 0
3SU1150-0AB10-3FA0-Z | X90 | 3SU1150-0AB10-3FA0-ZX90 | 1 | UN | 1 | 5 | B | D | EAR99 | N | 85365080 | 20 |  | 0.075 | KG | 18.43 | 18.43 | CP20 | CP20 | Pushbutton, 22 mm, round, metal, shiny, black, pushbutton, flat, momentary contact type, 1 NO+1 NC, spring-type terminal, Z=20-unit packaging | - | 0 | 0
3SU1150-0AB10-3FA0-Z | Y10 | 3SU1150-0AB10-3FA0-ZY10 | 1 | UN | 1 | 10 | C | D | EAR99 | N | 85365080 | 1 |  | 0.075 | KG | 23.18 | 23.18 | CP20 | CP20 | Pushbutton, 22 mm, round, metal, shiny, black, pushbutton, flat, momentary contact type, 1 NO+1 NC, spring-type terminal, with laser labeling, upper case and lower case, always upper case at beginning of line | - | 0 | 0
3SU1150-0AB10-3FA0-Z | Y11 | 3SU1150-0AB10-3FA0-ZY11 | 1 | UN | 1 | 10 | C | D | EAR99 | N | 85365080 | 1 |  | 0.075 | KG | 23.18 | 23.18 | CP20 | CP20 | Pushbutton, 22 mm, round, metal, shiny, black, pushbutton, flat, momentary contact type, 1 NO+1 NC, spring-type terminal, with laser labeling, upper case | - | 0 | 0
3SU1150-0AB10-3FA0-Z | Y12 | 3SU1150-0AB10-3FA0-ZY12 | 1 | UN | 1 | 10 | C | D | EAR99 | N | 85365080 | 1 |  | 0.075 | KG | 23.18 | 23.18 | CP20 | CP20 | Pushbutton, 22 mm, round, metal, shiny, black, pushbutton, flat, momentary contact type, with holder, 1 NO+1 NC, spring-type terminal, with laser labeling, lower case | - | 0 | 0
3SU1150-0AB10-3FA0-Z | Y13 | 3SU1150-0AB10-3FA0-ZY13 | 1 | UN | 1 | 10 | C | D | EAR99 | N | 85365080 | 1 |  | 0.075 | KG | 23.18 | 23.18 | CP20 | CP20 | Pushbutton, 22 mm, round, metal, shiny, black, pushbutton, flat, momentary contact type, with holder, 1 NO+1 NC, spring-type terminal, with laser labeling, symbol number according to, ISO 7000 or IEC 60417 | - | 0 | 0
3SU1150-0AB10-3FA0-Z | Y15 | 3SU1150-0AB10-3FA0-ZY15 | 1 | UN | 1 | 10 | C | D | EAR99 | N | 85365080 | 1 |  | 0.075 | KG | 23.18 | 23.18 | CP20 | CP20 | Pushbutton, 22 mm, round, metal, shiny, black, pushbutton, flat, momentary contact type, with holder, 1 NO+1 NC, spring-type terminal, with laser labeling, upper case and lower case, always upper case at the beginning of the word | - | 0 | 0
3SU1150-0AB10-3FA0-Z | Y19 | 3SU1150-0AB10-3FA0-ZY19 | 1 | UN | 1 | 10 | C | D | EAR99 | N | 85365080 | 1 |  | 0.075 | KG | 19.38 | 19.38 | CP20 | CP20 | Pushbutton, 22 mm, round, metal, shiny, black, pushbutton, flat, momentary contact type, with holder, 1 NO+1 NC, spring-type terminal, with laser labeling, inscription or symbol Customer-specific selection with SIRIUS ACT configurator (CIN) | - | 0 | 0
3SU1150-0AB20-1BA0 |  | 3SU1150-0AB20-1BA0 | 1 | UN | 1 | 5 | B | D | N | N | 85365080 | 1 | 4011209958296 | 0.092 | KG | 14.35 | 14.35 | CP20 | CP20 | Pushbutton, 22 mm, round, metal, shiny, red, pushbutton, flat, momentary contact type, with holder, 1 NO, screw terminal | - | 0 | 0
3SU1150-0AB20-1BA0-Z | X90 | 3SU1150-0AB20-1BA0-ZX90 | 1 | UN | 1 | 5 | B | D | EAR99 | N | 85365080 | 20 |  | 0.067 | KG | 14.35 | 14.35 | CP20 | CP20 | Pushbutton, 22 mm, round, metal, shiny, red, pushbutton, flat, momentary contact type, with holder, 1 NO, screw terminal, Z=20-unit packaging | - | 0 | 0
3SU1150-0AB20-1BA0-Z | Y10 | 3SU1150-0AB20-1BA0-ZY10 | 1 | UN | 1 | 10 | C | D | EAR99 | N | 85365080 | 1 |  | 0.067 | KG | 19.1 | 19.1 | CP20 | CP20 | Pushbutton, 22 mm, round, metal, shiny, red, pushbutton, flat, momentary contact type, with holder, 1 NO, screw terminal, with laser labeling, upper case and lower case, always upper case at beginning of line | - | 0 | 0
3SU1150-0AB20-1BA0-Z | Y11 | 3SU1150-0AB20-1BA0-ZY11 | 1 | UN | 1 | 10 | C | D | EAR99 | N | 85365080 | 1 |  | 0.067 | KG | 19.1 | 19.1 | CP20 | CP20 | Pushbutton, 22 mm, round, metal, shiny, red, pushbutton, flat, momentary contact type, with holder, 1 NO, screw terminal, with laser labeling, upper case | - | 0 | 0
3SU1150-0AB20-1BA0-Z | Y12 | 3SU1150-0AB20-1BA0-ZY12 | 1 | UN | 1 | 10 | C | D | EAR99 | N | 85365080 | 1 |  | 0.067 | KG | 19.1 | 19.1 | CP20 | CP20 | Pushbutton, 22 mm, round, metal, shiny, red, pushbutton, flat, momentary contact type, with holder, 1 NO, screw terminal, with laser labeling, lower case | - | 0 | 0
3SU1150-0AB20-1BA0-Z | Y13 | 3SU1150-0AB20-1BA0-ZY13 | 1 | UN | 1 | 10 | C | D | EAR99 | N | 85365080 | 1 |  | 0.067 | KG | 19.1 | 19.1 | CP20 | CP20 | Pushbutton, 22 mm, round, metal, shiny, red, pushbutton, flat, momentary contact type, with holder, 1 NO, screw terminal, with laser labeling, symbol number according to, ISO 7000 or IEC 60417 | - | 0 | 0
3SU1150-0AB20-1BA0-Z | Y15 | 3SU1150-0AB20-1BA0-ZY15 | 1 | UN | 1 | 10 | C | D | EAR99 | N | 85365080 | 1 |  | 0.067 | KG | 19.1 | 19.1 | CP20 | CP20 | Pushbutton, 22 mm, round, metal, shiny, red, pushbutton, flat, momentary contact type, with holder, 1 NO, screw terminal, with laser labeling, upper case and lower case, always upper case at the beginning of the word | - | 0 | 0
3SU1150-0AB20-1BA0-Z | Y19 | 3SU1150-0AB20-1BA0-ZY19 | 1 | UN | 1 | 10 | C | D | EAR99 | N | 85365080 | 1 |  | 0.067 | KG | 15.3 | 15.3 | CP20 | CP20 | Pushbutton, 22 mm, round, metal, shiny, red, pushbutton, flat, momentary contact type, with holder, 1 NO, screw terminal, with laser labeling, inscription or symbol Customer-specific selection with SIRIUS ACT configurator (CIN) | - | 0 | 0
3SU1150-0AB20-1CA0 |  | 3SU1150-0AB20-1CA0 | 1 | UN | 1 | 1 | A | D | N | N | 85365080 | 1 | 4011209958418 | 0.093 | KG | 14.35 | 13.78 | CP20 | CP20 | Pushbutton, 22 mm, round, metal, shiny, red, pushbutton, flat, momentary contact type, with holder, 1 NC, screw terminal | Lista Papel 2020 SI | 0 | 0
3SU1150-0AB20-1CA0-Z | X90 | 3SU1150-0AB20-1CA0-ZX90 | 1 | UN | 1 | 5 | B | D | N | N | 85365080 | 20 | 4047621059037 | 0.1 | KG | 14.35 | 14.35 | CP20 | CP20 | Pushbutton, 22 mm, round, metal, shiny, red, pushbutton, flat, momentary contact type, with holder, 1 NC, screw terminal, Z=20-unit packaging | - | 0 | 0
3SU1150-0AB20-1CA0-Z | Y10 | 3SU1150-0AB20-1CA0-ZY10 | 1 | UN | 1 | 10 | C | D | EAR99 | N | 85365080 | 1 |  | 0.067 | KG | 19.1 | 19.1 | CP20 | CP20 | Pushbutton, 22 mm, round, metal, shiny, red, pushbutton, flat, momentary contact type, with holder, 1 NC, screw terminal, with laser labeling, upper case and lower case, always upper case at beginning of line | - | 0 | 0
3SU1150-0AB20-1CA0-Z | Y11 | 3SU1150-0AB20-1CA0-ZY11 | 1 | UN | 1 | 10 | C | D | EAR99 | N | 85365080 | 1 |  | 0.067 | KG | 19.1 | 19.1 | CP20 | CP20 | Pushbutton, 22 mm, round, metal, shiny, red, pushbutton, flat, momentary contact type, with holder, 1 NC, screw terminal, with laser labeling, upper case | - | 0 | 0
3SU1150-0AB20-1CA0-Z | Y12 | 3SU1150-0AB20-1CA0-ZY12 | 1 | UN | 1 | 10 | C | D | EAR99 | N | 85365080 | 1 |  | 0.067 | KG | 19.1 | 19.1 | CP20 | CP20 | Pushbutton, 22 mm, round, metal, shiny, red, pushbutton, flat, momentary contact type, with holder, 1 NC, screw terminal, with laser labeling, lower case | - | 0 | 0
3SU1150-0AB20-1CA0-Z | Y13 | 3SU1150-0AB20-1CA0-ZY13 | 1 | UN | 1 | 10 | C | D | EAR99 | N | 85365080 | 1 |  | 0.067 | KG | 19.1 | 19.1 | CP20 | CP20 | Pushbutton, 22 mm, round, metal, shiny, red, pushbutton, flat, momentary contact type, with holder, 1 NC, screw terminal, with laser labeling, symbol number according to, ISO 7000 or IEC 60417 | - | 0 | 0
3SU1150-0AB20-1CA0-Z | Y15 | 3SU1150-0AB20-1CA0-ZY15 | 1 | UN | 1 | 10 | C | D | EAR99 | N | 85365080 | 1 |  | 0.067 | KG | 19.1 | 19.1 | CP20 | CP20 | Pushbutton, 22 mm, round, metal, shiny, red, pushbutton, flat, momentary contact type, with holder, 1 NC, screw terminal, with laser labeling, upper case and lower case, always upper case at the beginning of the word | - | 0 | 0
3SU1150-0AB20-1CA0-Z | Y19 | 3SU1150-0AB20-1CA0-ZY19 | 1 | UN | 1 | 10 | C | D | EAR99 | N | 85365080 | 1 |  | 0.067 | KG | 15.3 | 15.3 | CP20 | CP20 | Pushbutton, 22 mm, round, metal, shiny, red, pushbutton, flat, momentary contact type, with holder, 1 NC, screw terminal, with laser labeling, inscription or symbol Customer-specific selection with SIRIUS ACT configurator (CIN) | - | 0 | 0
3SU1150-0AB20-1FA0 |  | 3SU1150-0AB20-1FA0 | 1 | UN | 1 | 1 | A | D | N | N | 85365080 | 1 | 4011209958166 | 0.1 | KG | 17.67 | 16.91 | CP20 | CP20 | Pushbutton, 22 mm, round, metal, shiny, red, pushbutton, flat, momentary contact type, with holder, 1 NO+1 NC, screw terminal | Lista Papel 2020 SI | 0 | 0
3SU1150-0AB20-1FA0-Z | X90 | 3SU1150-0AB20-1FA0-ZX90 | 1 | UN | 1 | 5 | B | D | EAR99 | N | 85365080 | 20 |  | 0.075 | KG | 17.67 | 17.67 | CP20 | CP20 | Pushbutton, 22 mm, round, metal, shiny, red, pushbutton, flat, momentary contact type, with holder, 1 NO+1 NC, screw terminal, Z=20-unit packaging | - | 0 | 0
3SU1150-0AB20-1FA0-Z | Y10 | 3SU1150-0AB20-1FA0-ZY10 | 1 | UN | 1 | 10 | C | D | N | N | 85365080 | 1 |  | 0.1 | KG | 22.42 | 22.42 | CP20 | CP20 | Pushbutton, 22 mm, round, metal, shiny, red, pushbutton, flat, momentary contact type, with holder, 1 NO+1 NC, screw terminal, with laser labeling, upper case and lower case, always upper case at beginning of line | - | 0 | 0
3SU1150-0AB20-1FA0-Z | Y11 | 3SU1150-0AB20-1FA0-ZY11 | 1 | UN | 1 | 10 | C | D | N | N | 85365080 | 1 |  | 0.101 | KG | 22.42 | 22.42 | CP20 | CP20 | Pushbutton, 22 mm, round, metal, shiny, red, pushbutton, flat, momentary contact type, with holder, 1 NO+1 NC, screw terminal, with laser labeling, upper case | - | 0 | 0
3SU1150-0AB20-1FA0-Z | Y12 | 3SU1150-0AB20-1FA0-ZY12 | 1 | UN | 1 | 10 | C | D | N | N | 85365080 | 1 |  | 0.075 | KG | 22.42 | 22.42 | CP20 | CP20 | Pushbutton, 22 mm, round, metal, shiny, red, pushbutton, flat, momentary contact type, with holder, 1 NO+1 NC, screw terminal, with laser labeling, lower case | - | 0 | 0
3SU1150-0AB20-1FA0-Z | Y13 | 3SU1150-0AB20-1FA0-ZY13 | 1 | UN | 1 | 10 | C | D | N | N | 85365080 | 1 |  | 0.075 | KG | 22.42 | 22.42 | CP20 | CP20 | Pushbutton, 22 mm, round, metal, shiny, red, pushbutton, flat, momentary contact type, with holder, 1 NO+1 NC, screw terminal, with laser labeling, symbol number according to, ISO 7000 or IEC 60417 | - | 0 | 0
3SU1150-0AB20-1FA0-Z | Y15 | 3SU1150-0AB20-1FA0-ZY15 | 1 | UN | 1 | 10 | C | D | N | N | 85365080 | 1 |  | 0.075 | KG | 22.42 | 22.42 | CP20 | CP20 | Pushbutton, 22 mm, round, metal, shiny, red, pushbutton, flat, momentary contact type, with holder, 1 NO+1 NC, screw terminal, with laser labeling, upper case and lower case, always upper case at the beginning of the word | - | 0 | 0
3SU1150-0AB20-1FA0-Z | Y19 | 3SU1150-0AB20-1FA0-ZY19 | 1 | UN | 1 | 10 | C | D | N | N | 85365080 | 1 |  | 0.075 | KG | 18.62 | 18.62 | CP20 | CP20 | Pushbutton, 22 mm, round, metal, shiny, red, pushbutton, flat, momentary contact type, with holder, 1 NO+1 NC, screw terminal, with laser labeling, inscription or symbol Customer-specific selection with SIRIUS ACT configurator (CIN) | - | 0 | 0
3SU1150-0AB20-3CA0 |  | 3SU1150-0AB20-3CA0 | 1 | UN | 1 | 5 | B | D | N | N | 85365080 | 1 | 4011209958579 | 0.092 | KG | 14.63 | 14.63 | CP20 | CP20 | Pushbutton, 22 mm, round, metal, shiny, red, pushbutton, flat, momentary contact type, with holder, 1 NC, Spring-type terminal | - | 0 | 0
3SU1150-0AB20-3CA0-Z | X90 | 3SU1150-0AB20-3CA0-ZX90 | 1 | UN | 1 | 5 | B | D | N | N | 85365080 | 20 |  | 0.101 | KG | 14.63 | 14.63 | CP20 | CP20 | Pushbutton, 22 mm, round, metal, shiny, red, pushbutton, flat, momentary contact type, with holder, 1 NC, spring-type terminal, Z=20-unit packaging | - | 0 | 0
3SU1150-0AB20-3CA0-Z | Y10 | 3SU1150-0AB20-3CA0-ZY10 | 1 | UN | 1 | 10 | C | D | EAR99 | N | 85365080 | 1 |  | 0.067 | KG | 19.38 | 19.38 | CP20 | CP20 | Pushbutton, 22 mm, round, metal, shiny, red, pushbutton, flat, momentary contact type, with holder, 1 NC, spring-type terminal, with laser labeling, upper case and lower case, always upper case at beginning of line | - | 0 | 0
3SU1150-0AB20-3CA0-Z | Y11 | 3SU1150-0AB20-3CA0-ZY11 | 1 | UN | 1 | 10 | C | D | EAR99 | N | 85365080 | 1 |  | 0.067 | KG | 19.38 | 19.38 | CP20 | CP20 | Pushbutton, 22 mm, round, metal, shiny, red, pushbutton, flat, momentary contact type, with holder, 1 NC, spring-type terminal, with laser labeling, upper case | - | 0 | 0
3SU1150-0AB20-3CA0-Z | Y12 | 3SU1150-0AB20-3CA0-ZY12 | 1 | UN | 1 | 10 | C | D | EAR99 | N | 85365080 | 1 |  | 0.067 | KG | 19.38 | 19.38 | CP20 | CP20 | Pushbutton, 22 mm, round, metal, shiny, red, pushbutton, flat, momentary contact type, with holder, 1 NC, spring-type terminal, with laser labeling, lower case | - | 0 | 0
3SU1150-0AB20-3CA0-Z | Y13 | 3SU1150-0AB20-3CA0-ZY13 | 1 | UN | 1 | 10 | C | D | EAR99 | N | 85365080 | 1 |  | 0.067 | KG | 19.38 | 19.38 | CP20 | CP20 | Pushbutton, 22 mm, round, metal, shiny, red, pushbutton, flat, momentary contact type, with holder, 1 NC, spring-type terminal, with laser labeling, symbol number according to, ISO 7000 or IEC 60417 | - | 0 | 0
3SU1150-0AB20-3CA0-Z | Y15 | 3SU1150-0AB20-3CA0-ZY15 | 1 | UN | 1 | 10 | C | D | EAR99 | N | 85365080 | 1 |  | 0.067 | KG | 19.38 | 19.38 | CP20 | CP20 | Pushbutton, 22 mm, round, metal, shiny, red, pushbutton, flat, momentary contact type, with holder, 1 NC, spring-type terminal, with laser labeling, upper case and lower case, always upper case at the beginning of the word | - | 0 | 0
3SU1150-0AB20-3CA0-Z | Y19 | 3SU1150-0AB20-3CA0-ZY19 | 1 | UN | 1 | 10 | C | D | EAR99 | N | 85365080 | 1 |  | 0.067 | KG | 15.58 | 15.58 | CP20 | CP20 | Pushbutton, 22 mm, round, metal, shiny, red, pushbutton, flat, momentary contact type, with holder, 1 NC, spring-type terminal, with laser labeling, inscription or symbol Customer-specific selection with SIRIUS ACT configurator (CIN) | - | 0 | 0
3SU1150-0AB20-3FA0 |  | 3SU1150-0AB20-3FA0 | 1 | UN | 1 | 5 | B | D | N | N | 85365080 | 1 | 4011209958234 | 0.1 | KG | 18.43 | 18.43 | CP20 | CP20 | Pushbutton, 22 mm, round, metal, shiny, red, pushbutton, flat, momentary contact type, with holder, 1 NO+1 NC, Spring-type terminal | - | 0 | 0
3SU1150-0AB20-3FA0-Z | X90 | 3SU1150-0AB20-3FA0-ZX90 | 1 | UN | 1 | 5 | B | D | N | N | 85365080 | 20 | 4047621048116 | 0.108 | KG | 18.43 | 18.43 | CP20 | CP20 | Pushbutton, 22 mm, round, metal, shiny, red, pushbutton, flat, momentary contact type, with holder, 1 NO+1 NC, spring-type terminal, Z=20-unit packaging | - | 0 | 0
3SU1150-0AB20-3FA0-Z | Y10 | 3SU1150-0AB20-3FA0-ZY10 | 1 | UN | 1 | 10 | C | D | EAR99 | N | 85365080 | 1 |  | 0.075 | KG | 23.18 | 23.18 | CP20 | CP20 | Pushbutton, 22 mm, round, metal, shiny, red, pushbutton, flat, momentary contact type, with holder, 1 NO+1 NC, spring-type terminal, with laser labeling, upper case and lower case, always upper case at beginning of line | - | 0 | 0
3SU1150-0AB20-3FA0-Z | Y11 | 3SU1150-0AB20-3FA0-ZY11 | 1 | UN | 1 | 10 | C | D | EAR99 | N | 85365080 | 1 |  | 0.075 | KG | 23.18 | 23.18 | CP20 | CP20 | Pushbutton, 22 mm, round, metal, shiny, red, pushbutton, flat, momentary contact type, with holder, 1 NO+1 NC, spring-type terminal, with laser labeling, upper case | - | 0 | 0
3SU1150-0AB20-3FA0-Z | Y12 | 3SU1150-0AB20-3FA0-ZY12 | 1 | UN | 1 | 10 | C | D | EAR99 | N | 85365080 | 1 |  | 0.075 | KG | 23.18 | 23.18 | CP20 | CP20 | Pushbutton, 22 mm, round, metal, shiny, red, pushbutton, flat, momentary contact type, with holder, 1 NO+1 NC, spring-type terminal, with laser labeling, lower case | - | 0 | 0
3SU1150-0AB20-3FA0-Z | Y13 | 3SU1150-0AB20-3FA0-ZY13 | 1 | UN | 1 | 10 | C | D | EAR99 | N | 85365080 | 1 |  | 0.075 | KG | 23.18 | 23.18 | CP20 | CP20 | Pushbutton, 22 mm, round, metal, shiny, red, pushbutton, flat, momentary contact type, with holder, 1 NO+1 NC, spring-type terminal, with laser labeling, symbol number according to, ISO 7000 or IEC 60417 | - | 0 | 0
3SU1150-0AB20-3FA0-Z | Y15 | 3SU1150-0AB20-3FA0-ZY15 | 1 | UN | 1 | 10 | C | D | EAR99 | N | 85365080 | 1 |  | 0.075 | KG | 23.18 | 23.18 | CP20 | CP20 | Pushbutton, 22 mm, round, metal, shiny, red, pushbutton, flat, momentary contact type, with holder, 1 NO+1 NC, spring-type terminal, with laser labeling, upper case and lower case, always upper case at the beginning of the word | - | 0 | 0
3SU1150-0AB20-3FA0-Z | Y19 | 3SU1150-0AB20-3FA0-ZY19 | 1 | UN | 1 | 10 | C | D | EAR99 | N | 85365080 | 1 |  | 0.075 | KG | 19.38 | 19.38 | CP20 | CP20 | Pushbutton, 22 mm, round, metal, shiny, red, pushbutton, flat, momentary contact type, with holder, 1 NO+1 NC, spring-type terminal, with laser labeling, inscription or symbol Customer-specific selection with SIRIUS ACT configurator (CIN) | - | 0 | 0
3SU1150-0AB30-1BA0 |  | 3SU1150-0AB30-1BA0 | 1 | UN | 1 | 3 | B | D | N | N | 85365080 | 1 | 4011209958302 | 0.096 | KG | 14.35 | 13.78 | CP20 | CP20 | Pushbutton, 22 mm, round, metal, shiny, yellow, pushbutton, flat, momentary contact type, with holder, 1 NO, screw terminal | Lista Papel 2020 SI | 0 | 0
3SU1150-0AB30-1BA0-Z | X90 | 3SU1150-0AB30-1BA0-ZX90 | 1 | UN | 1 | 5 | B | D | EAR99 | N | 85365080 | 20 |  | 0.067 | KG | 14.35 | 14.35 | CP20 | CP20 | Pushbutton, 22 mm, round, metal, shiny, yellow, pushbutton, flat, momentary contact type, with holder, 1 NO, screw terminal, Z=20-unit packaging | - | 0 | 0
3SU1150-0AB30-1BA0-Z | Y10 | 3SU1150-0AB30-1BA0-ZY10 | 1 | UN | 1 | 10 | C | D | EAR99 | N | 85365080 | 1 |  | 0.067 | KG | 19.1 | 19.1 | CP20 | CP20 | Pushbutton, 22 mm, round, metal, shiny, yellow, pushbutton, flat, momentary contact type, with holder, 1 NO, screw terminal, with laser labeling, upper case and lower case, always upper case at beginning of line | - | 0 | 0
3SU1150-0AB30-1BA0-Z | Y11 | 3SU1150-0AB30-1BA0-ZY11 | 1 | UN | 1 | 10 | C | D | EAR99 | N | 85365080 | 1 |  | 0.067 | KG | 19.1 | 19.1 | CP20 | CP20 | Pushbutton, 22 mm, round, metal, shiny, yellow, pushbutton, flat, momentary contact type, with holder, 1 NO, screw terminal, with laser labeling, upper case | - | 0 | 0
3SU1150-0AB30-1BA0-Z | Y12 | 3SU1150-0AB30-1BA0-ZY12 | 1 | UN | 1 | 10 | C | D | EAR99 | N | 85365080 | 1 |  | 0.067 | KG | 19.1 | 19.1 | CP20 | CP20 | Pushbutton, 22 mm, round, metal, shiny, yellow, pushbutton, flat, momentary contact type, with holder, 1 NO, screw terminal, with laser labeling, lower case | - | 0 | 0
3SU1150-0AB30-1BA0-Z | Y13 | 3SU1150-0AB30-1BA0-ZY13 | 1 | UN | 1 | 10 | C | D | EAR99 | N | 85365080 | 1 |  | 0.067 | KG | 19.1 | 19.1 | CP20 | CP20 | Pushbutton, 22 mm, round, metal, shiny, yellow, pushbutton, flat, momentary contact type, with holder, 1 NO, screw terminal, with laser labeling, symbol number according to, ISO 7000 or IEC 60417 | - | 0 | 0
3SU1150-0AB30-1BA0-Z | Y15 | 3SU1150-0AB30-1BA0-ZY15 | 1 | UN | 1 | 10 | C | D | EAR99 | N | 85365080 | 1 |  | 0.067 | KG | 19.1 | 19.1 | CP20 | CP20 | Pushbutton, 22 mm, round, metal, shiny, yellow, pushbutton, flat, momentary contact type, with holder, 1 NO, screw terminal, with laser labeling, upper case and lower case, always upper case at the beginning of the word | - | 0 | 0
3SU1150-0AB30-1BA0-Z | Y19 | 3SU1150-0AB30-1BA0-ZY19 | 1 | UN | 1 | 10 | C | D | EAR99 | N | 85365080 | 1 |  | 0.067 | KG | 15.3 | 15.3 | CP20 | CP20 | Pushbutton, 22 mm, round, metal, shiny, yellow, pushbutton, flat, momentary contact type, with holder, 1 NO, screw terminal, with laser labeling, inscription or symbol Customer-specific selection with SIRIUS ACT configurator (CIN) | - | 0 | 0
3SU1150-0AB30-1FA0 |  | 3SU1150-0AB30-1FA0 | 1 | UN | 1 | 5 | B | D | N | N | 85365080 | 1 | 4011209958173 | 0.098 | KG | 17.67 | 16.91 | CP20 | CP20 | Pushbutton, 22 mm, round, metal, shiny, yellow, pushbutton, flat, momentary contact type, with holder, 1 NO+1 NC, screw terminal | Lista Papel 2020 SI | 0 | 0
3SU1150-0AB30-1FA0-Z | X90 | 3SU1150-0AB30-1FA0-ZX90 | 1 | UN | 1 | 5 | B | D | EAR99 | N | 85365080 | 20 |  | 0.075 | KG | 17.67 | 17.67 | CP20 | CP20 | Pushbutton, 22 mm, round, metal, shiny, yellow, pushbutton, flat, momentary contact type, with holder, 1 NO+1 NC, screw terminal, Z=20-unit packaging | - | 0 | 0
3SU1150-0AB30-1FA0-Z | Y10 | 3SU1150-0AB30-1FA0-ZY10 | 1 | UN | 1 | 10 | C | D | EAR99 | N | 85365080 | 1 |  | 0.075 | KG | 22.42 | 22.42 | CP20 | CP20 | Pushbutton, 22 mm, round, metal, shiny, yellow, pushbutton, flat, momentary contact type, 1 NO+1 NC, screw terminal, with laser labeling, upper case and lower case, always upper case at beginning of line | - | 0 | 0
3SU1150-0AB30-1FA0-Z | Y11 | 3SU1150-0AB30-1FA0-ZY11 | 1 | UN | 1 | 10 | C | D | EAR99 | N | 85365080 | 1 |  | 0.075 | KG | 22.42 | 22.42 | CP20 | CP20 | Pushbutton, 22 mm, round, metal, shiny, yellow, pushbutton, flat, momentary contact type, 1 NO+1 NC, screw terminal, with laser labeling, upper case | - | 0 | 0
3SU1150-0AB30-1FA0-Z | Y12 | 3SU1150-0AB30-1FA0-ZY12 | 1 | UN | 1 | 10 | C | D | EAR99 | N | 85365080 | 1 |  | 0.075 | KG | 22.42 | 22.42 | CP20 | CP20 | Pushbutton, 22 mm, round, metal, shiny, yellow, pushbutton, flat, momentary contact type, 1 NO+1 NC, screw terminal, with laser labeling, lower case | - | 0 | 0
3SU1150-0AB30-1FA0-Z | Y13 | 3SU1150-0AB30-1FA0-ZY13 | 1 | UN | 1 | 10 | C | D | EAR99 | N | 85365080 | 1 |  | 0.075 | KG | 22.42 | 22.42 | CP20 | CP20 | Pushbutton, 22 mm, round, metal, shiny, yellow, pushbutton, flat, momentary contact type, 1 NO+1 NC, screw terminal, with laser labeling, symbol number according to, ISO 7000 or IEC 60417 | - | 0 | 0
3SU1150-0AB30-1FA0-Z | Y15 | 3SU1150-0AB30-1FA0-ZY15 | 1 | UN | 1 | 10 | C | D | EAR99 | N | 85365080 | 1 |  | 0.075 | KG | 22.42 | 22.42 | CP20 | CP20 | Pushbutton, 22 mm, round, metal, shiny, yellow, pushbutton, flat, momentary contact type, 1 NO+1 NC, screw terminal, with laser labeling, upper case and lower case, always upper case at the beginning of the word | - | 0 | 0
3SU1150-0AB30-1FA0-Z | Y19 | 3SU1150-0AB30-1FA0-ZY19 | 1 | UN | 1 | 10 | C | D | EAR99 | N | 85365080 | 1 |  | 0.075 | KG | 18.62 | 18.62 | CP20 | CP20 | Pushbutton, 22 mm, round, metal, shiny, yellow, pushbutton, flat, momentary contact type, 1 NO+1 NC, screw terminal, with laser labeling, inscription or symbol Customer-specific selection with SIRIUS ACT configurator (CIN) | - | 0 | 0
3SU1150-0AB30-3BA0 |  | 3SU1150-0AB30-3BA0 | 1 | UN | 1 | 5 | B | D | N | N | 85365080 | 1 | 4011209958364 | 0.093 | KG | 14.63 | 14.63 | CP20 | CP20 | Pushbutton, 22 mm, round, metal, shiny, yellow, pushbutton, flat, momentary contact type, 1 NO, Spring-type terminal | - | 0 | 0
3SU1150-0AB30-3BA0-Z | X90 | 3SU1150-0AB30-3BA0-ZX90 | 1 | UN | 1 | 5 | B | D | EAR99 | N | 85365080 | 20 |  | 0.067 | KG | 14.63 | 14.63 | CP20 | CP20 | Pushbutton, 22 mm, round, metal, shiny, yellow, pushbutton, flat, momentary contact type, 1 NO, spring-type terminal, Z=20-unit packaging | - | 0 | 0
3SU1150-0AB30-3BA0-Z | Y10 | 3SU1150-0AB30-3BA0-ZY10 | 1 | UN | 1 | 10 | C | D | EAR99 | N | 85365080 | 1 |  | 0.067 | KG | 19.38 | 19.38 | CP20 | CP20 | Pushbutton, 22 mm, round, metal, shiny, yellow, pushbutton, flat, momentary contact type, 1 NO, spring-type terminal, with laser labeling, upper case and lower case, always upper case at beginning of line | - | 0 | 0
3SU1150-0AB30-3BA0-Z | Y11 | 3SU1150-0AB30-3BA0-ZY11 | 1 | UN | 1 | 10 | C | D | EAR99 | N | 85365080 | 1 |  | 0.067 | KG | 19.38 | 19.38 | CP20 | CP20 | Pushbutton, 22 mm, round, metal, shiny, yellow, pushbutton, flat, momentary contact type, 1 NO, spring-type terminal, with laser labeling, upper case | - | 0 | 0
3SU1150-0AB30-3BA0-Z | Y12 | 3SU1150-0AB30-3BA0-ZY12 | 1 | UN | 1 | 10 | C | D | EAR99 | N | 85365080 | 1 |  | 0.067 | KG | 19.38 | 19.38 | CP20 | CP20 | Pushbutton, 22 mm, round, metal, shiny, yellow, pushbutton, flat, momentary contact type, 1 NO, spring-type terminal, with laser labeling, lower case | - | 0 | 0
3SU1150-0AB30-3BA0-Z | Y13 | 3SU1150-0AB30-3BA0-ZY13 | 1 | UN | 1 | 10 | C | D | EAR99 | N | 85365080 | 1 |  | 0.067 | KG | 19.38 | 19.38 | CP20 | CP20 | Pushbutton, 22 mm, round, metal, shiny, yellow, pushbutton, flat, momentary contact type, 1 NO, spring-type terminal, with laser labeling, symbol number according to, ISO 7000 or IEC 60417 | - | 0 | 0
3SU1150-0AB30-3BA0-Z | Y15 | 3SU1150-0AB30-3BA0-ZY15 | 1 | UN | 1 | 10 | C | D | EAR99 | N | 85365080 | 1 |  | 0.067 | KG | 19.38 | 19.38 | CP20 | CP20 | Pushbutton, 22 mm, round, metal, shiny, yellow, pushbutton, flat, momentary contact type, 1 NO, spring-type terminal, with laser labeling, upper case and lower case, always upper case at the beginning of the word | - | 0 | 0
3SU1150-0AB30-3BA0-Z | Y19 | 3SU1150-0AB30-3BA0-ZY19 | 1 | UN | 1 | 10 | C | D | EAR99 | N | 85365080 | 1 |  | 0.067 | KG | 15.58 | 15.58 | CP20 | CP20 | Pushbutton, 22 mm, round, metal, shiny, yellow, pushbutton, flat, momentary contact type, 1 NO, spring-type terminal, with laser labeling, inscription or symbol Customer-specific selection with SIRIUS ACT configurator (CIN) | - | 0 | 0
3SU1150-0AB30-3FA0 |  | 3SU1150-0AB30-3FA0 | 1 | UN | 1 | 5 | B | D | N | N | 85365080 | 1 | 4011209958241 | 0.107 | KG | 18.43 | 18.43 | CP20 | CP20 | Pushbutton, 22 mm, round, metal, shiny, yellow, pushbutton, flat, momentary contact type, 1 NO+1 NC, Spring-type terminal | - | 0 | 0
3SU1150-0AB30-3FA0-Z | X90 | 3SU1150-0AB30-3FA0-ZX90 | 1 | UN | 1 | 5 | B | D | EAR99 | N | 85365080 | 20 |  | 0.075 | KG | 18.43 | 18.43 | CP20 | CP20 | Pushbutton, 22 mm, round, metal, shiny, yellow, pushbutton, flat, momentary contact type, 1 NO+1 NC, spring-type terminal, Z=20-unit packaging | - | 0 | 0
3SU1150-0AB30-3FA0-Z | Y10 | 3SU1150-0AB30-3FA0-ZY10 | 1 | UN | 1 | 10 | C | D | EAR99 | N | 85365080 | 1 |  | 0.075 | KG | 23.18 | 23.18 | CP20 | CP20 | Pushbutton, 22 mm, round, metal, shiny, yellow, pushbutton, flat, momentary contact type, 1 NO+1 NC, spring-type terminal, with laser labeling, upper case and lower case, always upper case at beginning of line | - | 0 | 0
3SU1150-0AB30-3FA0-Z | Y11 | 3SU1150-0AB30-3FA0-ZY11 | 1 | UN | 1 | 10 | C | D | EAR99 | N | 85365080 | 1 |  | 0.075 | KG | 23.18 | 23.18 | CP20 | CP20 | Pushbutton, 22 mm, round, metal, shiny, yellow, pushbutton, flat, momentary contact type, 1 NO+1 NC, spring-type terminal, with laser labeling, upper case | - | 0 | 0
3SU1150-0AB30-3FA0-Z | Y12 | 3SU1150-0AB30-3FA0-ZY12 | 1 | UN | 1 | 10 | C | D | EAR99 | N | 85365080 | 1 |  | 0.075 | KG | 23.18 | 23.18 | CP20 | CP20 | Pushbutton, 22 mm, round, metal, shiny, yellow, pushbutton, flat, momentary contact type, 1 NO+1 NC, spring-type terminal, with laser labeling, lower case | - | 0 | 0
3SU1150-0AB30-3FA0-Z | Y13 | 3SU1150-0AB30-3FA0-ZY13 | 1 | UN | 1 | 10 | C | D | EAR99 | N | 85365080 | 1 |  | 0.075 | KG | 23.18 | 23.18 | CP20 | CP20 | Pushbutton, 22 mm, round, metal, shiny, yellow, pushbutton, flat, momentary contact type, 1 NO+1 NC, spring-type terminal, with laser labeling, symbol number according to, ISO 7000 or IEC 60417 | - | 0 | 0
3SU1150-0AB30-3FA0-Z | Y15 | 3SU1150-0AB30-3FA0-ZY15 | 1 | UN | 1 | 10 | C | D | EAR99 | N | 85365080 | 1 |  | 0.075 | KG | 23.18 | 23.18 | CP20 | CP20 | Pushbutton, 22 mm, round, metal, shiny, yellow, pushbutton, flat, momentary contact type, 1 NO+1 NC, spring-type terminal, with laser labeling, upper case and lower case, always upper case at the beginning of the word | - | 0 | 0
3SU1150-0AB30-3FA0-Z | Y19 | 3SU1150-0AB30-3FA0-ZY19 | 1 | UN | 1 | 10 | C | D | EAR99 | N | 85365080 | 1 |  | 0.075 | KG | 19.38 | 19.38 | CP20 | CP20 | Pushbutton, 22 mm, round, metal, shiny, yellow, pushbutton, flat, momentary contact type, 1 NO+1 NC, spring-type terminal, with laser labeling, inscription or symbol Customer-specific selection with SIRIUS ACT configurator (CIN) | - | 0 | 0
3SU1150-0AB40-1BA0 |  | 3SU1150-0AB40-1BA0 | 1 | UN | 1 | 1 | A | D | N | N | 85365080 | 1 | 4011209958319 | 0.091 | KG | 14.35 | 13.78 | CP20 | CP20 | Pushbutton, 22 mm, round, metal, shiny, green, pushbutton, flat, momentary contact type, 1 NO, screw terminal | Lista Papel 2020 SI | 0 | 0
3SU1150-0AB40-1BA0-Z | X90 | 3SU1150-0AB40-1BA0-ZX90 | 1 | UN | 1 | 5 | B | D | N | N | 85365080 | 20 | 4047621032160 | 0.1 | KG | 14.35 | 14.35 | CP20 | CP20 | Pushbutton, 22 mm, round, metal, shiny, green, pushbutton, flat, momentary contact type, 1 NO, screw terminal, Z=20-unit packaging | - | 0 | 0
3SU1150-0AB40-1BA0-Z | Y10 | 3SU1150-0AB40-1BA0-ZY10 | 1 | UN | 1 | 10 | C | D | EAR99 | N | 85365080 | 1 |  | 0.067 | KG | 19.1 | 19.1 | CP20 | CP20 | Pushbutton, 22 mm, round, metal, shiny, green, pushbutton, flat, momentary contact type, 1 NO, screw terminal, with laser labeling, upper case and lower case, always upper case at beginning of line | - | 0 | 0
3SU1150-0AB40-1BA0-Z | Y11 | 3SU1150-0AB40-1BA0-ZY11 | 1 | UN | 1 | 10 | C | D | EAR99 | N | 85365080 | 1 |  | 0.067 | KG | 19.1 | 19.1 | CP20 | CP20 | Pushbutton, 22 mm, round, metal, shiny, green, pushbutton, flat, momentary contact type, 1 NO, screw terminal, with laser labeling, upper case | - | 0 | 0
3SU1150-0AB40-1BA0-Z | Y12 | 3SU1150-0AB40-1BA0-ZY12 | 1 | UN | 1 | 10 | C | D | EAR99 | N | 85365080 | 1 |  | 0.067 | KG | 19.1 | 19.1 | CP20 | CP20 | Pushbutton, 22 mm, round, metal, shiny, green, pushbutton, flat, momentary contact type, 1 NO, screw terminal, with laser labeling, lower case | - | 0 | 0
3SU1150-0AB40-1BA0-Z | Y13 | 3SU1150-0AB40-1BA0-ZY13 | 1 | UN | 1 | 10 | C | D | EAR99 | N | 85365080 | 1 |  | 0.067 | KG | 19.1 | 19.1 | CP20 | CP20 | Pushbutton, 22 mm, round, metal, shiny, green, pushbutton, flat, momentary contact type, 1 NO, screw terminal, with laser labeling, symbol number according to, ISO 7000 or IEC 60417 | - | 0 | 0
3SU1150-0AB40-1BA0-Z | Y15 | 3SU1150-0AB40-1BA0-ZY15 | 1 | UN | 1 | 10 | C | D | EAR99 | N | 85365080 | 1 |  | 0.067 | KG | 19.1 | 19.1 | CP20 | CP20 | Pushbutton, 22 mm, round, metal, shiny, green, pushbutton, flat, momentary contact type, 1 NO, screw terminal, with laser labeling, upper case and lower case, always upper case at the beginning of the word | - | 0 | 0
3SU1150-0AB40-1BA0-Z | Y19 | 3SU1150-0AB40-1BA0-ZY19 | 1 | UN | 1 | 10 | C | D | EAR99 | N | 85365080 | 1 |  | 0.067 | KG | 15.3 | 15.3 | CP20 | CP20 | Pushbutton, 22 mm, round, metal, shiny, green, pushbutton, flat, momentary contact type, 1 NO, screw terminal, with laser labeling, inscription or symbol Customer-specific selection with SIRIUS ACT configurator (CIN) | - | 0 | 0
3SU1150-0AB40-1FA0 |  | 3SU1150-0AB40-1FA0 | 1 | UN | 1 | 1 | A | D | N | N | 85365080 | 1 | 4011209958180 | 0.101 | KG | 17.67 | 16.91 | CP20 | CP20 | Pushbutton, 22 mm, round, metal, shiny, green, pushbutton, flat, momentary contact type, 1 NO+1 NC, screw terminal | Lista Papel 2020 SI | 0 | 0
3SU1150-0AB40-1FA0-Z | X90 | 3SU1150-0AB40-1FA0-ZX90 | 1 | UN | 1 | 5 | B | D | N | N | 85365080 | 20 | 4047621073736 | 0.109 | KG | 17.67 | 17.67 | CP20 | CP20 | Pushbutton, 22 mm, round, metal, shiny, green, pushbutton, flat, momentary contact type, 1 NO+1 NC, screw terminal, Z=20-unit packaging | - | 0 | 0
3SU1150-0AB40-1FA0-Z | Y10 | 3SU1150-0AB40-1FA0-ZY10 | 1 | UN | 1 | 10 | C | D | N | N | 85365080 | 1 |  | 0.1 | KG | 22.42 | 22.42 | CP20 | CP20 | Pushbutton, 22 mm, round, metal, shiny, green, pushbutton, flat, momentary contact type, 1 NO+1 NC, screw terminal, with laser labeling, upper case and lower case, always upper case at beginning of line | - | 0 | 0
3SU1150-0AB40-1FA0-Z | Y11 | 3SU1150-0AB40-1FA0-ZY11 | 1 | UN | 1 | 10 | C | D | N | N | 85365080 | 1 |  | 0.075 | KG | 22.42 | 22.42 | CP20 | CP20 | Pushbutton, 22 mm, round, metal, shiny, green, pushbutton, flat, momentary contact type, 1 NO+1 NC, screw terminal, with laser labeling, upper case | - | 0 | 0
3SU1150-0AB40-1FA0-Z | Y12 | 3SU1150-0AB40-1FA0-ZY12 | 1 | UN | 1 | 10 | C | D | N | N | 85365080 | 1 |  | 0.075 | KG | 22.42 | 22.42 | CP20 | CP20 | Pushbutton, 22 mm, round, metal, shiny, green, pushbutton, flat, momentary contact type, 1 NO+1 NC, screw terminal, with laser labeling, lower case | - | 0 | 0
3SU1150-0AB40-1FA0-Z | Y13 | 3SU1150-0AB40-1FA0-ZY13 | 1 | UN | 1 | 10 | C | D | N | N | 85365080 | 1 |  | 0.075 | KG | 22.42 | 22.42 | CP20 | CP20 | Pushbutton, 22 mm, round, metal, shiny, green, pushbutton, flat, momentary contact type, 1 NO+1 NC, screw terminal, with laser labeling, symbol number according to, ISO 7000 or IEC 60417 | - | 0 | 0
3SU1150-0AB40-1FA0-Z | Y15 | 3SU1150-0AB40-1FA0-ZY15 | 1 | UN | 1 | 10 | C | D | N | N | 85365080 | 1 |  | 0.075 | KG | 22.42 | 22.42 | CP20 | CP20 | Pushbutton, 22 mm, round, metal, shiny, green, pushbutton, flat, momentary contact type, 1 NO+1 NC, screw terminal, with laser labeling, upper case and lower case, always upper case at the beginning of the word | - | 0 | 0
3SU1150-0AB40-1FA0-Z | Y19 | 3SU1150-0AB40-1FA0-ZY19 | 1 | UN | 1 | 10 | C | D | N | N | 85365080 | 1 |  | 0.075 | KG | 18.62 | 18.62 | CP20 | CP20 | Pushbutton, 22 mm, round, metal, shiny, green, pushbutton, flat, momentary contact type, 1 NO+1 NC, screw terminal, with laser labeling, inscription or symbol Customer-specific selection with SIRIUS ACT configurator (CIN) | - | 0 | 0
3SU1150-0AB40-3BA0 |  | 3SU1150-0AB40-3BA0 | 1 | UN | 1 | 5 | B | D | N | N | 85365080 | 1 | 4011209958371 | 0.093 | KG | 14.63 | 14.63 | CP20 | CP20 | Pushbutton, 22 mm, round, metal, shiny, green, pushbutton, flat, momentary contact type, 1 NO, Spring-type terminal | - | 0 | 0
3SU1150-0AB40-3BA0-Z | X90 | 3SU1150-0AB40-3BA0-ZX90 | 1 | UN | 1 | 5 | B | D | N | N | 85365080 | 20 | 4047621074115 | 0.099 | KG | 14.63 | 14.63 | CP20 | CP20 | Pushbutton, 22 mm, round, metal, shiny, green, pushbutton, flat, momentary contact type, 1 NO, spring-type terminal, Z=20-unit packaging | - | 0 | 0
3SU1150-0AB40-3BA0-Z | Y10 | 3SU1150-0AB40-3BA0-ZY10 | 1 | UN | 1 | 10 | C | D | EAR99 | N | 85365080 | 1 |  | 0.067 | KG | 19.38 | 19.38 | CP20 | CP20 | Pushbutton, 22 mm, round, metal, shiny, green, pushbutton, flat, momentary contact type, 1 NO, spring-type terminal, with laser labeling, upper case and lower case, always upper case at beginning of line | - | 0 | 0
3SU1150-0AB40-3BA0-Z | Y11 | 3SU1150-0AB40-3BA0-ZY11 | 1 | UN | 1 | 10 | C | D | EAR99 | N | 85365080 | 1 |  | 0.067 | KG | 19.38 | 19.38 | CP20 | CP20 | Pushbutton, 22 mm, round, metal, shiny, green, pushbutton, flat, momentary contact type, 1 NO, spring-type terminal, with laser labeling, upper case | - | 0 | 0
3SU1150-0AB40-3BA0-Z | Y12 | 3SU1150-0AB40-3BA0-ZY12 | 1 | UN | 1 | 10 | C | D | EAR99 | N | 85365080 | 1 |  | 0.067 | KG | 19.38 | 19.38 | CP20 | CP20 | Pushbutton, 22 mm, round, metal, shiny, green, pushbutton, flat, momentary contact type, 1 NO, spring-type terminal, with laser labeling, lower case | - | 0 | 0
3SU1150-0AB40-3BA0-Z | Y13 | 3SU1150-0AB40-3BA0-ZY13 | 1 | UN | 1 | 10 | C | D | EAR99 | N | 85365080 | 1 |  | 0.067 | KG | 19.38 | 19.38 | CP20 | CP20 | Pushbutton, 22 mm, round, metal, shiny, green, pushbutton, flat, momentary contact type, 1 NO, spring-type terminal, with laser labeling, symbol number according to, ISO 7000 or IEC 60417 | - | 0 | 0
3SU1150-0AB40-3BA0-Z | Y15 | 3SU1150-0AB40-3BA0-ZY15 | 1 | UN | 1 | 10 | C | D | EAR99 | N | 85365080 | 1 |  | 0.067 | KG | 19.38 | 19.38 | CP20 | CP20 | Pushbutton, 22 mm, round, metal, shiny, green, pushbutton, flat, momentary contact type, 1 NO, spring-type terminal, with laser labeling, upper case and lower case, always upper case at the beginning of the word | - | 0 | 0
3SU1150-0AB40-3BA0-Z | Y19 | 3SU1150-0AB40-3BA0-ZY19 | 1 | UN | 1 | 10 | C | D | EAR99 | N | 85365080 | 1 |  | 0.067 | KG | 15.58 | 15.58 | CP20 | CP20 | Pushbutton, 22 mm, round, metal, shiny, green, pushbutton, flat, momentary contact type, 1 NO, spring-type terminal, with laser labeling, inscription or symbol Customer-specific selection with SIRIUS ACT configurator (CIN) | - | 0 | 0
3SU1150-0AB40-3FA0 |  | 3SU1150-0AB40-3FA0 | 1 | UN | 1 | 5 | B | D | N | N | 85365080 | 1 | 4011209958258 | 0.1 | KG | 18.43 | 18.43 | CP20 | CP20 | Pushbutton, 22 mm, round, metal, shiny, green, pushbutton, flat, momentary contact type, 1 NO+1 NC, Spring-type terminal | - | 0 | 0
3SU1150-0AB40-3FA0-Z | X90 | 3SU1150-0AB40-3FA0-ZX90 | 1 | UN | 1 | 5 | B | D | EAR99 | N | 85365080 | 20 |  | 0.075 | KG | 18.43 | 18.43 | CP20 | CP20 | Pushbutton, 22 mm, round, metal, shiny, green, pushbutton, flat, momentary contact type, 1 NO+1 NC, spring-type terminal, Z=20-unit packaging | - | 0 | 0
3SU1150-0AB40-3FA0-Z | Y10 | 3SU1150-0AB40-3FA0-ZY10 | 1 | UN | 1 | 10 | C | D | EAR99 | N | 85365080 | 1 |  | 0.075 | KG | 23.18 | 23.18 | CP20 | CP20 | Pushbutton, 22 mm, round, metal, shiny, green, pushbutton, flat, momentary contact type, 1 NO+1 NC, spring-type terminal, with laser labeling, upper case and lower case, always upper case at beginning of line | - | 0 | 0
3SU1150-0AB40-3FA0-Z | Y11 | 3SU1150-0AB40-3FA0-ZY11 | 1 | UN | 1 | 10 | C | D | EAR99 | N | 85365080 | 1 |  | 0.075 | KG | 23.18 | 23.18 | CP20 | CP20 | Pushbutton, 22 mm, round, metal, shiny, green, pushbutton, flat, momentary contact type, 1 NO+1 NC, spring-type terminal, with laser labeling, upper case | - | 0 | 0
3SU1150-0AB40-3FA0-Z | Y12 | 3SU1150-0AB40-3FA0-ZY12 | 1 | UN | 1 | 10 | C | D | EAR99 | N | 85365080 | 1 |  | 0.075 | KG | 23.18 | 23.18 | CP20 | CP20 | Pushbutton, 22 mm, round, metal, shiny, green, pushbutton, flat, momentary contact type, 1 NO+1 NC, spring-type terminal, with laser labeling, lower case | - | 0 | 0
3SU1150-0AB40-3FA0-Z | Y13 | 3SU1150-0AB40-3FA0-ZY13 | 1 | UN | 1 | 10 | C | D | EAR99 | N | 85365080 | 1 |  | 0.075 | KG | 23.18 | 23.18 | CP20 | CP20 | Pushbutton, 22 mm, round, metal, shiny, green, pushbutton, flat, momentary contact type, 1 NO+1 NC, spring-type terminal, with laser labeling, symbol number according to, ISO 7000 or IEC 60417 | - | 0 | 0
3SU1150-0AB40-3FA0-Z | Y15 | 3SU1150-0AB40-3FA0-ZY15 | 1 | UN | 1 | 10 | C | D | EAR99 | N | 85365080 | 1 |  | 0.075 | KG | 23.18 | 23.18 | CP20 | CP20 | Pushbutton, 22 mm, round, metal, shiny, green, pushbutton, flat, momentary contact type, 1 NO+1 NC, spring-type terminal, with laser labeling, upper case and lower case, always upper case at the beginning of the word | - | 0 | 0
3SU1150-0AB40-3FA0-Z | Y19 | 3SU1150-0AB40-3FA0-ZY19 | 1 | UN | 1 | 10 | C | D | EAR99 | N | 85365080 | 1 |  | 0.075 | KG | 19.38 | 19.38 | CP20 | CP20 | Pushbutton, 22 mm, round, metal, shiny, green, pushbutton, flat, momentary contact type, 1 NO+1 NC, spring-type terminal, with laser labeling, inscription or symbol Customer-specific selection with SIRIUS ACT configurator (CIN) | - | 0 | 0
3SU1150-0AB50-1BA0 |  | 3SU1150-0AB50-1BA0 | 1 | UN | 1 | 3 | B | D | N | N | 85365080 | 1 | 4011209958326 | 0.093 | KG | 14.35 | 13.78 | CP20 | CP20 | Pushbutton, 22 mm, round, metal, shiny, blue, pushbutton, flat, momentary contact type, 1 NO, screw terminal | Lista Papel 2020 SI | 0 | 0
3SU1150-0AB50-1BA0-Z | X90 | 3SU1150-0AB50-1BA0-ZX90 | 1 | UN | 1 | 5 | B | D | EAR99 | N | 85365080 | 20 |  | 0.067 | KG | 14.35 | 14.35 | CP20 | CP20 | Pushbutton, 22 mm, round, metal, shiny, blue, pushbutton, flat, momentary contact type, 1 NO, screw terminal, Z=20-unit packaging | - | 0 | 0
3SU1150-0AB50-1BA0-Z | Y10 | 3SU1150-0AB50-1BA0-ZY10 | 1 | UN | 1 | 10 | C | D | N | N | 85365080 | 1 |  | 0.1 | KG | 19.1 | 19.1 | CP20 | CP20 | Pushbutton, 22 mm, round, metal, shiny, blue, pushbutton, flat, momentary contact type, 1 NO, screw terminal, with laser labeling, upper case and lower case, always upper case at beginning of line | - | 0 | 0
3SU1150-0AB50-1BA0-Z | Y11 | 3SU1150-0AB50-1BA0-ZY11 | 1 | UN | 1 | 10 | C | D | N | N | 85365080 | 1 |  | 0.067 | KG | 19.1 | 19.1 | CP20 | CP20 | Pushbutton, 22 mm, round, metal, shiny, blue, pushbutton, flat, momentary contact type, 1 NO, screw terminal, with laser labeling, upper case | - | 0 | 0
3SU1150-0AB50-1BA0-Z | Y12 | 3SU1150-0AB50-1BA0-ZY12 | 1 | UN | 1 | 10 | C | D | N | N | 85365080 | 1 |  | 0.067 | KG | 19.1 | 19.1 | CP20 | CP20 | Pushbutton, 22 mm, round, metal, shiny, blue, pushbutton, flat, momentary contact type, 1 NO, screw terminal, with laser labeling, lower case | - | 0 | 0
3SU1150-0AB50-1BA0-Z | Y13 | 3SU1150-0AB50-1BA0-ZY13 | 1 | UN | 1 | 10 | C | D | N | N | 85365080 | 1 |  | 0.095 | KG | 19.1 | 19.1 | CP20 | CP20 | Pushbutton, 22 mm, round, metal, shiny, blue, pushbutton, flat, momentary contact type, 1 NO, screw terminal, with laser labeling, symbol number according to, ISO 7000 or IEC 60417 | - | 0 | 0
3SU1150-0AB50-1BA0-Z | Y15 | 3SU1150-0AB50-1BA0-ZY15 | 1 | UN | 1 | 10 | C | D | N | N | 85365080 | 1 |  | 0.067 | KG | 19.1 | 19.1 | CP20 | CP20 | Pushbutton, 22 mm, round, metal, shiny, blue, pushbutton, flat, momentary contact type, 1 NO, screw terminal, with laser labeling, upper case and lower case, always upper case at the beginning of the word | - | 0 | 0
3SU1150-0AB50-1BA0-Z | Y19 | 3SU1150-0AB50-1BA0-ZY19 | 1 | UN | 1 | 10 | C | D | N | N | 85365080 | 1 |  | 0.067 | KG | 15.3 | 15.3 | CP20 | CP20 | Pushbutton, 22 mm, round, metal, shiny, blue, pushbutton, flat, momentary contact type, 1 NO, screw terminal, with laser labeling, inscription or symbol Customer-specific selection with SIRIUS ACT configurator (CIN) | - | 0 | 0
3SU1150-0AB50-1FA0 |  | 3SU1150-0AB50-1FA0 | 1 | UN | 1 | 5 | B | D | N | N | 85365080 | 1 | 4011209958197 | 0.1 | KG | 17.67 | 16.91 | CP20 | CP20 | Pushbutton, 22 mm, round, metal, shiny, blue, pushbutton, flat, momentary contact type, 1 NO+1 NC, screw terminal | Lista Papel 2020 SI | 0 | 0
3SU1150-0AB50-1FA0-Z | X90 | 3SU1150-0AB50-1FA0-ZX90 | 1 | UN | 1 | 5 | B | D | EAR99 | N | 85365080 | 20 |  | 0.075 | KG | 17.67 | 17.67 | CP20 | CP20 | Pushbutton, 22 mm, round, metal, shiny, blue, pushbutton, flat, momentary contact type, 1 NO+1 NC, screw terminal, Z=20-unit packaging | - | 0 | 0
3SU1150-0AB50-1FA0-Z | Y10 | 3SU1150-0AB50-1FA0-ZY10 | 1 | UN | 1 | 10 | C | D | EAR99 | N | 85365080 | 1 |  | 0.075 | KG | 22.42 | 22.42 | CP20 | CP20 | Pushbutton, 22 mm, round, metal, shiny, blue, pushbutton, flat, momentary contact type, 1 NO+1 NC, screw terminal, with laser labeling, upper case and lower case, always upper case at beginning of line | - | 0 | 0
3SU1150-0AB50-1FA0-Z | Y11 | 3SU1150-0AB50-1FA0-ZY11 | 1 | UN | 1 | 10 | C | D | EAR99 | N | 85365080 | 1 |  | 0.075 | KG | 22.42 | 22.42 | CP20 | CP20 | Pushbutton, 22 mm, round, metal, shiny, blue, pushbutton, flat, momentary contact type, 1 NO+1 NC, screw terminal, with laser labeling, upper case | - | 0 | 0
3SU1150-0AB50-1FA0-Z | Y12 | 3SU1150-0AB50-1FA0-ZY12 | 1 | UN | 1 | 10 | C | D | EAR99 | N | 85365080 | 1 |  | 0.075 | KG | 22.42 | 22.42 | CP20 | CP20 | Pushbutton, 22 mm, round, metal, shiny, blue, pushbutton, flat, momentary contact type, 1 NO+1 NC, screw terminal, with laser labeling, lower case | - | 0 | 0
3SU1150-0AB50-1FA0-Z | Y13 | 3SU1150-0AB50-1FA0-ZY13 | 1 | UN | 1 | 10 | C | D | EAR99 | N | 85365080 | 1 |  | 0.075 | KG | 22.42 | 22.42 | CP20 | CP20 | Pushbutton, 22 mm, round, metal, shiny, blue, pushbutton, flat, momentary contact type, 1 NO+1 NC, screw terminal, with laser labeling, symbol number according to, ISO 7000 or IEC 60417 | - | 0 | 0
3SU1150-0AB50-1FA0-Z | Y15 | 3SU1150-0AB50-1FA0-ZY15 | 1 | UN | 1 | 10 | C | D | EAR99 | N | 85365080 | 1 |  | 0.075 | KG | 22.42 | 22.42 | CP20 | CP20 | Pushbutton, 22 mm, round, metal, shiny, blue, pushbutton, flat, momentary contact type, 1 NO+1 NC, screw terminal, with laser labeling, upper case and lower case, always upper case at the beginning of the word | - | 0 | 0
3SU1150-0AB50-1FA0-Z | Y19 | 3SU1150-0AB50-1FA0-ZY19 | 1 | UN | 1 | 10 | C | D | EAR99 | N | 85365080 | 1 |  | 0.075 | KG | 18.62 | 18.62 | CP20 | CP20 | Pushbutton, 22 mm, round, metal, shiny, blue, pushbutton, flat, momentary contact type, 1 NO+1 NC, screw terminal, with laser labeling, inscription or symbol Customer-specific selection with SIRIUS ACT configurator (CIN) | - | 0 | 0
3SU1150-0AB50-3BA0 |  | 3SU1150-0AB50-3BA0 | 1 | UN | 1 | 5 | B | D | N | N | 85365080 | 1 | 4011209958388 | 0.093 | KG | 14.63 | 14.63 | CP20 | CP20 | Pushbutton, 22 mm, round, metal, shiny, blue, pushbutton, flat, momentary contact type, 1 NO, Spring-type terminal | - | 0 | 0
3SU1150-0AB50-3BA0-Z | X90 | 3SU1150-0AB50-3BA0-ZX90 | 1 | UN | 1 | 5 | B | D | EAR99 | N | 85365080 | 20 |  | 0.067 | KG | 14.63 | 14.63 | CP20 | CP20 | Pushbutton, 22 mm, round, metal, shiny, blue, pushbutton, flat, momentary contact type, 1 NO, spring-type terminal, Z=20-unit packaging | - | 0 | 0
3SU1150-0AB50-3BA0-Z | Y10 | 3SU1150-0AB50-3BA0-ZY10 | 1 | UN | 1 | 10 | C | D | EAR99 | N | 85365080 | 1 |  | 0.067 | KG | 19.38 | 19.38 | CP20 | CP20 | Pushbutton, 22 mm, round, metal, shiny, blue, pushbutton, flat, momentary contact type, 1 NO, spring-type terminal, with laser labeling, upper case and lower case, always upper case at beginning of line | - | 0 | 0
3SU1150-0AB50-3BA0-Z | Y11 | 3SU1150-0AB50-3BA0-ZY11 | 1 | UN | 1 | 10 | C | D | EAR99 | N | 85365080 | 1 |  | 0.067 | KG | 19.38 | 19.38 | CP20 | CP20 | Pushbutton, 22 mm, round, metal, shiny, blue, pushbutton, flat, momentary contact type, 1 NO, spring-type terminal, with laser labeling, upper case | - | 0 | 0
3SU1150-0AB50-3BA0-Z | Y12 | 3SU1150-0AB50-3BA0-ZY12 | 1 | UN | 1 | 10 | C | D | EAR99 | N | 85365080 | 1 |  | 0.067 | KG | 19.38 | 19.38 | CP20 | CP20 | Pushbutton, 22 mm, round, metal, shiny, blue, pushbutton, flat, momentary contact type, 1 NO, spring-type terminal, with laser labeling, lower case | - | 0 | 0
3SU1150-0AB50-3BA0-Z | Y13 | 3SU1150-0AB50-3BA0-ZY13 | 1 | UN | 1 | 10 | C | D | EAR99 | N | 85365080 | 1 |  | 0.067 | KG | 19.38 | 19.38 | CP20 | CP20 | Pushbutton, 22 mm, round, metal, shiny, blue, pushbutton, flat, momentary contact type, 1 NO, spring-type terminal, with laser labeling, symbol number according to, ISO 7000 or IEC 60417 | - | 0 | 0
3SU1150-0AB50-3BA0-Z | Y15 | 3SU1150-0AB50-3BA0-ZY15 | 1 | UN | 1 | 10 | C | D | EAR99 | N | 85365080 | 1 |  | 0.067 | KG | 19.38 | 19.38 | CP20 | CP20 | Pushbutton, 22 mm, round, metal, shiny, blue, pushbutton, flat, momentary contact type, 1 NO, spring-type terminal, with laser labeling, upper case and lower case, always upper case at the beginning of the word | - | 0 | 0
3SU1150-0AB50-3BA0-Z | Y19 | 3SU1150-0AB50-3BA0-ZY19 | 1 | UN | 1 | 10 | C | D | EAR99 | N | 85365080 | 1 |  | 0.067 | KG | 15.58 | 15.58 | CP20 | CP20 | Pushbutton, 22 mm, round, metal, shiny, blue, pushbutton, flat, momentary contact type, 1 NO, spring-type terminal, with laser labeling, inscription or symbol Customer-specific selection with SIRIUS ACT configurator (CIN) | - | 0 | 0
3SU1150-0AB50-3FA0 |  | 3SU1150-0AB50-3FA0 | 1 | UN | 1 | 5 | B | D | N | N | 85365080 | 1 | 4011209958265 | 0.1 | KG | 18.43 | 18.43 | CP20 | CP20 | Pushbutton, 22 mm, round, metal, shiny, blue, pushbutton, flat, momentary contact type, 1 NO+1 NC, Spring-type terminal | - | 0 | 0
3SU1150-0AB50-3FA0-Z | X90 | 3SU1150-0AB50-3FA0-ZX90 | 1 | UN | 1 | 5 | B | D | EAR99 | N | 85365080 | 20 |  | 0.075 | KG | 18.43 | 18.43 | CP20 | CP20 | Pushbutton, 22 mm, round, metal, shiny, blue, pushbutton, flat, momentary contact type, 1 NO+1 NC, spring-type terminal, Z=20-unit packaging | - | 0 | 0
3SU1150-0AB50-3FA0-Z | Y10 | 3SU1150-0AB50-3FA0-ZY10 | 1 | UN | 1 | 10 | C | D | EAR99 | N | 85365080 | 1 |  | 0.075 | KG | 23.18 | 23.18 | CP20 | CP20 | Pushbutton, 22 mm, round, metal, shiny, blue, pushbutton, flat, momentary contact type, 1 NO+1 NC, spring-type terminal, with laser labeling, upper case and lower case, always upper case at beginning of line | - | 0 | 0
3SU1150-0AB50-3FA0-Z | Y11 | 3SU1150-0AB50-3FA0-ZY11 | 1 | UN | 1 | 10 | C | D | EAR99 | N | 85365080 | 1 |  | 0.075 | KG | 23.18 | 23.18 | CP20 | CP20 | Pushbutton, 22 mm, round, metal, shiny, blue, pushbutton, flat, momentary contact type, 1 NO+1 NC, spring-type terminal, with laser labeling, upper case | - | 0 | 0
3SU1150-0AB50-3FA0-Z | Y12 | 3SU1150-0AB50-3FA0-ZY12 | 1 | UN | 1 | 10 | C | D | EAR99 | N | 85365080 | 1 |  | 0.075 | KG | 23.18 | 23.18 | CP20 | CP20 | Pushbutton, 22 mm, round, metal, shiny, blue, pushbutton, flat, momentary contact type, 1 NO+1 NC, spring-type terminal, with laser labeling, lower case | - | 0 | 0
3SU1150-0AB50-3FA0-Z | Y13 | 3SU1150-0AB50-3FA0-ZY13 | 1 | UN | 1 | 10 | C | D | EAR99 | N | 85365080 | 1 |  | 0.075 | KG | 23.18 | 23.18 | CP20 | CP20 | Pushbutton, 22 mm, round, metal, shiny, blue, pushbutton, flat, momentary contact type, 1 NO+1 NC, spring-type terminal, with laser labeling, symbol number according to, ISO 7000 or IEC 60417 | - | 0 | 0
3SU1150-0AB50-3FA0-Z | Y15 | 3SU1150-0AB50-3FA0-ZY15 | 1 | UN | 1 | 10 | C | D | EAR99 | N | 85365080 | 1 |  | 0.075 | KG | 23.18 | 23.18 | CP20 | CP20 | Pushbutton, 22 mm, round, metal, shiny, blue, pushbutton, flat, momentary contact type, 1 NO+1 NC, spring-type terminal, with laser labeling, upper case and lower case, always upper case at the beginning of the word | - | 0 | 0
3SU1150-0AB50-3FA0-Z | Y19 | 3SU1150-0AB50-3FA0-ZY19 | 1 | UN | 1 | 10 | C | D | EAR99 | N | 85365080 | 1 |  | 0.075 | KG | 19.38 | 19.38 | CP20 | CP20 | Pushbutton, 22 mm, round, metal, shiny, blue, pushbutton, flat, momentary contact type, 1 NO+1 NC, spring-type terminal, with laser labeling, inscription or symbol Customer-specific selection with SIRIUS ACT configurator (CIN) | - | 0 | 0
3SU1150-0AB60-1BA0 |  | 3SU1150-0AB60-1BA0 | 1 | UN | 1 | 3 | B | D | N | N | 85365080 | 1 | 4011209958333 | 0.091 | KG | 14.35 | 13.78 | CP20 | CP20 | Pushbutton, 22 mm, round, metal, shiny, white, pushbutton, flat, momentary contact type, 1 NO, screw terminal | Lista Papel 2020 SI | 0 | 0
3SU1150-0AB60-1BA0-Z | X90 | 3SU1150-0AB60-1BA0-ZX90 | 1 | UN | 1 | 5 | B | D | N | N | 85365080 | 20 | 4047621070704 | 0.102 | KG | 14.35 | 14.35 | CP20 | CP20 | Pushbutton, 22 mm, round, metal, shiny, white, pushbutton, flat, momentary contact type, 1 NO, screw terminal, Z=20-unit packaging | - | 0 | 0
3SU1150-0AB60-1BA0-Z | Y10 | 3SU1150-0AB60-1BA0-ZY10 | 1 | UN | 1 | 10 | C | D | N | N | 85365080 | 1 |  | 0.067 | KG | 19.1 | 19.1 | CP20 | CP20 | Pushbutton, 22 mm, round, metal, shiny, white, pushbutton, flat, momentary contact type, 1 NO, screw terminal, with laser labeling, upper case and lower case, always upper case at beginning of line | - | 0 | 0
3SU1150-0AB60-1BA0-Z | Y11 | 3SU1150-0AB60-1BA0-ZY11 | 1 | UN | 1 | 10 | C | D | N | N | 85365080 | 1 |  | 0.067 | KG | 19.1 | 19.1 | CP20 | CP20 | Pushbutton, 22 mm, round, metal, shiny, white, pushbutton, flat, momentary contact type, 1 NO, screw terminal, with laser labeling, upper case | - | 0 | 0
3SU1150-0AB60-1BA0-Z | Y12 | 3SU1150-0AB60-1BA0-ZY12 | 1 | UN | 1 | 10 | C | D | N | N | 85365080 | 1 |  | 0.067 | KG | 19.1 | 19.1 | CP20 | CP20 | Pushbutton, 22 mm, round, metal, shiny, white, pushbutton, flat, momentary contact type, 1 NO, screw terminal, with laser labeling, lower case | - | 0 | 0
3SU1150-0AB60-1BA0-Z | Y13 | 3SU1150-0AB60-1BA0-ZY13 | 1 | UN | 1 | 10 | C | D | N | N | 85365080 | 1 |  | 0.1 | KG | 19.1 | 19.1 | CP20 | CP20 | Pushbutton, 22 mm, round, metal, shiny, white, pushbutton, flat, momentary contact type, 1 NO, screw terminal, with laser labeling, symbol number according to, ISO 7000 or IEC 60417 | - | 0 | 0
3SU1150-0AB60-1BA0-Z | Y15 | 3SU1150-0AB60-1BA0-ZY15 | 1 | UN | 1 | 10 | C | D | N | N | 85365080 | 1 |  | 0.067 | KG | 19.1 | 19.1 | CP20 | CP20 | Pushbutton, 22 mm, round, metal, shiny, white, pushbutton, flat, momentary contact type, 1 NO, screw terminal, with laser labeling, upper case and lower case, always upper case at the beginning of the word | - | 0 | 0
3SU1150-0AB60-1BA0-Z | Y19 | 3SU1150-0AB60-1BA0-ZY19 | 1 | UN | 1 | 10 | C | D | N | N | 85365080 | 1 |  | 0.067 | KG | 15.3 | 15.3 | CP20 | CP20 | Pushbutton, 22 mm, round, metal, shiny, white, pushbutton, flat, momentary contact type, with holder, 1 NO, screw terminal, with laser labeling, inscription or symbol Customer-specific selection with SIRIUS ACT configurator (CIN) | - | 0 | 0
3SU1150-0AB60-1FA0 |  | 3SU1150-0AB60-1FA0 | 1 | UN | 1 | 3 | B | D | N | N | 85365080 | 1 | 4011209958203 | 0.104 | KG | 17.67 | 16.91 | CP20 | CP20 | Pushbutton, 22 mm, round, metal, shiny, white, pushbutton, flat, momentary contact type, with holder, 1 NO+1 NC, screw terminal | Lista Papel 2020 SI | 0 | 0
3SU1150-0AB60-1FA0-Z | X90 | 3SU1150-0AB60-1FA0-ZX90 | 1 | UN | 1 | 5 | B | D | EAR99 | N | 85365080 | 20 |  | 0.075 | KG | 17.67 | 17.67 | CP20 | CP20 | Pushbutton, 22 mm, round, metal, shiny, white, pushbutton, flat, momentary contact type, with holder, 1 NO+1 NC, screw terminal, Z=20-unit packaging | - | 0 | 0
3SU1150-0AB60-1FA0-Z | Y10 | 3SU1150-0AB60-1FA0-ZY10 | 1 | UN | 1 | 10 | C | D | EAR99 | N | 85365080 | 1 |  | 0.075 | KG | 22.42 | 22.42 | CP20 | CP20 | Pushbutton, 22 mm, round, metal, shiny, white, pushbutton, flat, momentary contact type, with holder, 1 NO+1 NC, screw terminal, with laser labeling, upper case and lower case, always upper case at beginning of line | - | 0 | 0
3SU1150-0AB60-1FA0-Z | Y11 | 3SU1150-0AB60-1FA0-ZY11 | 1 | UN | 1 | 10 | C | D | EAR99 | N | 85365080 | 1 |  | 0.075 | KG | 22.42 | 22.42 | CP20 | CP20 | Pushbutton, 22 mm, round, metal, shiny, white, pushbutton, flat, momentary contact type, with holder, 1 NO+1 NC, screw terminal, with laser labeling, upper case | - | 0 | 0
3SU1150-0AB60-1FA0-Z | Y12 | 3SU1150-0AB60-1FA0-ZY12 | 1 | UN | 1 | 10 | C | D | EAR99 | N | 85365080 | 1 |  | 0.075 | KG | 22.42 | 22.42 | CP20 | CP20 | Pushbutton, 22 mm, round, metal, shiny, white, pushbutton, flat, momentary contact type, with holder, 1 NO+1 NC, screw terminal, with laser labeling, lower case | - | 0 | 0
3SU1150-0AB60-1FA0-Z | Y13 | 3SU1150-0AB60-1FA0-ZY13 | 1 | UN | 1 | 10 | C | D | EAR99 | N | 85365080 | 1 |  | 0.075 | KG | 22.42 | 22.42 | CP20 | CP20 | Pushbutton, 22 mm, round, metal, shiny, white, pushbutton, flat, momentary contact type, with holder, 1 NO+1 NC, screw terminal, with laser labeling, symbol number according to, ISO 7000 or IEC 60417 | - | 0 | 0
3SU1150-0AB60-1FA0-Z | Y15 | 3SU1150-0AB60-1FA0-ZY15 | 1 | UN | 1 | 10 | C | D | EAR99 | N | 85365080 | 1 |  | 0.075 | KG | 22.42 | 22.42 | CP20 | CP20 | Pushbutton, 22 mm, round, metal, shiny, white, pushbutton, flat, momentary contact type, with holder, 1 NO+1 NC, screw terminal, with laser labeling, upper case and lower case, always upper case at the beginning of the word | - | 0 | 0
3SU1150-0AB60-1FA0-Z | Y19 | 3SU1150-0AB60-1FA0-ZY19 | 1 | UN | 1 | 10 | C | D | EAR99 | N | 85365080 | 1 |  | 0.075 | KG | 18.62 | 18.62 | CP20 | CP20 | Pushbutton, 22 mm, round, metal, shiny, white, pushbutton, flat, momentary contact type, with holder, 1 NO+1 NC, screw terminal, with laser labeling, inscription or symbol Customer-specific selection with SIRIUS ACT configurator (CIN) | - | 0 | 0
3SU1150-0AB60-3BA0 |  | 3SU1150-0AB60-3BA0 | 1 | UN | 1 | 5 | B | D | N | N | 85365080 | 1 | 4011209958395 | 0.095 | KG | 14.63 | 14.63 | CP20 | CP20 | Pushbutton, 22 mm, round, metal, shiny, white, pushbutton, flat, momentary contact type, with holder, 1 NO, Spring-type terminal | - | 0 | 0
3SU1150-0AB60-3BA0-Z | X90 | 3SU1150-0AB60-3BA0-ZX90 | 1 | UN | 1 | 5 | B | D | N | N | 85365080 | 20 | 4047621048062 | 0.101 | KG | 14.63 | 14.63 | CP20 | CP20 | Pushbutton, 22 mm, round, metal, shiny, white, pushbutton, flat, momentary contact type, with holder, 1 NO, spring-type terminal, Z=20-unit packaging | - | 0 | 0
3SU1150-0AB60-3BA0-Z | Y10 | 3SU1150-0AB60-3BA0-ZY10 | 1 | UN | 1 | 10 | C | D | N | N | 85365080 | 1 |  | 0.067 | KG | 19.38 | 19.38 | CP20 | CP20 | Pushbutton, 22 mm, round, metal, shiny, white, pushbutton, flat, momentary contact type, with holder, 1 NO, spring-type terminal, with laser labeling, upper case and lower case, always upper case at beginning of line | - | 0 | 0
3SU1150-0AB60-3BA0-Z | Y11 | 3SU1150-0AB60-3BA0-ZY11 | 1 | UN | 1 | 10 | C | D | N | N | 85365080 | 1 |  | 0.067 | KG | 19.38 | 19.38 | CP20 | CP20 | Pushbutton, 22 mm, round, metal, shiny, white, pushbutton, flat, momentary contact type, with holder, 1 NO, spring-type terminal, with laser labeling, upper case | - | 0 | 0
3SU1150-0AB60-3BA0-Z | Y12 | 3SU1150-0AB60-3BA0-ZY12 | 1 | UN | 1 | 10 | C | D | N | N | 85365080 | 1 |  | 0.067 | KG | 19.38 | 19.38 | CP20 | CP20 | Pushbutton, 22 mm, round, metal, shiny, white, pushbutton, flat, momentary contact type, with holder, 1 NO, spring-type terminal, with laser labeling, lower case | - | 0 | 0
3SU1150-0AB60-3BA0-Z | Y13 | 3SU1150-0AB60-3BA0-ZY13 | 1 | UN | 1 | 10 | C | D | N | N | 85365080 | 1 |  | 0.093 | KG | 19.38 | 19.38 | CP20 | CP20 | Pushbutton, 22 mm, round, metal, shiny, white, pushbutton, flat, momentary contact type, with holder, 1 NO, spring-type terminal, with laser labeling, symbol number according to, ISO 7000 or IEC 60417 | - | 0 | 0
3SU1150-0AB60-3BA0-Z | Y15 | 3SU1150-0AB60-3BA0-ZY15 | 1 | UN | 1 | 10 | C | D | N | N | 85365080 | 1 |  | 0.067 | KG | 19.38 | 19.38 | CP20 | CP20 | Pushbutton, 22 mm, round, metal, shiny, white, pushbutton, flat, momentary contact type, with holder, 1 NO, spring-type terminal, with laser labeling, upper case and lower case, always upper case at the beginning of the word | - | 0 | 0
3SU1150-0AB60-3BA0-Z | Y19 | 3SU1150-0AB60-3BA0-ZY19 | 1 | UN | 1 | 10 | C | D | N | N | 85365080 | 1 |  | 0.067 | KG | 15.58 | 15.58 | CP20 | CP20 | Pushbutton, 22 mm, round, metal, shiny, white, pushbutton, flat, momentary contact type, with holder, 1 NO, spring-type terminal, with laser labeling, inscription or symbol Customer-specific selection with SIRIUS ACT configurator (CIN) | - | 0 | 0
3SU1150-0AB60-3FA0 |  | 3SU1150-0AB60-3FA0 | 1 | UN | 1 | 5 | B | D | N | N | 85365080 | 1 | 4011209958272 | 0.115 | KG | 18.43 | 18.43 | CP20 | CP20 | Pushbutton, 22 mm, round, metal, shiny, white, pushbutton, flat, momentary contact type, with holder, 1 NO+1 NC, Spring-type terminal | - | 0 | 0
3SU1150-0AB60-3FA0-Z | X90 | 3SU1150-0AB60-3FA0-ZX90 | 1 | UN | 1 | 5 | B | D | EAR99 | N | 85365080 | 20 |  | 0.075 | KG | 18.43 | 18.43 | CP20 | CP20 | Pushbutton, 22 mm, round, metal, shiny, white, pushbutton, flat, momentary contact type, with holder, 1 NO+1 NC, spring-type terminal, Z=20-unit packaging | - | 0 | 0
3SU1150-0AB60-3FA0-Z | Y10 | 3SU1150-0AB60-3FA0-ZY10 | 1 | UN | 1 | 10 | C | D | EAR99 | N | 85365080 | 1 |  | 0.075 | KG | 23.18 | 23.18 | CP20 | CP20 | Pushbutton, 22 mm, round, metal, shiny, white, pushbutton, flat, momentary contact type, with holder, 1 NO+1 NC, spring-type terminal, with laser labeling, upper case and lower case, always upper case at beginning of line | - | 0 | 0
3SU1150-0AB60-3FA0-Z | Y11 | 3SU1150-0AB60-3FA0-ZY11 | 1 | UN | 1 | 10 | C | D | EAR99 | N | 85365080 | 1 |  | 0.075 | KG | 23.18 | 23.18 | CP20 | CP20 | Pushbutton, 22 mm, round, metal, shiny, white, pushbutton, flat, momentary contact type, with holder, 1 NO+1 NC, spring-type terminal, with laser labeling, upper case | - | 0 | 0
3SU1150-0AB60-3FA0-Z | Y12 | 3SU1150-0AB60-3FA0-ZY12 | 1 | UN | 1 | 10 | C | D | EAR99 | N | 85365080 | 1 |  | 0.075 | KG | 23.18 | 23.18 | CP20 | CP20 | Pushbutton, 22 mm, round, metal, shiny, white, pushbutton, flat, momentary contact type, with holder, 1 NO+1 NC, spring-type terminal, with laser labeling, lower case | - | 0 | 0
3SU1150-0AB60-3FA0-Z | Y13 | 3SU1150-0AB60-3FA0-ZY13 | 1 | UN | 1 | 10 | C | D | EAR99 | N | 85365080 | 1 |  | 0.075 | KG | 23.18 | 23.18 | CP20 | CP20 | Pushbutton, 22 mm, round, metal, shiny, white, pushbutton, flat, momentary contact type, with holder, 1 NO+1 NC, spring-type terminal, with laser labeling, symbol number according to, ISO 7000 or IEC 60417 | - | 0 | 0
3SU1150-0AB60-3FA0-Z | Y15 | 3SU1150-0AB60-3FA0-ZY15 | 1 | UN | 1 | 10 | C | D | EAR99 | N | 85365080 | 1 |  | 0.075 | KG | 23.18 | 23.18 | CP20 | CP20 | Pushbutton, 22 mm, round, metal, shiny, white, pushbutton, flat, momentary contact type, with holder, 1 NO+1 NC, spring-type terminal, with laser labeling, upper case and lower case, always upper case at the beginning of the word | - | 0 | 0
3SU1150-0AB60-3FA0-Z | Y19 | 3SU1150-0AB60-3FA0-ZY19 | 1 | UN | 1 | 10 | C | D | EAR99 | N | 85365080 | 1 |  | 0.075 | KG | 19.38 | 19.38 | CP20 | CP20 | Pushbutton, 22 mm, round, metal, shiny, white, pushbutton, flat, momentary contact type, with holder, 1 NO+1 NC, spring-type terminal, with laser labeling, inscription or symbol Customer-specific selection with SIRIUS ACT configurator (CIN) | - | 0 | 0
3SU1150-0AB70-1BA0 |  | 3SU1150-0AB70-1BA0 | 1 | UN | 1 | 5 | B | D | N | N | 85365080 | 1 | 4011209958340 | 0.088 | KG | 14.35 | 14.35 | CP20 | CP20 | Pushbutton, 22 mm, round, metal, shiny, clear, pushbutton, flat, momentary contact type, with holder, 1 NO, screw terminal | - | 0 | 0
3SU1150-0AB70-1BA0-Z | X90 | 3SU1150-0AB70-1BA0-ZX90 | 1 | UN | 1 | 5 | B | D | EAR99 | N | 85365080 | 20 |  | 0.067 | KG | 14.35 | 14.35 | CP20 | CP20 | Pushbutton, 22 mm, round, metal, shiny, clear, pushbutton, flat, momentary contact type, with holder, 1 NO, screw terminal, Z=20-unit packaging | - | 0 | 0
3SU1150-0AB70-1BA0-Z | Y10 | 3SU1150-0AB70-1BA0-ZY10 | 1 | UN | 1 | 10 | C | D | EAR99 | N | 85365080 | 1 |  | 0.067 | KG | 19.1 | 19.1 | CP20 | CP20 | Pushbutton, 22 mm, round, metal, shiny, clear, pushbutton, flat, momentary contact type, with holder, 1 NO, screw terminal, with laser labeling, upper case and lower case, always upper case at beginning of line | - | 0 | 0
3SU1150-0AB70-1BA0-Z | Y11 | 3SU1150-0AB70-1BA0-ZY11 | 1 | UN | 1 | 10 | C | D | EAR99 | N | 85365080 | 1 |  | 0.067 | KG | 19.1 | 19.1 | CP20 | CP20 | Pushbutton, 22 mm, round, metal, shiny, clear, pushbutton, flat, momentary contact type, with holder, 1 NO, screw terminal, with laser labeling, upper case | - | 0 | 0
3SU1150-0AB70-1BA0-Z | Y12 | 3SU1150-0AB70-1BA0-ZY12 | 1 | UN | 1 | 10 | C | D | EAR99 | N | 85365080 | 1 |  | 0.067 | KG | 19.1 | 19.1 | CP20 | CP20 | Pushbutton, 22 mm, round, metal, shiny, clear, pushbutton, flat, momentary contact type, with holder, 1 NO, screw terminal, with laser labeling, lower case | - | 0 | 0
3SU1150-0AB70-1BA0-Z | Y13 | 3SU1150-0AB70-1BA0-ZY13 | 1 | UN | 1 | 10 | C | D | EAR99 | N | 85365080 | 1 |  | 0.067 | KG | 19.1 | 19.1 | CP20 | CP20 | Pushbutton, 22 mm, round, metal, shiny, clear, pushbutton, flat, momentary contact type, with holder, 1 NO, screw terminal, with laser labeling, symbol number according to, ISO 7000 or IEC 60417 | - | 0 | 0
3SU1150-0AB70-1BA0-Z | Y15 | 3SU1150-0AB70-1BA0-ZY15 | 1 | UN | 1 | 10 | C | D | EAR99 | N | 85365080 | 1 |  | 0.067 | KG | 19.1 | 19.1 | CP20 | CP20 | Pushbutton, 22 mm, round, metal, shiny, clear, pushbutton, flat, momentary contact type, with holder, 1 NO, screw terminal, with laser labeling, upper case and lower case, always upper case at the beginning of the word | - | 0 | 0
3SU1150-0AB70-1BA0-Z | Y19 | 3SU1150-0AB70-1BA0-ZY19 | 1 | UN | 1 | 10 | C | D | EAR99 | N | 85365080 | 1 |  | 0.067 | KG | 15.3 | 15.3 | CP20 | CP20 | Pushbutton, 22 mm, round, metal, shiny, clear, pushbutton, flat, momentary contact type, with holder, 1 NO, screw terminal, with laser labeling, inscription or symbol Customer-specific selection with SIRIUS ACT configurator (CIN) | - | 0 | 0
3SU1150-0AB70-1FA0 |  | 3SU1150-0AB70-1FA0 | 1 | UN | 1 | 5 | B | D | N | N | 85365080 | 1 | 4011209958210 | 0.1 | KG | 17.67 | 17.67 | CP20 | CP20 | Pushbutton, 22 mm, round, metal, shiny, clear, pushbutton, flat, momentary contact type, with holder, 1 NO+1 NC, screw terminal | - | 0 | 0
3SU1150-0AB70-1FA0-Z | X90 | 3SU1150-0AB70-1FA0-ZX90 | 1 | UN | 1 | 5 | B | D | EAR99 | N | 85365080 | 20 |  | 0.075 | KG | 17.67 | 17.67 | CP20 | CP20 | Pushbutton, 22 mm, round, metal, shiny, clear, pushbutton, flat, momentary contact type, with holder, 1 NO+1 NC, screw terminal, Z=20-unit packaging | - | 0 | 0
3SU1150-0AB70-1FA0-Z | Y10 | 3SU1150-0AB70-1FA0-ZY10 | 1 | UN | 1 | 10 | C | D | EAR99 | N | 85365080 | 1 |  | 0.075 | KG | 22.42 | 22.42 | CP20 | CP20 | Pushbutton, 22 mm, round, metal, shiny, clear, pushbutton, flat, momentary contact type, with holder, 1 NO+1 NC, screw terminal, with laser labeling, upper case and lower case, always upper case at beginning of line | - | 0 | 0
3SU1150-0AB70-1FA0-Z | Y11 | 3SU1150-0AB70-1FA0-ZY11 | 1 | UN | 1 | 10 | C | D | EAR99 | N | 85365080 | 1 |  | 0.075 | KG | 22.42 | 22.42 | CP20 | CP20 | Pushbutton, 22 mm, round, metal, shiny, clear, pushbutton, flat, momentary contact type, with holder, 1 NO+1 NC, screw terminal, with laser labeling, upper case | - | 0 | 0
3SU1150-0AB70-1FA0-Z | Y12 | 3SU1150-0AB70-1FA0-ZY12 | 1 | UN | 1 | 10 | C | D | EAR99 | N | 85365080 | 1 |  | 0.075 | KG | 22.42 | 22.42 | CP20 | CP20 | Pushbutton, 22 mm, round, metal, shiny, clear, pushbutton, flat, momentary contact type, with holder, 1 NO+1 NC, screw terminal, with laser labeling, lower case | - | 0 | 0
3SU1150-0AB70-1FA0-Z | Y13 | 3SU1150-0AB70-1FA0-ZY13 | 1 | UN | 1 | 10 | C | D | EAR99 | N | 85365080 | 1 |  | 0.075 | KG | 22.42 | 22.42 | CP20 | CP20 | Pushbutton, 22 mm, round, metal, shiny, clear, pushbutton, flat, momentary contact type, with holder, 1 NO+1 NC, screw terminal, with laser labeling, symbol number according to, ISO 7000 or IEC 60417 | - | 0 | 0
3SU1150-0AB70-1FA0-Z | Y15 | 3SU1150-0AB70-1FA0-ZY15 | 1 | UN | 1 | 10 | C | D | EAR99 | N | 85365080 | 1 |  | 0.075 | KG | 22.42 | 22.42 | CP20 | CP20 | Pushbutton, 22 mm, round, metal, shiny, clear, pushbutton, flat, momentary contact type, with holder, 1 NO+1 NC, screw terminal, with laser labeling, upper case and lower case, always upper case at the beginning of the word | - | 0 | 0
3SU1150-0AB70-1FA0-Z | Y19 | 3SU1150-0AB70-1FA0-ZY19 | 1 | UN | 1 | 10 | C | D | EAR99 | N | 85365080 | 1 |  | 0.075 | KG | 18.62 | 18.62 | CP20 | CP20 | Pushbutton, 22 mm, round, metal, shiny, clear, pushbutton, flat, momentary contact type, with holder, 1 NO+1 NC, screw terminal, with laser labeling, inscription or symbol Customer-specific selection with SIRIUS ACT configurator (CIN) | - | 0 | 0
3SU1150-0BB10-1BA0 |  | 3SU1150-0BB10-1BA0 | 1 | UN | 1 | 5 | B | D | N | N | 85365080 | 1 | 4011209958623 | 0.094 | KG | 16.25 | 16.25 | CP20 | CP20 | Pushbutton, 22 mm, round, metal, shiny, black, pushbutton, raised, momentary contact type, with holder, 1 NO, screw terminal | - | 0 | 0
3SU1150-0BB10-1BA0-Z | X90 | 3SU1150-0BB10-1BA0-ZX90 | 1 | UN | 1 | 5 | B | D | EAR99 | N | 85365080 | 20 |  | 0.067 | KG | 16.25 | 16.25 | CP20 | CP20 | Pushbutton, 22 mm, round, metal, shiny, black, pushbutton, raised, momentary contact type, with holder, 1 NO, screw terminal, Z=20-unit packaging | - | 0 | 0
3SU1150-0BB10-1BA0-Z | Y10 | 3SU1150-0BB10-1BA0-ZY10 | 1 | UN | 1 | 10 | C | D | EAR99 | N | 85365080 | 1 |  | 0.067 | KG | 21 | 21 | CP20 | CP20 | Pushbutton, 22 mm, round, metal, shiny, black, pushbutton, raised, momentary contact type, with holder, 1 NO, screw terminal, with laser labeling, upper case and lower case, always upper case at beginning of line | - | 0 | 0
3SU1150-0BB10-1BA0-Z | Y11 | 3SU1150-0BB10-1BA0-ZY11 | 1 | UN | 1 | 10 | C | D | EAR99 | N | 85365080 | 1 |  | 0.067 | KG | 21 | 21 | CP20 | CP20 | Pushbutton, 22 mm, round, metal, shiny, black, pushbutton, raised, momentary contact type, with holder, 1 NO, screw terminal, with laser labeling, upper case | - | 0 | 0
3SU1150-0BB10-1BA0-Z | Y12 | 3SU1150-0BB10-1BA0-ZY12 | 1 | UN | 1 | 10 | C | D | EAR99 | N | 85365080 | 1 |  | 0.067 | KG | 21 | 21 | CP20 | CP20 | Pushbutton, 22 mm, round, metal, shiny, black, pushbutton, raised, momentary contact type, with holder, 1 NO, screw terminal, with laser labeling, lower case | - | 0 | 0
3SU1150-0BB10-1BA0-Z | Y13 | 3SU1150-0BB10-1BA0-ZY13 | 1 | UN | 1 | 10 | C | D | EAR99 | N | 85365080 | 1 |  | 0.067 | KG | 21 | 21 | CP20 | CP20 | Pushbutton, 22 mm, round, metal, shiny, black, pushbutton, raised, momentary contact type, with holder, 1 NO, screw terminal, with laser labeling, symbol number according to, ISO 7000 or IEC 60417 | - | 0 | 0
3SU1150-0BB10-1BA0-Z | Y15 | 3SU1150-0BB10-1BA0-ZY15 | 1 | UN | 1 | 10 | C | D | EAR99 | N | 85365080 | 1 |  | 0.067 | KG | 21 | 21 | CP20 | CP20 | Pushbutton, 22 mm, round, metal, shiny, black, pushbutton, raised, momentary contact type, with holder, 1 NO, screw terminal, with laser labeling, upper case and lower case, always upper case at the beginning of the word | - | 0 | 0
3SU1150-0BB10-1BA0-Z | Y19 | 3SU1150-0BB10-1BA0-ZY19 | 1 | UN | 1 | 10 | C | D | EAR99 | N | 85365080 | 1 |  | 0.067 | KG | 17.2 | 17.2 | CP20 | CP20 | Pushbutton, 22 mm, round, metal, shiny, black, pushbutton, raised, momentary contact type, with holder, 1 NO, screw terminal, with laser labeling, inscription or symbol Customer-specific selection with SIRIUS ACT configurator (CIN) | - | 0 | 0
3SU1150-0BB10-1CA0 |  | 3SU1150-0BB10-1CA0 | 1 | UN | 1 | 5 | B | D | N | N | 85365080 | 1 | 4011209958647 | 0.096 | KG | 16.25 | 16.25 | CP20 | CP20 | Pushbutton, 22 mm, round, metal, shiny, black, pushbutton, raised, momentary contact type, with holder, 1 NC, screw terminal | - | 0 | 0
3SU1150-0BB10-1CA0-Z | X90 | 3SU1150-0BB10-1CA0-ZX90 | 1 | UN | 1 | 5 | B | D | EAR99 | N | 85365080 | 20 |  | 0.067 | KG | 16.25 | 16.25 | CP20 | CP20 | Pushbutton, 22 mm, round, metal, shiny, black, pushbutton, raised, momentary contact type, with holder, 1 NC, screw terminal, Z=20-unit packaging | - | 0 | 0
3SU1150-0BB10-1CA0-Z | Y10 | 3SU1150-0BB10-1CA0-ZY10 | 1 | UN | 1 | 10 | C | D | EAR99 | N | 85365080 | 1 |  | 0.067 | KG | 21 | 21 | CP20 | CP20 | Pushbutton, 22 mm, round, metal, shiny, black, pushbutton, raised, momentary contact type, with holder, 1 NC, screw terminal, with laser labeling, upper case and lower case, always upper case at beginning of line | - | 0 | 0
3SU1150-0BB10-1CA0-Z | Y11 | 3SU1150-0BB10-1CA0-ZY11 | 1 | UN | 1 | 10 | C | D | EAR99 | N | 85365080 | 1 |  | 0.067 | KG | 21 | 21 | CP20 | CP20 | Pushbutton, 22 mm, round, metal, shiny, black, pushbutton, raised, momentary contact type, with holder, 1 NC, screw terminal, with laser labeling, upper case | - | 0 | 0
3SU1150-0BB10-1CA0-Z | Y12 | 3SU1150-0BB10-1CA0-ZY12 | 1 | UN | 1 | 10 | C | D | EAR99 | N | 85365080 | 1 |  | 0.067 | KG | 21 | 21 | CP20 | CP20 | Pushbutton, 22 mm, round, metal, shiny, black, pushbutton, raised, momentary contact type, with holder, 1 NC, screw terminal, with laser labeling, lower case | - | 0 | 0
3SU1150-0BB10-1CA0-Z | Y13 | 3SU1150-0BB10-1CA0-ZY13 | 1 | UN | 1 | 10 | C | D | EAR99 | N | 85365080 | 1 |  | 0.067 | KG | 21 | 21 | CP20 | CP20 | Pushbutton, 22 mm, round, metal, shiny, black, pushbutton, raised, momentary contact type, with holder, 1 NC, screw terminal, with laser labeling, symbol number according to, ISO 7000 or IEC 60417 | - | 0 | 0
3SU1150-0BB10-1CA0-Z | Y15 | 3SU1150-0BB10-1CA0-ZY15 | 1 | UN | 1 | 10 | C | D | EAR99 | N | 85365080 | 1 |  | 0.067 | KG | 21 | 21 | CP20 | CP20 | Pushbutton, 22 mm, round, metal, shiny, black, pushbutton, raised, momentary contact type, with holder, 1 NC, screw terminal, with laser labeling, upper case and lower case, always upper case at the beginning of the word | - | 0 | 0
3SU1150-0BB10-1CA0-Z | Y19 | 3SU1150-0BB10-1CA0-ZY19 | 1 | UN | 1 | 10 | C | D | EAR99 | N | 85365080 | 1 |  | 0.067 | KG | 17.2 | 17.2 | CP20 | CP20 | Pushbutton, 22 mm, round, metal, shiny, black, pushbutton, raised, momentary contact type, with holder, 1 NC, screw terminal, with laser labeling, inscription or symbol Customer-specific selection with SIRIUS ACT configurator (CIN) | - | 0 | 0
3SU1150-0BB10-1FA0 |  | 3SU1150-0BB10-1FA0 | 1 | UN | 1 | 5 | B | D | N | N | 85365080 | 1 | 4011209958586 | 0.1 | KG | 19.57 | 19.57 | CP20 | CP20 | Pushbutton, 22 mm, round, metal, shiny, black, pushbutton, raised, momentary contact type, with holder, 1 NO+1 NC, screw terminal | - | 0 | 0
3SU1150-0BB10-1FA0-Z | X90 | 3SU1150-0BB10-1FA0-ZX90 | 1 | UN | 1 | 5 | B | D | EAR99 | N | 85365080 | 20 |  | 0.075 | KG | 19.57 | 19.57 | CP20 | CP20 | Pushbutton, 22 mm, round, metal, shiny, black, pushbutton, raised, momentary contact type, with holder, 1 NO+1 NC, screw terminal, Z=20-unit packaging | - | 0 | 0
3SU1150-0BB10-1FA0-Z | Y10 | 3SU1150-0BB10-1FA0-ZY10 | 1 | UN | 1 | 10 | C | D | EAR99 | N | 85365080 | 1 |  | 0.075 | KG | 24.32 | 24.32 | CP20 | CP20 | Pushbutton, 22 mm, round, metal, shiny, black, pushbutton, raised, momentary contact type, with holder, 1 NO+1 NC, screw terminal, with laser labeling, upper case and lower case, always upper case at beginning of line | - | 0 | 0
3SU1150-0BB10-1FA0-Z | Y11 | 3SU1150-0BB10-1FA0-ZY11 | 1 | UN | 1 | 10 | C | D | EAR99 | N | 85365080 | 1 |  | 0.075 | KG | 24.32 | 24.32 | CP20 | CP20 | Pushbutton, 22 mm, round, metal, shiny, black, pushbutton, raised, momentary contact type, with holder, 1 NO+1 NC, screw terminal, with laser labeling, upper case | - | 0 | 0
3SU1150-0BB10-1FA0-Z | Y12 | 3SU1150-0BB10-1FA0-ZY12 | 1 | UN | 1 | 10 | C | D | EAR99 | N | 85365080 | 1 |  | 0.075 | KG | 24.32 | 24.32 | CP20 | CP20 | Pushbutton, 22 mm, round, metal, shiny, black, pushbutton, raised, momentary contact type, with holder, 1 NO+1 NC, screw terminal, with laser labeling, lower case | - | 0 | 0
3SU1150-0BB10-1FA0-Z | Y13 | 3SU1150-0BB10-1FA0-ZY13 | 1 | UN | 1 | 10 | C | D | EAR99 | N | 85365080 | 1 |  | 0.075 | KG | 24.32 | 24.32 | CP20 | CP20 | Pushbutton, 22 mm, round, metal, shiny, black, pushbutton, raised, momentary contact type, with holder, 1 NO+1 NC, screw terminal, with laser labeling, symbol number according to, ISO 7000 or IEC 60417 | - | 0 | 0
3SU1150-0BB10-1FA0-Z | Y15 | 3SU1150-0BB10-1FA0-ZY15 | 1 | UN | 1 | 10 | C | D | EAR99 | N | 85365080 | 1 |  | 0.075 | KG | 24.32 | 24.32 | CP20 | CP20 | Pushbutton, 22 mm, round, metal, shiny, black, pushbutton, raised, momentary contact type, with holder, 1 NO+1 NC, screw terminal, with laser labeling, upper case and lower case, always upper case at the beginning of the word | - | 0 | 0
3SU1150-0BB10-1FA0-Z | Y19 | 3SU1150-0BB10-1FA0-ZY19 | 1 | UN | 1 | 10 | C | D | EAR99 | N | 85365080 | 1 |  | 0.075 | KG | 20.52 | 20.52 | CP20 | CP20 | Pushbutton, 22 mm, round, metal, shiny, black, pushbutton, raised, momentary contact type, with holder, 1 NO+1 NC, screw terminal, with laser labeling, inscription or symbol Customer-specific selection with SIRIUS ACT configurator (CIN) | - | 0 | 0
3SU1150-0BB20-1CA0 |  | 3SU1150-0BB20-1CA0 | 1 | UN | 1 | 3 | B | D | N | N | 85365080 | 1 | 4011209958654 | 0.09 | KG | 16.25 | 16.25 | CP20 | CP20 | Pushbutton, 22 mm, round, metal, shiny, red, pushbutton, raised, momentary contact type, with holder, 1 NC, screw terminal | - | 0 | 0
3SU1150-0BB20-1CA0-Z | X90 | 3SU1150-0BB20-1CA0-ZX90 | 1 | UN | 1 | 5 | B | D | EAR99 | N | 85365080 | 20 |  | 0.067 | KG | 16.25 | 16.25 | CP20 | CP20 | Pushbutton, 22 mm, round, metal, shiny, red, pushbutton, raised, momentary contact type, with holder, 1 NC, screw terminal, Z=20-unit packaging | - | 0 | 0
3SU1150-0BB20-1CA0-Z | Y10 | 3SU1150-0BB20-1CA0-ZY10 | 1 | UN | 1 | 10 | C | D | EAR99 | N | 85365080 | 1 |  | 0.067 | KG | 21 | 21 | CP20 | CP20 | Pushbutton, 22 mm, round, metal, shiny, red, pushbutton, raised, momentary contact type, with holder, 1 NC, screw terminal, with laser labeling, upper case and lower case, always upper case at beginning of line | - | 0 | 0
3SU1150-0BB20-1CA0-Z | Y11 | 3SU1150-0BB20-1CA0-ZY11 | 1 | UN | 1 | 10 | C | D | EAR99 | N | 85365080 | 1 |  | 0.067 | KG | 21 | 21 | CP20 | CP20 | Pushbutton, 22 mm, round, metal, shiny, red, pushbutton, raised, momentary contact type, with holder, 1 NC, screw terminal, with laser labeling, upper case | - | 0 | 0
3SU1150-0BB20-1CA0-Z | Y12 | 3SU1150-0BB20-1CA0-ZY12 | 1 | UN | 1 | 10 | C | D | EAR99 | N | 85365080 | 1 |  | 0.067 | KG | 21 | 21 | CP20 | CP20 | Pushbutton, 22 mm, round, metal, shiny, red, pushbutton, raised, momentary contact type, with holder, 1 NC, screw terminal, with laser labeling, lower case | - | 0 | 0
3SU1150-0BB20-1CA0-Z | Y13 | 3SU1150-0BB20-1CA0-ZY13 | 1 | UN | 1 | 10 | C | D | EAR99 | N | 85365080 | 1 |  | 0.067 | KG | 21 | 21 | CP20 | CP20 | Pushbutton, 22 mm, round, metal, shiny, red, pushbutton, raised, momentary contact type, with holder, 1 NC, screw terminal, with laser labeling, symbol number according to, ISO 7000 or IEC 60417 | - | 0 | 0
3SU1150-0BB20-1CA0-Z | Y15 | 3SU1150-0BB20-1CA0-ZY15 | 1 | UN | 1 | 10 | C | D | EAR99 | N | 85365080 | 1 |  | 0.067 | KG | 21 | 21 | CP20 | CP20 | Pushbutton, 22 mm, round, metal, shiny, red, pushbutton, raised, momentary contact type, with holder, 1 NC, screw terminal, with laser labeling, upper case and lower case, always upper case at the beginning of the word | - | 0 | 0
3SU1150-0BB20-1CA0-Z | Y19 | 3SU1150-0BB20-1CA0-ZY19 | 1 | UN | 1 | 10 | C | D | EAR99 | N | 85365080 | 1 |  | 0.067 | KG | 17.2 | 17.2 | CP20 | CP20 | Pushbutton, 22 mm, round, metal, shiny, red, pushbutton, raised, momentary contact type, with holder, 1 NC, screw terminal, with laser labeling, inscription or symbol Customer-specific selection with SIRIUS ACT configurator (CIN) | - | 0 | 0
3SU1150-0BB20-1FA0 |  | 3SU1150-0BB20-1FA0 | 1 | UN | 1 | 5 | B | D | N | N | 85365080 | 1 | 4011209958593 | 0.1 | KG | 19.57 | 19.57 | CP20 | CP20 | Pushbutton, 22 mm, round, metal, shiny, red, pushbutton, raised, momentary contact type, with holder, 1 NO+1 NC, screw terminal | - | 0 | 0
3SU1150-0BB20-1FA0-Z | X90 | 3SU1150-0BB20-1FA0-ZX90 | 1 | UN | 1 | 5 | B | D | EAR99 | N | 85365080 | 20 |  | 0.075 | KG | 19.57 | 19.57 | CP20 | CP20 | Pushbutton, 22 mm, round, metal, shiny, red, pushbutton, raised, momentary contact type, with holder, 1 NO+1 NC, screw terminal, Z=20-unit packaging | - | 0 | 0
3SU1150-0BB20-1FA0-Z | Y10 | 3SU1150-0BB20-1FA0-ZY10 | 1 | UN | 1 | 10 | C | D | EAR99 | N | 85365080 | 1 |  | 0.075 | KG | 24.32 | 24.32 | CP20 | CP20 | Pushbutton, 22 mm, round, metal, shiny, red, pushbutton, raised, momentary contact type, with holder, 1 NO+1 NC, screw terminal, with laser labeling, upper case and lower case, always upper case at beginning of line | - | 0 | 0
3SU1150-0BB20-1FA0-Z | Y11 | 3SU1150-0BB20-1FA0-ZY11 | 1 | UN | 1 | 10 | C | D | EAR99 | N | 85365080 | 1 |  | 0.075 | KG | 24.32 | 24.32 | CP20 | CP20 | Pushbutton, 22 mm, round, metal, shiny, red, pushbutton, raised, momentary contact type, with holder, 1 NO+1 NC, screw terminal, with laser labeling, upper case | - | 0 | 0
3SU1150-0BB20-1FA0-Z | Y12 | 3SU1150-0BB20-1FA0-ZY12 | 1 | UN | 1 | 10 | C | D | EAR99 | N | 85365080 | 1 |  | 0.075 | KG | 24.32 | 24.32 | CP20 | CP20 | Pushbutton, 22 mm, round, metal, shiny, red, pushbutton, raised, momentary contact type, with holder, 1 NO+1 NC, screw terminal, with laser labeling, lower case | - | 0 | 0
3SU1150-0BB20-1FA0-Z | Y13 | 3SU1150-0BB20-1FA0-ZY13 | 1 | UN | 1 | 10 | C | D | EAR99 | N | 85365080 | 1 |  | 0.075 | KG | 24.32 | 24.32 | CP20 | CP20 | Pushbutton, 22 mm, round, metal, shiny, red, pushbutton, raised, momentary contact type, with holder, 1 NO+1 NC, screw terminal, with laser labeling, symbol number according to, ISO 7000 or IEC 60417 | - | 0 | 0
3SU1150-0BB20-1FA0-Z | Y15 | 3SU1150-0BB20-1FA0-ZY15 | 1 | UN | 1 | 10 | C | D | EAR99 | N | 85365080 | 1 |  | 0.075 | KG | 24.32 | 24.32 | CP20 | CP20 | Pushbutton, 22 mm, round, metal, shiny, red, pushbutton, raised, momentary contact type, with holder, 1 NO+1 NC, screw terminal, with laser labeling, upper case and lower case, always upper case at the beginning of the word | - | 0 | 0
3SU1150-0BB20-1FA0-Z | Y19 | 3SU1150-0BB20-1FA0-ZY19 | 1 | UN | 1 | 10 | C | D | EAR99 | N | 85365080 | 1 |  | 0.075 | KG | 20.52 | 20.52 | CP20 | CP20 | Pushbutton, 22 mm, round, metal, shiny, red, pushbutton, raised, momentary contact type, with holder, 1 NO+1 NC, screw terminal, with laser labeling, inscription or symbol Customer-specific selection with SIRIUS ACT configurator (CIN) | - | 0 | 0
3SU1150-0BB20-3CA0 |  | 3SU1150-0BB20-3CA0 | 1 | UN | 1 | 5 | B | D | N | N | 85365080 | 1 | 4011209958661 | 0.093 | KG | 16.53 | 16.53 | CP20 | CP20 | Pushbutton, 22 mm, round, metal, shiny, red, pushbutton, raised, momentary contact type, with holder, 1 NC, Spring-type terminal | - | 0 | 0
3SU1150-0BB20-3CA0-Z | X90 | 3SU1150-0BB20-3CA0-ZX90 | 1 | UN | 1 | 5 | B | D | EAR99 | N | 85365080 | 20 |  | 0.067 | KG | 16.53 | 16.53 | CP20 | CP20 | Pushbutton, 22 mm, round, metal, shiny, red, pushbutton, raised, momentary contact type, with holder, 1 NC, spring-type terminal, Z=20-unit packaging | - | 0 | 0
3SU1150-0BB20-3CA0-Z | Y10 | 3SU1150-0BB20-3CA0-ZY10 | 1 | UN | 1 | 10 | C | D | EAR99 | N | 85365080 | 1 |  | 0.067 | KG | 21.28 | 21.28 | CP20 | CP20 | Pushbutton, 22 mm, round, metal, shiny, red, pushbutton, raised, momentary contact type, with holder, 1 NC, spring-type terminal, with laser labeling, upper case and lower case, always upper case at beginning of line | - | 0 | 0
3SU1150-0BB20-3CA0-Z | Y11 | 3SU1150-0BB20-3CA0-ZY11 | 1 | UN | 1 | 10 | C | D | EAR99 | N | 85365080 | 1 |  | 0.067 | KG | 21.28 | 21.28 | CP20 | CP20 | Pushbutton, 22 mm, round, metal, shiny, red, pushbutton, raised, momentary contact type, with holder, 1 NC, spring-type terminal, with laser labeling, upper case | - | 0 | 0
3SU1150-0BB20-3CA0-Z | Y12 | 3SU1150-0BB20-3CA0-ZY12 | 1 | UN | 1 | 10 | C | D | EAR99 | N | 85365080 | 1 |  | 0.067 | KG | 21.28 | 21.28 | CP20 | CP20 | Pushbutton, 22 mm, round, metal, shiny, red, pushbutton, raised, momentary contact type, with holder, 1 NC, spring-type terminal, with laser labeling, lower case | - | 0 | 0
3SU1150-0BB20-3CA0-Z | Y13 | 3SU1150-0BB20-3CA0-ZY13 | 1 | UN | 1 | 10 | C | D | EAR99 | N | 85365080 | 1 |  | 0.067 | KG | 21.28 | 21.28 | CP20 | CP20 | Pushbutton, 22 mm, round, metal, shiny, red, pushbutton, raised, momentary contact type, with holder, 1 NC, spring-type terminal, with laser labeling, symbol number according to, ISO 7000 or IEC 60417 | - | 0 | 0
3SU1150-0BB20-3CA0-Z | Y15 | 3SU1150-0BB20-3CA0-ZY15 | 1 | UN | 1 | 10 | C | D | EAR99 | N | 85365080 | 1 |  | 0.067 | KG | 21.28 | 21.28 | CP20 | CP20 | Pushbutton, 22 mm, round, metal, shiny, red, pushbutton, raised, momentary contact type, with holder, 1 NC, spring-type terminal, with laser labeling, upper case and lower case, always upper case at the beginning of the word | - | 0 | 0
3SU1150-0BB20-3CA0-Z | Y19 | 3SU1150-0BB20-3CA0-ZY19 | 1 | UN | 1 | 10 | C | D | EAR99 | N | 85365080 | 1 |  | 0.067 | KG | 17.48 | 17.48 | CP20 | CP20 | Pushbutton, 22 mm, round, metal, shiny, red, pushbutton, raised, momentary contact type, with holder, 1 NC, spring-type terminal, with laser labeling, inscription or symbol Customer-specific selection with SIRIUS ACT configurator (CIN) | - | 0 | 0
3SU1150-0BB40-1FA0 |  | 3SU1150-0BB40-1FA0 | 1 | UN | 1 | 5 | B | D | N | N | 85365080 | 1 | 4011209958609 | 0.101 | KG | 19.57 | 19.57 | CP20 | CP20 | Pushbutton, 22 mm, round, metal, shiny, green, pushbutton, raised, momentary contact type, with holder, 1 NO+1 NC, screw terminal | - | 0 | 0
3SU1150-0BB40-1FA0-Z | X90 | 3SU1150-0BB40-1FA0-ZX90 | 1 | UN | 1 | 5 | B | D | EAR99 | N | 85365080 | 20 |  | 0.075 | KG | 19.57 | 19.57 | CP20 | CP20 | Pushbutton, 22 mm, round, metal, shiny, green, pushbutton, raised, momentary contact type, with holder, 1 NO+1 NC, screw terminal, Z=20-unit packaging | - | 0 | 0
3SU1150-0BB40-1FA0-Z | Y10 | 3SU1150-0BB40-1FA0-ZY10 | 1 | UN | 1 | 10 | C | D | EAR99 | N | 85365080 | 1 |  | 0.075 | KG | 24.32 | 24.32 | CP20 | CP20 | Pushbutton, 22 mm, round, metal, shiny, green, pushbutton, raised, momentary contact type, with holder, 1 NO+1 NC, screw terminal, with laser labeling, upper case and lower case, always upper case at beginning of line | - | 0 | 0
3SU1150-0BB40-1FA0-Z | Y11 | 3SU1150-0BB40-1FA0-ZY11 | 1 | UN | 1 | 10 | C | D | EAR99 | N | 85365080 | 1 |  | 0.075 | KG | 24.32 | 24.32 | CP20 | CP20 | Pushbutton, 22 mm, round, metal, shiny, green, pushbutton, raised, momentary contact type, with holder, 1 NO+1 NC, screw terminal, with laser labeling, upper case | - | 0 | 0
3SU1150-0BB40-1FA0-Z | Y12 | 3SU1150-0BB40-1FA0-ZY12 | 1 | UN | 1 | 10 | C | D | EAR99 | N | 85365080 | 1 |  | 0.075 | KG | 24.32 | 24.32 | CP20 | CP20 | Pushbutton, 22 mm, round, metal, shiny, green, pushbutton, raised, momentary contact type, with holder, 1 NO+1 NC, screw terminal, with laser labeling, lower case | - | 0 | 0
3SU1150-0BB40-1FA0-Z | Y13 | 3SU1150-0BB40-1FA0-ZY13 | 1 | UN | 1 | 10 | C | D | EAR99 | N | 85365080 | 1 |  | 0.075 | KG | 24.32 | 24.32 | CP20 | CP20 | Pushbutton, 22 mm, round, metal, shiny, green, pushbutton, raised, momentary contact type, with holder, 1 NO+1 NC, screw terminal, with laser labeling, symbol number according to, ISO 7000 or IEC 60417 | - | 0 | 0
3SU1150-0BB40-1FA0-Z | Y15 | 3SU1150-0BB40-1FA0-ZY15 | 1 | UN | 1 | 10 | C | D | EAR99 | N | 85365080 | 1 |  | 0.075 | KG | 24.32 | 24.32 | CP20 | CP20 | Pushbutton, 22 mm, round, metal, shiny, green, pushbutton, raised, momentary contact type, with holder, 1 NO+1 NC, screw terminal, with laser labeling, upper case and lower case, always upper case at the beginning of the word | - | 0 | 0
3SU1150-0BB40-1FA0-Z | Y19 | 3SU1150-0BB40-1FA0-ZY19 | 1 | UN | 1 | 10 | C | D | EAR99 | N | 85365080 | 1 |  | 0.075 | KG | 20.52 | 20.52 | CP20 | CP20 | Pushbutton, 22 mm, round, metal, shiny, green, pushbutton, raised, momentary contact type, with holder, 1 NO+1 NC, screw terminal, with laser labeling, inscription or symbol Customer-specific selection with SIRIUS ACT configurator (CIN) | - | 0 | 0
3SU1150-0BB50-1BA0 |  | 3SU1150-0BB50-1BA0 | 1 | UN | 1 | 5 | B | D | N | N | 85365080 | 1 | 4011209958630 | 0.1 | KG | 16.25 | 16.25 | CP20 | CP20 | Pushbutton, 22 mm, round, metal, shiny, blue, pushbutton, raised, momentary contact type, with holder, 1 NO, screw terminal | - | 0 | 0
3SU1150-0BB50-1BA0-Z | X90 | 3SU1150-0BB50-1BA0-ZX90 | 1 | UN | 1 | 5 | B | D | EAR99 | N | 85365080 | 20 |  | 0.067 | KG | 16.25 | 16.25 | CP20 | CP20 | Pushbutton, 22 mm, round, metal, shiny, blue, pushbutton, raised, momentary contact type, with holder, 1 NO, screw terminal, Z=20-unit packaging | - | 0 | 0
3SU1150-0BB50-1BA0-Z | Y10 | 3SU1150-0BB50-1BA0-ZY10 | 1 | UN | 1 | 10 | C | D | EAR99 | N | 85365080 | 1 |  | 0.067 | KG | 21 | 21 | CP20 | CP20 | Pushbutton, 22 mm, round, metal, shiny, blue, pushbutton, raised, momentary contact type, with holder, 1 NO, screw terminal, with laser labeling, upper case and lower case, always upper case at beginning of line | - | 0 | 0
3SU1150-0BB50-1BA0-Z | Y11 | 3SU1150-0BB50-1BA0-ZY11 | 1 | UN | 1 | 10 | C | D | EAR99 | N | 85365080 | 1 |  | 0.067 | KG | 21 | 21 | CP20 | CP20 | Pushbutton, 22 mm, round, metal, shiny, blue, pushbutton, raised, momentary contact type, with holder, 1 NO, screw terminal, with laser labeling, upper case | - | 0 | 0
3SU1150-0BB50-1BA0-Z | Y12 | 3SU1150-0BB50-1BA0-ZY12 | 1 | UN | 1 | 10 | C | D | EAR99 | N | 85365080 | 1 |  | 0.067 | KG | 21 | 21 | CP20 | CP20 | Pushbutton, 22 mm, round, metal, shiny, blue, pushbutton, raised, momentary contact type, with holder, 1 NO, screw terminal, with laser labeling, lower case | - | 0 | 0
3SU1150-0BB50-1BA0-Z | Y13 | 3SU1150-0BB50-1BA0-ZY13 | 1 | UN | 1 | 10 | C | D | EAR99 | N | 85365080 | 1 |  | 0.067 | KG | 21 | 21 | CP20 | CP20 | Pushbutton, 22 mm, round, metal, shiny, blue, pushbutton, raised, momentary contact type, with holder, 1 NO, screw terminal, with laser labeling, symbol number according to, ISO 7000 or IEC 60417 | - | 0 | 0
3SU1150-0BB50-1BA0-Z | Y15 | 3SU1150-0BB50-1BA0-ZY15 | 1 | UN | 1 | 10 | C | D | EAR99 | N | 85365080 | 1 |  | 0.067 | KG | 21 | 21 | CP20 | CP20 | Pushbutton, 22 mm, round, metal, shiny, blue, pushbutton, raised, momentary contact type, with holder, 1 NO, screw terminal, with laser labeling, upper case and lower case, always upper case at the beginning of the word | - | 0 | 0
3SU1150-0BB50-1BA0-Z | Y19 | 3SU1150-0BB50-1BA0-ZY19 | 1 | UN | 1 | 10 | C | D | EAR99 | N | 85365080 | 1 |  | 0.067 | KG | 17.2 | 17.2 | CP20 | CP20 | Pushbutton, 22 mm, round, metal, shiny, blue, pushbutton, raised, momentary contact type, with holder, 1 NO, screw terminal, with laser labeling, inscription or symbol Customer-specific selection with SIRIUS ACT configurator (CIN) | - | 0 | 0
3SU1150-0BB50-1FA0 |  | 3SU1150-0BB50-1FA0 | 1 | UN | 1 | 5 | B | D | N | N | 85365080 | 1 | 4011209958616 | 0.1 | KG | 19.57 | 19.57 | CP20 | CP20 | Pushbutton, 22 mm, round, metal, shiny, blue, pushbutton, raised, momentary contact type, with holder, 1 NO+1 NC, screw terminal | - | 0 | 0
3SU1150-0BB50-1FA0-Z | X90 | 3SU1150-0BB50-1FA0-ZX90 | 1 | UN | 1 | 5 | B | D | EAR99 | N | 85365080 | 20 |  | 0.075 | KG | 19.57 | 19.57 | CP20 | CP20 | Pushbutton, 22 mm, round, metal, shiny, blue, pushbutton, raised, momentary contact type, with holder, 1 NO+1 NC, screw terminal, Z=20-unit packaging | - | 0 | 0
3SU1150-0BB50-1FA0-Z | Y10 | 3SU1150-0BB50-1FA0-ZY10 | 1 | UN | 1 | 10 | C | D | EAR99 | N | 85365080 | 1 |  | 0.075 | KG | 24.32 | 24.32 | CP20 | CP20 | Pushbutton, 22 mm, round, metal, shiny, blue, pushbutton, raised, momentary contact type, with holder, 1 NO+1 NC, screw terminal, with laser labeling, upper case and lower case, always upper case at beginning of line | - | 0 | 0
3SU1150-0BB50-1FA0-Z | Y11 | 3SU1150-0BB50-1FA0-ZY11 | 1 | UN | 1 | 10 | C | D | EAR99 | N | 85365080 | 1 |  | 0.075 | KG | 24.32 | 24.32 | CP20 | CP20 | Pushbutton, 22 mm, round, metal, shiny, blue, pushbutton, raised, momentary contact type, with holder, 1 NO+1 NC, screw terminal, with laser labeling, upper case | - | 0 | 0
3SU1150-0BB50-1FA0-Z | Y12 | 3SU1150-0BB50-1FA0-ZY12 | 1 | UN | 1 | 10 | C | D | EAR99 | N | 85365080 | 1 |  | 0.075 | KG | 24.32 | 24.32 | CP20 | CP20 | Pushbutton, 22 mm, round, metal, shiny, blue, pushbutton, raised, momentary contact type, with holder, 1 NO+1 NC, screw terminal, with laser labeling, lower case | - | 0 | 0
3SU1150-0BB50-1FA0-Z | Y13 | 3SU1150-0BB50-1FA0-ZY13 | 1 | UN | 1 | 10 | C | D | EAR99 | N | 85365080 | 1 |  | 0.075 | KG | 24.32 | 24.32 | CP20 | CP20 | Pushbutton, 22 mm, round, metal, shiny, blue, pushbutton, raised, momentary contact type, with holder, 1 NO+1 NC, screw terminal, with laser labeling, symbol number according to, ISO 7000 or IEC 60417 | - | 0 | 0
3SU1150-0BB50-1FA0-Z | Y15 | 3SU1150-0BB50-1FA0-ZY15 | 1 | UN | 1 | 10 | C | D | EAR99 | N | 85365080 | 1 |  | 0.075 | KG | 24.32 | 24.32 | CP20 | CP20 | Pushbutton, 22 mm, round, metal, shiny, blue, pushbutton, raised, momentary contact type, with holder, 1 NO+1 NC, screw terminal, with laser labeling, upper case and lower case, always upper case at the beginning of the word | - | 0 | 0
3SU1150-0BB50-1FA0-Z | Y19 | 3SU1150-0BB50-1FA0-ZY19 | 1 | UN | 1 | 10 | C | D | EAR99 | N | 85365080 | 1 |  | 0.075 | KG | 20.52 | 20.52 | CP20 | CP20 | Pushbutton, 22 mm, round, metal, shiny, blue, pushbutton, raised, momentary contact type, with holder, 1 NO+1 NC, screw terminal, with laser labeling, inscription or symbol Customer-specific selection with SIRIUS ACT configurator (CIN) | - | 0 | 0
3SU1150-1BA20-1CA0 |  | 3SU1150-1BA20-1CA0 | 1 | UN | 1 | 1 | A | D | N | N | 85365080 | 1 | 4011209956421 | 0.113 | KG | 29.26 | 29.26 | CP20 | CP20 | Mushroom pushbutton, 22 mm, round, metal, shiny, red, 40 mm, latching, pull-to-unlatch mechanism, with holder, 1 NC, screw terminal | - | 0 | 0
3SU1150-1BA20-1CA0-Z | X90 | 3SU1150-1BA20-1CA0-ZX90 | 1 | UN | 1 | 5 | B | D | EAR99 | N | 85365080 | 20 |  | 0.104 | KG | 29.26 | 29.26 | CP20 | CP20 | Mushroom pushbutton, 22 mm, round, metal, shiny, red, 40mm, latching, pull-to-unlatch mechanism, with holder, 1 NC, screw terminal, Z=20-unit packaging | - | 0 | 0
3SU1150-1BA20-1CA0-Z | Y10 | 3SU1150-1BA20-1CA0-ZY10 | 1 | UN | 1 | 10 | C | D | EAR99 | N | 85365080 | 1 |  | 0.104 | KG | 34.01 | 34.01 | CP20 | CP20 | Mushroom pushbutton, 22 mm, round, metal, shiny, red, 40mm, latching, pull-to-unlatch mechanism, with holder, 1 NC, screw terminal, with laser labeling, upper case and lower case, always upper case at beginning of line | - | 0 | 0
3SU1150-1BA20-1CA0-Z | Y11 | 3SU1150-1BA20-1CA0-ZY11 | 1 | UN | 1 | 10 | C | D | EAR99 | N | 85365080 | 1 |  | 0.104 | KG | 34.01 | 34.01 | CP20 | CP20 | Mushroom pushbutton, 22 mm, round, metal, shiny, red, 40mm, latching, pull-to-unlatch mechanism, with holder, 1 NC, screw terminal, with laser labeling, upper case | - | 0 | 0
3SU1150-1BA20-1CA0-Z | Y12 | 3SU1150-1BA20-1CA0-ZY12 | 1 | UN | 1 | 10 | C | D | EAR99 | N | 85365080 | 1 |  | 0.104 | KG | 34.01 | 34.01 | CP20 | CP20 | Mushroom pushbutton, 22 mm, round, metal, shiny, red, 40mm, latching, pull-to-unlatch mechanism, with holder, 1 NC, screw terminal, with laser labeling, lower case | - | 0 | 0
3SU1150-1BA20-1CA0-Z | Y13 | 3SU1150-1BA20-1CA0-ZY13 | 1 | UN | 1 | 10 | C | D | EAR99 | N | 85365080 | 1 |  | 0.104 | KG | 34.01 | 34.01 | CP20 | CP20 | Mushroom pushbutton, 22 mm, round, metal, shiny, red, 40mm, latching, pull-to-unlatch mechanism, with holder, 1 NC, screw terminal, with laser labeling, symbol number according to, ISO 7000 or IEC 60417 | - | 0 | 0
3SU1150-1BA20-1CA0-Z | Y15 | 3SU1150-1BA20-1CA0-ZY15 | 1 | UN | 1 | 10 | C | D | EAR99 | N | 85365080 | 1 |  | 0.104 | KG | 34.01 | 34.01 | CP20 | CP20 | Mushroom pushbutton, 22 mm, round, metal, shiny, red, 40mm, latching, pull-to-unlatch mechanism, with holder, 1 NC, screw terminal, with laser labeling, upper case and lower case, always upper case at the beginning of the word | - | 0 | 0
3SU1150-1BA20-1CA0-Z | Y19 | 3SU1150-1BA20-1CA0-ZY19 | 1 | UN | 1 | 10 | C | D | EAR99 | N | 85365080 | 1 |  | 0.104 | KG | 30.21 | 30.21 | CP20 | CP20 | Mushroom pushbutton, 22 mm, round, metal, shiny, red, 40mm, latching, pull-to-unlatch mechanism, with holder, 1 NC, screw terminal, with laser labeling, inscription or symbol Customer-specific selection with SIRIUS ACT configurator (CIN) | - | 0 | 0
3SU1150-1BA20-1FA0 |  | 3SU1150-1BA20-1FA0 | 1 | UN | 1 | 3 | B | D | N | N | 85365080 | 1 | 4011209956407 | 0.12 | KG | 32.59 | 32.59 | CP20 | CP20 | Mushroom pushbutton, 22 mm, round, metal, shiny, red, 40 mm, latching, pull-to-unlatch mechanism, with holder, 1 NO+1 NC, screw terminal | - | 0 | 0
3SU1150-1BA20-1FA0-Z | X90 | 3SU1150-1BA20-1FA0-ZX90 | 1 | UN | 1 | 5 | B | D | N | N | 85365080 | 20 | 4047621073750 | 0.128 | KG | 32.59 | 32.59 | CP20 | CP20 | Mushroom pushbutton, 22 mm, round, metal, shiny, red, 40mm, latching, pull-to-unlatch mechanism, with holder, 1 NO+1 NC, screw terminal, Z=20-unit packaging | - | 0 | 0
3SU1150-1BA20-1FA0-Z | Y10 | 3SU1150-1BA20-1FA0-ZY10 | 1 | UN | 1 | 10 | C | D | EAR99 | N | 85365080 | 1 |  | 0.112 | KG | 37.34 | 37.34 | CP20 | CP20 | Mushroom pushbutton, 22 mm, round, metal, shiny, red, 40mm, latching, pull-to-unlatch mechanism, with holder, 1 NO+1 NC, screw terminal, with laser labeling, upper case and lower case, always upper case at beginning of line | - | 0 | 0
3SU1150-1BA20-1FA0-Z | Y11 | 3SU1150-1BA20-1FA0-ZY11 | 1 | UN | 1 | 10 | C | D | EAR99 | N | 85365080 | 1 |  | 0.112 | KG | 37.34 | 37.34 | CP20 | CP20 | Mushroom pushbutton, 22 mm, round, metal, shiny, red, 40mm, latching, pull-to-unlatch mechanism, with holder, 1 NO+1 NC, screw terminal, with laser labeling, upper case | - | 0 | 0
3SU1150-1BA20-1FA0-Z | Y12 | 3SU1150-1BA20-1FA0-ZY12 | 1 | UN | 1 | 10 | C | D | EAR99 | N | 85365080 | 1 |  | 0.112 | KG | 37.34 | 37.34 | CP20 | CP20 | Mushroom pushbutton, 22 mm, round, metal, shiny, red, 40mm, latching, pull-to-unlatch mechanism, with holder, 1 NO+1 NC, screw terminal, with laser labeling, lower case | - | 0 | 0
3SU1150-1BA20-1FA0-Z | Y13 | 3SU1150-1BA20-1FA0-ZY13 | 1 | UN | 1 | 10 | C | D | EAR99 | N | 85365080 | 1 |  | 0.112 | KG | 37.34 | 37.34 | CP20 | CP20 | Mushroom pushbutton, 22 mm, round, metal, shiny, red, 40mm, latching, pull-to-unlatch mechanism, with holder, 1 NO+1 NC, screw terminal, with laser labeling, symbol number according to, ISO 7000 or IEC 60417 | - | 0 | 0
3SU1150-1BA20-1FA0-Z | Y15 | 3SU1150-1BA20-1FA0-ZY15 | 1 | UN | 1 | 10 | C | D | EAR99 | N | 85365080 | 1 |  | 0.112 | KG | 37.34 | 37.34 | CP20 | CP20 | Mushroom pushbutton, 22 mm, round, metal, shiny, red, 40mm, latching, pull-to-unlatch mechanism, with holder, 1 NO+1 NC, screw terminal, with laser labeling, upper case and lower case, always upper case at the beginning of the word | - | 0 | 0
3SU1150-1BA20-1FA0-Z | Y19 | 3SU1150-1BA20-1FA0-ZY19 | 1 | UN | 1 | 10 | C | D | EAR99 | N | 85365080 | 1 |  | 0.112 | KG | 33.54 | 33.54 | CP20 | CP20 | Mushroom pushbutton, 22 mm, round, metal, shiny, red, 40mm, latching, pull-to-unlatch mechanism, with holder, 1 NO+1 NC, screw terminal, with laser labeling, inscription or symbol Customer-specific selection with SIRIUS ACT configurator (CIN) | - | 0 | 0
3SU1150-1BA20-3CA0 |  | 3SU1150-1BA20-3CA0 | 1 | UN | 1 | 5 | B | D | N | N | 85365080 | 1 | 4011209956438 | 0.113 | KG | 29.55 | 29.55 | CP20 | CP20 | Mushroom pushbutton, 22 mm, round, metal, shiny, red, 40 mm, latching, pull-to-unlatch mechanism, with holder, 1 NC, Spring-type terminal | - | 0 | 0
3SU1150-1BA20-3CA0-Z | X90 | 3SU1150-1BA20-3CA0-ZX90 | 1 | UN | 1 | 5 | B | D | EAR99 | N | 85365080 | 20 |  | 0.104 | KG | 29.55 | 29.55 | CP20 | CP20 | Mushroom pushbutton, 22 mm, round, metal, shiny, red, 40mm, latching, pull-to-unlatch mechanism, with holder, 1 NC, spring-type terminal, Z=20-unit packaging | - | 0 | 0
3SU1150-1BA20-3CA0-Z | Y10 | 3SU1150-1BA20-3CA0-ZY10 | 1 | UN | 1 | 10 | C | D | EAR99 | N | 85365080 | 1 |  | 0.104 | KG | 34.3 | 34.3 | CP20 | CP20 | Mushroom pushbutton, 22 mm, round, metal, shiny, red, 40mm, latching, pull-to-unlatch mechanism, with holder, 1 NC, spring-type terminal, with laser labeling, upper case and lower case, always upper case at beginning of line | - | 0 | 0
3SU1150-1BA20-3CA0-Z | Y11 | 3SU1150-1BA20-3CA0-ZY11 | 1 | UN | 1 | 10 | C | D | EAR99 | N | 85365080 | 1 |  | 0.104 | KG | 34.3 | 34.3 | CP20 | CP20 | Mushroom pushbutton, 22 mm, round, metal, shiny, red, 40mm, latching, pull-to-unlatch mechanism, with holder, 1 NC, spring-type terminal, with laser labeling, upper case | - | 0 | 0
3SU1150-1BA20-3CA0-Z | Y12 | 3SU1150-1BA20-3CA0-ZY12 | 1 | UN | 1 | 10 | C | D | EAR99 | N | 85365080 | 1 |  | 0.104 | KG | 34.3 | 34.3 | CP20 | CP20 | Mushroom pushbutton, 22 mm, round, metal, shiny, red, 40mm, latching, pull-to-unlatch mechanism, with holder, 1 NC, spring-type terminal, with laser labeling, lower case | - | 0 | 0
3SU1150-1BA20-3CA0-Z | Y13 | 3SU1150-1BA20-3CA0-ZY13 | 1 | UN | 1 | 10 | C | D | EAR99 | N | 85365080 | 1 |  | 0.104 | KG | 34.3 | 34.3 | CP20 | CP20 | Mushroom pushbutton, 22 mm, round, metal, shiny, red, 40mm, latching, pull-to-unlatch mechanism, with holder, 1 NC, spring-type terminal, with laser labeling, symbol number according to, ISO 7000 or IEC 60417 | - | 0 | 0
3SU1150-1BA20-3CA0-Z | Y15 | 3SU1150-1BA20-3CA0-ZY15 | 1 | UN | 1 | 10 | C | D | EAR99 | N | 85365080 | 1 |  | 0.104 | KG | 34.3 | 34.3 | CP20 | CP20 | Mushroom pushbutton, 22 mm, round, metal, shiny, red, 40mm, latching, pull-to-unlatch mechanism, with holder, 1 NC, spring-type terminal, with laser labeling, upper case and lower case, always upper case at the beginning of the word | - | 0 | 0
3SU1150-1BA20-3CA0-Z | Y19 | 3SU1150-1BA20-3CA0-ZY19 | 1 | UN | 1 | 10 | C | D | EAR99 | N | 85365080 | 1 |  | 0.104 | KG | 30.5 | 30.5 | CP20 | CP20 | Mushroom pushbutton, 22 mm, round, metal, shiny, red, 40mm, latching, pull-to-unlatch mechanism, with holder, 1 NC, spring-type terminal, with laser labeling, inscription or symbol Customer-specific selection with SIRIUS ACT configurator (CIN) | - | 0 | 0
3SU1150-1BA20-3FA0 |  | 3SU1150-1BA20-3FA0 | 1 | UN | 1 | 5 | B | D | N | N | 85365080 | 1 | 4011209956414 | 0.121 | KG | 33.35 | 33.35 | CP20 | CP20 | Mushroom pushbutton, 22 mm, round, metal, shiny, red, 40 mm, latching, pull-to-unlatch mechanism, with holder, 1 NO+1 NC, Spring-type terminal | - | 0 | 0
3SU1150-1BA20-3FA0-Z | X90 | 3SU1150-1BA20-3FA0-ZX90 | 1 | UN | 1 | 5 | B | D | EAR99 | N | 85365080 | 20 |  | 0.112 | KG | 33.35 | 33.35 | CP20 | CP20 | Mushroom pushbutton, 22 mm, round, metal, shiny, red, 40mm, latching, pull-to-unlatch mechanism, with holder, 1 NO+1 NC, spring-type terminal, Z=20-unit packaging | - | 0 | 0
3SU1150-1BA20-3FA0-Z | Y10 | 3SU1150-1BA20-3FA0-ZY10 | 1 | UN | 1 | 10 | C | D | EAR99 | N | 85365080 | 1 |  | 0.112 | KG | 38.1 | 38.1 | CP20 | CP20 | Mushroom pushbutton, 22 mm, round, metal, shiny, red, 40mm, latching, pull-to-unlatch mechanism, with holder, 1 NO+1 NC, spring-type terminal, with laser labeling, upper case and lower case, always upper case at beginning of line | - | 0 | 0
3SU1150-1BA20-3FA0-Z | Y11 | 3SU1150-1BA20-3FA0-ZY11 | 1 | UN | 1 | 10 | C | D | EAR99 | N | 85365080 | 1 |  | 0.112 | KG | 38.1 | 38.1 | CP20 | CP20 | Mushroom pushbutton, 22 mm, round, metal, shiny, red, 40mm, latching, pull-to-unlatch mechanism, with holder, 1 NO+1 NC, spring-type terminal, with laser labeling, upper case | - | 0 | 0
3SU1150-1BA20-3FA0-Z | Y12 | 3SU1150-1BA20-3FA0-ZY12 | 1 | UN | 1 | 10 | C | D | EAR99 | N | 85365080 | 1 |  | 0.112 | KG | 38.1 | 38.1 | CP20 | CP20 | Mushroom pushbutton, 22 mm, round, metal, shiny, red, 40mm, latching, pull-to-unlatch mechanism, with holder, 1 NO+1 NC, spring-type terminal, with laser labeling, lower case | - | 0 | 0
3SU1150-1BA20-3FA0-Z | Y13 | 3SU1150-1BA20-3FA0-ZY13 | 1 | UN | 1 | 10 | C | D | EAR99 | N | 85365080 | 1 |  | 0.112 | KG | 38.1 | 38.1 | CP20 | CP20 | Mushroom pushbutton, 22 mm, round, metal, shiny, red, 40mm, latching, pull-to-unlatch mechanism, with holder, 1 NO+1 NC, spring-type terminal, with laser labeling, symbol number according to, ISO 7000 or IEC 60417 | - | 0 | 0
3SU1150-1BA20-3FA0-Z | Y15 | 3SU1150-1BA20-3FA0-ZY15 | 1 | UN | 1 | 10 | C | D | EAR99 | N | 85365080 | 1 |  | 0.112 | KG | 38.1 | 38.1 | CP20 | CP20 | Mushroom pushbutton, 22 mm, round, metal, shiny, red, 40mm, latching, pull-to-unlatch mechanism, with holder, 1 NO+1 NC, spring-type terminal, with laser labeling, upper case and lower case, always upper case at the beginning of the word | - | 0 | 0
3SU1150-1BA20-3FA0-Z | Y19 | 3SU1150-1BA20-3FA0-ZY19 | 1 | UN | 1 | 10 | C | D | EAR99 | N | 85365080 | 1 |  | 0.112 | KG | 34.3 | 34.3 | CP20 | CP20 | Mushroom pushbutton, 22 mm, round, metal, shiny, red, 40mm, latching, pull-to-unlatch mechanism, with holder, 1 NO+1 NC, spring-type terminal, with laser labeling, inscription or symbol Customer-specific selection with SIRIUS ACT configurator (CIN) | - | 0 | 0
3SU1150-1GB20-3CW0 |  | 3SU1150-1GB20-3CW0 | 1 | UN | 1 | 5 | B | D | N | N | 85365080 | 1 | 4047621068671 | 0.16 | KG | 45.98 | 45.98 | CP20 | CP20 | EMERGENCY STOP mushroom-type actuator, 22 mm, round, metal, shiny, red, 30 mm, positive latching, according to EN ISO 13850, rotate-to-unlatch, washer for EMERGENCY STOP, yellow, with inscription: NOT-HALT, EMERGENCY STOP, ARRÃŠT D'URGENCE, EMERGENZA with holder, 1 NC, 1 NC, spring-type terminal, front plate mounting |  | 0 | 0
3SU1150-1HA20-1CG0 |  | 3SU1150-1HA20-1CG0 | 1 | UN | 1 | 5 | B | D | N | N | 85365080 | 1 | 4011209956971 | 0.161 | KG | 31.16 | 31.16 | CP20 | CP20 | EMERGENCY STOP mushroom pushbutton, 22 mm, round, metal, shiny, red, 40 mm, positive latching, acc. to EN ISO 13850, pull-to-unlatch mechanism, with yellow backing plate, inscription: EMERGENCY STOP, with holder, 1 NC, screw terminal | - | 0 | 0
3SU1150-1HA20-1CG0-Z | X90 | 3SU1150-1HA20-1CG0-ZX90 | 1 | UN | 1 | 5 | B | D | EAR99 | N | 85365080 | 20 |  | 0.117 | KG | 31.16 | 31.16 | CP20 | CP20 | EMERGENCY STOP mushroom pushbutton, 22 mm, round, metal, shiny, red, 40 mm, positive latching, acc. to EN ISO 13850, pull-to-unlatch mechanism, with yellow backing plate, inscription: EMERGENCY STOP, with holder, 1 NC, screw terminal, Z=20-unit packaging | - | 0 | 0
3SU1150-1HA20-1CH0 |  | 3SU1150-1HA20-1CH0 | 1 | UN | 1 | 5 | B | D | N | N | 85365080 | 1 | 4011209956957 | 0.16 | KG | 31.16 | 33.92 | CP20 | CP20 | EMERGENCY STOP mushroom-type actuator, 22 mm, round, metal, shiny, red, 40 mm, positive latching, according to EN ISO 13850, pull-to-unlatch mechanism, with yellow backing plate, inscription: NOT-HALT, with holder, 1 NC, screw terminal | Lista Papel 2020 SI | 0 | 0
3SU1150-1HA20-1CH0-Z | X90 | 3SU1150-1HA20-1CH0-ZX90 | 1 | UN | 1 | 5 | B | D | N | N | 85365080 | 20 | 4047621050508 | 0.166 | KG | 31.16 | 31.16 | CP20 | CP20 | EMERGENCY STOP mushroom-type actuator, 22 mm, round, metal, shiny, red, 40 mm, positive latching, according to EN ISO 13850, pull-to-unlatch mechanism, with yellow backing plate, inscription: NOT-HALT, with holder, 1 NC, screw terminal, Z=20-unit packaging | - | 0 | 0
3SU1150-1HA20-1FG0 |  | 3SU1150-1HA20-1FG0 | 1 | UN | 1 | 5 | B | D | N | N | 85365080 | 1 | 4011209956940 | 0.165 | KG | 34.49 | 34.49 | CP20 | CP20 | EMERGENCY STOP mushroom pushbutton, 22 mm, round, metal, shiny, red, 40 mm, positive latching, acc. to EN ISO 13850, pull-to-unlatch mechanism, with yellow backing plate, inscription: EMERGENCY STOP, with holder, 1 NO+1 NC, screw terminal | - | 0 | 0
3SU1150-1HA20-1FG0-Z | X90 | 3SU1150-1HA20-1FG0-ZX90 | 1 | UN | 1 | 5 | B | D | N | N | 85365080 | 20 | 4047621055282 | 0.175 | KG | 34.49 | 34.49 | CP20 | CP20 | EMERGENCY STOP mushroom pushbutton, 22 mm, round, metal, shiny, red, 40 mm, positive latching, acc. to EN ISO 13850, pull-to-unlatch mechanism, with yellow backing plate, inscription: EMERGENCY STOP, with holder, 1 NO+1 NC, screw terminal, Z=20-unit packaging | - | 0 | 0
3SU1150-1HA20-1FH0 |  | 3SU1150-1HA20-1FH0 | 1 | UN | 1 | 5 | B | D | N | N | 85365080 | 1 | 4011209956919 | 0.168 | KG | 34.49 | 37.15 | CP20 | CP20 | EMERGENCY STOP mushroom-type actuator, 22 mm, round, metal, shiny, red, 40 mm, positive latching, according to EN ISO 13850, pull-to-unlatch mechanism, with yellow backing plate, inscription: NOT-HALT, with holder, 1 NO+1 NC, screw terminal | Lista Papel 2020 SI | 0 | 0
3SU1150-1HA20-1FH0-Z | X90 | 3SU1150-1HA20-1FH0-ZX90 | 1 | UN | 1 | 5 | B | D | EAR99 | N | 85365080 | 20 |  | 0.125 | KG | 34.49 | 34.49 | CP20 | CP20 | EMERGENCY STOP mushroom-type actuator, 22 mm, round, metal, shiny, red, 40 mm, positive latching, according to EN ISO 13850, pull-to-unlatch mechanism, with yellow backing plate, inscription: NOT-HALT, with holder, 1 NO+1 NC, screw terminal, Z=20-unit packaging | - | 0 | 0
3SU1150-1HA20-1FJ0 |  | 3SU1150-1HA20-1FJ0 | 1 | UN | 1 | 5 | B | D | N | N | 85365080 | 1 | 4011209956933 | 0.175 | KG | 34.49 | 34.49 | CP20 | CP20 | EMERGENCY STOP mushroom pushbutton, 22 mm, round, metal, shiny, red, 40 mm, positive latching, acc. to EN ISO 13850, pull-to-unlatch mechanism, with yellow backing plate, inscription: ArrÃªt d'urgence, with holder, 1 NO+1 NC, screw terminal | - | 0 | 0
3SU1150-1HA20-1FJ0-Z | X90 | 3SU1150-1HA20-1FJ0-ZX90 | 1 | UN | 1 | 5 | B | D | EAR99 | N | 85365080 | 20 |  | 0.125 | KG | 34.49 | 34.49 | CP20 | CP20 | EMERGENCY STOP mushroom pushbutton, 22 mm, round, metal, shiny, red, 40 mm, positive latching, acc. to EN ISO 13850, pull-to-unlatch mechanism, with yellow backing plate, inscription: ArrÃªt d'urgence, with holder, 1 NO+1 NC, screw terminal, Z=20-unit packaging | - | 0 | 0
3SU1150-1HA20-3CH0 |  | 3SU1150-1HA20-3CH0 | 1 | UN | 1 | 5 | B | D | N | N | 85365080 | 1 | 4011209956964 | 0.161 | KG | 31.45 | 31.45 | CP20 | CP20 | EMERGENCY STOP mushroom-type actuator, 22 mm, round, metal, shiny, red, 40 mm, positive latching, according to EN ISO 13850, pull-to-unlatch mechanism, with yellow backing plate, inscription: NOT-HALT, with holder, 1 NC, spring-type terminal | - | 0 | 0
3SU1150-1HA20-3CH0-Z | X90 | 3SU1150-1HA20-3CH0-ZX90 | 1 | UN | 1 | 5 | B | D | EAR99 | N | 85365080 | 20 |  | 0.117 | KG | 31.45 | 31.45 | CP20 | CP20 | EMERGENCY STOP mushroom-type actuator, 22 mm, round, metal, shiny, red, 40 mm, positive latching, according to EN ISO 13850, pull-to-unlatch mechanism, with yellow backing plate, inscription: NOT-HALT, with holder, 1 NC, spring-type terminal, Z=20-unit packaging | - | 0 | 0
3SU1150-1HA20-3FH0 |  | 3SU1150-1HA20-3FH0 | 1 | UN | 1 | 5 | B | D | N | N | 85365080 | 1 | 4011209956926 | 0.163 | KG | 35.25 | 35.25 | CP20 | CP20 | EMERGENCY STOP mushroom-type actuator, 22 mm, round, metal, shiny, red, 40 mm, positive latching, according to EN ISO 13850, pull-to-unlatch mechanism, with yellow backing plate, inscription: NOT-HALT, with holder, 1 NO+1 NC, spring-type terminal | - | 0 | 0
3SU1150-1HA20-3FH0-Z | X90 | 3SU1150-1HA20-3FH0-ZX90 | 1 | UN | 1 | 5 | B | D | EAR99 | N | 85365080 | 20 |  | 0.125 | KG | 35.25 | 35.25 | CP20 | CP20 | EMERGENCY STOP mushroom-type actuator, 22 mm, round, metal, shiny, red, 40 mm, positive latching, according to EN ISO 13850, pull-to-unlatch mechanism, with yellow backing plate, inscription: NOT-HALT, with holder, 1 NO+1 NC, spring-type terminal, Z=20-unit packaging | - | 0 | 0
3SU1150-1HA20-3PH0 |  | 3SU1150-1HA20-3PH0 | 1 | UN | 1 | 5 | B | D | N | N | 85365080 | 1 | 4011209956988 | 0.166 | KG | 36.96 | 36.96 | CP20 | CP20 | EMERGENCY STOP mushroom-type actuator, 22 mm, round, metal, shiny, red, 40 mm, positive latching, according to EN ISO 13850, pull-to-unlatch mechanism, with yellow backing plate, inscription: NOT-HALT, with holder, 1 NC, 1 NC, spring-type terminal | - | 0 | 0
3SU1150-1HA20-3PH0-Z | X90 | 3SU1150-1HA20-3PH0-ZX90 | 1 | UN | 1 | 5 | B | D | N | N | 85365080 | 20 | 4047621054575 | 0.175 | KG | 36.96 | 36.96 | CP20 | CP20 | EMERGENCY STOP mushroom-type actuator, 22 mm, round, metal, shiny, red, 40 mm, positive latching, according to EN ISO 13850, pull-to-unlatch mechanism, with yellow backing plate, inscription: NOT-HALT, with holder, 1 NC, 1 NC, spring-type terminal, Z=20-unit packaging | - | 0 | 0
3SU1150-1HB20-1CG0 |  | 3SU1150-1HB20-1CG0 | 1 | UN | 1 | 3 | B | D | N | N | 85365080 | 1 | 4011209956896 | 0.153 | KG | 31.16 | 31.16 | CP20 | CP20 | EMERGENCY STOP mushroom pushbutton, 22 mm, round, metal, shiny, red, 40 mm, positive latching, acc. to EN ISO 13850, rotate-to-unlatch, with yellow backing plate, inscription: EMERGENCY STOP, with holder, 1 NC, screw terminal | - | 0 | 0
3SU1150-1HB20-1CG0-Z | X90 | 3SU1150-1HB20-1CG0-ZX90 | 1 | UN | 1 | 5 | B | D | EAR99 | N | 85365080 | 20 |  | 0.114 | KG | 31.16 | 31.16 | CP20 | CP20 | EMERGENCY STOP mushroom pushbutton, 22 mm, round, metal, shiny, red, 40 mm, positive latching, acc. to EN ISO 13850, rotate-to-unlatch, with yellow backing plate, inscription: EMERGENCY STOP, with holder, 1 NC, screw terminal, Z=20-unit packaging | - | 0 | 0
3SU1150-1HB20-1CH0 |  | 3SU1150-1HB20-1CH0 | 1 | UN | 1 | 1 | A | D | N | N | 85365080 | 1 | 4011209956865 | 0.153 | KG | 31.16 | 33.92 | CP20 | CP20 | EMERGENCY STOP mushroom-type actuator, 22 mm, round, metal, shiny, red, 40 mm, positive latching, according to EN ISO 13850, rotate-to-unlatch, with yellow backing plate, inscription: NOT-HALT, with holder, 1 NC, screw terminal | Lista Papel 2020 SI | 0 | 0
3SU1150-1HB20-1CH0-Z | X90 | 3SU1150-1HB20-1CH0-ZX90 | 1 | UN | 1 | 5 | B | D | EAR99 | N | 85365080 | 20 |  | 0.114 | KG | 31.16 | 31.16 | CP20 | CP20 | EMERGENCY STOP mushroom-type actuator, 22 mm, round, metal, shiny, red, 40 mm, positive latching, according to EN ISO 13850, rotate-to-unlatch, with yellow backing plate, inscription: NOT-HALT, with holder, 1 NC, screw terminal, Z=20-unit packaging | - | 0 | 0
3SU1150-1HB20-1CJ0 |  | 3SU1150-1HB20-1CJ0 | 1 | UN | 1 | 5 | B | D | N | N | 85365080 | 1 | 4011209956889 | 0.159 | KG | 31.16 | 31.16 | CP20 | CP20 | EMERGENCY STOP mushroom pushbutton, 22 mm, round, metal, shiny, red, 40 mm, positive latching, acc. to EN ISO 13850, rotate-to-unlatch, with yellow backing plate, inscription: ArrÃªt d'urgence, with holder, 1 NC, screw terminal | - | 0 | 0
3SU1150-1HB20-1CJ0-Z | X90 | 3SU1150-1HB20-1CJ0-ZX90 | 1 | UN | 1 | 5 | B | D | EAR99 | N | 85365080 | 20 |  | 0.114 | KG | 31.16 | 31.16 | CP20 | CP20 | EMERGENCY STOP mushroom pushbutton, 22 mm, round, metal, shiny, red, 40 mm, positive latching, acc. to EN ISO 13850, rotate-to-unlatch, with yellow backing plate, inscription: ArrÃªt d'urgence, with holder, 1 NC, screw terminal, Z=20-unit packaging | - | 0 | 0
3SU1150-1HB20-1FG0 |  | 3SU1150-1HB20-1FG0 | 1 | UN | 1 | 5 | B | D | N | N | 85365080 | 1 | 4011209956858 | 0.155 | KG | 34.49 | 34.49 | CP20 | CP20 | EMERGENCY STOP mushroom pushbutton, 22 mm, round, metal, shiny, red, 40 mm, positive latching, acc. to EN ISO 13850, rotate-to-unlatch, with yellow backing plate, inscription: EMERGENCY STOP, with holder, 1 NO+1 NC, screw terminal | - | 0 | 0
3SU1150-1HB20-1FG0-Z | X90 | 3SU1150-1HB20-1FG0-ZX90 | 1 | UN | 1 | 5 | B | D | N | N | 85365080 | 20 |  | 0.162 | KG | 34.49 | 34.49 | CP20 | CP20 | EMERGENCY STOP mushroom pushbutton, 22 mm, round, metal, shiny, red, 40 mm, positive latching, acc. to EN ISO 13850, rotate-to-unlatch, with yellow backing plate, inscription: EMERGENCY STOP, with holder, 1 NO+1 NC, screw terminal, Z=20-unit packaging | - | 0 | 0
3SU1150-1HB20-1FH0 |  | 3SU1150-1HB20-1FH0 | 1 | UN | 1 | 1 | A | D | N | N | 85365080 | 1 | 4011209956629 | 0.165 | KG | 34.49 | 37.15 | CP20 | CP20 | EMERGENCY STOP mushroom-type actuator, 22 mm, round, metal, shiny, red, 40 mm, positive latching, according to EN ISO 13850, rotate-to-unlatch, with yellow backing plate, inscription: NOT-HALT, with holder, 1 NO+1 NC, screw terminal | Lista Papel 2020 SI | 0 | 0
3SU1150-1HB20-1FH0-Z | X90 | 3SU1150-1HB20-1FH0-ZX90 | 1 | UN | 1 | 5 | B | D | N | N | 85365080 | 20 | 4047621056494 | 0.168 | KG | 34.49 | 34.49 | CP20 | CP20 | EMERGENCY STOP mushroom-type actuator, 22 mm, round, metal, shiny, red, 40 mm, positive latching, according to EN ISO 13850, rotate-to-unlatch, with yellow backing plate, inscription: NOT-HALT, with holder, 1 NO+1 NC, screw terminal, Z=20-unit packaging | - | 0 | 0
3SU1150-1HB20-1FJ0 |  | 3SU1150-1HB20-1FJ0 | 1 | UN | 1 | 5 | B | D | N | N | 85365080 | 1 | 4011209956650 | 0.166 | KG | 34.49 | 34.49 | CP20 | CP20 | EMERGENCY STOP mushroom pushbutton, 22 mm, round, metal, shiny, red, 40 mm, positive latching, acc. to EN ISO 13850, rotate-to-unlatch, with yellow backing plate, inscription: ArrÃªt d'urgence, with holder, 1 NO+1 NC, screw terminal | - | 0 | 0
3SU1150-1HB20-1FJ0-Z | X90 | 3SU1150-1HB20-1FJ0-ZX90 | 1 | UN | 1 | 5 | B | D | EAR99 | N | 85365080 | 20 |  | 0.122 | KG | 34.49 | 34.49 | CP20 | CP20 | EMERGENCY STOP mushroom pushbutton, 22 mm, round, metal, shiny, red, 40 mm, positive latching, acc. to EN ISO 13850, rotate-to-unlatch, with yellow backing plate, inscription: ArrÃªt d'urgence, with holder, 1 NO+1 NC, screw terminal, Z=20-unit packaging | - | 0 | 0
3SU1150-1HB20-3CF0 |  | 3SU1150-1HB20-3CF0 | 1 | UN | 1 | 5 | B | D | N | N | 85365080 | 1 | 4047621071626 | 0.158 | KG | 42.66 | 42.66 | CP20 | CP20 | EMERGENCY STOP mushroom pushbutton, 22 mm, round, metal, shiny, red, 40 mm, positive latching, acc. to EN ISO 13850, rotate-to-unlatch, with yellow backing plate, inscription: EMERGENCY STOP, with holder, 1 NC, spring-type terminal |  | 0 | 0
3SU1150-1HB20-3CH0 |  | 3SU1150-1HB20-3CH0 | 1 | UN | 1 | 5 | B | D | N | N | 85365080 | 1 | 4011209956872 | 0.149 | KG | 31.45 | 31.45 | CP20 | CP20 | EMERGENCY STOP mushroom-type actuator, 22 mm, round, metal, shiny, red, 40 mm, positive latching, according to EN ISO 13850, rotate-to-unlatch, with yellow backing plate, inscription: NOT-HALT, with holder, 1 NC, spring-type terminal | - | 0 | 0
3SU1150-1HB20-3CH0-Z | X90 | 3SU1150-1HB20-3CH0-ZX90 | 1 | UN | 1 | 5 | B | D | EAR99 | N | 85365080 | 20 |  | 0.114 | KG | 31.45 | 31.45 | CP20 | CP20 | EMERGENCY STOP mushroom-type actuator, 22 mm, round, metal, shiny, red, 40 mm, positive latching, according to EN ISO 13850, rotate-to-unlatch, with yellow backing plate, inscription: NOT-HALT, with holder, 1 NC, spring-type terminal, Z=20-unit packaging | - | 0 | 0
3SU1150-1HB20-3FH0 |  | 3SU1150-1HB20-3FH0 | 1 | UN | 1 | 5 | B | D | N | N | 85365080 | 1 | 4011209956636 | 0.16 | KG | 35.25 | 35.25 | CP20 | CP20 | EMERGENCY STOP mushroom-type actuator, 22 mm, round, metal, shiny, red, 40 mm, positive latching, according to EN ISO 13850, rotate-to-unlatch, with yellow backing plate, inscription: NOT-HALT, with holder, 1 NO+1 NC, spring-type terminal | - | 0 | 0
3SU1150-1HB20-3FH0-Z | X90 | 3SU1150-1HB20-3FH0-ZX90 | 1 | UN | 1 | 5 | B | D | N | N | 85365080 | 20 | 4047621057736 | 0.17 | KG | 35.25 | 35.25 | CP20 | CP20 | EMERGENCY STOP mushroom-type actuator, 22 mm, round, metal, shiny, red, 40 mm, positive latching, according to EN ISO 13850, rotate-to-unlatch, with yellow backing plate, inscription: NOT-HALT, with holder, 1 NO+1 NC, spring-type terminal, Z=20-unit packaging | - | 0 | 0
3SU1150-1HB20-3PH0 |  | 3SU1150-1HB20-3PH0 | 1 | UN | 1 | 5 | B | D | N | N | 85365080 | 1 | 4011209956902 | 0.16 | KG | 36.96 | 36.96 | CP20 | CP20 | EMERGENCY STOP mushroom-type actuator, 22 mm, round, metal, shiny, red, 40 mm, positive latching, according to EN ISO 13850, rotate-to-unlatch, with yellow backing plate, inscription: NOT-HALT, with holder, 1 NC, 1 NC, spring-type terminal | - | 0 | 0
3SU1150-1HB20-3PH0-Z | X90 | 3SU1150-1HB20-3PH0-ZX90 | 1 | UN | 1 | 5 | B | D | N | N | 85365080 | 20 |  | 0.166 | KG | 36.96 | 36.96 | CP20 | CP20 | EMERGENCY STOP mushroom-type actuator, 22 mm, round, metal, shiny, red, 40 mm, positive latching, according to EN ISO 13850, rotate-to-unlatch, with yellow backing plate, inscription: NOT-HALT, with holder, 1 NC, 1 NC, spring-type terminal, Z=20-unit packaging | - | 0 | 0
3SU1150-2BF60-1BA0 |  | 3SU1150-2BF60-1BA0 | 1 | UN | 1 | 1 | A | D | N | N | 85365080 | 1 | 4011209956469 | 0.104 | KG | 19.95 | 24.23 | CP20 | CP20 | Selector switch, illuminable, 22 mm, round, metal, shiny, white, selector switch, short, 2 switch positions O-I, latching, actuating angle 90Â°, 10:30h/13:30h, with holder, 1 NO, screw terminal | Lista Papel 2020 SI | 0 | 0
3SU1150-2BF60-1BA0-Z | X90 | 3SU1150-2BF60-1BA0-ZX90 | 1 | UN | 1 | 5 | B | D | N | N | 85365080 | 20 | 4047621053660 | 0.112 | KG | 19.95 | 19.95 | CP20 | CP20 | Selector switch, illuminable, 22 mm, round, metal, shiny, white, selector switch, short, 2 switch positions O-I, latching, actuating angle 90Â°, 10:30h/13:30h, with holder, 1 NO, screw terminal, Z=20-unit packaging | - | 0 | 0
3SU1150-2BF60-1BA0-Z | Y10 | 3SU1150-2BF60-1BA0-ZY10 | 1 | UN | 1 | 10 | C | D | EAR99 | N | 85365080 | 1 |  | 0.095 | KG | 24.7 | 24.7 | CP20 | CP20 | Selector switch, illuminable, 22 mm, round, metal, shiny, white, selector switch, short, 2 switch positions O-I, latching, actuating angle 90Â°, 10:30h/13:30h, with holder, 1 NO, screw terminal, with laser labeling, upper case and lower case, always upper case at beginning of line | - | 0 | 7
3SU1150-2BF60-1BA0-Z | Y11 | 3SU1150-2BF60-1BA0-ZY11 | 1 | UN | 1 | 10 | C | D | EAR99 | N | 85365080 | 1 |  | 0.095 | KG | 24.7 | 24.7 | CP20 | CP20 | Selector switch, illuminable, 22 mm, round, metal, shiny, white, selector switch, short, 2 switch positions O-I, latching, actuating angle 90Â°, 10:30h/13:30h, with holder, 1 NO, screw terminal, with laser labeling, upper case | - | 0 | 7
3SU1150-2BF60-1BA0-Z | Y12 | 3SU1150-2BF60-1BA0-ZY12 | 1 | UN | 1 | 10 | C | D | EAR99 | N | 85365080 | 1 |  | 0.095 | KG | 24.7 | 24.7 | CP20 | CP20 | Selector switch, illuminable, 22 mm, round, metal, shiny, white, selector switch, short, 2 switch positions O-I, latching, actuating angle 90Â°, 10:30h/13:30h, with holder, 1 NO, screw terminal, with laser labeling, lower case | - | 0 | 7
3SU1150-2BF60-1BA0-Z | Y15 | 3SU1150-2BF60-1BA0-ZY15 | 1 | UN | 1 | 10 | C | D | EAR99 | N | 85365080 | 1 |  | 0.095 | KG | 24.7 | 24.7 | CP20 | CP20 | Selector switch, illuminable, 22 mm, round, metal, shiny, white, selector switch, short, 2 switch positions O-I, latching, actuating angle 90Â°, 10:30h/13:30h, with holder, 1 NO, screw terminal, with laser labeling, upper case and lower case, always upper case at the beginning of the word | - | 0 | 7
3SU1150-2BF60-1BA0-Z | Y19 | 3SU1150-2BF60-1BA0-ZY19 | 1 | UN | 1 | 10 | C | D | EAR99 | N | 85365080 | 1 |  | 0.095 | KG | 20.9 | 20.9 | CP20 | CP20 | Selector switch, illuminable, 22 mm, round, metal, shiny, white, selector switch, short, 2 switch positions O-I, latching, actuating angle 90Â°, 10:30h/13:30h, with holder, 1 NO, screw terminal, with laser labeling, inscription or symbol Customer-specific selection with SIRIUS ACT configurator (CIN) | - | 0 | 7
3SU1150-2BF60-1FA0 |  | 3SU1150-2BF60-1FA0 | 1 | UN | 1 | 3 | B | D | N | N | 85365080 | 1 | 4011209956483 | 0.111 | KG | 23.28 | 23.28 | CP20 | CP20 | Selector switch, illuminable, 22 mm, round, metal, shiny, white, selector switch, short, 2 switch positions O-I, latching, actuating angle 90Â°, 10:30h/13:30h, with holder, 1 NO+1 NC, screw terminal | - | 0 | 0
3SU1150-2BF60-1FA0-Z | X90 | 3SU1150-2BF60-1FA0-ZX90 | 1 | UN | 1 | 5 | B | D | EAR99 | N | 85365080 | 20 |  | 0.103 | KG | 23.28 | 23.28 | CP20 | CP20 | Selector switch, illuminable, 22 mm, round, metal, shiny, white, selector switch, short, 2 switch positions O-I, latching, actuating angle 90Â°, 10:30h/13:30h, with holder, 1 NO+1 NC, screw terminal, Z=20-unit packaging | - | 0 | 0
3SU1150-2BF60-1FA0-Z | Y10 | 3SU1150-2BF60-1FA0-ZY10 | 1 | UN | 1 | 10 | C | D | EAR99 | N | 85365080 | 1 |  | 0.103 | KG | 28.03 | 28.03 | CP20 | CP20 | Selector switch, illuminable, 22 mm, round, metal, shiny, white, selector switch, short, 2 switch positions O-I, latching, actuating angle 90Â°, 10:30h/13:30h, with holder, 1 NO+1 NC, screw terminal, with laser labeling, upper case and lower case, always upper case at beginning of line | - | 0 | 7
3SU1150-2BF60-1FA0-Z | Y11 | 3SU1150-2BF60-1FA0-ZY11 | 1 | UN | 1 | 10 | C | D | EAR99 | N | 85365080 | 1 |  | 0.103 | KG | 28.03 | 28.03 | CP20 | CP20 | Selector switch, illuminable, 22 mm, round, metal, shiny, white, selector switch, short, 2 switch positions O-I, latching, actuating angle 90Â°, 10:30h/13:30h, with holder, 1 NO+1 NC, screw terminal, with laser labeling, upper case | - | 0 | 7
3SU1150-2BF60-1FA0-Z | Y12 | 3SU1150-2BF60-1FA0-ZY12 | 1 | UN | 1 | 10 | C | D | EAR99 | N | 85365080 | 1 |  | 0.103 | KG | 28.03 | 28.03 | CP20 | CP20 | Selector switch, illuminable, 22 mm, round, metal, shiny, white, selector switch, short, 2 switch positions O-I, latching, actuating angle 90Â°, 10:30h/13:30h, with holder, 1 NO+1 NC, screw terminal, with laser labeling, lower case | - | 0 | 7
3SU1150-2BF60-1FA0-Z | Y15 | 3SU1150-2BF60-1FA0-ZY15 | 1 | UN | 1 | 10 | C | D | EAR99 | N | 85365080 | 1 |  | 0.103 | KG | 28.03 | 28.03 | CP20 | CP20 | Selector switch, illuminable, 22 mm, round, metal, shiny, white, selector switch, short, 2 switch positions O-I, latching, actuating angle 90Â°, 10:30h/13:30h, with holder, 1 NO+1 NC, screw terminal, with laser labeling, upper case and lower case, always upper case at the beginning of the word | - | 0 | 7
3SU1150-2BF60-1FA0-Z | Y19 | 3SU1150-2BF60-1FA0-ZY19 | 1 | UN | 1 | 10 | C | D | EAR99 | N | 85365080 | 1 |  | 0.103 | KG | 24.23 | 24.23 | CP20 | CP20 | Selector switch, illuminable, 22 mm, round, metal, shiny, white, selector switch, short, 2 switch positions O-I, latching, actuating angle 90Â°, 10:30h/13:30h, with holder, 1 NO+1 NC, screw terminal, with laser labeling, inscription or symbol Customer-specific selection with SIRIUS ACT configurator (CIN) | - | 0 | 7
3SU1150-2BF60-1MA0 |  | 3SU1150-2BF60-1MA0 | 1 | UN | 1 | 1 | A | D | N | N | 85365080 | 1 | 4011209956445 | 0.115 | KG | 25.18 | 19.19 | CP20 | CP20 | Selector switch, illuminable, 22 mm, round, metal, shiny, white, selector switch, short, 2 switch positions O-I, latching, actuating angle 90Â°, 10:30h/13:30h, with holder, 1 NO, 1 NC, screw terminal | Lista Papel 2020 SI | 0 | 0
3SU1150-2BF60-1MA0-Z | X90 | 3SU1150-2BF60-1MA0-ZX90 | 1 | UN | 1 | 5 | B | D | EAR99 | N | 85365080 | 20 |  | 0.103 | KG | 25.18 | 25.18 | CP20 | CP20 | Selector switch, illuminable, 22 mm, round, metal, shiny, white, selector switch, short, 2 switch positions O-I, latching, actuating angle 90Â°, 10:30h/13:30h, with holder, 1 NO, 1 NC, screw terminal, Z=20-unit packaging | - | 0 | 0
3SU1150-2BF60-1MA0-Z | Y10 | 3SU1150-2BF60-1MA0-ZY10 | 1 | UN | 1 | 10 | C | D | EAR99 | N | 85365080 | 1 |  | 0.103 | KG | 29.93 | 29.93 | CP20 | CP20 | Selector switch, illuminable, 22 mm, round, metal, shiny, white, selector switch, short, 2 switch positions O-I, latching, actuating angle 90Â°, 10:30h/13:30h, with holder, 1 NO, 1 NC, screw terminal, with laser labeling, upper case and lower case, always upper case at beginning of line | - | 0 | 7
3SU1150-2BF60-1MA0-Z | Y11 | 3SU1150-2BF60-1MA0-ZY11 | 1 | UN | 1 | 10 | C | D | EAR99 | N | 85365080 | 1 |  | 0.103 | KG | 29.93 | 29.93 | CP20 | CP20 | Selector switch, illuminable, 22 mm, round, metal, shiny, white, selector switch, short, 2 switch positions O-I, latching, actuating angle 90Â°, 10:30h/13:30h, with holder, 1 NO, 1 NC, screw terminal, with laser labeling, upper case | - | 0 | 7
3SU1150-2BF60-1MA0-Z | Y12 | 3SU1150-2BF60-1MA0-ZY12 | 1 | UN | 1 | 10 | C | D | EAR99 | N | 85365080 | 1 |  | 0.103 | KG | 29.93 | 29.93 | CP20 | CP20 | Selector switch, illuminable, 22 mm, round, metal, shiny, white, selector switch, short, 2 switch positions O-I, latching, actuating angle 90Â°, 10:30h/13:30h, with holder, 1 NO, 1 NC, screw terminal, with laser labeling, lower case | - | 0 | 7
3SU1150-2BF60-1MA0-Z | Y15 | 3SU1150-2BF60-1MA0-ZY15 | 1 | UN | 1 | 10 | C | D | EAR99 | N | 85365080 | 1 |  | 0.103 | KG | 29.93 | 29.93 | CP20 | CP20 | Selector switch, illuminable, 22 mm, round, metal, shiny, white, selector switch, short, 2 switch positions O-I, latching, actuating angle 90Â°, 10:30h/13:30h, with holder, 1 NO, 1 NC, screw terminal, with laser labeling, upper case and lower case, always upper case at the beginning of the word | - | 0 | 7
3SU1150-2BF60-1MA0-Z | Y19 | 3SU1150-2BF60-1MA0-ZY19 | 1 | UN | 1 | 10 | C | D | EAR99 | N | 85365080 | 1 |  | 0.103 | KG | 26.13 | 26.13 | CP20 | CP20 | Selector switch, illuminable, 22 mm, round, metal, shiny, white, selector switch, short, 2 switch positions O-I, latching, actuating angle 90Â°, 10:30h/13:30h, with holder, 1 NO, 1 NC, screw terminal, with laser labeling, inscription or symbol Customer-specific selection with SIRIUS ACT configurator (CIN) | - | 0 | 7
3SU1150-2BF60-3BA0 |  | 3SU1150-2BF60-3BA0 | 1 | UN | 1 | 5 | B | D | N | N | 85365080 | 1 | 4011209956476 | 0.103 | KG | 20.24 | 20.24 | CP20 | CP20 | Selector switch, illuminable, 22 mm, round, metal, shiny, white, selector switch, short, 2 switch positions O-I, latching, actuating angle 90Â°, 10:30h/13:30h, with holder, 1 NO, Spring-type terminal | - | 0 | 0
3SU1150-2BF60-3BA0-Z | X90 | 3SU1150-2BF60-3BA0-ZX90 | 1 | UN | 1 | 5 | B | D | N | N | 85365080 | 20 | 4047621049489 | 0.116 | KG | 20.24 | 20.24 | CP20 | CP20 | Selector switch, illuminable, 22 mm, round, metal, shiny, white, selector switch, short, 2 switch positions O-I, latching, actuating angle 90Â°, 10:30h/13:30h, with holder, 1 NO, spring-type terminal, Z=20-unit packaging | - | 0 | 0
3SU1150-2BF60-3BA0-Z | Y10 | 3SU1150-2BF60-3BA0-ZY10 | 1 | UN | 1 | 10 | C | D | EAR99 | N | 85365080 | 1 |  | 0.095 | KG | 24.99 | 24.99 | CP20 | CP20 | Selector switch, illuminable, 22 mm, round, metal, shiny, white, selector switch, short, 2 switch positions O-I, latching, actuating angle 90Â°, 10:30h/13:30h, with holder, 1 NO, spring-type terminal, with laser labeling, upper case and lower case, always upper case at beginning of line | - | 0 | 7
3SU1150-2BF60-3BA0-Z | Y11 | 3SU1150-2BF60-3BA0-ZY11 | 1 | UN | 1 | 10 | C | D | EAR99 | N | 85365080 | 1 |  | 0.095 | KG | 24.99 | 24.99 | CP20 | CP20 | Selector switch, illuminable, 22 mm, round, metal, shiny, white, selector switch, short, 2 switch positions O-I, latching, actuating angle 90Â°, 10:30h/13:30h, with holder, 1 NO, spring-type terminal, with laser labeling, upper case | - | 0 | 7
3SU1150-2BF60-3BA0-Z | Y12 | 3SU1150-2BF60-3BA0-ZY12 | 1 | UN | 1 | 10 | C | D | EAR99 | N | 85365080 | 1 |  | 0.095 | KG | 24.99 | 24.99 | CP20 | CP20 | Selector switch, illuminable, 22 mm, round, metal, shiny, white, selector switch, short, 2 switch positions O-I, latching, actuating angle 90Â°, 10:30h/13:30h, with holder, 1 NO, spring-type terminal, with laser labeling, lower case | - | 0 | 7
3SU1150-2BF60-3BA0-Z | Y15 | 3SU1150-2BF60-3BA0-ZY15 | 1 | UN | 1 | 10 | C | D | EAR99 | N | 85365080 | 1 |  | 0.095 | KG | 24.99 | 24.99 | CP20 | CP20 | Selector switch, illuminable, 22 mm, round, metal, shiny, white, selector switch, short, 2 switch positions O-I, latching, actuating angle 90Â°, 10:30h/13:30h, with holder, 1 NO, spring-type terminal, with laser labeling, upper case and lower case, always upper case at the beginning of the word | - | 0 | 7
3SU1150-2BF60-3BA0-Z | Y19 | 3SU1150-2BF60-3BA0-ZY19 | 1 | UN | 1 | 10 | C | D | EAR99 | N | 85365080 | 1 |  | 0.095 | KG | 21.19 | 21.19 | CP20 | CP20 | Selector switch, illuminable, 22 mm, round, metal, shiny, white, selector switch, short, 2 switch positions O-I, latching, actuating angle 90Â°, 10:30h/13:30h, with holder, 1 NO, spring-type terminal, with laser labeling, inscription or symbol Customer-specific selection with SIRIUS ACT configurator (CIN) | - | 0 | 7
3SU1150-2BF60-3MA0 |  | 3SU1150-2BF60-3MA0 | 1 | UN | 1 | 5 | B | D | N | N | 85365080 | 1 | 4011209956452 | 0.11 | KG | 25.75 | 25.75 | CP20 | CP20 | Selector switch, illuminable, 22 mm, round, metal, shiny, white, selector switch, short, 2 switch positions O-I, latching, actuating angle 90Â°, 10:30h/13:30h, with holder, 1 NO, 1 NC, Spring-type terminal | - | 0 | 0
3SU1150-2BF60-3MA0-Z | X90 | 3SU1150-2BF60-3MA0-ZX90 | 1 | UN | 1 | 5 | B | D | N | N | 85365080 | 20 | 4047621062082 | 0.119 | KG | 25.75 | 25.75 | CP20 | CP20 | Selector switch, illuminable, 22 mm, round, metal, shiny, white, selector switch, short, 2 switch positions O-I, latching, actuating angle 90Â°, 10:30h/13:30h, with holder, 1 NO, 1 NC, spring-type terminal, Z=20-unit packaging | - | 0 | 0
3SU1150-2BF60-3MA0-Z | Y10 | 3SU1150-2BF60-3MA0-ZY10 | 1 | UN | 1 | 10 | C | D | EAR99 | N | 85365080 | 1 |  | 0.103 | KG | 30.5 | 30.5 | CP20 | CP20 | Selector switch, illuminable, 22 mm, round, metal, shiny, white, selector switch, short, 2 switch positions O-I, latching, actuating angle 90Â°, 10:30h/13:30h, with holder, 1 NO, 1 NC, spring-type terminal, with laser labeling, upper case and lower case, always upper case at beginning of line | - | 0 | 7
3SU1150-2BF60-3MA0-Z | Y11 | 3SU1150-2BF60-3MA0-ZY11 | 1 | UN | 1 | 10 | C | D | EAR99 | N | 85365080 | 1 |  | 0.103 | KG | 30.5 | 30.5 | CP20 | CP20 | Selector switch, illuminable, 22 mm, round, metal, shiny, white, selector switch, short, 2 switch positions O-I, latching, actuating angle 90Â°, 10:30h/13:30h, with holder, 1 NO, 1 NC, spring-type terminal, with laser labeling, upper case | - | 0 | 7
3SU1150-2BF60-3MA0-Z | Y12 | 3SU1150-2BF60-3MA0-ZY12 | 1 | UN | 1 | 10 | C | D | EAR99 | N | 85365080 | 1 |  | 0.103 | KG | 30.5 | 30.5 | CP20 | CP20 | Selector switch, illuminable, 22 mm, round, metal, shiny, white, selector switch, short, 2 switch positions O-I, latching, actuating angle 90Â°, 10:30h/13:30h, with holder, 1 NO, 1 NC, spring-type terminal, with laser labeling, lower case | - | 0 | 7
3SU1150-2BF60-3MA0-Z | Y15 | 3SU1150-2BF60-3MA0-ZY15 | 1 | UN | 1 | 10 | C | D | EAR99 | N | 85365080 | 1 |  | 0.103 | KG | 30.5 | 30.5 | CP20 | CP20 | Selector switch, illuminable, 22 mm, round, metal, shiny, white, selector switch, short, 2 switch positions O-I, latching, actuating angle 90Â°, 10:30h/13:30h, with holder, 1 NO, 1 NC, spring-type terminal, with laser labeling, upper case and lower case, always upper case at the beginning of the word | - | 0 | 7
3SU1150-2BF60-3MA0-Z | Y19 | 3SU1150-2BF60-3MA0-ZY19 | 1 | UN | 1 | 10 | C | D | EAR99 | N | 85365080 | 1 |  | 0.103 | KG | 26.7 | 26.7 | CP20 | CP20 | Selector switch, illuminable, 22 mm, round, metal, shiny, white, selector switch, short, 2 switch positions O-I, latching, actuating angle 90Â°, 10:30h/13:30h, with holder, 1 NO, 1 NC, spring-type terminal, with laser labeling, inscription or symbol Customer-specific selection with SIRIUS ACT configurator (CIN) | - | 0 | 7
3SU1150-2BL60-1LA0 |  | 3SU1150-2BL60-1LA0 | 1 | UN | 1 | 1 | A | D | N | N | 85365080 | 1 | 4011209956490 | 0.125 | KG | 31.73 | 27.36 | CP20 | CP20 | Selector switch, illuminable, 22 mm, round, metal, shiny, white, selector switch, short, 3 switch positions I-O-II, latching, actuating angle 2x45Â°, 10:30h/12h/13:30h, with holder, 2x1NO+1NC, screw terminal | Lista Papel 2020 SI | 0 | 0
3SU1150-2BL60-1LA0-Z | X90 | 3SU1150-2BL60-1LA0-ZX90 | 1 | UN | 1 | 5 | B | D | N | N | 85365080 | 20 | 4047621065267 | 0.137 | KG | 31.73 | 31.73 | CP20 | CP20 | Selector switch, illuminable, 22 mm, round, metal, shiny, white, selector switch, short, 3 switch positions I-O-II, latching, actuating angle 2x45Â°, 10:30h/12h/13:30h, with holder, 2 x 1 NO+1 NC, screw terminal, Z=20-unit packaging | - | 0 | 0
3SU1150-2BL60-1LA0-Z | Y10 | 3SU1150-2BL60-1LA0-ZY10 | 1 | UN | 1 | 10 | C | D | EAR99 | N | 85365080 | 1 |  | 0.119 | KG | 36.48 | 36.48 | CP20 | CP20 | Selector switch, illuminable, 22 mm, round, metal, shiny, white, selector switch, short, 3 switch positions I-O-II, latching, actuating angle 2x45Â°, 10:30h/12h/13:30h, with holder, 2 x 1 NO+1 NC, screw terminal, with laser labeling, upper case and lower case, always upper case at beginning of line | - | 0 | 7
3SU1150-2BL60-1LA0-Z | Y11 | 3SU1150-2BL60-1LA0-ZY11 | 1 | UN | 1 | 10 | C | D | EAR99 | N | 85365080 | 1 |  | 0.119 | KG | 36.48 | 36.48 | CP20 | CP20 | Selector switch, illuminable, 22 mm, round, metal, shiny, white, selector switch, short, 3 switch positions I-O-II, latching, actuating angle 2x45Â°, 10:30h/12h/13:30h, with holder, 2 x 1 NO+1 NC, screw terminal, with laser labeling, upper case | - | 0 | 7
3SU1150-2BL60-1LA0-Z | Y12 | 3SU1150-2BL60-1LA0-ZY12 | 1 | UN | 1 | 10 | C | D | EAR99 | N | 85365080 | 1 |  | 0.119 | KG | 36.48 | 36.48 | CP20 | CP20 | Selector switch, illuminable, 22 mm, round, metal, shiny, white, selector switch, short, 3 switch positions I-O-II, latching, actuating angle 2x45Â°, 10:30h/12h/13:30h, with holder, 2 x 1 NO+1 NC, screw terminal, with laser labeling, lower case | - | 0 | 7
3SU1150-2BL60-1LA0-Z | Y15 | 3SU1150-2BL60-1LA0-ZY15 | 1 | UN | 1 | 10 | C | D | EAR99 | N | 85365080 | 1 |  | 0.119 | KG | 36.48 | 36.48 | CP20 | CP20 | Selector switch, illuminable, 22 mm, round, metal, shiny, white, selector switch, short, 3 switch positions I-O-II, latching, actuating angle 2x45Â°, 10:30h/12h/13:30h, with holder, 2 x 1 NO+1 NC, screw terminal, with laser labeling, upper case and lower case, always upper case at the beginning of the word | - | 0 | 7
3SU1150-2BL60-1LA0-Z | Y19 | 3SU1150-2BL60-1LA0-ZY19 | 1 | UN | 1 | 10 | C | D | EAR99 | N | 85365080 | 1 |  | 0.119 | KG | 32.68 | 32.68 | CP20 | CP20 | Selector switch, illuminable, 22 mm, round, metal, shiny, white, selector switch, short, 3 switch positions I-O-II, latching, actuating angle 2x45Â°, 10:30h/12h/13:30h, with holder, 2 x 1 NO+1 NC, screw terminal, with laser labeling, inscription or symbol Customer-specific selection with SIRIUS ACT configurator (CIN) | - | 0 | 7
3SU1150-2BL60-1NA0 |  | 3SU1150-2BL60-1NA0 | 1 | UN | 1 | 1 | A | D | N | N | 85365080 | 1 | 4011209956513 | 0.11 | KG | 25.18 | 27.36 | CP20 | CP20 | Selector switch, illuminable, 22 mm, round, metal, shiny, white, selector switch, short, 3 switch positions I-O-II, latching, actuating angle 2x45Â°, 10:30h/12h/13:30h, with holder, 1 NO, 1 NO, screw terminal | Lista Papel 2020 SI | 0 | 0
3SU1150-2BL60-1NA0-Z | X90 | 3SU1150-2BL60-1NA0-ZX90 | 1 | UN | 1 | 5 | B | D | N | N | 85365080 | 20 |  | 0.119 | KG | 25.18 | 25.18 | CP20 | CP20 | Selector switch, illuminable, 22 mm, round, metal, shiny, white, selector switch, short, 3 switch positions I-O-II, latching, actuating angle 2x45Â°, 10:30h/12h/13:30h, with holder, 1 NO, 1 NO, screw terminal, Z=20-unit packaging | - | 0 | 0
3SU1150-2BL60-1NA0-Z | Y10 | 3SU1150-2BL60-1NA0-ZY10 | 1 | UN | 1 | 10 | C | D | EAR99 | N | 85365080 | 1 |  | 0.103 | KG | 29.93 | 29.93 | CP20 | CP20 | Selector switch, illuminable, 22 mm, round, metal, shiny, white, selector switch, short, 3 switch positions I-O-II, latching, actuating angle 2x45Â°, 10:30h/12h/13:30h, with holder, 1 NO, 1 NO, screw terminal, with laser labeling, upper case and lower case, always upper case at beginning of line | - | 0 | 7
3SU1150-2BL60-1NA0-Z | Y11 | 3SU1150-2BL60-1NA0-ZY11 | 1 | UN | 1 | 10 | C | D | EAR99 | N | 85365080 | 1 |  | 0.103 | KG | 29.93 | 29.93 | CP20 | CP20 | Selector switch, illuminable, 22 mm, round, metal, shiny, white, selector switch, short, 3 switch positions I-O-II, latching, actuating angle 2x45Â°, 10:30h/12h/13:30h, with holder, 1 NO, 1 NO, screw terminal, with laser labeling, upper case | - | 0 | 7
3SU1150-2BL60-1NA0-Z | Y12 | 3SU1150-2BL60-1NA0-ZY12 | 1 | UN | 1 | 10 | C | D | EAR99 | N | 85365080 | 1 |  | 0.103 | KG | 29.93 | 29.93 | CP20 | CP20 | Selector switch, illuminable, 22 mm, round, metal, shiny, white, selector switch, short, 3 switch positions I-O-II, latching, actuating angle 2x45Â°, 10:30h/12h/13:30h, with holder, 1 NO, 1 NO, screw terminal, with laser labeling, lower case | - | 0 | 7
3SU1150-2BL60-1NA0-Z | Y15 | 3SU1150-2BL60-1NA0-ZY15 | 1 | UN | 1 | 10 | C | D | EAR99 | N | 85365080 | 1 |  | 0.103 | KG | 29.93 | 29.93 | CP20 | CP20 | Selector switch, illuminable, 22 mm, round, metal, shiny, white, selector switch, short, 3 switch positions I-O-II, latching, actuating angle 2x45Â°, 10:30h/12h/13:30h, with holder, 1 NO, 1 NO, screw terminal, with laser labeling, upper case and lower case, always upper case at the beginning of the word | - | 0 | 7
3SU1150-2BL60-1NA0-Z | Y19 | 3SU1150-2BL60-1NA0-ZY19 | 1 | UN | 1 | 10 | C | D | EAR99 | N | 85365080 | 1 |  | 0.103 | KG | 26.13 | 26.13 | CP20 | CP20 | Selector switch, illuminable, 22 mm, round, metal, shiny, white, selector switch, short, 3 switch positions I-O-II, latching, actuating angle 2x45Â°, 10:30h/12h/13:30h, with holder, 1 NO, 1 NO, screw terminal, with laser labeling, inscription or symbol Customer-specific selection with SIRIUS ACT configurator (CIN) | - | 0 | 7
3SU1150-2BL60-3LA0 |  | 3SU1150-2BL60-3LA0 | 1 | UN | 1 | 5 | B | D | N | N | 85365080 | 1 | 4011209956506 | 0.125 | KG | 33.35 | 33.35 | CP20 | CP20 | Selector switch, illuminable, 22 mm, round, metal, shiny, white, selector switch, short, 3 switch positions I-O-II, latching, actuating angle 2x45Â°, 10:30h/12h/13:30h, with holder, 2x1NO+1NC, Spring-type terminal | - | 0 | 0
3SU1150-2BL60-3LA0-Z | X90 | 3SU1150-2BL60-3LA0-ZX90 | 1 | UN | 1 | 5 | B | D | EAR99 | N | 85365080 | 20 |  | 0.119 | KG | 33.35 | 33.35 | CP20 | CP20 | Selector switch, illuminable, 22 mm, round, metal, shiny, white, selector switch, short, 3 switch positions I-O-II, latching, actuating angle 2x45Â°, 10:30h/12h/13:30h, with holder, 2 x 1 NO+1 NC, spring-type terminal, Z=20-unit packaging | - | 0 | 0
3SU1150-2BL60-3LA0-Z | Y10 | 3SU1150-2BL60-3LA0-ZY10 | 1 | UN | 1 | 10 | C | D | EAR99 | N | 85365080 | 1 |  | 0.119 | KG | 38.1 | 38.1 | CP20 | CP20 | Selector switch, illuminable, 22 mm, round, metal, shiny, white, selector switch, short, 3 switch positions I-O-II, latching, actuating angle 2x45Â°, 10:30h/12h/13:30h, with holder, 2 x 1 NO+1 NC, spring-type terminal, with laser labeling, upper case and lower case, always upper case at beginning of line | - | 0 | 7
3SU1150-2BL60-3LA0-Z | Y11 | 3SU1150-2BL60-3LA0-ZY11 | 1 | UN | 1 | 10 | C | D | EAR99 | N | 85365080 | 1 |  | 0.119 | KG | 38.1 | 38.1 | CP20 | CP20 | Selector switch, illuminable, 22 mm, round, metal, shiny, white, selector switch, short, 3 switch positions I-O-II, latching, actuating angle 2x45Â°, 10:30h/12h/13:30h, with holder, 2 x 1 NO+1 NC, spring-type terminal, with laser labeling, upper case | - | 0 | 7
3SU1150-2BL60-3LA0-Z | Y12 | 3SU1150-2BL60-3LA0-ZY12 | 1 | UN | 1 | 10 | C | D | EAR99 | N | 85365080 | 1 |  | 0.119 | KG | 38.1 | 38.1 | CP20 | CP20 | Selector switch, illuminable, 22 mm, round, metal, shiny, white, selector switch, short, 3 switch positions I-O-II, latching, actuating angle 2x45Â°, 10:30h/12h/13:30h, with holder, 2 x 1 NO+1 NC, spring-type terminal, with laser labeling, lower case | - | 0 | 7
3SU1150-2BL60-3LA0-Z | Y15 | 3SU1150-2BL60-3LA0-ZY15 | 1 | UN | 1 | 10 | C | D | EAR99 | N | 85365080 | 1 |  | 0.119 | KG | 38.1 | 38.1 | CP20 | CP20 | Selector switch, illuminable, 22 mm, round, metal, shiny, white, selector switch, short, 3 switch positions I-O-II, latching, actuating angle 2x45Â°, 10:30h/12h/13:30h, with holder, 2 x 1 NO+1 NC, spring-type terminal, with laser labeling, upper case and lower case, always upper case at the beginning of the word | - | 0 | 7
3SU1150-2BL60-3LA0-Z | Y19 | 3SU1150-2BL60-3LA0-ZY19 | 1 | UN | 1 | 10 | C | D | EAR99 | N | 85365080 | 1 |  | 0.119 | KG | 34.3 | 34.3 | CP20 | CP20 | Selector switch, illuminable, 22 mm, round, metal, shiny, white, selector switch, short, 3 switch positions I-O-II, latching, actuating angle 2x45Â°, 10:30h/12h/13:30h, with holder, 2 x 1 NO+1 NC, spring-type terminal, with laser labeling, inscription or symbol Customer-specific selection with SIRIUS ACT configurator (CIN) | - | 0 | 7
3SU1150-2BL60-3NA0 |  | 3SU1150-2BL60-3NA0 | 1 | UN | 1 | 5 | B | D | N | N | 85365080 | 1 | 4011209956520 | 0.111 | KG | 25.75 | 25.75 | CP20 | CP20 | Selector switch, illuminable, 22 mm, round, metal, shiny, white, selector switch, short, 3 switch positions I-O-II, latching, actuating angle 2x45Â°, 10:30h/12h/13:30h, with holder, 1 NO, 1 NO, Spring-type terminal | - | 0 | 0
3SU1150-2BL60-3NA0-Z | X90 | 3SU1150-2BL60-3NA0-ZX90 | 1 | UN | 1 | 5 | B | D | EAR99 | N | 85365080 | 20 |  | 0.103 | KG | 25.75 | 25.75 | CP20 | CP20 | Selector switch, illuminable, 22 mm, round, metal, shiny, white, selector switch, short, 3 switch positions I-O-II, latching, actuating angle 2x45Â°, 10:30h/12h/13:30h, with holder, 1 NO, 1 NO, spring-type terminal, Z=20-unit packaging | - | 0 | 0
3SU1150-2BL60-3NA0-Z | Y10 | 3SU1150-2BL60-3NA0-ZY10 | 1 | UN | 1 | 10 | C | D | EAR99 | N | 85365080 | 1 |  | 0.103 | KG | 30.5 | 30.5 | CP20 | CP20 | Selector switch, illuminable, 22 mm, round, metal, shiny, white, selector switch, short, 3 switch positions I-O-II, latching, actuating angle 2x45Â°, 10:30h/12h/13:30h, with holder, 1 NO, 1 NO, spring-type terminal, with laser labeling, upper case and lower case, always upper case at beginning of line | - | 0 | 7
3SU1150-2BL60-3NA0-Z | Y11 | 3SU1150-2BL60-3NA0-ZY11 | 1 | UN | 1 | 10 | C | D | EAR99 | N | 85365080 | 1 |  | 0.103 | KG | 30.5 | 30.5 | CP20 | CP20 | Selector switch, illuminable, 22 mm, round, metal, shiny, white, selector switch, short, 3 switch positions I-O-II, latching, actuating angle 2x45Â°, 10:30h/12h/13:30h, with holder, 1 NO, 1 NO, spring-type terminal, with laser labeling, upper case | - | 0 | 7
3SU1150-2BL60-3NA0-Z | Y12 | 3SU1150-2BL60-3NA0-ZY12 | 1 | UN | 1 | 10 | C | D | EAR99 | N | 85365080 | 1 |  | 0.103 | KG | 30.5 | 30.5 | CP20 | CP20 | Selector switch, illuminable, 22 mm, round, metal, shiny, white, selector switch, short, 3 switch positions I-O-II, latching, actuating angle 2x45Â°, 10:30h/12h/13:30h, with holder, 1 NO, 1 NO, spring-type terminal, with laser labeling, lower case | - | 0 | 7
3SU1150-2BL60-3NA0-Z | Y15 | 3SU1150-2BL60-3NA0-ZY15 | 1 | UN | 1 | 10 | C | D | EAR99 | N | 85365080 | 1 |  | 0.103 | KG | 30.5 | 30.5 | CP20 | CP20 | Selector switch, illuminable, 22 mm, round, metal, shiny, white, selector switch, short, 3 switch positions I-O-II, latching, actuating angle 2x45Â°, 10:30h/12h/13:30h, with holder, 1 NO, 1 NO, spring-type terminal, with laser labeling, upper case and lower case, always upper case at the beginning of the word | - | 0 | 7
3SU1150-2BL60-3NA0-Z | Y19 | 3SU1150-2BL60-3NA0-ZY19 | 1 | UN | 1 | 10 | C | D | EAR99 | N | 85365080 | 1 |  | 0.103 | KG | 26.7 | 26.7 | CP20 | CP20 | Selector switch, illuminable, 22 mm, round, metal, shiny, white, selector switch, short, 3 switch positions I-O-II, latching, actuating angle 2x45Â°, 10:30h/12h/13:30h, with holder, 1 NO, 1 NO, spring-type terminal, with laser labeling, inscription or symbol Customer-specific selection with SIRIUS ACT configurator (CIN) | - | 0 | 7
3SU1150-2BM60-1LA0 |  | 3SU1150-2BM60-1LA0 | 1 | UN | 1 | 3 | B | D | N | N | 85365080 | 1 | 4011209956537 | 0.125 | KG | 31.73 | 27.36 | CP20 | CP20 | Selector switch, illuminable, 22 mm, round, metal, shiny, white, selector switch, short, 3 switch positions I>O<II, momentary contact type, actuating angle 2x45Â°, 10:30h/12h/13:30h, with holder, 2x1NO+1NC, screw terminal | Lista Papel 2020 SI | 0 | 0
3SU1150-2BM60-1LA0-Z | X90 | 3SU1150-2BM60-1LA0-ZX90 | 1 | UN | 1 | 5 | B | D | EAR99 | N | 85365080 | 20 |  | 0.119 | KG | 31.73 | 31.73 | CP20 | CP20 | Selector switch, illuminable, 22 mm, round, metal, shiny, white, selector switch, short, 3 switch positions I>O<II, momentary contact type, actuating angle 2x45Â°, 10:30h/12h/13:30h, with holder, 2 x 1 NO+1 NC, screw terminal, Z=20-unit packaging | - | 0 | 0
3SU1150-2BM60-1LA0-Z | Y10 | 3SU1150-2BM60-1LA0-ZY10 | 1 | UN | 1 | 10 | C | D | EAR99 | N | 85365080 | 1 |  | 0.119 | KG | 36.48 | 36.48 | CP20 | CP20 | Selector switch, illuminable, 22 mm, round, metal, shiny, white, selector switch, short, 3 switch positions I>O<II, momentary contact type, actuating angle 2x45Â°, 10:30h/12h/13:30h, with holder, 2 x 1 NO+1 NC, screw terminal, with laser labeling, upper case and lower case, always upper case at beginning of line | - | 0 | 7
3SU1150-2BM60-1LA0-Z | Y11 | 3SU1150-2BM60-1LA0-ZY11 | 1 | UN | 1 | 10 | C | D | EAR99 | N | 85365080 | 1 |  | 0.119 | KG | 36.48 | 36.48 | CP20 | CP20 | Selector switch, illuminable, 22 mm, round, metal, shiny, white, selector switch, short, 3 switch positions I>O<II, momentary contact type, actuating angle 2x45Â°, 10:30h/12h/13:30h, with holder, 2 x 1 NO+1 NC, screw terminal, with laser labeling, upper case | - | 0 | 7
3SU1150-2BM60-1LA0-Z | Y12 | 3SU1150-2BM60-1LA0-ZY12 | 1 | UN | 1 | 10 | C | D | EAR99 | N | 85365080 | 1 |  | 0.119 | KG | 36.48 | 36.48 | CP20 | CP20 | Selector switch, illuminable, 22 mm, round, metal, shiny, white, selector switch, short, 3 switch positions I>O<II, momentary contact type, actuating angle 2x45Â°, 10:30h/12h/13:30h, with holder, 2 x 1 NO+1 NC, screw terminal, with laser labeling, lower case | - | 0 | 7
3SU1150-2BM60-1LA0-Z | Y15 | 3SU1150-2BM60-1LA0-ZY15 | 1 | UN | 1 | 10 | C | D | EAR99 | N | 85365080 | 1 |  | 0.119 | KG | 36.48 | 36.48 | CP20 | CP20 | Selector switch, illuminable, 22 mm, round, metal, shiny, white, selector switch, short, 3 switch positions I>O<II, momentary contact type, actuating angle 2x45Â°, 10:30h/12h/13:30h, with holder, 2 x 1 NO+1 NC, screw terminal, with laser labeling, upper case and lower case, always upper case at the beginning of the word | - | 0 | 7
3SU1150-2BM60-1LA0-Z | Y19 | 3SU1150-2BM60-1LA0-ZY19 | 1 | UN | 1 | 10 | C | D | EAR99 | N | 85365080 | 1 |  | 0.119 | KG | 32.68 | 32.68 | CP20 | CP20 | Selector switch, illuminable, 22 mm, round, metal, shiny, white, selector switch, short, 3 switch positions I>O<II, momentary contact type, actuating angle 2x45Â°, 10:30h/12h/13:30h, with holder, 2 x 1 NO+1 NC, screw terminal, with laser labeling, inscription or symbol Customer-specific selection with SIRIUS ACT configurator (CIN) | - | 0 | 7
3SU1150-2BM60-1NA0 |  | 3SU1150-2BM60-1NA0 | 1 | UN | 1 | 1 | A | D | N | N | 85365080 | 1 | 4011209956551 | 0.111 | KG | 25.18 | 27.36 | CP20 | CP20 | Selector switch, illuminable, 22 mm, round, metal, shiny, white, selector switch, short, 3 switch positions I>O<II, momentary contact type, actuating angle 2x45Â°, 10:30h/12h/13:30h, with holder, 1 NO, 1 NO, screw terminal | Lista Papel 2020 SI | 0 | 0
3SU1150-2BM60-1NA0-Z | X90 | 3SU1150-2BM60-1NA0-ZX90 | 1 | UN | 1 | 5 | B | D | N | N | 85365080 | 20 |  | 0.028 | KG | 25.18 | 25.18 | CP20 | CP20 | Selector switch, illuminable, 22 mm, round, metal, shiny, white, selector switch, short, 3 switch positions I>O<II, momentary contact type, actuating angle 2x45Â°, 10:30h/12h/13:30h, with holder, 1 NO, 1 NO, screw terminal, Z=20-unit packaging | - | 0 | 0
3SU1150-2BM60-1NA0-Z | Y10 | 3SU1150-2BM60-1NA0-ZY10 | 1 | UN | 1 | 10 | C | D | EAR99 | N | 85365080 | 1 |  | 0.103 | KG | 29.93 | 29.93 | CP20 | CP20 | Selector switch, illuminable, 22 mm, round, metal, shiny, white, selector switch, short, 3 switch positions I>O<II, momentary contact type, actuating angle 2x45Â°, 10:30h/12h/13:30h, with holder, 1 NO, 1 NO, screw terminal, with laser labeling, upper case and lower case, always upper case at beginning of line | - | 0 | 7
3SU1150-2BM60-1NA0-Z | Y11 | 3SU1150-2BM60-1NA0-ZY11 | 1 | UN | 1 | 10 | C | D | EAR99 | N | 85365080 | 1 |  | 0.103 | KG | 29.93 | 29.93 | CP20 | CP20 | Selector switch, illuminable, 22 mm, round, metal, shiny, white, selector switch, short, 3 switch positions I>O<II, momentary contact type, actuating angle 2x45Â°, 10:30h/12h/13:30h, with holder, 1 NO, 1 NO, screw terminal, with laser labeling, upper case | - | 0 | 7
3SU1150-2BM60-1NA0-Z | Y12 | 3SU1150-2BM60-1NA0-ZY12 | 1 | UN | 1 | 10 | C | D | EAR99 | N | 85365080 | 1 |  | 0.103 | KG | 29.93 | 29.93 | CP20 | CP20 | Selector switch, illuminable, 22 mm, round, metal, shiny, white, selector switch, short, 3 switch positions I>O<II, momentary contact type, actuating angle 2x45Â°, 10:30h/12h/13:30h, with holder, 1 NO, 1 NO, screw terminal, with laser labeling, lower case | - | 0 | 7
3SU1150-2BM60-1NA0-Z | Y15 | 3SU1150-2BM60-1NA0-ZY15 | 1 | UN | 1 | 10 | C | D | EAR99 | N | 85365080 | 1 |  | 0.103 | KG | 29.93 | 29.93 | CP20 | CP20 | Selector switch, illuminable, 22 mm, round, metal, shiny, white, selector switch, short, 3 switch positions I>O<II, momentary contact type, actuating angle 2x45Â°, 10:30h/12h/13:30h, with holder, 1 NO, 1 NO, screw terminal, with laser labeling, upper case and lower case, always upper case at the beginning of the word | - | 0 | 7
3SU1150-2BM60-1NA0-Z | Y19 | 3SU1150-2BM60-1NA0-ZY19 | 1 | UN | 1 | 10 | C | D | EAR99 | N | 85365080 | 1 |  | 0.103 | KG | 26.13 | 26.13 | CP20 | CP20 | Selector switch, illuminable, 22 mm, round, metal, shiny, white, selector switch, short, 3 switch positions I>O<II, momentary contact type, actuating angle 2x45Â°, 10:30h/12h/13:30h, with holder, 1 NO, 1 NO, screw terminal, with laser labeling, inscription or symbol Customer-specific selection with SIRIUS ACT configurator (CIN) | - | 0 | 7
3SU1150-2BM60-3LA0 |  | 3SU1150-2BM60-3LA0 | 1 | UN | 1 | 5 | B | D | N | N | 85365080 | 1 | 4011209956544 | 0.125 | KG | 33.35 | 33.35 | CP20 | CP20 | Selector switch, illuminable, 22 mm, round, metal, shiny, white, selector switch, short, 3 switch positions I>O<II, momentary contact type, actuating angle 2x45Â°, 10:30h/12h/13:30h, with holder, 2x1NO+1NC, Spring-type terminal | - | 0 | 0
3SU1150-2BM60-3LA0-Z | X90 | 3SU1150-2BM60-3LA0-ZX90 | 1 | UN | 1 | 5 | B | D | EAR99 | N | 85365080 | 20 |  | 0.119 | KG | 33.35 | 33.35 | CP20 | CP20 | Selector switch, illuminable, 22 mm, round, metal, shiny, white, selector switch, short, 3 switch positions I>O<II, momentary contact type, actuating angle 2x45Â°, 10:30h/12h/13:30h, with holder, 2 x 1 NO+1 NC, spring-type terminal, Z=20-unit packaging | - | 0 | 0
3SU1150-2BM60-3LA0-Z | Y10 | 3SU1150-2BM60-3LA0-ZY10 | 1 | UN | 1 | 10 | C | D | EAR99 | N | 85365080 | 1 |  | 0.119 | KG | 38.1 | 38.1 | CP20 | CP20 | Selector switch, illuminable, 22 mm, round, metal, shiny, white, selector switch, short, 3 switch positions I>O<II, momentary contact type, actuating angle 2x45Â°, 10:30h/12h/13:30h, with holder, 2 x 1 NO+1 NC, spring-type terminal, with laser labeling, upper case and lower case, always upper case at beginning of line | - | 0 | 7
3SU1150-2BM60-3LA0-Z | Y11 | 3SU1150-2BM60-3LA0-ZY11 | 1 | UN | 1 | 10 | C | D | EAR99 | N | 85365080 | 1 |  | 0.119 | KG | 38.1 | 38.1 | CP20 | CP20 | Selector switch, illuminable, 22 mm, round, metal, shiny, white, selector switch, short, 3 switch positions I>O<II, momentary contact type, actuating angle 2x45Â°, 10:30h/12h/13:30h, with holder, 2 x 1 NO+1 NC, spring-type terminal, with laser labeling, upper case | - | 0 | 7
3SU1150-2BM60-3LA0-Z | Y12 | 3SU1150-2BM60-3LA0-ZY12 | 1 | UN | 1 | 10 | C | D | EAR99 | N | 85365080 | 1 |  | 0.119 | KG | 38.1 | 38.1 | CP20 | CP20 | Selector switch, illuminable, 22 mm, round, metal, shiny, white, selector switch, short, 3 switch positions I>O<II, momentary contact type, actuating angle 2x45Â°, 10:30h/12h/13:30h, with holder, 2 x 1 NO+1 NC, spring-type terminal, with laser labeling, lower case | - | 0 | 7
3SU1150-2BM60-3LA0-Z | Y15 | 3SU1150-2BM60-3LA0-ZY15 | 1 | UN | 1 | 10 | C | D | EAR99 | N | 85365080 | 1 |  | 0.119 | KG | 38.1 | 38.1 | CP20 | CP20 | Selector switch, illuminable, 22 mm, round, metal, shiny, white, selector switch, short, 3 switch positions I>O<II, momentary contact type, actuating angle 2x45Â°, 10:30h/12h/13:30h, with holder, 2 x 1 NO+1 NC, spring-type terminal, with laser labeling, upper case and lower case, always upper case at the beginning of the word | - | 0 | 7
3SU1150-2BM60-3LA0-Z | Y19 | 3SU1150-2BM60-3LA0-ZY19 | 1 | UN | 1 | 10 | C | D | EAR99 | N | 85365080 | 1 |  | 0.119 | KG | 34.3 | 34.3 | CP20 | CP20 | Selector switch, illuminable, 22 mm, round, metal, shiny, white, selector switch, short, 3 switch positions I>O<II, momentary contact type, actuating angle 2x45Â°, 10:30h/12h/13:30h, with holder, 2 x 1 NO+1 NC, spring-type terminal, with laser labeling, inscription or symbol Customer-specific selection with SIRIUS ACT configurator (CIN) | - | 0 | 7
3SU1150-2BM60-3NA0 |  | 3SU1150-2BM60-3NA0 | 1 | UN | 1 | 5 | B | D | N | N | 85365080 | 1 | 4011209956568 | 0.111 | KG | 25.75 | 25.75 | CP20 | CP20 | Selector switch, illuminable, 22 mm, round, metal, shiny, white, selector switch, short, 3 switch positions I>O<II, momentary contact type, actuating angle 2x45Â°, 10:30h/12h/13:30h, with holder, 1 NO, 1 NO, Spring-type terminal | - | 0 | 0
3SU1150-2BM60-3NA0-Z | X90 | 3SU1150-2BM60-3NA0-ZX90 | 1 | UN | 1 | 5 | B | D | N | N | 85365080 | 20 |  | 0.12 | KG | 25.75 | 25.75 | CP20 | CP20 | Selector switch, illuminable, 22 mm, round, metal, shiny, white, selector switch, short, 3 switch positions I>O<II, momentary contact type, actuating angle 2x45Â°, 10:30h/12h/13:30h, with holder, 1 NO, 1 NO, spring-type terminal, Z=20-unit packaging | - | 0 | 0
3SU1150-2BM60-3NA0-Z | Y10 | 3SU1150-2BM60-3NA0-ZY10 | 1 | UN | 1 | 10 | C | D | EAR99 | N | 85365080 | 1 |  | 0.103 | KG | 30.5 | 30.5 | CP20 | CP20 | Selector switch, illuminable, 22 mm, round, metal, shiny, white, selector switch, short, 3 switch positions I>O<II, momentary contact type, actuating angle 2x45Â°, 10:30h/12h/13:30h, with holder, 1 NO, 1 NO, spring-type terminal, with laser labeling, upper case and lower case, always upper case at beginning of line | - | 0 | 7
3SU1150-2BM60-3NA0-Z | Y11 | 3SU1150-2BM60-3NA0-ZY11 | 1 | UN | 1 | 10 | C | D | EAR99 | N | 85365080 | 1 |  | 0.103 | KG | 30.5 | 30.5 | CP20 | CP20 | Selector switch, illuminable, 22 mm, round, metal, shiny, white, selector switch, short, 3 switch positions I>O<II, momentary contact type, actuating angle 2x45Â°, 10:30h/12h/13:30h, with holder, 1 NO, 1 NO, spring-type terminal, with laser labeling, upper case | - | 0 | 7
3SU1150-2BM60-3NA0-Z | Y12 | 3SU1150-2BM60-3NA0-ZY12 | 1 | UN | 1 | 10 | C | D | EAR99 | N | 85365080 | 1 |  | 0.103 | KG | 30.5 | 30.5 | CP20 | CP20 | Selector switch, illuminable, 22 mm, round, metal, shiny, white, selector switch, short, 3 switch positions I>O<II, momentary contact type, actuating angle 2x45Â°, 10:30h/12h/13:30h, with holder, 1 NO, 1 NO, spring-type terminal, with laser labeling, lower case | - | 0 | 7
3SU1150-2BM60-3NA0-Z | Y15 | 3SU1150-2BM60-3NA0-ZY15 | 1 | UN | 1 | 10 | C | D | EAR99 | N | 85365080 | 1 |  | 0.103 | KG | 30.5 | 30.5 | CP20 | CP20 | Selector switch, illuminable, 22 mm, round, metal, shiny, white, selector switch, short, 3 switch positions I>O<II, momentary contact type, actuating angle 2x45Â°, 10:30h/12h/13:30h, with holder, 1 NO, 1 NO, spring-type terminal, with laser labeling, upper case and lower case, always upper case at the beginning of the word | - | 0 | 7
3SU1150-2BM60-3NA0-Z | Y19 | 3SU1150-2BM60-3NA0-ZY19 | 1 | UN | 1 | 10 | C | D | EAR99 | N | 85365080 | 1 |  | 0.103 | KG | 26.7 | 26.7 | CP20 | CP20 | Selector switch, illuminable, 22 mm, round, metal, shiny, white, selector switch, short, 3 switch positions I>O<II, momentary contact type, actuating angle 2x45Â°, 10:30h/12h/13:30h, with holder, 1 NO, 1 NO, spring-type terminal, with laser labeling, inscription or symbol Customer-specific selection with SIRIUS ACT configurator (CIN) | - | 0 | 7
3SU1150-4BF01-3PA0 |  | 3SU1150-4BF01-3PA0 | 1 | UN | 1 | 5 | B | D | N | N | 85365080 | 1 | 4011209956612 | 0.14 | KG | 42.66 | 42.66 | CP20 | CP20 | RONIS key-operated switch, 22 mm, round, metal, shiny, lock number SB30, with 2 keys, 2 switch positions O-I, latching, actuating angle 90Â°, 10:30h/13:30h, key removal O, with holder, 1 NC, 1 NC, spring-type terminal, possible special locks: SB31, 421, 455 | - | 0 | 0
3SU1150-4BF01-3PA0-Z | X90 | 3SU1150-4BF01-3PA0-ZX90 | 1 | UN | 1 | 5 | B | D | EAR99 | N | 85365080 | 20 |  | 0.119 | KG | 42.66 | 42.66 | CP20 | CP20 | RONIS key-operated switches, 22 mm, round, metal, shiny, lock number SB30, with 2 keys, 2 switch positions O-I, latching, 90Â° operating angle, 10:30/1:30 o'clock, key removal O, with holder, 1NC, 1NC, spring-type terminals, possible special locks: SB31, 421, 455, Z=20-unit packaging | - | 0 | 0
3SU1150-4BF01-3PA0-Z | Y10 | 3SU1150-4BF01-3PA0-ZY10 | 1 | UN | 1 | 10 | C | D | EAR99 | N | 85365080 | 1 |  | 0.119 | KG | 47.41 | 47.41 | CP20 | CP20 | RONIS key-operated switch, 22 mm, round, metal, shiny, lock number SB30, with 2 keys, 2 switch positions O-I, latching, actuating angle 90Â°, 10:30h/13:30h, key removal O, with holder, 1 NC, 1 NC, spring-type terminal, possible special locks: SB31, 421, 455, upper case and lower case, always upper case at beginning of line | - | 0 | 0
3SU1150-4BF01-3PA0-Z | Y11 | 3SU1150-4BF01-3PA0-ZY11 | 1 | UN | 1 | 10 | C | D | EAR99 | N | 85365080 | 1 |  | 0.119 | KG | 47.41 | 47.41 | CP20 | CP20 | RONIS key-operated switch, 22 mm, round, metal, shiny, lock number SB30, with 2 keys, 2 switch positions O-I, latching, actuating angle 90Â°, 10:30h/13:30h, key removal O, with holder, 1 NC, 1 NC, spring-type terminal, possible special locks: SB31, 421, 455, upper case | - | 0 | 0
3SU1150-4BF01-3PA0-Z | Y12 | 3SU1150-4BF01-3PA0-ZY12 | 1 | UN | 1 | 10 | C | D | EAR99 | N | 85365080 | 1 |  | 0.119 | KG | 47.41 | 47.41 | CP20 | CP20 | RONIS key-operated switch, 22 mm, round, metal, shiny, lock number SB30, with 2 keys, 2 switch positions O-I, latching, actuating angle 90Â°, 10:30h/13:30h, key removal O, with holder, 1 NC, 1 NC, spring-type terminal, possible special locks: SB31, 421, 455 lower case | - | 0 | 0
3SU1150-4BF01-3PA0-Z | Y15 | 3SU1150-4BF01-3PA0-ZY15 | 1 | UN | 1 | 10 | C | D | EAR99 | N | 85365080 | 1 |  | 0.119 | KG | 47.41 | 47.41 | CP20 | CP20 | RONIS key-operated switch, 22 mm, round, metal, shiny, lock number SB30, with 2 keys, 2 switch positions O-I, latching, actuating angle 90Â°, 10:30h/13:30h, key removal O, with holder, 1 NC, 1 NC, spring-type terminal, possible special locks: SB31, 421, 455 upper case and lower case, always upper case at the beginning of the word | - | 0 | 0
3SU1150-4BF01-3PA0-Z | Y19 | 3SU1150-4BF01-3PA0-ZY19 | 1 | UN | 1 | 10 | C | D | EAR99 | N | 85365080 | 1 |  | 0.119 | KG | 43.61 | 43.61 | CP20 | CP20 | RONIS key-operated switch, 22 mm, round, metal, shiny, lock number SB30, with 2 keys, 2 switch positions O-I, latching, actuating angle 90Â°, 10:30h/13:30h, key removal O, with holder, 1 NC, 1 NC, spring-type terminal, possible special locks: SB31, 421, 455 inscription or symbol Customer-specific selection with SIRIUS ACT configurator (CIN) | - | 0 | 0
3SU1150-4BF11-1BA0 |  | 3SU1150-4BF11-1BA0 | 1 | UN | 1 | 3 | B | D | N | N | 85365080 | 1 | 4011209956575 | 0.132 | KG | 36.86 | 36.86 | CP20 | CP20 | RONIS key-operated switch, 22 mm, round, metal, shiny, lock number SB30, with 2 keys, 2 switch positions O-I, latching, actuating angle 90Â°, 10:30h/13:30h, key removal O+I, with holder, 1 NO, screw terminal, possible special locks: SB31, 421, 455 | - | 0 | 0
3SU1150-4BF11-1BA0-Z | X90 | 3SU1150-4BF11-1BA0-ZX90 | 1 | UN | 1 | 5 | B | D | N | N | 85365080 | 20 |  | 0.138 | KG | 36.86 | 36.86 | CP20 | CP20 | RONIS key-operated switches, 22 mm, round, metal, shiny, lock number SB30, with 2 keys, 2 switch positions O-I, latching, 90Â° operating angle, 10:30/1:30 o'clock, key removal O+I, with holder, 1NO, screw terminals, possible special locks: SB31, 421, 455, Z=20-unit packaging | - | 0 | 0
3SU1150-4BF11-1BA0-Z | Y10 | 3SU1150-4BF11-1BA0-ZY10 | 1 | UN | 1 | 10 | C | D | EAR99 | N | 85365080 | 1 |  | 0.111 | KG | 41.61 | 41.61 | CP20 | CP20 | RONIS key-operated switch, 22 mm, round, metal, shiny, lock number SB30, with 2 keys, 2 switch positions O-I, latching, actuating angle 90Â°, 10:30h/13:30h, key removal O+I, with holder, 1 NO, screw terminal, possible special locks: SB31, 421, 455, upper case and lower case, always upper case at beginning of line | - | 0 | 0
3SU1150-4BF11-1BA0-Z | Y11 | 3SU1150-4BF11-1BA0-ZY11 | 1 | UN | 1 | 10 | C | D | EAR99 | N | 85365080 | 1 |  | 0.111 | KG | 41.61 | 41.61 | CP20 | CP20 | RONIS key-operated switch, 22 mm, round, metal, shiny, lock number SB30, with 2 keys, 2 switch positions O-I, latching, actuating angle 90Â°, 10:30h/13:30h, key removal O+I, with holder, 1 NO, screw terminal, possible special locks: SB31, 421, 455, upper case | - | 0 | 0
3SU1150-4BF11-1BA0-Z | Y12 | 3SU1150-4BF11-1BA0-ZY12 | 1 | UN | 1 | 10 | C | D | EAR99 | N | 85365080 | 1 |  | 0.111 | KG | 41.61 | 41.61 | CP20 | CP20 | RONIS key-operated switch, 22 mm, round, metal, shiny, lock number SB30, with 2 keys, 2 switch positions O-I, latching, actuating angle 90Â°, 10:30h/13:30h, key removal O+I, with holder, 1 NO, screw terminal, possible special locks: SB31, 421, 455 lower case | - | 0 | 0
3SU1150-4BF11-1BA0-Z | Y15 | 3SU1150-4BF11-1BA0-ZY15 | 1 | UN | 1 | 10 | C | D | EAR99 | N | 85365080 | 1 |  | 0.111 | KG | 41.61 | 41.61 | CP20 | CP20 | RONIS key-operated switch, 22 mm, round, metal, shiny, lock number SB30, with 2 keys, 2 switch positions O-I, latching, actuating angle 90Â°, 10:30h/13:30h, key removal O+I, with holder, 1 NO, screw terminal, possible special locks: SB31, 421, 455 upper case and lower case, always upper case at the beginning of the word | - | 0 | 0
3SU1150-4BF11-1BA0-Z | Y19 | 3SU1150-4BF11-1BA0-ZY19 | 1 | UN | 1 | 10 | C | D | EAR99 | N | 85365080 | 1 |  | 0.111 | KG | 37.81 | 37.81 | CP20 | CP20 | RONIS key-operated switch, 22 mm, round, metal, shiny, lock number SB30, with 2 keys, 2 switch positions O-I, latching, actuating angle 90Â°, 10:30h/13:30h, key removal O+I, with holder, 1 NO, screw terminal, possible special locks: SB31, 421, 455 inscription or symbol Customer-specific selection with SIRIUS ACT Configurator (CIN) | - | 0 | 0
3SU1150-4BF11-1FA0 |  | 3SU1150-4BF11-1FA0 | 1 | UN | 1 | 3 | B | D | N | N | 85365080 | 1 | 4011209956582 | 0.14 | KG | 40.19 | 40.19 | CP20 | CP20 | RONIS key-operated switch, 22 mm, round, metal, shiny, lock number SB30, with 2 keys, 2 switch positions O-I, latching, actuating angle 90Â°, 10:30h/13:30h, key removal O+I, with holder, 1 NO+1 NC, screw terminal, possible special locks: SB31, 421, 455 | - | 0 | 0
3SU1150-4BF11-1FA0-Z | X90 | 3SU1150-4BF11-1FA0-ZX90 | 1 | UN | 1 | 5 | B | D | N | N | 85365080 | 20 | 4047621073767 | 0.148 | KG | 40.19 | 40.19 | CP20 | CP20 | RONIS key-operated switch, 22 mm, round, metal, shiny, lock number SB30, with 2 keys, 2 switch positions O-I, latching, actuating angle 90Â°, 10:30h/13:30h, key removal O+I, with holder, 1 NO+1 NC, screw terminal, possible special locks: SB31, 421, 455, Z=20-unit packaging | - | 0 | 0
3SU1150-4BF11-1FA0-Z | Y10 | 3SU1150-4BF11-1FA0-ZY10 | 1 | UN | 1 | 10 | C | D | EAR99 | N | 85365080 | 1 |  | 0.119 | KG | 44.94 | 44.94 | CP20 | CP20 | RONIS key-operated switch, 22 mm, round, metal, shiny, lock number SB30, with 2 keys, 2 switch positions O-I, latching, actuating angle 90Â°, 10:30h/13:30h, key removal O+I, with holder, 1 NO+1 NC, screw terminal, possible special locks: SB31, 421, 455, upper case and lower case, always upper case at beginning of line | - | 0 | 0
3SU1150-4BF11-1FA0-Z | Y11 | 3SU1150-4BF11-1FA0-ZY11 | 1 | UN | 1 | 10 | C | D | EAR99 | N | 85365080 | 1 |  | 0.119 | KG | 44.94 | 44.94 | CP20 | CP20 | RONIS key-operated switch, 22 mm, round, metal, shiny, lock number SB30, with 2 keys, 2 switch positions O-I, latching, actuating angle 90Â°, 10:30h/13:30h, key removal O+I, with holder, 1 NO+1 NC, screw terminal, possible special locks: SB31, 421, 455, upper case | - | 0 | 0
3SU1150-4BF11-1FA0-Z | Y12 | 3SU1150-4BF11-1FA0-ZY12 | 1 | UN | 1 | 10 | C | D | EAR99 | N | 85365080 | 1 |  | 0.119 | KG | 44.94 | 44.94 | CP20 | CP20 | RONIS key-operated switch, 22 mm, round, metal, shiny, lock number SB30, with 2 keys, 2 switch positions O-I, latching, actuating angle 90Â°, 10:30h/13:30h, key removal O+I, with holder, 1 NO+1 NC, screw terminal, possible special locks: SB31, 421, 455 lower case | - | 0 | 0
3SU1150-4BF11-1FA0-Z | Y15 | 3SU1150-4BF11-1FA0-ZY15 | 1 | UN | 1 | 10 | C | D | EAR99 | N | 85365080 | 1 |  | 0.119 | KG | 44.94 | 44.94 | CP20 | CP20 | RONIS key-operated switch, 22 mm, round, metal, shiny, lock number SB30, with 2 keys, 2 switch positions O-I, latching, actuating angle 90Â°, 10:30h/13:30h, key removal O+I, with holder, 1 NO+1 NC, screw terminal, possible special locks: SB31, 421, 455 upper case and lower case, always upper case at the beginning of the word | - | 0 | 0
3SU1150-4BF11-1FA0-Z | Y19 | 3SU1150-4BF11-1FA0-ZY19 | 1 | UN | 1 | 10 | C | D | EAR99 | N | 85365080 | 1 |  | 0.119 | KG | 41.14 | 41.14 | CP20 | CP20 | RONIS key-operated switch, 22 mm, round, metal, shiny, lock number SB30, with 2 keys, 2 switch positions O-I, latching, actuating angle 90Â°, 10:30h/13:30h, key removal O+I, with holder, 1 NO+1 NC, screw terminal, possible special locks: SB31, 421, 455 inscription or symbol Customer-specific selection with SIRIUS ACT Configurator (CIN) | - | 0 | 0
3SU1150-4BF11-3BA0 |  | 3SU1150-4BF11-3BA0 | 1 | UN | 1 | 5 | B | D | N | N | 85365080 | 1 | 4011209956605 | 0.13 | KG | 37.15 | 37.15 | CP20 | CP20 | RONIS key-operated switch, 22 mm, round, metal, shiny, lock number SB30, with 2 keys, 2 switch positions O-I, latching, actuating angle 90Â°, 10:30h/13:30h, key removal O+I, with holder, 1 NO, spring-type terminal, possible special locks: SB31, 421, 455 | - | 0 | 0
3SU1150-4BF11-3BA0-Z | X90 | 3SU1150-4BF11-3BA0-ZX90 | 1 | UN | 1 | 5 | B | D | EAR99 | N | 85365080 | 20 |  | 0.111 | KG | 37.15 | 37.15 | CP20 | CP20 | RONIS key-operated switches, 22 mm, round, metal, shiny, lock number SB30, with 2 keys, 2 switch positions O-I, latching, 90Â° operating angle, 10:30/1:30 o'clock, key removal O+I, with holder, 1NO, spring-type terminals, possible special locks: SB31, 421, 455, Z=20-unit packaging | - | 0 | 0
3SU1150-4BF11-3BA0-Z | Y10 | 3SU1150-4BF11-3BA0-ZY10 | 1 | UN | 1 | 10 | C | D | EAR99 | N | 85365080 | 1 |  | 0.111 | KG | 41.9 | 41.9 | CP20 | CP20 | RONIS key-operated switch, 22 mm, round, metal, shiny, lock number SB30, with 2 keys, 2 switch positions O-I, latching, actuating angle 90Â°, 10:30h/13:30h, key removal O+I, with holder, 1 NO, spring-type terminal, possible special locks: SB31, 421, 455, upper case and lower case, always upper case at beginning of line | - | 0 | 0
3SU1150-4BF11-3BA0-Z | Y11 | 3SU1150-4BF11-3BA0-ZY11 | 1 | UN | 1 | 10 | C | D | EAR99 | N | 85365080 | 1 |  | 0.111 | KG | 41.9 | 41.9 | CP20 | CP20 | RONIS key-operated switch, 22 mm, round, metal, shiny, lock number SB30, with 2 keys, 2 switch positions O-I, latching, actuating angle 90Â°, 10:30h/13:30h, key removal O+I, with holder, 1 NO, spring-type terminal, possible special locks: SB31, 421, 455, upper case | - | 0 | 0
3SU1150-4BF11-3BA0-Z | Y12 | 3SU1150-4BF11-3BA0-ZY12 | 1 | UN | 1 | 10 | C | D | EAR99 | N | 85365080 | 1 |  | 0.111 | KG | 41.9 | 41.9 | CP20 | CP20 | RONIS key-operated switch, 22 mm, round, metal, shiny, lock number SB30, with 2 keys, 2 switch positions O-I, latching, actuating angle 90Â°, 10:30h/13:30h, key removal O+I, with holder, 1 NO, spring-type terminal, possible special locks: SB31, 421, 455 lower case | - | 0 | 0
3SU1150-4BF11-3BA0-Z | Y15 | 3SU1150-4BF11-3BA0-ZY15 | 1 | UN | 1 | 10 | C | D | EAR99 | N | 85365080 | 1 |  | 0.111 | KG | 41.9 | 41.9 | CP20 | CP20 | RONIS key-operated switch, 22 mm, round, metal, shiny, lock number SB30, with 2 keys, 2 switch positions O-I, latching, actuating angle 90Â°, 10:30h/13:30h, key removal O+I, with holder, 1 NO, spring-type terminal, possible special locks: SB31, 421, 455 upper case and lower case, always upper case at the beginning of the word | - | 0 | 0
3SU1150-4BF11-3BA0-Z | Y19 | 3SU1150-4BF11-3BA0-ZY19 | 1 | UN | 1 | 10 | C | D | EAR99 | N | 85365080 | 1 |  | 0.111 | KG | 38.1 | 38.1 | CP20 | CP20 | RONIS key-operated switch, 22 mm, round, metal, shiny, lock number SB30, with 2 keys, 2 switch positions O-I, latching, actuating angle 90Â°, 10:30h/13:30h, key removal O+I, with holder, 1 NO, spring-type terminal, possible special locks: SB31, 421, 455 inscription or symbol Customer-specific selection with SIRIUS ACT Configurator (CIN) | - | 0 | 0
3SU1150-4BF11-3FA0 |  | 3SU1150-4BF11-3FA0 | 1 | UN | 1 | 5 | B | D | N | N | 85365080 | 1 | 4011209956599 | 0.138 | KG | 40.95 | 40.95 | CP20 | CP20 | RONIS key-operated switch, 22 mm, round, metal, shiny, lock number SB30, with 2 keys, 2 switch positions O-I, latching, actuating angle 90Â°, 10:30h/13:30h, key removal O+I, with holder, 1 NO+1 NC, spring-type terminal, possible special locks: SB31, 421, 455 | - | 0 | 0
3SU1150-4BF11-3FA0-Z | X90 | 3SU1150-4BF11-3FA0-ZX90 | 1 | UN | 1 | 5 | B | D | N | N | 85365080 | 20 |  | 0.144 | KG | 40.95 | 40.95 | CP20 | CP20 | RONIS key-operated switches, 22 mm, round, metal, shiny, lock number SB30, with 2 keys, 2 switch positions O-I, latching, 90Â° operating angle, 10:30/1:30 o'clock, key removal O+I, with holder, 1NO+1NC, spring-type terminals, possible special locks: SB31, 421, 455, Z=20-unit packaging | - | 0 | 0
3SU1150-4BF11-3FA0-Z | Y10 | 3SU1150-4BF11-3FA0-ZY10 | 1 | UN | 1 | 10 | C | D | EAR99 | N | 85365080 | 1 |  | 0.119 | KG | 45.7 | 45.7 | CP20 | CP20 | RONIS key-operated switch, 22 mm, round, metal, shiny, lock number SB30, with 2 keys, 2 switch positions O-I, latching, actuating angle 90Â°, 10:30h/13:30h, key removal O+I, with holder, 1 NO+1 NC, spring-type terminal, possible special locks: SB31, 421, 455, upper case and lower case, always upper case at beginning of line | - | 0 | 0
3SU1150-4BF11-3FA0-Z | Y11 | 3SU1150-4BF11-3FA0-ZY11 | 1 | UN | 1 | 10 | C | D | EAR99 | N | 85365080 | 1 |  | 0.119 | KG | 45.7 | 45.7 | CP20 | CP20 | RONIS key-operated switch, 22 mm, round, metal, shiny, lock number SB30, with 2 keys, 2 switch positions O-I, latching, actuating angle 90Â°, 10:30h/13:30h, key removal O+I, with holder, 1 NO+1 NC, spring-type terminal, possible special locks: SB31, 421, 455, upper case | - | 0 | 0
3SU1150-4BF11-3FA0-Z | Y12 | 3SU1150-4BF11-3FA0-ZY12 | 1 | UN | 1 | 10 | C | D | EAR99 | N | 85365080 | 1 |  | 0.119 | KG | 45.7 | 45.7 | CP20 | CP20 | RONIS key-operated switch, 22 mm, round, metal, shiny, lock number SB30, with 2 keys, 2 switch positions O-I, latching, actuating angle 90Â°, 10:30h/13:30h, key removal O+I, with holder, 1 NO+1 NC, spring-type terminal, possible special locks: SB31, 421, 455 lower case | - | 0 | 0
3SU1150-4BF11-3FA0-Z | Y15 | 3SU1150-4BF11-3FA0-ZY15 | 1 | UN | 1 | 10 | C | D | EAR99 | N | 85365080 | 1 |  | 0.119 | KG | 45.7 | 45.7 | CP20 | CP20 | RONIS key-operated switch, 22 mm, round, metal, shiny, lock number SB30, with 2 keys, 2 switch positions O-I, latching, actuating angle 90Â°, 10:30h/13:30h, key removal O+I, with holder, 1 NO+1 NC, spring-type terminal, possible special locks: SB31, 421, 455 upper case and lower case, always upper case at the beginning of the word | - | 0 | 0
3SU1150-4BF11-3FA0-Z | Y19 | 3SU1150-4BF11-3FA0-ZY19 | 1 | UN | 1 | 10 | C | D | EAR99 | N | 85365080 | 1 |  | 0.119 | KG | 41.9 | 41.9 | CP20 | CP20 | RONIS key-operated switch, 22 mm, round, metal, shiny, lock number SB30, with 2 keys, 2 switch positions O-I, latching, actuating angle 90Â°, 10:30h/13:30h, key removal O+I, with holder, 1 NO+1 NC, spring-type terminal, possible special locks: SB31, 421, 455 inscription or symbol Customer-specific selection with SIRIUS ACT configurator (CIN) | - | 0 | 0
3SU1150-7AA88-1NA0 |  | 3SU1150-7AA88-1NA0 | 1 | UN | 1 | 5 | B | D | N | N | 85365080 | 1 | 4011209954878 | 0.165 | KG | 69.45 | 69.45 | CP20 | CP20 | Coordinate switch, 22 mm, round, metal shiny, black, 2 switch positions, horizontal latching, without mechanical interlocking, in O position, with holder, 1 NO, 1 NO, screw terminal, | - | 0 | 0
3SU1150-7AA88-1NA0-Z | X90 | 3SU1150-7AA88-1NA0-ZX90 | 1 | UN | 1 | 5 | B | D | EAR99 | N | 85365080 | 20 |  | 0.15 | KG | 69.45 | 69.45 | CP20 | CP20 | Coordinate switch, 22 mm, round, metal shiny, black, 2 switch positions, horizontal latching, without mechanical interlocking, in O position, with holder, 1 NO, 1 NO, screw terminal, Z=20-unit packaging | - | 0 | 0
3SU1150-7AA88-1NA0-Z | Y19 | 3SU1150-7AA88-1NA0-ZY19 | 1 | UN | 1 | 10 | C | D | EAR99 | N | 85365080 | 1 |  | 0.15 | KG | 70.4 | 70.4 | CP20 | CP20 | Coordinate switch, 22 mm, round, metal shiny, black, 2 switch positions, horizontal latching, without mechanical interlocking, in O position, with holder, 1 NO, 1 NO, screw terminal, with laser labeling, inscription or symbol, Customer-specific selection with SIRIUS ACT configurator (CIN) | - | 0 | 0
3SU1150-7AB88-1NA0 |  | 3SU1150-7AB88-1NA0 | 1 | UN | 1 | 5 | B | D | N | N | 85365080 | 1 | 4011209954922 | 0.16 | KG | 74.58 | 74.58 | CP20 | CP20 | Coordinate switch, 22 mm, round, metal shiny, black, 2 switch positions, vertical latching, without mechanical interlocking, in O position, with holder, 1 NO, 1 NO, screw terminal, | - | 0 | 0
3SU1150-7AB88-1NA0-Z | X90 | 3SU1150-7AB88-1NA0-ZX90 | 1 | UN | 1 | 5 | B | D | EAR99 | N | 85365080 | 20 |  | 0.15 | KG | 74.58 | 74.58 | CP20 | CP20 | Coordinate switch, 22 mm, round, metal shiny, black, 2 switch positions, vertical latching, without mechanical interlocking, in O position, with holder, 1 NO, 1 NO, screw terminal, Z=20-unit packaging | - | 0 | 0
3SU1150-7AB88-1NA0-Z | Y19 | 3SU1150-7AB88-1NA0-ZY19 | 1 | UN | 1 | 10 | C | D | EAR99 | N | 85365080 | 1 |  | 0.15 | KG | 75.53 | 75.53 | CP20 | CP20 | Coordinate switch, 22 mm, round, metal shiny, black, 2 switch positions, vertical latching, without mechanical interlocking, in O position, with holder, 1 NO, 1 NO, screw terminal, with laser labeling, inscription or symbol, Customer-specific selection with SIRIUS ACT configurator (CIN) | - | 0 | 0
3SU1150-7AC88-1NA0 |  | 3SU1150-7AC88-1NA0 | 1 | UN | 1 | 5 | B | D | N | N | 85365080 | 1 | 4011209954854 | 0.17 | KG | 69.45 | 69.45 | CP20 | CP20 | Coordinate switch, 22 mm, round, metal shiny, black, 2 switch positions, horizontal momentary contact type, without mechanical interlocking, in O position, with holder, 1 NO, 1 NO, screw terminal, | - | 0 | 0
3SU1150-7AC88-1NA0-Z | X90 | 3SU1150-7AC88-1NA0-ZX90 | 1 | UN | 1 | 5 | B | D | EAR99 | N | 85365080 | 20 |  | 0.15 | KG | 69.45 | 69.45 | CP20 | CP20 | Coordinate switch, 22 mm, round, metal shiny, black, 2 switch positions, horizontal momentary contact type, without mechanical interlocking, in O position, with holder, 1 NO, 1 NO, screw terminal, Z=20-unit packaging | - | 0 | 0
3SU1150-7AD88-1NA0 |  | 3SU1150-7AD88-1NA0 | 1 | UN | 1 | 5 | B | D | N | N | 85365080 | 1 | 4011209954892 | 0.165 | KG | 74.58 | 74.58 | CP20 | CP20 | Coordinate switch, 22 mm, round, metal shiny, black, 2 switch positions, vertical momentary contact type, without mechanical interlocking, in O position, with holder, 1 NO, 1 NO, screw terminal, | - | 0 | 0
3SU1150-7AD88-1NA0-Z | X90 | 3SU1150-7AD88-1NA0-ZX90 | 1 | UN | 1 | 5 | B | D | N | N | 85365080 | 20 |  | 0.15 | KG | 74.58 | 74.58 | CP20 | CP20 | Coordinate switch, 22 mm, round, metal shiny, black, 2 switch positions, horizontal momentary contact type, without mechanical interlocking, in O position, with holder, 1 NO, 1 NO, screw terminal, Z=20-unit packaging | - | 0 | 0
3SU1150-7AE88-1QA0 |  | 3SU1150-7AE88-1QA0 | 1 | UN | 1 | 5 | B | D | N | N | 85365080 | 1 | 4011209954953 | 0.18 | KG | 88.26 | 88.26 | CP20 | CP20 | Coordinate switch, 22 mm, round, metal shiny, black, 4 switch positions, latching, without mechanical interlocking, in O position, with holder, 1 NO, 1 NO, 1 NO, 1 NO, screw terminal, | - | 0 | 0
3SU1150-7AE88-1QA0-Z | X90 | 3SU1150-7AE88-1QA0-ZX90 | 1 | UN | 1 | 5 | B | D | EAR99 | N | 85365080 | 20 |  | 0.166 | KG | 88.26 | 88.26 | CP20 | CP20 | Coordinate switch, 22 mm, round, metal shiny, black, 4 switch positions, latching, without mechanical interlocking, in O position, with holder, 1 NO, 1 NO, 1 NO, 1 NO, screw terminal, Z=20-unit packaging | - | 0 | 0
3SU1150-7AE88-1QA0-Z | Y19 | 3SU1150-7AE88-1QA0-ZY19 | 1 | UN | 1 | 10 | C | D | EAR99 | N | 85365080 | 1 |  | 0.166 | KG | 89.21 | 89.21 | CP20 | CP20 | Coordinate switch, 22 mm, round, metal shiny, black, 4 switch positions, latching, without mechanical interlocking, in O position, with holder, 1 NO, 1 NO, 1 NO, 1 NO, screw terminal, with laser labeling, inscription or symbol, Customer-specific selection with SIRIUS ACT configurator (CIN) | - | 0 | 0
3SU1150-7AF88-1QA0 |  | 3SU1150-7AF88-1QA0 | 1 | UN | 1 | 3 | B | D | N | N | 85365080 | 1 | 4011209954939 | 0.18 | KG | 88.26 | 88.26 | CP20 | CP20 | Coordinate switch, 22 mm, round, metal shiny, black, 4 switch positions, momentary contact type, without mechanical interlocking, in O position, with holder, 1 NO, 1 NO, 1 NO, 1 NO, screw terminal, | - | 0 | 0
3SU1150-7AF88-1QA0-Z | X90 | 3SU1150-7AF88-1QA0-ZX90 | 1 | UN | 1 | 5 | B | D | N | N | 85365080 | 20 |  | 0.166 | KG | 88.26 | 88.26 | CP20 | CP20 | Coordinate switch, 22 mm, round, metal shiny, black, 4 switch positions, momentary contact type, without mechanical interlocking, in O position, with holder, 1 NO, 1 NO, 1 NO, 1 NO, screw terminal, Z=20-unit packaging | - | 0 | 0
3SU1150-7BA88-1NA0 |  | 3SU1150-7BA88-1NA0 | 1 | UN | 1 | 5 | B | D | N | N | 85365080 | 1 | 4011209954885 | 0.177 | KG | 84.27 | 84.27 | CP20 | CP20 | Coordinate switch, 22 mm, round, metal shiny, black, 2 switch positions, horizontal latching, with mechanical interlocking, in O position, with holder, 1 NO, 1 NO, screw terminal, | - | 0 | 0
3SU1150-7BA88-1NA0-Z | X90 | 3SU1150-7BA88-1NA0-ZX90 | 1 | UN | 1 | 5 | B | D | EAR99 | N | 85365080 | 20 |  | 0.15 | KG | 84.27 | 84.27 | CP20 | CP20 | Coordinate switch, 22 mm, round, metal shiny, black, 2 switch positions, horizontal latching, with mechanical interlocking, in O position, with holder, 1 NO, 1 NO, screw terminal, Z=20-unit packaging | - | 0 | 0
3SU1150-7BA88-1NA0-Z | Y19 | 3SU1150-7BA88-1NA0-ZY19 | 1 | UN | 1 | 10 | C | D | EAR99 | N | 85365080 | 1 |  | 0.15 | KG | 85.22 | 85.22 | CP20 | CP20 | Coordinate switch, 22 mm, round, metal shiny, black, 2 switch positions, horizontal latching, with mechanical interlocking, in O position, with holder, 1 NO, 1 NO, screw terminal, with laser labeling, inscription or symbol, Customer-specific selection with SIRIUS ACT configurator (CIN) | - | 0 | 0
3SU1150-7BB88-1NA0 |  | 3SU1150-7BB88-1NA0 | 1 | UN | 1 | 5 | B | D | N | N | 85365080 | 1 | 4011209954915 | 0.178 | KG | 89.4 | 89.4 | CP20 | CP20 | Coordinate switch, 22 mm, round, metal shiny, black, 2 switch positions, vertical latching, with mechanical interlocking, in O position, with holder, 1 NO, 1 NO, screw terminal, | - | 0 | 0
3SU1150-7BB88-1NA0-Z | X90 | 3SU1150-7BB88-1NA0-ZX90 | 1 | UN | 1 | 5 | B | D | EAR99 | N | 85365080 | 20 |  | 0.15 | KG | 89.4 | 89.4 | CP20 | CP20 | Coordinate switch, 22 mm, round, metal shiny, black, 2 switch positions, vertical latching, with mechanical interlocking, in O position, with holder, 1 NO, 1 NO, screw terminal, Z=20-unit packaging | - | 0 | 0
3SU1150-7BB88-1NA0-Z | Y19 | 3SU1150-7BB88-1NA0-ZY19 | 1 | UN | 1 | 10 | C | D | EAR99 | N | 85365080 | 1 |  | 0.15 | KG | 90.35 | 90.35 | CP20 | CP20 | Coordinate switch, 22 mm, round, metal shiny, black, 2 switch positions, vertical latching, with mechanical interlocking, in O position, with holder, 1 NO, 1 NO, screw terminal, with laser labeling, inscription or symbol, Customer-specific selection with SIRIUS ACT configurator (CIN) | - | 0 | 0
3SU1150-7BC88-1NA0 |  | 3SU1150-7BC88-1NA0 | 1 | UN | 1 | 5 | B | D | N | N | 85365080 | 1 | 4011209954861 | 0.17 | KG | 84.27 | 84.27 | CP20 | CP20 | Coordinate switch, 22 mm, round, metal shiny, black, 2 switch positions, horizontal momentary contact type, with mechanical interlocking, in O position, with holder, 1 NO, 1 NO, screw terminal, | - | 0 | 0
3SU1150-7BC88-1NA0-Z | X90 | 3SU1150-7BC88-1NA0-ZX90 | 1 | UN | 1 | 5 | B | D | EAR99 | N | 85365080 | 20 |  | 0.15 | KG | 84.27 | 84.27 | CP20 | CP20 | Coordinate switch, 22 mm, round, metal shiny, black, 2 switch positions, horizontal momentary contact type, with mechanical interlocking, in O position, with holder, 1 NO, 1 NO, screw terminal, Z=20-unit packaging | - | 0 | 0
3SU1150-7BC88-1NA0-Z | Y19 | 3SU1150-7BC88-1NA0-ZY19 | 1 | UN | 1 | 10 | C | D | EAR99 | N | 85365080 | 1 |  | 0.15 | KG | 85.22 | 85.22 | CP20 | CP20 | Coordinate switch, 22 mm, round, metal shiny, black, 2 switch positions, horizontal momentary contact type, with mechanical interlocking, in O position, with holder, 1 NO, 1 NO, screw terminal, with laser labeling, inscription or symbol, Customer-specific selection with SIRIUS ACT configurator (CIN) | - | 0 | 0
3SU1150-7BD88-1NA0 |  | 3SU1150-7BD88-1NA0 | 1 | UN | 1 | 5 | B | D | N | N | 85365080 | 1 | 4011209954908 | 0.176 | KG | 89.4 | 89.4 | CP20 | CP20 | Coordinate switch, 22 mm, round, metal shiny, black, 2 switch positions, vertical momentary contact type, with mechanical interlocking, in O position, with holder, 1 NO, 1 NO, screw terminal, | - | 0 | 0
3SU1150-7BD88-1NA0-Z | X90 | 3SU1150-7BD88-1NA0-ZX90 | 1 | UN | 1 | 5 | B | D | EAR99 | N | 85365080 | 20 |  | 0.15 | KG | 89.4 | 89.4 | CP20 | CP20 | Coordinate switch, 22 mm, round, metal shiny, black, 2 switch positions, horizontal momentary contact type, with mechanical interlocking, in O position, with holder, 1 NO, 1 NO, screw terminal, Z=20-unit packaging | - | 0 | 0
3SU1150-7BD88-1NA0-Z | Y19 | 3SU1150-7BD88-1NA0-ZY19 | 1 | UN | 1 | 10 | C | D | EAR99 | N | 85365080 | 1 |  | 0.15 | KG | 90.35 | 90.35 | CP20 | CP20 | Coordinate switch, 22 mm, round, metal shiny, black, 2 switch positions, vertical momentary contact type, with mechanical interlocking, in O position, with holder, 1 NO, 1 NO, screw terminal, with laser labeling, inscription or symbol, Customer-specific selection with SIRIUS ACT configurator (CIN) | - | 0 | 0
3SU1150-7BE88-1QA0 |  | 3SU1150-7BE88-1QA0 | 1 | UN | 1 | 5 | B | D | N | N | 85365080 | 1 | 4011209954960 | 0.183 | KG | 102.6 | 102.6 | CP20 | CP20 | Coordinate switch, 22 mm, round, metal shiny, black, 4 switch positions, latching, with mechanical interlocking, in O position, with holder, 1 NO, 1 NO, 1 NO, 1 NO, screw terminal, | - | 0 | 0
3SU1150-7BE88-1QA0-Z | X90 | 3SU1150-7BE88-1QA0-ZX90 | 1 | UN | 1 | 5 | B | D | EAR99 | N | 85365080 | 20 |  | 0.166 | KG | 102.6 | 102.6 | CP20 | CP20 | Coordinate switch, 22 mm, round, metal shiny, black, 4 switch positions, latching, with mechanical interlocking, in O position, with holder, 1 NO, 1 NO, 1 NO, 1 NO, screw terminal, Z=20-unit packaging | - | 0 | 0
3SU1150-7BE88-1QA0-Z | Y19 | 3SU1150-7BE88-1QA0-ZY19 | 1 | UN | 1 | 10 | C | D | EAR99 | N | 85365080 | 1 |  | 0.166 | KG | 103.55 | 103.55 | CP20 | CP20 | Coordinate switch, 22 mm, round, metal shiny, black, 4 switch positions, latching, with mechanical interlocking, in O position, with holder, 1 NO, 1 NO, 1 NO, 1 NO, screw terminal, with laser labeling, inscription or symbol, Customer-specific selection with SIRIUS ACT configurator (CIN) | - | 0 | 0
3SU1150-7BF88-1QA0 |  | 3SU1150-7BF88-1QA0 | 1 | UN | 1 | 5 | B | D | N | N | 85365080 | 1 | 4011209954946 | 0.15 | KG | 102.6 | 102.6 | CP20 | CP20 | Coordinate switch, 22 mm, round, metal shiny, black, 4 switch positions, momentary contact type, with mechanical interlocking, in O position, with holder, 1 NO, 1 NO, 1 NO, 1 NO, screw terminal, | - | 0 | 0
3SU1150-7BF88-1QA0-Z | X90 | 3SU1150-7BF88-1QA0-ZX90 | 1 | UN | 1 | 5 | B | D | EAR99 | N | 85365080 | 20 |  | 0.166 | KG | 102.6 | 102.6 | CP20 | CP20 | Coordinate switch, 22 mm, round, metal shiny, black, 4 switch positions, momentary contact type, with mechanical interlocking, in O position, with holder, 1 NO, 1 NO, 1 NO, 1 NO, screw terminal, Z=20-unit packaging | - | 0 | 0
3SU1150-7BF88-1QA0-Z | Y19 | 3SU1150-7BF88-1QA0-ZY19 | 1 | UN | 1 | 10 | C | D | EAR99 | N | 85365080 | 1 |  | 0.166 | KG | 103.55 | 103.55 | CP20 | CP20 | Coordinate switch, 22 mm, round, metal shiny, black, 4 switch positions, momentary contact type, with mechanical interlocking, in O position, with holder, 1 NO, 1 NO, 1 NO, 1 NO, screw terminal, with laser labeling, inscription or symbol, Customer-specific selection with SIRIUS ACT configurator (CIN) | - | 0 | 0
3SU1151-1GB20-3CW0 |  | 3SU1151-1GB20-3CW0 | 1 | UN | 1 | 5 | B | D | N | N | 85365080 | 1 |  | 0.149 | KG | 57.67 | 57.67 | CP20 | CP20 | EMERGENCY STOP mushroom-type actuator, illuminable, 22 mm, round, metal, shiny, red, 30 mm, positive latching, according to EN ISO 13850, rotate-to-unlatch, washer for EMERGENCY STOP, yellow, with inscription: NOT-HALT, EMERGENCY STOP, ARRÃŠT D'URGENCE, EMERGENZA with holder, 1 NC, 1 NC, LED module 24 V red, spring-type terminal, front plate mounting |  | 0 | 0
3SU1151-1HB20-3CF0 |  | 3SU1151-1HB20-3CF0 | 1 | UN | 1 | 5 | B | D | N | N | 85365080 | 1 |  | 0.149 | KG | 54.44 | 54.44 | CP20 | CP20 | EMERGENCY STOP mushroom pushbutton, 22 mm, round, metal, shiny, red, 40 mm, positive latching, acc. to EN ISO 13850, rotate-to-unlatch, with yellow backing plate, inscription: EMERGENCY STOP, with holder, 1 NC, spring-type terminal |  | 0 | 0
3SU1152-0AB00-1BA0 |  | 3SU1152-0AB00-1BA0 | 1 | UN | 1 | 5 | B | D | N | N | 85365080 | 1 | 4011209958852 | 0.097 | KG | 24.13 | 24.13 | CP20 | CP20 | Illuminated pushbutton, 22 mm, round, metal, shiny, amber, pushbutton, flat, momentary contact type, with holder, 1 NO, LED module with integrated LED 24 V AC/DC, screw terminal | - | 0 | 0
3SU1152-0AB00-1BA0-Z | X90 | 3SU1152-0AB00-1BA0-ZX90 | 1 | UN | 1 | 5 | B | D | EAR99 | N | 85365080 | 20 |  | 0.093 | KG | 24.13 | 24.13 | CP20 | CP20 | Illuminated pushbutton, 22 mm, round, metal, shiny, amber, pushbutton, flat, momentary contact type, with holder, 1NO, LED module with integrated LED 24 V AC/DC, screw terminal, Z=20-unit packaging | - | 0 | 0
3SU1152-0AB00-1BA0-Z | Y10 | 3SU1152-0AB00-1BA0-ZY10 | 1 | UN | 1 | 10 | C | D | EAR99 | N | 85365080 | 1 |  | 0.093 | KG | 28.88 | 28.88 | CP20 | CP20 | Illuminated pushbutton, 22 mm, round, metal, shiny, amber, pushbutton, flat, momentary contact type, with holder, 1NO, LED module with integrated LED 24 V AC/DC, screw terminal, with laser labeling, upper case and lower case, always upper case at beginning of line | - | 0 | 0
3SU1152-0AB00-1BA0-Z | Y11 | 3SU1152-0AB00-1BA0-ZY11 | 1 | UN | 1 | 10 | C | D | EAR99 | N | 85365080 | 1 |  | 0.093 | KG | 28.88 | 28.88 | CP20 | CP20 | Illuminated pushbutton, 22 mm, round, metal, shiny, amber, pushbutton, flat, momentary contact type, with holder, 1NO, LED module with integrated LED 24 V AC/DC, screw terminal, with laser labeling, upper case | - | 0 | 0
3SU1152-0AB00-1BA0-Z | Y12 | 3SU1152-0AB00-1BA0-ZY12 | 1 | UN | 1 | 10 | C | D | EAR99 | N | 85365080 | 1 |  | 0.093 | KG | 28.88 | 28.88 | CP20 | CP20 | Illuminated pushbutton, 22 mm, round, metal, shiny, amber, pushbutton, flat, momentary contact type, with holder, 1NO, LED module with integrated LED 24 V AC/DC, screw terminal, with laser labeling, lower case | - | 0 | 0
3SU1152-0AB00-1BA0-Z | Y13 | 3SU1152-0AB00-1BA0-ZY13 | 1 | UN | 1 | 10 | C | D | EAR99 | N | 85365080 | 1 |  | 0.093 | KG | 28.88 | 28.88 | CP20 | CP20 | Illuminated pushbutton, 22 mm, round, metal, shiny, amber, pushbutton, flat, momentary contact type, with holder, 1NO, LED module with integrated LED 24 V AC/DC, screw terminal, with laser labeling, symbol number according to, ISO 7000 or IEC 60417 | - | 0 | 0
3SU1152-0AB00-1BA0-Z | Y15 | 3SU1152-0AB00-1BA0-ZY15 | 1 | UN | 1 | 10 | C | D | EAR99 | N | 85365080 | 1 |  | 0.093 | KG | 28.88 | 28.88 | CP20 | CP20 | Illuminated pushbutton, 22 mm, round, metal, shiny, amber, pushbutton, flat, momentary contact type, with holder, 1NO, LED module with integrated LED 24 V AC/DC, screw terminal, with laser labeling, upper case and lower case, Always upper case at the beginning of the word | - | 0 | 0
3SU1152-0AB00-1BA0-Z | Y19 | 3SU1152-0AB00-1BA0-ZY19 | 1 | UN | 1 | 10 | C | D | EAR99 | N | 85365080 | 1 |  | 0.093 | KG | 25.08 | 25.08 | CP20 | CP20 | Illuminated pushbutton, 22 mm, round, metal, shiny, amber, pushbutton, flat, momentary contact type, with holder, 1NO, LED module with integrated LED 24 V AC/DC, screw terminal, with laser labeling, inscription or symbol Customer-specific selection with SIRIUS ACT configurator (CIN) | - | 0 | 0
3SU1152-0AB00-1FA0 |  | 3SU1152-0AB00-1FA0 | 1 | UN | 1 | 5 | B | D | N | N | 85365080 | 1 | 4011209958678 | 0.106 | KG | 27.36 | 27.36 | CP20 | CP20 | Illuminated pushbutton, 22 mm, round, metal, shiny, amber, pushbutton, flat, momentary contact type, with holder, 1 NO+1 NC, LED module with integrated LED 24 V AC/DC, screw terminal | - | 0 | 0
3SU1152-0AB00-1FA0-Z | X90 | 3SU1152-0AB00-1FA0-ZX90 | 1 | UN | 1 | 5 | B | D | EAR99 | N | 85365080 | 20 |  | 0.101 | KG | 27.36 | 27.36 | CP20 | CP20 | Illuminated pushbutton, 22 mm, round, metal, shiny, amber, pushbutton, flat, momentary contact type, with holder, 1 NO+1 NC, LED module with integrated LED 24 V AC/DC, screw terminal, Z=20-unit packaging | - | 0 | 0
3SU1152-0AB00-1FA0-Z | Y10 | 3SU1152-0AB00-1FA0-ZY10 | 1 | UN | 1 | 10 | C | D | N | N | 85365080 | 1 |  | 0.101 | KG | 32.11 | 32.11 | CP20 | CP20 | Illuminated pushbutton, 22 mm, round, metal, shiny, amber, pushbutton, flat, momentary contact type, with holder, 1 NO+1 NC, LED module with integrated LED 24 V AC/DC, screw terminal, with laser labeling, upper case and lower case, always upper case at beginning of line | - | 0 | 0
3SU1152-0AB00-1FA0-Z | Y11 | 3SU1152-0AB00-1FA0-ZY11 | 1 | UN | 1 | 10 | C | D | N | N | 85365080 | 1 |  | 0.101 | KG | 32.11 | 32.11 | CP20 | CP20 | Illuminated pushbutton, 22 mm, round, metal, shiny, amber, pushbutton, flat, momentary contact type, with holder, 1 NO+1 NC, LED module with integrated LED 24 V AC/DC, screw terminal, with laser labeling, upper case | - | 0 | 0
3SU1152-0AB00-1FA0-Z | Y12 | 3SU1152-0AB00-1FA0-ZY12 | 1 | UN | 1 | 10 | C | D | N | N | 85365080 | 1 |  | 0.101 | KG | 32.11 | 32.11 | CP20 | CP20 | Illuminated pushbutton, 22 mm, round, metal, shiny, amber, pushbutton, flat, momentary contact type, with holder, 1 NO+1 NC, LED module with integrated LED 24 V AC/DC, screw terminal, with laser labeling, lower case | - | 0 | 0
3SU1152-0AB00-1FA0-Z | Y13 | 3SU1152-0AB00-1FA0-ZY13 | 1 | UN | 1 | 10 | C | D | N | N | 85365080 | 1 |  | 0.101 | KG | 32.11 | 32.11 | CP20 | CP20 | Illuminated pushbutton, 22 mm, round, metal, shiny, amber, pushbutton, flat, momentary contact type, with holder, 1 NO+1 NC, LED module with integrated LED 24 V AC/DC, screw terminal, with laser labeling, symbol number according to, ISO 7000 or IEC 60417 | - | 0 | 0
3SU1152-0AB00-1FA0-Z | Y15 | 3SU1152-0AB00-1FA0-ZY15 | 1 | UN | 1 | 10 | C | D | N | N | 85365080 | 1 |  | 0.101 | KG | 32.11 | 32.11 | CP20 | CP20 | Illuminated pushbutton, 22 mm, round, metal, shiny, amber, pushbutton, flat, momentary contact type, with holder, 1 NO+1 NC, LED module with integrated LED 24 V AC/DC, screw terminal, with laser labeling, upper case and lower case, Always upper case at the beginning of the word | - | 0 | 0
3SU1152-0AB00-1FA0-Z | Y19 | 3SU1152-0AB00-1FA0-ZY19 | 1 | UN | 1 | 10 | C | D | N | N | 85365080 | 1 |  | 0.101 | KG | 28.31 | 28.31 | CP20 | CP20 | Illuminated pushbutton, 22 mm, round, metal, shiny, amber, pushbutton, flat, momentary contact type, with holder, 1 NO+1 NC, LED module with integrated LED 24 V AC/DC, screw terminal, with laser labeling, inscription or symbol Customer-specific selection with SIRIUS ACT configurator (CIN) | - | 0 | 0
3SU1152-0AB20-1CA0 |  | 3SU1152-0AB20-1CA0 | 1 | UN | 1 | 1 | A | D | N | N | 85365080 | 1 | 4011209958968 | 0.099 | KG | 24.13 | 22.71 | CP20 | CP20 | Illuminated pushbutton, 22 mm, round, metal, shiny, red, pushbutton, flat, momentary contact type, with holder, 1 NC, LED module with integrated LED 24 V AC/DC, screw terminal | Lista Papel 2020 SI | 0 | 0
3SU1152-0AB20-1CA0-Z | X90 | 3SU1152-0AB20-1CA0-ZX90 | 1 | UN | 1 | 5 | B | D | N | N | 85365080 | 20 | 4047621060156 | 0.103 | KG | 24.13 | 24.13 | CP20 | CP20 | Illuminated pushbutton, 22 mm, round, metal, shiny, red, pushbutton, flat, momentary contact type, with holder, 1NC, LED module with integrated LED 24 V AC/DC, screw terminal, Z=20-unit packaging | - | 0 | 0
3SU1152-0AB20-1CA0-Z | Y10 | 3SU1152-0AB20-1CA0-ZY10 | 1 | UN | 1 | 10 | C | D | N | N | 85365080 | 1 |  | 0.093 | KG | 28.88 | 28.88 | CP20 | CP20 | Illuminated pushbutton, 22 mm, round, metal, shiny, red, pushbutton, flat, momentary contact type, with holder, 1NC, LED module with integrated LED 24 V AC/DC, screw terminal, with laser labeling, upper case and lower case, always upper case at beginning of line | - | 0 | 0
3SU1152-0AB20-1CA0-Z | Y11 | 3SU1152-0AB20-1CA0-ZY11 | 1 | UN | 1 | 10 | C | D | N | N | 85365080 | 1 |  | 0.093 | KG | 28.88 | 28.88 | CP20 | CP20 | Illuminated pushbutton, 22 mm, round, metal, shiny, red, pushbutton, flat, momentary contact type, with holder, 1NC, LED module with integrated LED 24 V AC/DC, screw terminal, with laser labeling, upper case | - | 0 | 0
3SU1152-0AB20-1CA0-Z | Y12 | 3SU1152-0AB20-1CA0-ZY12 | 1 | UN | 1 | 10 | C | D | N | N | 85365080 | 1 |  | 0.093 | KG | 28.88 | 28.88 | CP20 | CP20 | Illuminated pushbutton, 22 mm, round, metal, shiny, red, pushbutton, flat, momentary contact type, with holder, 1NC, LED module with integrated LED 24 V AC/DC, screw terminal, with laser labeling, lower case | - | 0 | 0
3SU1152-0AB20-1CA0-Z | Y13 | 3SU1152-0AB20-1CA0-ZY13 | 1 | UN | 1 | 10 | C | D | N | N | 85365080 | 1 |  | 0.1 | KG | 28.88 | 28.88 | CP20 | CP20 | Illuminated pushbutton, 22 mm, round, metal, shiny, red, pushbutton, flat, momentary contact type, with holder, 1NC, LED module with integrated LED 24 V AC/DC, screw terminal, with laser labeling, symbol number according to, ISO 7000 or IEC 60417 | - | 0 | 0
3SU1152-0AB20-1CA0-Z | Y15 | 3SU1152-0AB20-1CA0-ZY15 | 1 | UN | 1 | 10 | C | D | N | N | 85365080 | 1 |  | 0.1 | KG | 28.88 | 28.88 | CP20 | CP20 | Illuminated pushbutton, 22 mm, round, metal, shiny, red, pushbutton, flat, momentary contact type, with holder, 1NC, LED module with integrated LED 24 V AC/DC, screw terminal, with laser labeling, upper case and lower case, Always upper case at the beginning of the word | - | 0 | 0
3SU1152-0AB20-1CA0-Z | Y19 | 3SU1152-0AB20-1CA0-ZY19 | 1 | UN | 1 | 10 | C | D | N | N | 85365080 | 1 |  | 0.093 | KG | 25.08 | 25.08 | CP20 | CP20 | Illuminated pushbutton, 22 mm, round, metal, shiny, red, pushbutton, flat, momentary contact type, with holder, 1NC, LED module with integrated LED 24 V AC/DC, screw terminal, with laser labeling, inscription or symbol Customer-specific selection with SIRIUS ACT configurator (CIN) | - | 0 | 0
3SU1152-0AB20-1FA0 |  | 3SU1152-0AB20-1FA0 | 1 | UN | 1 | 1 | A | D | N | N | 85365080 | 1 | 4011209958685 | 0.105 | KG | 27.36 | 25.94 | CP20 | CP20 | Illuminated pushbutton, 22 mm, round, metal, shiny, red, pushbutton, flat, momentary contact type, with holder, 1 NO+1 NC, LED module with integrated LED 24 V AC/DC, screw terminal | Lista Papel 2020 SI | 0 | 0
3SU1152-0AB20-1FA0-Z | X90 | 3SU1152-0AB20-1FA0-ZX90 | 1 | UN | 1 | 5 | B | D | N | N | 85365080 | 20 |  | 0.113 | KG | 27.36 | 27.36 | CP20 | CP20 | Illuminated pushbutton, 22 mm, round, metal, shiny, red, pushbutton, flat, momentary contact type, with holder, 1 NO+1 NC, LED module with integrated LED 24 V AC/DC, screw terminal, Z=20-unit packaging | - | 0 | 0
3SU1152-0AB20-1FA0-Z | Y10 | 3SU1152-0AB20-1FA0-ZY10 | 1 | UN | 1 | 10 | C | D | EAR99 | N | 85365080 | 1 |  | 0.101 | KG | 32.11 | 32.11 | CP20 | CP20 | Illuminated pushbutton, 22 mm, round, metal, shiny, red, pushbutton, flat, momentary contact type, with holder, 1 NO+1 NC, LED module with integrated LED 24 V AC/DC, screw terminal, with laser labeling, upper case and lower case, always upper case at beginning of line | - | 0 | 0
3SU1152-0AB20-1FA0-Z | Y11 | 3SU1152-0AB20-1FA0-ZY11 | 1 | UN | 1 | 10 | C | D | EAR99 | N | 85365080 | 1 |  | 0.101 | KG | 32.11 | 32.11 | CP20 | CP20 | Illuminated pushbutton, 22 mm, round, metal, shiny, red, pushbutton, flat, momentary contact type, with holder, 1 NO+1 NC, LED module with integrated LED 24 V AC/DC, screw terminal, with laser labeling, upper case | - | 0 | 0
3SU1152-0AB20-1FA0-Z | Y12 | 3SU1152-0AB20-1FA0-ZY12 | 1 | UN | 1 | 10 | C | D | EAR99 | N | 85365080 | 1 |  | 0.101 | KG | 32.11 | 32.11 | CP20 | CP20 | Illuminated pushbutton, 22 mm, round, metal, shiny, red, pushbutton, flat, momentary contact type, with holder, 1 NO+1 NC, LED module with integrated LED 24 V AC/DC, screw terminal, with laser labeling, lower case | - | 0 | 0
3SU1152-0AB20-1FA0-Z | Y13 | 3SU1152-0AB20-1FA0-ZY13 | 1 | UN | 1 | 10 | C | D | EAR99 | N | 85365080 | 1 |  | 0.101 | KG | 32.11 | 32.11 | CP20 | CP20 | Illuminated pushbutton, 22 mm, round, metal, shiny, red, pushbutton, flat, momentary contact type, with holder, 1 NO+1 NC, LED module with integrated LED 24 V AC/DC, screw terminal, with laser labeling, symbol number according to, ISO 7000 or IEC 60417 | - | 0 | 0
3SU1152-0AB20-1FA0-Z | Y15 | 3SU1152-0AB20-1FA0-ZY15 | 1 | UN | 1 | 10 | C | D | EAR99 | N | 85365080 | 1 |  | 0.101 | KG | 32.11 | 32.11 | CP20 | CP20 | Illuminated pushbutton, 22 mm, round, metal, shiny, red, pushbutton, flat, momentary contact type, with holder, 1 NO+1 NC, LED module with integrated LED 24 V AC/DC, screw terminal, with laser labeling, upper case and lower case, Always upper case at the beginning of the word | - | 0 | 0
3SU1152-0AB20-1FA0-Z | Y19 | 3SU1152-0AB20-1FA0-ZY19 | 1 | UN | 1 | 10 | C | D | EAR99 | N | 85365080 | 1 |  | 0.101 | KG | 28.31 | 28.31 | CP20 | CP20 | Illuminated pushbutton, 22 mm, round, metal, shiny, red, pushbutton, flat, momentary contact type, with holder, 1 NO+1 NC, LED module with integrated LED 24 V AC/DC, screw terminal, with laser labeling, inscription or symbol Customer-specific selection with SIRIUS ACT configurator (CIN) | - | 0 | 0
3SU1152-0AB20-3CA0 |  | 3SU1152-0AB20-3CA0 | 1 | UN | 1 | 5 | B | D | N | N | 85365080 | 1 | 4011209958975 | 0.1 | KG | 24.99 | 24.99 | CP20 | CP20 | Illuminated pushbutton, 22 mm, round, metal, shiny, red, pushbutton, flat, momentary contact type, with holder, 1 NC, LED module with integrated LED 24 V AC/DC, Spring-type terminal | - | 0 | 0
3SU1152-0AB20-3CA0-Z | X90 | 3SU1152-0AB20-3CA0-ZX90 | 1 | UN | 1 | 5 | B | D | N | N | 85365080 | 20 | 4047621074030 | 0.103 | KG | 24.99 | 24.99 | CP20 | CP20 | Illuminated pushbutton, 22 mm, round, metal, shiny, red, pushbutton, flat, momentary contact type, with holder, 1NC, LED module with integrated LED 24 V AC/DC, spring-type terminal, Z=20-unit packaging | - | 0 | 0
3SU1152-0AB20-3CA0-Z | Y10 | 3SU1152-0AB20-3CA0-ZY10 | 1 | UN | 1 | 10 | C | D | N | N | 85365080 | 1 |  | 0.093 | KG | 29.74 | 29.74 | CP20 | CP20 | Illuminated pushbutton, 22 mm, round, metal, shiny, red, pushbutton, flat, momentary contact type, with holder, 1NC, LED module with integrated LED 24 V AC/DC, spring-type terminal, with laser labeling, upper case and lower case, always upper case at beginning of line | - | 0 | 0
3SU1152-0AB20-3CA0-Z | Y11 | 3SU1152-0AB20-3CA0-ZY11 | 1 | UN | 1 | 10 | C | D | N | N | 85365080 | 1 |  | 0.093 | KG | 29.74 | 29.74 | CP20 | CP20 | Illuminated pushbutton, 22 mm, round, metal, shiny, red, pushbutton, flat, momentary contact type, with holder, 1NC, LED module with integrated LED 24 V AC/DC, spring-type terminal, with laser labeling, upper case | - | 0 | 0
3SU1152-0AB20-3CA0-Z | Y12 | 3SU1152-0AB20-3CA0-ZY12 | 1 | UN | 1 | 10 | C | D | N | N | 85365080 | 1 |  | 0.093 | KG | 29.74 | 29.74 | CP20 | CP20 | Illuminated pushbutton, 22 mm, round, metal, shiny, red, pushbutton, flat, momentary contact type, with holder, 1NC, LED module with integrated LED 24 V AC/DC, spring-type terminal, with laser labeling, lower case | - | 0 | 0
3SU1152-0AB20-3CA0-Z | Y13 | 3SU1152-0AB20-3CA0-ZY13 | 1 | UN | 1 | 10 | C | D | N | N | 85365080 | 1 |  | 0.093 | KG | 29.74 | 29.74 | CP20 | CP20 | Illuminated pushbutton, 22 mm, round, metal, shiny, red, pushbutton, flat, momentary contact type, with holder, 1NC, LED module with integrated LED 24 V AC/DC, spring-type terminal, with laser labeling, symbol number according to, ISO 7000 or IEC 60417 | - | 0 | 0
3SU1152-0AB20-3CA0-Z | Y15 | 3SU1152-0AB20-3CA0-ZY15 | 1 | UN | 1 | 10 | C | D | N | N | 85365080 | 1 |  | 0.097 | KG | 29.74 | 29.74 | CP20 | CP20 | Illuminated pushbutton, 22 mm, round, metal, shiny, red, pushbutton, flat, momentary contact type, with holder, 1NC, LED module with integrated LED 24 V AC/DC, spring-type terminal, with laser labeling, upper case and lower case, Always upper case at the beginning of the word | - | 0 | 0
3SU1152-0AB20-3CA0-Z | Y19 | 3SU1152-0AB20-3CA0-ZY19 | 1 | UN | 1 | 10 | C | D | N | N | 85365080 | 1 |  | 0.093 | KG | 25.94 | 25.94 | CP20 | CP20 | Illuminated pushbutton, 22 mm, round, metal, shiny, red, pushbutton, flat, momentary contact type, with holder, 1NC, LED module with integrated LED 24 V AC/DC, spring-type terminal, with laser labeling, inscription or symbol Customer-specific selection with SIRIUS ACT configurator (CIN) | - | 0 | 0
3SU1152-0AB20-3FA0 |  | 3SU1152-0AB20-3FA0 | 1 | UN | 1 | 5 | B | D | N | N | 85365080 | 1 | 4011209958746 | 0.106 | KG | 28.79 | 28.79 | CP20 | CP20 | Illuminated pushbutton, 22 mm, round, metal, shiny, red, pushbutton, flat, momentary contact type, with holder, 1 NO+1 NC, LED module with integrated LED 24 V AC/DC, Spring-type terminal | - | 0 | 0
3SU1152-0AB20-3FA0-Z | X90 | 3SU1152-0AB20-3FA0-ZX90 | 1 | UN | 1 | 5 | B | D | N | N | 85365080 | 20 | 4047621048086 | 0.115 | KG | 28.79 | 28.79 | CP20 | CP20 | Illuminated pushbutton, 22 mm, round, metal, shiny, red, pushbutton, flat, momentary contact type, with holder, 1 NO+1 NC, LED module with integrated LED 24 V AC/DC, spring-type terminal, Z=20-unit packaging | - | 0 | 0
3SU1152-0AB20-3FA0-Z | Y10 | 3SU1152-0AB20-3FA0-ZY10 | 1 | UN | 1 | 10 | C | D | N | N | 85365080 | 1 |  | 0.14 | KG | 33.54 | 33.54 | CP20 | CP20 | Illuminated pushbutton, 22 mm, round, metal, shiny, red, pushbutton, flat, momentary contact type, with holder, 1 NO+1 NC, LED module with integrated LED 24 V AC/DC, spring-type terminal, with laser labeling, upper case and lower case, always upper case at beginning of line | - | 0 | 0
3SU1152-0AB20-3FA0-Z | Y11 | 3SU1152-0AB20-3FA0-ZY11 | 1 | UN | 1 | 10 | C | D | N | N | 85365080 | 1 |  | 0.101 | KG | 33.54 | 33.54 | CP20 | CP20 | Illuminated pushbutton, 22 mm, round, metal, shiny, red, pushbutton, flat, momentary contact type, with holder, 1 NO+1 NC, LED module with integrated LED 24 V AC/DC, spring-type terminal, with laser labeling, upper case | - | 0 | 0
3SU1152-0AB20-3FA0-Z | Y12 | 3SU1152-0AB20-3FA0-ZY12 | 1 | UN | 1 | 10 | C | D | N | N | 85365080 | 1 |  | 0.101 | KG | 33.54 | 33.54 | CP20 | CP20 | Illuminated pushbutton, 22 mm, round, metal, shiny, red, pushbutton, flat, momentary contact type, with holder, 1 NO+1 NC, LED module with integrated LED 24 V AC/DC, spring-type terminal, with laser labeling, lower case | - | 0 | 0
3SU1152-0AB20-3FA0-Z | Y13 | 3SU1152-0AB20-3FA0-ZY13 | 1 | UN | 1 | 10 | C | D | N | N | 85365080 | 1 |  | 0.105 | KG | 33.54 | 33.54 | CP20 | CP20 | Illuminated pushbutton, 22 mm, round, metal, shiny, red, pushbutton, flat, momentary contact type, with holder, 1 NO+1 NC, LED module with integrated LED 24 V AC/DC, spring-type terminal, with laser labeling, symbol number according to, ISO 7000 or IEC 60417 | - | 0 | 0
3SU1152-0AB20-3FA0-Z | Y15 | 3SU1152-0AB20-3FA0-ZY15 | 1 | UN | 1 | 10 | C | D | N | N | 85365080 | 1 |  | 0.101 | KG | 33.54 | 33.54 | CP20 | CP20 | Illuminated pushbutton, 22 mm, round, metal, shiny, red, pushbutton, flat, momentary contact type, with holder, 1 NO+1 NC, LED module with integrated LED 24 V AC/DC, spring-type terminal, with laser labeling, upper case and lower case, Always upper case at the beginning of the word | - | 0 | 0
3SU1152-0AB20-3FA0-Z | Y19 | 3SU1152-0AB20-3FA0-ZY19 | 1 | UN | 1 | 10 | C | D | N | N | 85365080 | 1 |  | 0.101 | KG | 29.74 | 29.74 | CP20 | CP20 | Illuminated pushbutton, 22 mm, round, metal, shiny, red, pushbutton, flat, momentary contact type, with holder, 1 NO+1 NC, LED module with integrated LED 24 V AC/DC, spring-type terminal, with laser labeling, inscription or symbol Customer-specific selection with SIRIUS ACT configurator (CIN) | - | 0 | 0
3SU1152-0AB30-1BA0 |  | 3SU1152-0AB30-1BA0 | 1 | UN | 1 | 1 | A | D | N | N | 85365080 | 1 | 4011209958869 | 0.103 | KG | 24.13 | 22.71 | CP20 | CP20 | Illuminated pushbutton, 22 mm, round, metal, shiny, yellow, pushbutton, flat, momentary contact type, with holder, 1 NO, LED module with integrated LED 24 V AC/DC, screw terminal | Lista Papel 2020 SI | 0 | 0
3SU1152-0AB30-1BA0-Z | X90 | 3SU1152-0AB30-1BA0-ZX90 | 1 | UN | 1 | 5 | B | D | EAR99 | N | 85365080 | 20 |  | 0.093 | KG | 24.13 | 24.13 | CP20 | CP20 | Illuminated pushbutton, 22 mm, round, metal, shiny, yellow, pushbutton, flat, momentary contact type, with holder, 1NO, LED module with integrated LED 24 V AC/DC, screw terminal, Z=20-unit packaging | - | 0 | 0
3SU1152-0AB30-1BA0-Z | Y10 | 3SU1152-0AB30-1BA0-ZY10 | 1 | UN | 1 | 10 | C | D | EAR99 | N | 85365080 | 1 |  | 0.093 | KG | 28.88 | 28.88 | CP20 | CP20 | Illuminated pushbutton, 22 mm, round, metal, shiny, yellow, pushbutton, flat, momentary contact type, with holder, 1NO, LED module with integrated LED 24 V AC/DC, screw terminal, with laser labeling, upper case and lower case, always upper case at beginning of line | - | 0 | 0
3SU1152-0AB30-1BA0-Z | Y11 | 3SU1152-0AB30-1BA0-ZY11 | 1 | UN | 1 | 10 | C | D | EAR99 | N | 85365080 | 1 |  | 0.093 | KG | 28.88 | 28.88 | CP20 | CP20 | Illuminated pushbutton, 22 mm, round, metal, shiny, yellow, pushbutton, flat, momentary contact type, with holder, 1NO, LED module with integrated LED 24 V AC/DC, screw terminal, with laser labeling, upper case | - | 0 | 0
3SU1152-0AB30-1BA0-Z | Y12 | 3SU1152-0AB30-1BA0-ZY12 | 1 | UN | 1 | 10 | C | D | EAR99 | N | 85365080 | 1 |  | 0.093 | KG | 28.88 | 28.88 | CP20 | CP20 | Illuminated pushbutton, 22 mm, round, metal, shiny, yellow, pushbutton, flat, momentary contact type, with holder, 1NO, LED module with integrated LED 24 V AC/DC, screw terminal, with laser labeling, lower case | - | 0 | 0
3SU1152-0AB30-1BA0-Z | Y13 | 3SU1152-0AB30-1BA0-ZY13 | 1 | UN | 1 | 10 | C | D | EAR99 | N | 85365080 | 1 |  | 0.093 | KG | 28.88 | 28.88 | CP20 | CP20 | Illuminated pushbutton, 22 mm, round, metal, shiny, yellow, pushbutton, flat, momentary contact type, with holder, 1NO, LED module with integrated LED 24 V AC/DC, screw terminal, with laser labeling, symbol number according to, ISO 7000 or IEC 60417 | - | 0 | 0
3SU1152-0AB30-1BA0-Z | Y15 | 3SU1152-0AB30-1BA0-ZY15 | 1 | UN | 1 | 10 | C | D | EAR99 | N | 85365080 | 1 |  | 0.093 | KG | 28.88 | 28.88 | CP20 | CP20 | Illuminated pushbutton, 22 mm, round, metal, shiny, yellow, pushbutton, flat, momentary contact type, with holder, 1NO, LED module with integrated LED 24 V AC/DC, screw terminal, with laser labeling, upper case and lower case, Always upper case at the beginning of the word | - | 0 | 0
3SU1152-0AB30-1BA0-Z | Y19 | 3SU1152-0AB30-1BA0-ZY19 | 1 | UN | 1 | 10 | C | D | EAR99 | N | 85365080 | 1 |  | 0.093 | KG | 25.08 | 25.08 | CP20 | CP20 | Illuminated pushbutton, 22 mm, round, metal, shiny, yellow, pushbutton, flat, momentary contact type, with holder, 1NO, LED module with integrated LED 24 V AC/DC, screw terminal, with laser labeling, inscription or symbol Customer-specific selection with SIRIUS ACT configurator (CIN) | - | 0 | 0
3SU1152-0AB30-1FA0 |  | 3SU1152-0AB30-1FA0 | 1 | UN | 1 | 3 | B | D | N | N | 85365080 | 1 | 4011209958692 | 0.105 | KG | 27.36 | 25.94 | CP20 | CP20 | Illuminated pushbutton, 22 mm, round, metal, shiny, yellow, pushbutton, flat, momentary contact type, with holder, 1 NO+1 NC, LED module with integrated LED 24 V AC/DC, screw terminal | Lista Papel 2020 SI | 0 | 0
3SU1152-0AB30-1FA0-Z | X90 | 3SU1152-0AB30-1FA0-ZX90 | 1 | UN | 1 | 5 | B | D | N | N | 85365080 | 20 | 4047621073743 | 0.116 | KG | 27.36 | 27.36 | CP20 | CP20 | Illuminated pushbutton, 22 mm, round, metal, shiny, yellow, pushbutton, flat, momentary contact type, with holder, 1 NO+1 NC, LED module with integrated LED 24 V AC/DC, screw terminal, Z=20-unit packaging | - | 0 | 0
3SU1152-0AB30-1FA0-Z | Y10 | 3SU1152-0AB30-1FA0-ZY10 | 1 | UN | 1 | 10 | C | D | EAR99 | N | 85365080 | 1 |  | 0.101 | KG | 32.11 | 32.11 | CP20 | CP20 | Illuminated pushbutton, 22 mm, round, metal, shiny, yellow, pushbutton, flat, momentary contact type, with holder, 1 NO+1 NC, LED module with integrated LED 24 V AC/DC, screw terminal, with laser labeling, upper case and lower case, always upper case at beginning of line | - | 0 | 0
3SU1152-0AB30-1FA0-Z | Y11 | 3SU1152-0AB30-1FA0-ZY11 | 1 | UN | 1 | 10 | C | D | EAR99 | N | 85365080 | 1 |  | 0.101 | KG | 32.11 | 32.11 | CP20 | CP20 | Illuminated pushbutton, 22 mm, round, metal, shiny, yellow, pushbutton, flat, momentary contact type, with holder, 1 NO+1 NC, LED module with integrated LED 24 V AC/DC, screw terminal, with laser labeling, upper case | - | 0 | 0
3SU1152-0AB30-1FA0-Z | Y12 | 3SU1152-0AB30-1FA0-ZY12 | 1 | UN | 1 | 10 | C | D | EAR99 | N | 85365080 | 1 |  | 0.101 | KG | 32.11 | 32.11 | CP20 | CP20 | Illuminated pushbutton, 22 mm, round, metal, shiny, yellow, pushbutton, flat, momentary contact type, with holder, 1 NO+1 NC, LED module with integrated LED 24 V AC/DC, screw terminal, with laser labeling, lower case | - | 0 | 0
3SU1152-0AB30-1FA0-Z | Y13 | 3SU1152-0AB30-1FA0-ZY13 | 1 | UN | 1 | 10 | C | D | EAR99 | N | 85365080 | 1 |  | 0.101 | KG | 32.11 | 32.11 | CP20 | CP20 | Illuminated pushbutton, 22 mm, round, metal, shiny, yellow, pushbutton, flat, momentary contact type, with holder, 1 NO+1 NC, LED module with integrated LED 24 V AC/DC, screw terminal, with laser labeling, symbol number according to, ISO 7000 or IEC 60417 | - | 0 | 0
3SU1152-0AB30-1FA0-Z | Y15 | 3SU1152-0AB30-1FA0-ZY15 | 1 | UN | 1 | 10 | C | D | EAR99 | N | 85365080 | 1 |  | 0.101 | KG | 32.11 | 32.11 | CP20 | CP20 | Illuminated pushbutton, 22 mm, round, metal, shiny, yellow, pushbutton, flat, momentary contact type, with holder, 1 NO+1 NC, LED module with integrated LED 24 V AC/DC, screw terminal, with laser labeling, upper case and lower case, Always upper case at the beginning of the word | - | 0 | 0
3SU1152-0AB30-1FA0-Z | Y19 | 3SU1152-0AB30-1FA0-ZY19 | 1 | UN | 1 | 10 | C | D | EAR99 | N | 85365080 | 1 |  | 0.101 | KG | 28.31 | 28.31 | CP20 | CP20 | Illuminated pushbutton, 22 mm, round, metal, shiny, yellow, pushbutton, flat, momentary contact type, with holder, 1 NO+1 NC, LED module with integrated LED 24 V AC/DC, screw terminal, with laser labeling, inscription or symbol Customer-specific selection with SIRIUS ACT configurator (CIN) | - | 0 | 0
3SU1152-0AB30-3BA0 |  | 3SU1152-0AB30-3BA0 | 1 | UN | 1 | 5 | B | D | N | N | 85365080 | 1 | 4011209958913 | 0.1 | KG | 24.99 | 24.99 | CP20 | CP20 | Illuminated pushbutton, 22 mm, round, metal, shiny, yellow, pushbutton, flat, momentary contact type, with holder, 1 NO, LED module with integrated LED 24 V AC/DC, Spring-type terminal | - | 0 | 0
3SU1152-0AB30-3BA0-Z | X90 | 3SU1152-0AB30-3BA0-ZX90 | 1 | UN | 1 | 5 | B | D | EAR99 | N | 85365080 | 20 |  | 0.093 | KG | 24.99 | 24.99 | CP20 | CP20 | Illuminated pushbutton, 22 mm, round, metal, shiny, yellow, pushbutton, flat, momentary contact type, with holder, 1NO, LED module with integrated LED 24 V AC/DC, spring-type terminal, Z=20-unit packaging | - | 0 | 0
3SU1152-0AB30-3BA0-Z | Y10 | 3SU1152-0AB30-3BA0-ZY10 | 1 | UN | 1 | 10 | C | D | N | N | 85365080 | 1 |  | 0.093 | KG | 29.74 | 29.74 | CP20 | CP20 | Illuminated pushbutton, 22 mm, round, metal, shiny, yellow, pushbutton, flat, momentary contact type, with holder, 1NO, LED module with integrated LED 24 V AC/DC, spring-type terminal, with laser labeling, upper case and lower case, always upper case at beginning of line | - | 0 | 0
3SU1152-0AB30-3BA0-Z | Y11 | 3SU1152-0AB30-3BA0-ZY11 | 1 | UN | 1 | 10 | C | D | N | N | 85365080 | 1 |  | 0.093 | KG | 29.74 | 29.74 | CP20 | CP20 | Illuminated pushbutton, 22 mm, round, metal, shiny, yellow, pushbutton, flat, momentary contact type, with holder, 1NO, LED module with integrated LED 24 V AC/DC, spring-type terminal, with laser labeling, upper case | - | 0 | 0
3SU1152-0AB30-3BA0-Z | Y12 | 3SU1152-0AB30-3BA0-ZY12 | 1 | UN | 1 | 10 | C | D | N | N | 85365080 | 1 |  | 0.093 | KG | 29.74 | 29.74 | CP20 | CP20 | Illuminated pushbutton, 22 mm, round, metal, shiny, yellow, pushbutton, flat, momentary contact type, with holder, 1NO, LED module with integrated LED 24 V AC/DC, spring-type terminal, with laser labeling, lower case | - | 0 | 0
3SU1152-0AB30-3BA0-Z | Y13 | 3SU1152-0AB30-3BA0-ZY13 | 1 | UN | 1 | 10 | C | D | N | N | 85365080 | 1 |  | 0.093 | KG | 29.74 | 29.74 | CP20 | CP20 | Illuminated pushbutton, 22 mm, round, metal, shiny, yellow, pushbutton, flat, momentary contact type, with holder, 1NO, LED module with integrated LED 24 V AC/DC, spring-type terminal, with laser labeling, symbol number according to, ISO 7000 or IEC 60417 | - | 0 | 0
3SU1152-0AB30-3BA0-Z | Y15 | 3SU1152-0AB30-3BA0-ZY15 | 1 | UN | 1 | 10 | C | D | N | N | 85365080 | 1 |  | 0.1 | KG | 29.74 | 29.74 | CP20 | CP20 | Illuminated pushbutton, 22 mm, round, metal, shiny, yellow, pushbutton, flat, momentary contact type, with holder, 1NO, LED module with integrated LED 24 V AC/DC, spring-type terminal, with laser labeling, upper case and lower case, Always upper case at the beginning of the word | - | 0 | 0
3SU1152-0AB30-3BA0-Z | Y19 | 3SU1152-0AB30-3BA0-ZY19 | 1 | UN | 1 | 10 | C | D | N | N | 85365080 | 1 |  | 0.093 | KG | 25.94 | 25.94 | CP20 | CP20 | Illuminated pushbutton, 22 mm, round, metal, shiny, yellow, pushbutton, flat, momentary contact type, with holder, 1NO, LED module with integrated LED 24 V AC/DC, spring-type terminal, with laser labeling, inscription or symbol Customer-specific selection with SIRIUS ACT configurator (CIN) | - | 0 | 0
3SU1152-0AB30-3FA0 |  | 3SU1152-0AB30-3FA0 | 1 | UN | 1 | 5 | B | D | N | N | 85365080 | 1 | 4011209958753 | 0.112 | KG | 28.79 | 28.79 | CP20 | CP20 | Illuminated pushbutton, 22 mm, round, metal, shiny, yellow, pushbutton, flat, momentary contact type, with holder, 1 NO+1 NC, LED module with integrated LED 24 V AC/DC, Spring-type terminal | - | 0 | 0
3SU1152-0AB30-3FA0-Z | X90 | 3SU1152-0AB30-3FA0-ZX90 | 1 | UN | 1 | 5 | B | D | EAR99 | N | 85365080 | 20 |  | 0.101 | KG | 28.79 | 28.79 | CP20 | CP20 | Illuminated pushbutton, 22 mm, round, metal, shiny, yellow, pushbutton, flat, momentary contact type, with holder, 1 NO+1 NC, LED module with integrated LED 24 V AC/DC, spring-type terminal, Z=20-unit packaging | - | 0 | 0
3SU1152-0AB30-3FA0-Z | Y10 | 3SU1152-0AB30-3FA0-ZY10 | 1 | UN | 1 | 10 | C | D | N | N | 85365080 | 1 |  | 0.101 | KG | 33.54 | 33.54 | CP20 | CP20 | Illuminated pushbutton, 22 mm, round, metal, shiny, yellow, pushbutton, flat, momentary contact type, with holder, 1 NO+1 NC, LED module with integrated LED 24 V AC/DC, spring-type terminal, with laser labeling, upper case and lower case, always upper case at beginning of line | - | 0 | 0
3SU1152-0AB30-3FA0-Z | Y11 | 3SU1152-0AB30-3FA0-ZY11 | 1 | UN | 1 | 10 | C | D | N | N | 85365080 | 1 |  | 0.101 | KG | 33.54 | 33.54 | CP20 | CP20 | Illuminated pushbutton, 22 mm, round, metal, shiny, yellow, pushbutton, flat, momentary contact type, with holder, 1 NO+1 NC, LED module with integrated LED 24 V AC/DC, spring-type terminal, with laser labeling, upper case | - | 0 | 0
3SU1152-0AB30-3FA0-Z | Y12 | 3SU1152-0AB30-3FA0-ZY12 | 1 | UN | 1 | 10 | C | D | N | N | 85365080 | 1 |  | 0.101 | KG | 33.54 | 33.54 | CP20 | CP20 | Illuminated pushbutton, 22 mm, round, metal, shiny, yellow, pushbutton, flat, momentary contact type, with holder, 1 NO+1 NC, LED module with integrated LED 24 V AC/DC, spring-type terminal, with laser labeling, lower case | - | 0 | 0
3SU1152-0AB30-3FA0-Z | Y13 | 3SU1152-0AB30-3FA0-ZY13 | 1 | UN | 1 | 10 | C | D | N | N | 85365080 | 1 |  | 0.105 | KG | 33.54 | 33.54 | CP20 | CP20 | Illuminated pushbutton, 22 mm, round, metal, shiny, yellow, pushbutton, flat, momentary contact type, with holder, 1 NO+1 NC, LED module with integrated LED 24 V AC/DC, spring-type terminal, with laser labeling, symbol number according to, ISO 7000 or IEC 60417 | - | 0 | 0
3SU1152-0AB30-3FA0-Z | Y15 | 3SU1152-0AB30-3FA0-ZY15 | 1 | UN | 1 | 10 | C | D | N | N | 85365080 | 1 |  | 0.101 | KG | 33.54 | 33.54 | CP20 | CP20 | Illuminated pushbutton, 22 mm, round, metal, shiny, yellow, pushbutton, flat, momentary contact type, with holder, 1 NO+1 NC, LED module with integrated LED 24 V AC/DC, spring-type terminal, with laser labeling, upper case and lower case, Always upper case at the beginning of the word | - | 0 | 0
3SU1152-0AB30-3FA0-Z | Y19 | 3SU1152-0AB30-3FA0-ZY19 | 1 | UN | 1 | 10 | C | D | N | N | 85365080 | 1 |  | 0.101 | KG | 29.74 | 29.74 | CP20 | CP20 | Illuminated pushbutton, 22 mm, round, metal, shiny, yellow, pushbutton, flat, momentary contact type, with holder, 1 NO+1 NC, LED module with integrated LED 24 V AC/DC, spring-type terminal, with laser labeling, inscription or symbol Customer-specific selection with SIRIUS ACT configurator (CIN) | - | 0 | 0
3SU1152-0AB40-1BA0 |  | 3SU1152-0AB40-1BA0 | 1 | UN | 1 | 1 | A | D | N | N | 85365080 | 1 | 4011209958876 | 0.098 | KG | 24.13 | 22.71 | CP20 | CP20 | Illuminated pushbutton, 22 mm, round, metal, shiny, green, pushbutton, flat, momentary contact type, with holder, 1 NO, LED module with integrated LED 24 V AC/DC, screw terminal | Lista Papel 2020 SI | 0 | 0
3SU1152-0AB40-1BA0-Z | X90 | 3SU1152-0AB40-1BA0-ZX90 | 1 | UN | 1 | 5 | B | D | N | N | 85365080 | 20 |  | 0.107 | KG | 24.13 | 24.13 | CP20 | CP20 | Illuminated pushbutton, 22 mm, round, metal, shiny, green, pushbutton, flat, momentary contact type, with holder, 1NO, LED module with integrated LED 24 V AC/DC, screw terminal, Z=20-unit packaging | - | 0 | 0
3SU1152-0AB40-1BA0-Z | Y10 | 3SU1152-0AB40-1BA0-ZY10 | 1 | UN | 1 | 10 | C | D | N | N | 85365080 | 1 |  | 0.093 | KG | 28.88 | 28.88 | CP20 | CP20 | Illuminated pushbutton, 22 mm, round, metal, shiny, green, pushbutton, flat, momentary contact type, with holder, 1NO, LED module with integrated LED 24 V AC/DC, screw terminal, with laser labeling, upper case and lower case, always upper case at beginning of line | - | 0 | 0
3SU1152-0AB40-1BA0-Z | Y11 | 3SU1152-0AB40-1BA0-ZY11 | 1 | UN | 1 | 10 | C | D | N | N | 85365080 | 1 |  | 0.098 | KG | 28.88 | 28.88 | CP20 | CP20 | Illuminated pushbutton, 22 mm, round, metal, shiny, green, pushbutton, flat, momentary contact type, with holder, 1NO, LED module with integrated LED 24 V AC/DC, screw terminal, with laser labeling, upper case | - | 0 | 0
3SU1152-0AB40-1BA0-Z | Y12 | 3SU1152-0AB40-1BA0-ZY12 | 1 | UN | 1 | 10 | C | D | N | N | 85365080 | 1 |  | 0.093 | KG | 28.88 | 28.88 | CP20 | CP20 | Illuminated pushbutton, 22 mm, round, metal, shiny, green, pushbutton, flat, momentary contact type, with holder, 1NO, LED module with integrated LED 24 V AC/DC, screw terminal, with laser labeling, lower case | - | 0 | 0
3SU1152-0AB40-1BA0-Z | Y13 | 3SU1152-0AB40-1BA0-ZY13 | 1 | UN | 1 | 10 | C | D | N | N | 85365080 | 1 |  | 0.1 | KG | 28.88 | 28.88 | CP20 | CP20 | Illuminated pushbutton, 22 mm, round, metal, shiny, green, pushbutton, flat, momentary contact type, with holder, 1NO, LED module with integrated LED 24 V AC/DC, screw terminal, with laser labeling, symbol number according to, ISO 7000 or IEC 60417 | - | 0 | 0
3SU1152-0AB40-1BA0-Z | Y15 | 3SU1152-0AB40-1BA0-ZY15 | 1 | UN | 1 | 10 | C | D | N | N | 85365080 | 1 |  | 0.093 | KG | 28.88 | 28.88 | CP20 | CP20 | Illuminated pushbutton, 22 mm, round, metal, shiny, green, pushbutton, flat, momentary contact type, with holder, 1NO, LED module with integrated LED 24 V AC/DC, screw terminal, with laser labeling, upper case and lower case, Always upper case at the beginning of the word | - | 0 | 0
3SU1152-0AB40-1BA0-Z | Y19 | 3SU1152-0AB40-1BA0-ZY19 | 1 | UN | 1 | 10 | C | D | N | N | 85365080 | 1 |  | 0.093 | KG | 25.08 | 25.08 | CP20 | CP20 | Illuminated pushbutton, 22 mm, round, metal, shiny, green, pushbutton, flat, momentary contact type, with holder, 1NO, LED module with integrated LED 24 V AC/DC, screw terminal, with laser labeling, inscription or symbol Customer-specific selection with SIRIUS ACT configurator (CIN) | - | 0 | 0
3SU1152-0AB40-1FA0 |  | 3SU1152-0AB40-1FA0 | 1 | UN | 1 | 1 | A | D | N | N | 85365080 | 1 | 4011209958708 | 0.106 | KG | 27.36 | 25.94 | CP20 | CP20 | Illuminated pushbutton, 22 mm, round, metal, shiny, green, pushbutton, flat, momentary contact type, with holder, 1 NO+1 NC, LED module with integrated LED 24 V AC/DC, screw terminal | Lista Papel 2020 SI | 0 | 0
3SU1152-0AB40-1FA0-Z | X90 | 3SU1152-0AB40-1FA0-ZX90 | 1 | UN | 1 | 5 | B | D | EAR99 | N | 85365080 | 20 |  | 0.101 | KG | 27.36 | 27.36 | CP20 | CP20 | Illuminated pushbutton, 22 mm, round, metal, shiny, green, pushbutton, flat, momentary contact type, with holder, 1 NO+1 NC, LED module with integrated LED 24 V AC/DC, screw terminal, Z=20-unit packaging | - | 0 | 0
3SU1152-0AB40-1FA0-Z | Y10 | 3SU1152-0AB40-1FA0-ZY10 | 1 | UN | 1 | 10 | C | D | EAR99 | N | 85365080 | 1 |  | 0.101 | KG | 32.11 | 32.11 | CP20 | CP20 | Illuminated pushbutton, 22 mm, round, metal, shiny, green, pushbutton, flat, momentary contact type, with holder, 1 NO+1 NC, LED module with integrated LED 24 V AC/DC, screw terminal, with laser labeling, upper case and lower case, always upper case at beginning of line | - | 0 | 0
3SU1152-0AB40-1FA0-Z | Y11 | 3SU1152-0AB40-1FA0-ZY11 | 1 | UN | 1 | 10 | C | D | EAR99 | N | 85365080 | 1 |  | 0.101 | KG | 32.11 | 32.11 | CP20 | CP20 | Illuminated pushbutton, 22 mm, round, metal, shiny, green, pushbutton, flat, momentary contact type, with holder, 1 NO+1 NC, LED module with integrated LED 24 V AC/DC, screw terminal, with laser labeling, upper case | - | 0 | 0
3SU1152-0AB40-1FA0-Z | Y12 | 3SU1152-0AB40-1FA0-ZY12 | 1 | UN | 1 | 10 | C | D | EAR99 | N | 85365080 | 1 |  | 0.101 | KG | 32.11 | 32.11 | CP20 | CP20 | Illuminated pushbutton, 22 mm, round, metal, shiny, green, pushbutton, flat, momentary contact type, with holder, 1 NO+1 NC, LED module with integrated LED 24 V AC/DC, screw terminal, with laser labeling, lower case | - | 0 | 0
3SU1152-0AB40-1FA0-Z | Y13 | 3SU1152-0AB40-1FA0-ZY13 | 1 | UN | 1 | 10 | C | D | EAR99 | N | 85365080 | 1 |  | 0.101 | KG | 32.11 | 32.11 | CP20 | CP20 | Illuminated pushbutton, 22 mm, round, metal, shiny, green, pushbutton, flat, momentary contact type, with holder, 1 NO+1 NC, LED module with integrated LED 24 V AC/DC, screw terminal, with laser labeling, symbol number according to, ISO 7000 or IEC 60417 | - | 0 | 0
3SU1152-0AB40-1FA0-Z | Y15 | 3SU1152-0AB40-1FA0-ZY15 | 1 | UN | 1 | 10 | C | D | EAR99 | N | 85365080 | 1 |  | 0.101 | KG | 32.11 | 32.11 | CP20 | CP20 | Illuminated pushbutton, 22 mm, round, metal, shiny, green, pushbutton, flat, momentary contact type, with holder, 1 NO+1 NC, LED module with integrated LED 24 V AC/DC, screw terminal, with laser labeling, upper case and lower case, Always upper case at the beginning of the word | - | 0 | 0
3SU1152-0AB40-1FA0-Z | Y19 | 3SU1152-0AB40-1FA0-ZY19 | 1 | UN | 1 | 10 | C | D | EAR99 | N | 85365080 | 1 |  | 0.101 | KG | 28.31 | 28.31 | CP20 | CP20 | Illuminated pushbutton, 22 mm, round, metal, shiny, green, pushbutton, flat, momentary contact type, with holder, 1 NO+1 NC, LED module with integrated LED 24 V AC/DC, screw terminal, with laser labeling, inscription or symbol Customer-specific selection with SIRIUS ACT configurator (CIN) | - | 0 | 0
3SU1152-0AB40-3BA0 |  | 3SU1152-0AB40-3BA0 | 1 | UN | 1 | 5 | B | D | N | N | 85365080 | 1 | 4011209958920 | 0.094 | KG | 24.99 | 24.99 | CP20 | CP20 | Illuminated pushbutton, 22 mm, round, metal, shiny, green, pushbutton, flat, momentary contact type, with holder, 1 NO, LED module with integrated LED 24 V AC/DC, Spring-type terminal | - | 0 | 0
3SU1152-0AB40-3BA0-Z | X90 | 3SU1152-0AB40-3BA0-ZX90 | 1 | UN | 1 | 5 | B | D | N | N | 85365080 | 20 | 4047621048079 | 0.106 | KG | 24.99 | 24.99 | CP20 | CP20 | Illuminated pushbutton, 22 mm, round, metal, shiny, green, pushbutton, flat, momentary contact type, with holder, 1NO, LED module with integrated LED 24 V AC/DC, spring-type terminal, Z=20-unit packaging | - | 0 | 0
3SU1152-0AB40-3BA0-Z | Y10 | 3SU1152-0AB40-3BA0-ZY10 | 1 | UN | 1 | 10 | C | D | EAR99 | N | 85365080 | 1 |  | 0.093 | KG | 29.74 | 29.74 | CP20 | CP20 | Illuminated pushbutton, 22 mm, round, metal, shiny, green, pushbutton, flat, momentary contact type, with holder, 1NO, LED module with integrated LED 24 V AC/DC, spring-type terminal, with laser labeling, upper case and lower case, always upper case at beginning of line | - | 0 | 0
3SU1152-0AB40-3BA0-Z | Y11 | 3SU1152-0AB40-3BA0-ZY11 | 1 | UN | 1 | 10 | C | D | EAR99 | N | 85365080 | 1 |  | 0.093 | KG | 29.74 | 29.74 | CP20 | CP20 | Illuminated pushbutton, 22 mm, round, metal, shiny, green, pushbutton, flat, momentary contact type, with holder, 1NO, LED module with integrated LED 24 V AC/DC, spring-type terminal, with laser labeling, upper case | - | 0 | 0
3SU1152-0AB40-3BA0-Z | Y12 | 3SU1152-0AB40-3BA0-ZY12 | 1 | UN | 1 | 10 | C | D | EAR99 | N | 85365080 | 1 |  | 0.093 | KG | 29.74 | 29.74 | CP20 | CP20 | Illuminated pushbutton, 22 mm, round, metal, shiny, green, pushbutton, flat, momentary contact type, with holder, 1NO, LED module with integrated LED 24 V AC/DC, spring-type terminal, with laser labeling, lower case | - | 0 | 0
3SU1152-0AB40-3BA0-Z | Y13 | 3SU1152-0AB40-3BA0-ZY13 | 1 | UN | 1 | 10 | C | D | EAR99 | N | 85365080 | 1 |  | 0.093 | KG | 29.74 | 29.74 | CP20 | CP20 | Illuminated pushbutton, 22 mm, round, metal, shiny, green, pushbutton, flat, momentary contact type, with holder, 1NO, LED module with integrated LED 24 V AC/DC, spring-type terminal, with laser labeling, symbol number according to, ISO 7000 or IEC 60417 | - | 0 | 0
3SU1152-0AB40-3BA0-Z | Y15 | 3SU1152-0AB40-3BA0-ZY15 | 1 | UN | 1 | 10 | C | D | EAR99 | N | 85365080 | 1 |  | 0.093 | KG | 29.74 | 29.74 | CP20 | CP20 | Illuminated pushbutton, 22 mm, round, metal, shiny, green, pushbutton, flat, momentary contact type, with holder, 1NO, LED module with integrated LED 24 V AC/DC, spring-type terminal, with laser labeling, upper case and lower case, Always upper case at the beginning of the word | - | 0 | 0
3SU1152-0AB40-3BA0-Z | Y19 | 3SU1152-0AB40-3BA0-ZY19 | 1 | UN | 1 | 10 | C | D | EAR99 | N | 85365080 | 1 |  | 0.093 | KG | 25.94 | 25.94 | CP20 | CP20 | Illuminated pushbutton, 22 mm, round, metal, shiny, green, pushbutton, flat, momentary contact type, with holder, 1NO, LED module with integrated LED 24 V AC/DC, spring-type terminal, with laser labeling, inscription or symbol Customer-specific selection with SIRIUS ACT configurator (CIN) | - | 0 | 0
3SU1152-0AB40-3FA0 |  | 3SU1152-0AB40-3FA0 | 1 | UN | 1 | 3 | B | D | N | N | 85365080 | 1 | 4011209958760 | 0.105 | KG | 28.79 | 28.79 | CP20 | CP20 | Illuminated pushbutton, 22 mm, round, metal, shiny, green, pushbutton, flat, momentary contact type, with holder, 1 NO+1 NC, LED module with integrated LED 24 V AC/DC, Spring-type terminal | - | 0 | 0
3SU1152-0AB40-3FA0-Z | X90 | 3SU1152-0AB40-3FA0-ZX90 | 1 | UN | 1 | 5 | B | D | EAR99 | N | 85365080 | 20 |  | 0.101 | KG | 28.79 | 28.79 | CP20 | CP20 | Illuminated pushbutton, 22 mm, round, metal, shiny, green, pushbutton, flat, momentary contact type, with holder, 1 NO+1 NC, LED module with integrated LED 24 V AC/DC, spring-type terminal, Z=20-unit packaging | - | 0 | 0
3SU1152-0AB40-3FA0-Z | Y10 | 3SU1152-0AB40-3FA0-ZY10 | 1 | UN | 1 | 10 | C | D | N | N | 85365080 | 1 |  | 0.101 | KG | 33.54 | 33.54 | CP20 | CP20 | Illuminated pushbutton, 22 mm, round, metal, shiny, green, pushbutton, flat, momentary contact type, with holder, 1 NO+1 NC, LED module with integrated LED 24 V AC/DC, spring-type terminal, with laser labeling, upper case and lower case, always upper case at beginning of line | - | 0 | 0
3SU1152-0AB40-3FA0-Z | Y11 | 3SU1152-0AB40-3FA0-ZY11 | 1 | UN | 1 | 10 | C | D | N | N | 85365080 | 1 |  | 0.101 | KG | 33.54 | 33.54 | CP20 | CP20 | Illuminated pushbutton, 22 mm, round, metal, shiny, green, pushbutton, flat, momentary contact type, with holder, 1 NO+1 NC, LED module with integrated LED 24 V AC/DC, spring-type terminal, with laser labeling, upper case | - | 0 | 0
3SU1152-0AB40-3FA0-Z | Y12 | 3SU1152-0AB40-3FA0-ZY12 | 1 | UN | 1 | 10 | C | D | N | N | 85365080 | 1 |  | 0.101 | KG | 33.54 | 33.54 | CP20 | CP20 | Illuminated pushbutton, 22 mm, round, metal, shiny, green, pushbutton, flat, momentary contact type, with holder, 1 NO+1 NC, LED module with integrated LED 24 V AC/DC, spring-type terminal, with laser labeling, lower case | - | 0 | 0
3SU1152-0AB40-3FA0-Z | Y13 | 3SU1152-0AB40-3FA0-ZY13 | 1 | UN | 1 | 10 | C | D | N | N | 85365080 | 1 |  | 0.105 | KG | 33.54 | 33.54 | CP20 | CP20 | Illuminated pushbutton, 22 mm, round, metal, shiny, green, pushbutton, flat, momentary contact type, with holder, 1 NO+1 NC, LED module with integrated LED 24 V AC/DC, spring-type terminal, with laser labeling, symbol number according to, ISO 7000 or IEC 60417 | - | 0 | 0
3SU1152-0AB40-3FA0-Z | Y15 | 3SU1152-0AB40-3FA0-ZY15 | 1 | UN | 1 | 10 | C | D | N | N | 85365080 | 1 |  | 0.101 | KG | 33.54 | 33.54 | CP20 | CP20 | Illuminated pushbutton, 22 mm, round, metal, shiny, green, pushbutton, flat, momentary contact type, with holder, 1 NO+1 NC, LED module with integrated LED 24 V AC/DC, spring-type terminal, with laser labeling, upper case and lower case, Always upper case at the beginning of the word | - | 0 | 0
3SU1152-0AB40-3FA0-Z | Y19 | 3SU1152-0AB40-3FA0-ZY19 | 1 | UN | 1 | 10 | C | D | N | N | 85365080 | 1 |  | 0.101 | KG | 29.74 | 29.74 | CP20 | CP20 | Illuminated pushbutton, 22 mm, round, metal, shiny, green, pushbutton, flat, momentary contact type, with holder, 1 NO+1 NC, LED module with integrated LED 24 V AC/DC, spring-type terminal, with laser labeling, inscription or symbol Customer-specific selection with SIRIUS ACT configurator (CIN) | - | 0 | 0
3SU1152-0AB50-1BA0 |  | 3SU1152-0AB50-1BA0 | 1 | UN | 1 | 1 | A | D | N | N | 85365080 | 1 | 4011209958883 | 0.096 | KG | 24.13 | 22.71 | CP20 | CP20 | Illuminated pushbutton, 22 mm, round, metal, shiny, blue, pushbutton, flat, momentary contact type, with holder, 1 NO, LED module with integrated LED 24 V AC/DC, screw terminal | Lista Papel 2020 SI | 0 | 0
3SU1152-0AB50-1BA0-Z | X90 | 3SU1152-0AB50-1BA0-ZX90 | 1 | UN | 1 | 5 | B | D | N | N | 85365080 | 20 | 4047621059860 | 0.104 | KG | 24.13 | 24.13 | CP20 | CP20 | Illuminated pushbutton, 22 mm, round, metal, shiny, blue, pushbutton, flat, momentary contact type, with holder, 1NO, LED module with integrated LED 24 V AC/DC, screw terminal, Z=20-unit packaging | - | 0 | 0
3SU1152-0AB50-1BA0-Z | Y10 | 3SU1152-0AB50-1BA0-ZY10 | 1 | UN | 1 | 10 | C | D | N | N | 85365080 | 1 |  | 0.055 | KG | 28.88 | 28.88 | CP20 | CP20 | Illuminated pushbutton, 22 mm, round, metal, shiny, blue, pushbutton, flat, momentary contact type, with holder, 1NO, LED module with integrated LED 24 V AC/DC, screw terminal, with laser labeling, upper case and lower case, always upper case at beginning of line | - | 0 | 0
3SU1152-0AB50-1BA0-Z | Y11 | 3SU1152-0AB50-1BA0-ZY11 | 1 | UN | 1 | 10 | C | D | N | N | 85365080 | 1 |  | 0.093 | KG | 28.88 | 28.88 | CP20 | CP20 | Illuminated pushbutton, 22 mm, round, metal, shiny, blue, pushbutton, flat, momentary contact type, with holder, 1NO, LED module with integrated LED 24 V AC/DC, screw terminal, with laser labeling, upper case | - | 0 | 0
3SU1152-0AB50-1BA0-Z | Y12 | 3SU1152-0AB50-1BA0-ZY12 | 1 | UN | 1 | 10 | C | D | N | N | 85365080 | 1 |  | 0.093 | KG | 28.88 | 28.88 | CP20 | CP20 | Illuminated pushbutton, 22 mm, round, metal, shiny, blue, pushbutton, flat, momentary contact type, with holder, 1NO, LED module with integrated LED 24 V AC/DC, screw terminal, with laser labeling, lower case | - | 0 | 0
3SU1152-0AB50-1BA0-Z | Y13 | 3SU1152-0AB50-1BA0-ZY13 | 1 | UN | 1 | 10 | C | D | N | N | 85365080 | 1 |  | 0.093 | KG | 28.88 | 28.88 | CP20 | CP20 | Illuminated pushbutton, 22 mm, round, metal, shiny, blue, pushbutton, flat, momentary contact type, with holder, 1NO, LED module with integrated LED 24 V AC/DC, screw terminal, with laser labeling, symbol number according to, ISO 7000 or IEC 60417 | - | 0 | 0
3SU1152-0AB50-1BA0-Z | Y15 | 3SU1152-0AB50-1BA0-ZY15 | 1 | UN | 1 | 10 | C | D | N | N | 85365080 | 1 |  | 0.1 | KG | 28.88 | 28.88 | CP20 | CP20 | Illuminated pushbutton, 22 mm, round, metal, shiny, blue, pushbutton, flat, momentary contact type, with holder, 1NO, LED module with integrated LED 24 V AC/DC, screw terminal, with laser labeling, upper case and lower case, Always upper case at the beginning of the word | - | 0 | 0
3SU1152-0AB50-1BA0-Z | Y19 | 3SU1152-0AB50-1BA0-ZY19 | 1 | UN | 1 | 10 | C | D | N | N | 85365080 | 1 |  | 0.093 | KG | 25.08 | 25.08 | CP20 | CP20 | Illuminated pushbutton, 22 mm, round, metal, shiny, blue, pushbutton, flat, momentary contact type, with holder, 1NO, LED module with integrated LED 24 V AC/DC, screw terminal, with laser labeling, inscription or symbol Customer-specific selection with SIRIUS ACT configurator (CIN) | - | 0 | 0
3SU1152-0AB50-1FA0 |  | 3SU1152-0AB50-1FA0 | 1 | UN | 1 | 5 | B | D | N | N | 85365080 | 1 | 4011209958715 | 0.108 | KG | 27.36 | 25.94 | CP20 | CP20 | Illuminated pushbutton, 22 mm, round, metal, shiny, blue, pushbutton, flat, momentary contact type, with holder, 1 NO+1 NC, LED module with integrated LED 24 V AC/DC, screw terminal | Lista Papel 2020 SI | 0 | 0
3SU1152-0AB50-1FA0-Z | X90 | 3SU1152-0AB50-1FA0-ZX90 | 1 | UN | 1 | 5 | B | D | EAR99 | N | 85365080 | 20 |  | 0.101 | KG | 27.36 | 27.36 | CP20 | CP20 | Illuminated pushbutton, 22 mm, round, metal, shiny, blue, pushbutton, flat, momentary contact type, with holder, 1 NO+1 NC, LED module with integrated LED 24 V AC/DC, screw terminal, Z=20-unit packaging | - | 0 | 0
3SU1152-0AB50-1FA0-Z | Y10 | 3SU1152-0AB50-1FA0-ZY10 | 1 | UN | 1 | 10 | C | D | EAR99 | N | 85365080 | 1 |  | 0.101 | KG | 32.11 | 32.11 | CP20 | CP20 | Illuminated pushbutton, 22 mm, round, metal, shiny, blue, pushbutton, flat, momentary contact type, with holder, 1 NO+1 NC, LED module with integrated LED 24 V AC/DC, screw terminal, with laser labeling, upper case and lower case, always upper case at beginning of line | - | 0 | 0
3SU1152-0AB50-1FA0-Z | Y11 | 3SU1152-0AB50-1FA0-ZY11 | 1 | UN | 1 | 10 | C | D | EAR99 | N | 85365080 | 1 |  | 0.101 | KG | 32.11 | 32.11 | CP20 | CP20 | Illuminated pushbutton, 22 mm, round, metal, shiny, blue, pushbutton, flat, momentary contact type, with holder, 1 NO+1 NC, LED module with integrated LED 24 V AC/DC, screw terminal, with laser labeling, upper case | - | 0 | 0
3SU1152-0AB50-1FA0-Z | Y12 | 3SU1152-0AB50-1FA0-ZY12 | 1 | UN | 1 | 10 | C | D | EAR99 | N | 85365080 | 1 |  | 0.101 | KG | 32.11 | 32.11 | CP20 | CP20 | Illuminated pushbutton, 22 mm, round, metal, shiny, blue, pushbutton, flat, momentary contact type, with holder, 1 NO+1 NC, LED module with integrated LED 24 V AC/DC, screw terminal, with laser labeling, lower case | - | 0 | 0
3SU1152-0AB50-1FA0-Z | Y13 | 3SU1152-0AB50-1FA0-ZY13 | 1 | UN | 1 | 10 | C | D | EAR99 | N | 85365080 | 1 |  | 0.101 | KG | 32.11 | 32.11 | CP20 | CP20 | Illuminated pushbutton, 22 mm, round, metal, shiny, blue, pushbutton, flat, momentary contact type, with holder, 1 NO+1 NC, LED module with integrated LED 24 V AC/DC, screw terminal, with laser labeling, symbol number according to, ISO 7000 or IEC 60417 | - | 0 | 0
3SU1152-0AB50-1FA0-Z | Y15 | 3SU1152-0AB50-1FA0-ZY15 | 1 | UN | 1 | 10 | C | D | EAR99 | N | 85365080 | 1 |  | 0.101 | KG | 32.11 | 32.11 | CP20 | CP20 | Illuminated pushbutton, 22 mm, round, metal, shiny, blue, pushbutton, flat, momentary contact type, with holder, 1 NO+1 NC, LED module with integrated LED 24 V AC/DC, screw terminal, with laser labeling, upper case and lower case, Always upper case at the beginning of the word | - | 0 | 0
3SU1152-0AB50-1FA0-Z | Y19 | 3SU1152-0AB50-1FA0-ZY19 | 1 | UN | 1 | 10 | C | D | EAR99 | N | 85365080 | 1 |  | 0.101 | KG | 28.31 | 28.31 | CP20 | CP20 | Illuminated pushbutton, 22 mm, round, metal, shiny, blue, pushbutton, flat, momentary contact type, with holder, 1 NO+1 NC, LED module with integrated LED 24 V AC/DC, screw terminal, with laser labeling, inscription or symbol Customer-specific selection with SIRIUS ACT configurator (CIN) | - | 0 | 0
3SU1152-0AB50-3BA0 |  | 3SU1152-0AB50-3BA0 | 1 | UN | 1 | 5 | B | D | N | N | 85365080 | 1 | 4011209958937 | 0.096 | KG | 24.99 | 24.99 | CP20 | CP20 | Illuminated pushbutton, 22 mm, round, metal, shiny, blue, pushbutton, flat, momentary contact type, with holder, 1 NO, LED module with integrated LED 24 V AC/DC, Spring-type terminal | - | 0 | 0
3SU1152-0AB50-3BA0-Z | X90 | 3SU1152-0AB50-3BA0-ZX90 | 1 | UN | 1 | 5 | B | D | N | N | 85365080 | 20 | 4047621048093 | 0.106 | KG | 24.99 | 24.99 | CP20 | CP20 | Illuminated pushbutton, 22 mm, round, metal, shiny, blue, pushbutton, flat, momentary contact type, with holder, 1NO, LED module with integrated LED 24 V AC/DC, spring-type terminal, Z=20-unit packaging | - | 0 | 0
3SU1152-0AB50-3BA0-Z | Y10 | 3SU1152-0AB50-3BA0-ZY10 | 1 | UN | 1 | 10 | C | D | EAR99 | N | 85365080 | 1 |  | 0.093 | KG | 29.74 | 29.74 | CP20 | CP20 | Illuminated pushbutton, 22 mm, round, metal, shiny, blue, pushbutton, flat, momentary contact type, with holder, 1NO, LED module with integrated LED 24 V AC/DC, spring-type terminal, with laser labeling, upper case and lower case, always upper case at beginning of line | - | 0 | 0
3SU1152-0AB50-3BA0-Z | Y11 | 3SU1152-0AB50-3BA0-ZY11 | 1 | UN | 1 | 10 | C | D | EAR99 | N | 85365080 | 1 |  | 0.093 | KG | 29.74 | 29.74 | CP20 | CP20 | Illuminated pushbutton, 22 mm, round, metal, shiny, blue, pushbutton, flat, momentary contact type, with holder, 1NO, LED module with integrated LED 24 V AC/DC, spring-type terminal, with laser labeling, upper case | - | 0 | 0
3SU1152-0AB50-3BA0-Z | Y12 | 3SU1152-0AB50-3BA0-ZY12 | 1 | UN | 1 | 10 | C | D | EAR99 | N | 85365080 | 1 |  | 0.093 | KG | 29.74 | 29.74 | CP20 | CP20 | Illuminated pushbutton, 22 mm, round, metal, shiny, blue, pushbutton, flat, momentary contact type, with holder, 1NO, LED module with integrated LED 24 V AC/DC, spring-type terminal, with laser labeling, lower case | - | 0 | 0
3SU1152-0AB50-3BA0-Z | Y13 | 3SU1152-0AB50-3BA0-ZY13 | 1 | UN | 1 | 10 | C | D | EAR99 | N | 85365080 | 1 |  | 0.093 | KG | 29.74 | 29.74 | CP20 | CP20 | Illuminated pushbutton, 22 mm, round, metal, shiny, blue, pushbutton, flat, momentary contact type, with holder, 1NO, LED module with integrated LED 24 V AC/DC, spring-type terminal, with laser labeling, symbol number according to, ISO 7000 or IEC 60417 | - | 0 | 0
3SU1152-0AB50-3BA0-Z | Y15 | 3SU1152-0AB50-3BA0-ZY15 | 1 | UN | 1 | 10 | C | D | EAR99 | N | 85365080 | 1 |  | 0.093 | KG | 29.74 | 29.74 | CP20 | CP20 | Illuminated pushbutton, 22 mm, round, metal, shiny, blue, pushbutton, flat, momentary contact type, with holder, 1NO, LED module with integrated LED 24 V AC/DC, spring-type terminal, with laser labeling, upper case and lower case, Always upper case at the beginning of the word | - | 0 | 0
3SU1152-0AB50-3BA0-Z | Y19 | 3SU1152-0AB50-3BA0-ZY19 | 1 | UN | 1 | 10 | C | D | EAR99 | N | 85365080 | 1 |  | 0.093 | KG | 25.94 | 25.94 | CP20 | CP20 | Illuminated pushbutton, 22 mm, round, metal, shiny, blue, pushbutton, flat, momentary contact type, with holder, 1NO, LED module with integrated LED 24 V AC/DC, spring-type terminal, with laser labeling, inscription or symbol Customer-specific selection with SIRIUS ACT configurator (CIN) | - | 0 | 0
3SU1152-0AB50-3FA0 |  | 3SU1152-0AB50-3FA0 | 1 | UN | 1 | 5 | B | D | N | N | 85365080 | 1 | 4011209958777 | 0.106 | KG | 28.79 | 28.79 | CP20 | CP20 | Illuminated pushbutton, 22 mm, round, metal, shiny, blue, pushbutton, flat, momentary contact type, with holder, 1 NO+1 NC, LED module with integrated LED 24 V AC/DC, Spring-type terminal | - | 0 | 0
3SU1152-0AB50-3FA0-Z | X90 | 3SU1152-0AB50-3FA0-ZX90 | 1 | UN | 1 | 5 | B | D | EAR99 | N | 85365080 | 20 |  | 0.101 | KG | 28.79 | 28.79 | CP20 | CP20 | Illuminated pushbutton, 22 mm, round, metal, shiny, blue, pushbutton, flat, momentary contact type, with holder, 1 NO+1 NC, LED module with integrated LED 24 V AC/DC, spring-type terminal, Z=20-unit packaging | - | 0 | 0
3SU1152-0AB50-3FA0-Z | Y10 | 3SU1152-0AB50-3FA0-ZY10 | 1 | UN | 1 | 10 | C | D | N | N | 85365080 | 1 |  | 0.101 | KG | 33.54 | 33.54 | CP20 | CP20 | Illuminated pushbutton, 22 mm, round, metal, shiny, blue, pushbutton, flat, momentary contact type, with holder, 1 NO+1 NC, LED module with integrated LED 24 V AC/DC, spring-type terminal, with laser labeling, upper case and lower case, always upper case at beginning of line | - | 0 | 0
3SU1152-0AB50-3FA0-Z | Y11 | 3SU1152-0AB50-3FA0-ZY11 | 1 | UN | 1 | 10 | C | D | N | N | 85365080 | 1 |  | 0.101 | KG | 33.54 | 33.54 | CP20 | CP20 | Illuminated pushbutton, 22 mm, round, metal, shiny, blue, pushbutton, flat, momentary contact type, with holder, 1 NO+1 NC, LED module with integrated LED 24 V AC/DC, spring-type terminal, with laser labeling, upper case | - | 0 | 0
3SU1152-0AB50-3FA0-Z | Y12 | 3SU1152-0AB50-3FA0-ZY12 | 1 | UN | 1 | 10 | C | D | N | N | 85365080 | 1 |  | 0.101 | KG | 33.54 | 33.54 | CP20 | CP20 | Illuminated pushbutton, 22 mm, round, metal, shiny, blue, pushbutton, flat, momentary contact type, with holder, 1 NO+1 NC, LED module with integrated LED 24 V AC/DC, spring-type terminal, with laser labeling, lower case | - | 0 | 0
3SU1152-0AB50-3FA0-Z | Y13 | 3SU1152-0AB50-3FA0-ZY13 | 1 | UN | 1 | 10 | C | D | N | N | 85365080 | 1 |  | 0.105 | KG | 33.54 | 33.54 | CP20 | CP20 | Illuminated pushbutton, 22 mm, round, metal, shiny, blue, pushbutton, flat, momentary contact type, with holder, 1 NO+1 NC, LED module with integrated LED 24 V AC/DC, spring-type terminal, with laser labeling, symbol number according to, ISO 7000 or IEC 60417 | - | 0 | 0
3SU1152-0AB50-3FA0-Z | Y15 | 3SU1152-0AB50-3FA0-ZY15 | 1 | UN | 1 | 10 | C | D | N | N | 85365080 | 1 |  | 0.101 | KG | 33.54 | 33.54 | CP20 | CP20 | Illuminated pushbutton, 22 mm, round, metal, shiny, blue, pushbutton, flat, momentary contact type, with holder, 1 NO+1 NC, LED module with integrated LED 24 V AC/DC, spring-type terminal, with laser labeling, upper case and lower case, Always upper case at the beginning of the word | - | 0 | 0
3SU1152-0AB50-3FA0-Z | Y19 | 3SU1152-0AB50-3FA0-ZY19 | 1 | UN | 1 | 10 | C | D | N | N | 85365080 | 1 |  | 0.101 | KG | 29.74 | 29.74 | CP20 | CP20 | Illuminated pushbutton, 22 mm, round, metal, shiny, blue, pushbutton, flat, momentary contact type, with holder, 1 NO+1 NC, LED module with integrated LED 24 V AC/DC, spring-type terminal, with laser labeling, inscription or symbol Customer-specific selection with SIRIUS ACT configurator (CIN) | - | 0 | 0
3SU1152-0AB60-1BA0 |  | 3SU1152-0AB60-1BA0 | 1 | UN | 1 | 1 | A | D | N | N | 85365080 | 1 | 4011209958890 | 0.097 | KG | 24.13 | 22.71 | CP20 | CP20 | Illuminated pushbutton, 22 mm, round, metal, shiny, white, pushbutton, flat, momentary contact type, with holder, 1 NO, LED module with integrated LED 24 V AC/DC, screw terminal | Lista Papel 2020 SI | 0 | 0
3SU1152-0AB60-1BA0-Z | X90 | 3SU1152-0AB60-1BA0-ZX90 | 1 | UN | 1 | 5 | B | D | N | N | 85365080 | 20 | 4047621061498 | 0.11 | KG | 24.13 | 24.13 | CP20 | CP20 | Illuminated pushbutton, 22 mm, round, metal, shiny, white, pushbutton, flat, momentary contact type, with holder, 1NO, LED module with integrated LED 24 V AC/DC, screw terminal, Z=20-unit packaging | - | 0 | 0
3SU1152-0AB60-1BA0-Z | Y10 | 3SU1152-0AB60-1BA0-ZY10 | 1 | UN | 1 | 10 | C | D | N | N | 85365080 | 1 |  | 0.093 | KG | 28.88 | 28.88 | CP20 | CP20 | Illuminated pushbutton, 22 mm, round, metal, shiny, white, pushbutton, flat, momentary contact type, with holder, 1NO, LED module with integrated LED 24 V AC/DC, screw terminal, with laser labeling, upper case and lower case, always upper case at beginning of line | - | 0 | 0
3SU1152-0AB60-1BA0-Z | Y11 | 3SU1152-0AB60-1BA0-ZY11 | 1 | UN | 1 | 10 | C | D | N | N | 85365080 | 1 |  | 0.1 | KG | 28.88 | 28.88 | CP20 | CP20 | Illuminated pushbutton, 22 mm, round, metal, shiny, white, pushbutton, flat, momentary contact type, with holder, 1NO, LED module with integrated LED 24 V AC/DC, screw terminal, with laser labeling, upper case | - | 0 | 0
3SU1152-0AB60-1BA0-Z | Y12 | 3SU1152-0AB60-1BA0-ZY12 | 1 | UN | 1 | 10 | C | D | N | N | 85365080 | 1 |  | 0.093 | KG | 28.88 | 28.88 | CP20 | CP20 | Illuminated pushbutton, 22 mm, round, metal, shiny, white, pushbutton, flat, momentary contact type, with holder, 1NO, LED module with integrated LED 24 V AC/DC, screw terminal, with laser labeling, lower case | - | 0 | 0
3SU1152-0AB60-1BA0-Z | Y13 | 3SU1152-0AB60-1BA0-ZY13 | 1 | UN | 1 | 10 | C | D | N | N | 85365080 | 1 |  | 0.1 | KG | 28.88 | 28.88 | CP20 | CP20 | Illuminated pushbutton, 22 mm, round, metal, shiny, white, pushbutton, flat, momentary contact type, with holder, 1NO, LED module with integrated LED 24 V AC/DC, screw terminal, with laser labeling, symbol number according to, ISO 7000 or IEC 60417 | - | 0 | 0
3SU1152-0AB60-1BA0-Z | Y15 | 3SU1152-0AB60-1BA0-ZY15 | 1 | UN | 1 | 10 | C | D | N | N | 85365080 | 1 |  | 0.1 | KG | 28.88 | 28.88 | CP20 | CP20 | Illuminated pushbutton, 22 mm, round, metal, shiny, white, pushbutton, flat, momentary contact type, with holder, 1NO, LED module with integrated LED 24 V AC/DC, screw terminal, with laser labeling, upper case and lower case, Always upper case at the beginning of the word | - | 0 | 0
3SU1152-0AB60-1BA0-Z | Y19 | 3SU1152-0AB60-1BA0-ZY19 | 1 | UN | 1 | 10 | C | D | N | N | 85365080 | 1 |  | 0.093 | KG | 25.08 | 25.08 | CP20 | CP20 | Illuminated pushbutton, 22 mm, round, metal, shiny, white, pushbutton, flat, momentary contact type, with holder, 1NO, LED module with integrated LED 24 V AC/DC, screw terminal, with laser labeling, inscription or symbol Customer-specific selection with SIRIUS ACT configurator (CIN) | - | 0 | 0
3SU1152-0AB60-1FA0 |  | 3SU1152-0AB60-1FA0 | 1 | UN | 1 | 1 | A | D | N | N | 85365080 | 1 | 4011209958722 | 0.107 | KG | 27.36 | 25.94 | CP20 | CP20 | Illuminated pushbutton, 22 mm, round, metal, shiny, white, pushbutton, flat, momentary contact type, with holder, 1 NO+1 NC, LED module with integrated LED 24 V AC/DC, screw terminal | Lista Papel 2020 SI | 0 | 0
3SU1152-0AB60-1FA0-Z | X90 | 3SU1152-0AB60-1FA0-ZX90 | 1 | UN | 1 | 5 | B | D | EAR99 | N | 85365080 | 20 |  | 0.101 | KG | 27.36 | 27.36 | CP20 | CP20 | Illuminated pushbutton, 22 mm, round, metal, shiny, white, pushbutton, flat, momentary contact type, with holder, 1 NO+1 NC, LED module with integrated LED 24 V AC/DC, screw terminal, Z=20-unit packaging | - | 0 | 0
3SU1152-0AB60-1FA0-Z | Y10 | 3SU1152-0AB60-1FA0-ZY10 | 1 | UN | 1 | 10 | C | D | EAR99 | N | 85365080 | 1 |  | 0.101 | KG | 32.11 | 32.11 | CP20 | CP20 | Illuminated pushbutton, 22 mm, round, metal, shiny, white, pushbutton, flat, momentary contact type, with holder, 1 NO+1 NC, LED module with integrated LED 24 V AC/DC, screw terminal, with laser labeling, upper case and lower case, always upper case at beginning of line | - | 0 | 0
3SU1152-0AB60-1FA0-Z | Y11 | 3SU1152-0AB60-1FA0-ZY11 | 1 | UN | 1 | 10 | C | D | EAR99 | N | 85365080 | 1 |  | 0.101 | KG | 32.11 | 32.11 | CP20 | CP20 | Illuminated pushbutton, 22 mm, round, metal, shiny, white, pushbutton, flat, momentary contact type, with holder, 1 NO+1 NC, LED module with integrated LED 24 V AC/DC, screw terminal, with laser labeling, upper case | - | 0 | 0
3SU1152-0AB60-1FA0-Z | Y12 | 3SU1152-0AB60-1FA0-ZY12 | 1 | UN | 1 | 10 | C | D | EAR99 | N | 85365080 | 1 |  | 0.101 | KG | 32.11 | 32.11 | CP20 | CP20 | Illuminated pushbutton, 22 mm, round, metal, shiny, white, pushbutton, flat, momentary contact type, with holder, 1 NO+1 NC, LED module with integrated LED 24 V AC/DC, screw terminal, with laser labeling, lower case | - | 0 | 0
3SU1152-0AB60-1FA0-Z | Y13 | 3SU1152-0AB60-1FA0-ZY13 | 1 | UN | 1 | 10 | C | D | N | N | 85365080 | 1 |  | 0.105 | KG | 32.11 | 32.11 | CP20 | CP20 | Illuminated pushbutton, 22 mm, round, metal, shiny, white, pushbutton, flat, momentary contact type, with holder, 1 NO+1 NC, LED module with integrated LED 24 V AC/DC, screw terminal, with laser labeling, symbol number according to, ISO 7000 or IEC 60417 | - | 0 | 0
3SU1152-0AB60-1FA0-Z | Y15 | 3SU1152-0AB60-1FA0-ZY15 | 1 | UN | 1 | 10 | C | D | EAR99 | N | 85365080 | 1 |  | 0.101 | KG | 32.11 | 32.11 | CP20 | CP20 | Illuminated pushbutton, 22 mm, round, metal, shiny, white, pushbutton, flat, momentary contact type, with holder, 1 NO+1 NC, LED module with integrated LED 24 V AC/DC, screw terminal, with laser labeling, upper case and lower case, Always upper case at the beginning of the word | - | 0 | 0
3SU1152-0AB60-1FA0-Z | Y19 | 3SU1152-0AB60-1FA0-ZY19 | 1 | UN | 1 | 10 | C | D | EAR99 | N | 85365080 | 1 |  | 0.101 | KG | 28.31 | 28.31 | CP20 | CP20 | Illuminated pushbutton, 22 mm, round, metal, shiny, white, pushbutton, flat, momentary contact type, with holder, 1 NO+1 NC, LED module with integrated LED 24 V AC/DC, screw terminal, with laser labeling, inscription or symbol Customer-specific selection with SIRIUS ACT configurator (CIN) | - | 0 | 0
3SU1152-0AB60-3BA0 |  | 3SU1152-0AB60-3BA0 | 1 | UN | 1 | 3 | B | D | N | N | 85365080 | 1 | 4011209958944 | 0.097 | KG | 24.99 | 24.99 | CP20 | CP20 | Illuminated pushbutton, 22 mm, round, metal, shiny, white, pushbutton, flat, momentary contact type, with holder, 1 NO, LED module with integrated LED 24 V AC/DC, Spring-type terminal | - | 0 | 0
3SU1152-0AB60-3BA0-Z | X90 | 3SU1152-0AB60-3BA0-ZX90 | 1 | UN | 1 | 5 | B | D | N | N | 85365080 | 20 | 4047621048109 | 0.106 | KG | 24.99 | 24.99 | CP20 | CP20 | Illuminated pushbutton, 22 mm, round, metal, shiny, white, pushbutton, flat, momentary contact type, with holder, 1NO, LED module with integrated LED 24 V AC/DC, spring-type terminal, Z=20-unit packaging | - | 0 | 0
3SU1152-0AB60-3BA0-Z | Y10 | 3SU1152-0AB60-3BA0-ZY10 | 1 | UN | 1 | 10 | C | D | N | N | 85365080 | 1 |  | 0.093 | KG | 29.74 | 29.74 | CP20 | CP20 | Illuminated pushbutton, 22 mm, round, metal, shiny, white, pushbutton, flat, momentary contact type, with holder, 1NO, LED module with integrated LED 24 V AC/DC, spring-type terminal, with laser labeling, upper case and lower case, always upper case at beginning of line | - | 0 | 0
3SU1152-0AB60-3BA0-Z | Y11 | 3SU1152-0AB60-3BA0-ZY11 | 1 | UN | 1 | 10 | C | D | N | N | 85365080 | 1 |  | 0.093 | KG | 29.74 | 29.74 | CP20 | CP20 | Illuminated pushbutton, 22 mm, round, metal, shiny, white, pushbutton, flat, momentary contact type, with holder, 1NO, LED module with integrated LED 24 V AC/DC, spring-type terminal, with laser labeling, upper case | - | 0 | 0
3SU1152-0AB60-3BA0-Z | Y12 | 3SU1152-0AB60-3BA0-ZY12 | 1 | UN | 1 | 10 | C | D | N | N | 85365080 | 1 |  | 0.093 | KG | 29.74 | 29.74 | CP20 | CP20 | Illuminated pushbutton, 22 mm, round, metal, shiny, white, pushbutton, flat, momentary contact type, with holder, 1NO, LED module with integrated LED 24 V AC/DC, spring-type terminal, with laser labeling, lower case | - | 0 | 0
3SU1152-0AB60-3BA0-Z | Y13 | 3SU1152-0AB60-3BA0-ZY13 | 1 | UN | 1 | 10 | C | D | N | N | 85365080 | 1 |  | 0.115 | KG | 29.74 | 29.74 | CP20 | CP20 | Illuminated pushbutton, 22 mm, round, metal, shiny, white, pushbutton, flat, momentary contact type, with holder, 1NO, LED module with integrated LED 24 V AC/DC, spring-type terminal, with laser labeling, symbol number according to, ISO 7000 or IEC 60417 | - | 0 | 0
3SU1152-0AB60-3BA0-Z | Y15 | 3SU1152-0AB60-3BA0-ZY15 | 1 | UN | 1 | 10 | C | D | N | N | 85365080 | 1 |  | 0.093 | KG | 29.74 | 29.74 | CP20 | CP20 | Illuminated pushbutton, 22 mm, round, metal, shiny, white, pushbutton, flat, momentary contact type, with holder, 1NO, LED module with integrated LED 24 V AC/DC, spring-type terminal, with laser labeling, upper case and lower case, Always upper case at the beginning of the word | - | 0 | 0
3SU1152-0AB60-3BA0-Z | Y19 | 3SU1152-0AB60-3BA0-ZY19 | 1 | UN | 1 | 10 | C | D | N | N | 85365080 | 1 |  | 0.093 | KG | 25.94 | 25.94 | CP20 | CP20 | Illuminated pushbutton, 22 mm, round, metal, shiny, white, pushbutton, flat, momentary contact type, with holder, 1NO, LED module with integrated LED 24 V AC/DC, spring-type terminal, with laser labeling, inscription or symbol Customer-specific selection with SIRIUS ACT configurator (CIN) | - | 0 | 0
3SU1152-0AB60-3FA0 |  | 3SU1152-0AB60-3FA0 | 1 | UN | 1 | 5 | B | D | N | N | 85365080 | 1 | 4011209958838 | 0.107 | KG | 28.79 | 28.79 | CP20 | CP20 | Illuminated pushbutton, 22 mm, round, metal, shiny, white, pushbutton, flat, momentary contact type, with holder, 1 NO+1 NC, LED module with integrated LED 24 V AC/DC, Spring-type terminal | - | 0 | 0
3SU1152-0AB60-3FA0-Z | X90 | 3SU1152-0AB60-3FA0-ZX90 | 1 | UN | 1 | 5 | B | D | EAR99 | N | 85365080 | 20 |  | 0.101 | KG | 28.79 | 28.79 | CP20 | CP20 | Illuminated pushbutton, 22 mm, round, metal, shiny, white, pushbutton, flat, momentary contact type, with holder, 1 NO+1 NC, LED module with integrated LED 24 V AC/DC, spring-type terminal, Z=20-unit packaging | - | 0 | 0
3SU1152-0AB60-3FA0-Z | Y10 | 3SU1152-0AB60-3FA0-ZY10 | 1 | UN | 1 | 10 | C | D | EAR99 | N | 85365080 | 1 |  | 0.101 | KG | 33.54 | 33.54 | CP20 | CP20 | Illuminated pushbutton, 22 mm, round, metal, shiny, white, pushbutton, flat, momentary contact type, with holder, 1 NO+1 NC, LED module with integrated LED 24 V AC/DC, spring-type terminal, with laser labeling, upper case and lower case, always upper case at beginning of line | - | 0 | 0
3SU1152-0AB60-3FA0-Z | Y11 | 3SU1152-0AB60-3FA0-ZY11 | 1 | UN | 1 | 10 | C | D | EAR99 | N | 85365080 | 1 |  | 0.101 | KG | 33.54 | 33.54 | CP20 | CP20 | Illuminated pushbutton, 22 mm, round, metal, shiny, white, pushbutton, flat, momentary contact type, with holder, 1 NO+1 NC, LED module with integrated LED 24 V AC/DC, spring-type terminal, with laser labeling, upper case | - | 0 | 0
3SU1152-0AB60-3FA0-Z | Y12 | 3SU1152-0AB60-3FA0-ZY12 | 1 | UN | 1 | 10 | C | D | EAR99 | N | 85365080 | 1 |  | 0.101 | KG | 33.54 | 33.54 | CP20 | CP20 | Illuminated pushbutton, 22 mm, round, metal, shiny, white, pushbutton, flat, momentary contact type, with holder, 1 NO+1 NC, LED module with integrated LED 24 V AC/DC, spring-type terminal, with laser labeling, lower case | - | 0 | 0
3SU1152-0AB60-3FA0-Z | Y13 | 3SU1152-0AB60-3FA0-ZY13 | 1 | UN | 1 | 10 | C | D | EAR99 | N | 85365080 | 1 |  | 0.101 | KG | 33.54 | 33.54 | CP20 | CP20 | Illuminated pushbutton, 22 mm, round, metal, shiny, white, pushbutton, flat, momentary contact type, with holder, 1 NO+1 NC, LED module with integrated LED 24 V AC/DC, spring-type terminal, with laser labeling, symbol number according to, ISO 7000 or IEC 60417 | - | 0 | 0
3SU1152-0AB60-3FA0-Z | Y15 | 3SU1152-0AB60-3FA0-ZY15 | 1 | UN | 1 | 10 | C | D | EAR99 | N | 85365080 | 1 |  | 0.101 | KG | 33.54 | 33.54 | CP20 | CP20 | Illuminated pushbutton, 22 mm, round, metal, shiny, white, pushbutton, flat, momentary contact type, with holder, 1 NO+1 NC, LED module with integrated LED 24 V AC/DC, spring-type terminal, with laser labeling, upper case and lower case, Always upper case at the beginning of the word | - | 0 | 0
3SU1152-0AB60-3FA0-Z | Y19 | 3SU1152-0AB60-3FA0-ZY19 | 1 | UN | 1 | 10 | C | D | EAR99 | N | 85365080 | 1 |  | 0.101 | KG | 29.74 | 29.74 | CP20 | CP20 | Illuminated pushbutton, 22 mm, round, metal, shiny, white, pushbutton, flat, momentary contact type, with holder, 1 NO+1 NC, LED module with integrated LED 24 V AC/DC, spring-type terminal, with laser labeling, inscription or symbol Customer-specific selection with SIRIUS ACT configurator (CIN) | - | 0 | 0
3SU1152-0AB70-1BA0 |  | 3SU1152-0AB70-1BA0 | 1 | UN | 1 | 1 | A | D | N | N | 85365080 | 1 | 4011209958906 | 0.098 | KG | 24.13 | 22.71 | CP20 | CP20 | Illuminated pushbutton, 22 mm, round, metal, shiny, clear, pushbutton, flat, momentary contact type, with holder, 1 NO, LED module with integrated LED 24 V AC/DC, screw terminal | Lista Papel 2020 SI | 0 | 0
3SU1152-0AB70-1BA0-Z | X90 | 3SU1152-0AB70-1BA0-ZX90 | 1 | UN | 1 | 5 | B | D | N | N | 85365080 | 20 | 4047621074344 | 0.093 | KG | 24.13 | 24.13 | CP20 | CP20 | Illuminated pushbutton, 22 mm, round, metal, shiny, clear, pushbutton, flat, momentary contact type, with holder, 1NO, LED module with integrated LED 24 V AC/DC, screw terminal, Z=20-unit packaging | - | 0 | 0
3SU1152-0AB70-1BA0-Z | Y10 | 3SU1152-0AB70-1BA0-ZY10 | 1 | UN | 1 | 10 | C | D | EAR99 | N | 85365080 | 1 |  | 0.093 | KG | 28.88 | 28.88 | CP20 | CP20 | Illuminated pushbutton, 22 mm, round, metal, shiny, clear, pushbutton, flat, momentary contact type, with holder, 1NO, LED module with integrated LED 24 V AC/DC, screw terminal, with laser labeling, upper case and lower case, always upper case at beginning of line | - | 0 | 0
3SU1152-0AB70-1BA0-Z | Y11 | 3SU1152-0AB70-1BA0-ZY11 | 1 | UN | 1 | 10 | C | D | EAR99 | N | 85365080 | 1 |  | 0.093 | KG | 28.88 | 28.88 | CP20 | CP20 | Illuminated pushbutton, 22 mm, round, metal, shiny, clear, pushbutton, flat, momentary contact type, with holder, 1NO, LED module with integrated LED 24 V AC/DC, screw terminal, with laser labeling, upper case | - | 0 | 0
3SU1152-0AB70-1BA0-Z | Y12 | 3SU1152-0AB70-1BA0-ZY12 | 1 | UN | 1 | 10 | C | D | EAR99 | N | 85365080 | 1 |  | 0.093 | KG | 28.88 | 28.88 | CP20 | CP20 | Illuminated pushbutton, 22 mm, round, metal, shiny, clear, pushbutton, flat, momentary contact type, with holder, 1NO, LED module with integrated LED 24 V AC/DC, screw terminal, with laser labeling, lower case | - | 0 | 0
3SU1152-0AB70-1BA0-Z | Y13 | 3SU1152-0AB70-1BA0-ZY13 | 1 | UN | 1 | 10 | C | D | EAR99 | N | 85365080 | 1 |  | 0.093 | KG | 28.88 | 28.88 | CP20 | CP20 | Illuminated pushbutton, 22 mm, round, metal, shiny, clear, pushbutton, flat, momentary contact type, with holder, 1NO, LED module with integrated LED 24 V AC/DC, screw terminal, with laser labeling, symbol number according to, ISO 7000 or IEC 60417 | - | 0 | 0
3SU1152-0AB70-1BA0-Z | Y15 | 3SU1152-0AB70-1BA0-ZY15 | 1 | UN | 1 | 10 | C | D | EAR99 | N | 85365080 | 1 |  | 0.093 | KG | 28.88 | 28.88 | CP20 | CP20 | Illuminated pushbutton, 22 mm, round, metal, shiny, clear, pushbutton, flat, momentary contact type, with holder, 1NO, LED module with integrated LED 24 V AC/DC, screw terminal, with laser labeling, upper case and lower case, Always upper case at the beginning of the word | - | 0 | 0
3SU1152-0AB70-1BA0-Z | Y19 | 3SU1152-0AB70-1BA0-ZY19 | 1 | UN | 1 | 10 | C | D | EAR99 | N | 85365080 | 1 |  | 0.093 | KG | 25.08 | 25.08 | CP20 | CP20 | Illuminated pushbutton, 22 mm, round, metal, shiny, clear, pushbutton, flat, momentary contact type, with holder, 1NO, LED module with integrated LED 24 V AC/DC, screw terminal, with laser labeling, inscription or symbol Customer-specific selection with SIRIUS ACT configurator (CIN) | - | 0 | 0
3SU1152-0AB70-1FA0 |  | 3SU1152-0AB70-1FA0 | 1 | UN | 1 | 1 | A | D | N | N | 85365080 | 1 | 4011209958739 | 0.105 | KG | 27.36 | 25.94 | CP20 | CP20 | Illuminated pushbutton, 22 mm, round, metal, shiny, clear, pushbutton, flat, momentary contact type, with holder, 1 NO+1 NC, LED module with integrated LED 24 V AC/DC, screw terminal | Lista Papel 2020 SI | 0 | 0
3SU1152-0AB70-1FA0-Z | X90 | 3SU1152-0AB70-1FA0-ZX90 | 1 | UN | 1 | 5 | B | D | EAR99 | N | 85365080 | 20 |  | 0.101 | KG | 27.36 | 27.36 | CP20 | CP20 | Illuminated pushbutton, 22 mm, round, metal, shiny, clear, pushbutton, flat, momentary contact type, with holder, 1 NO+1 NC, LED module with integrated LED 24 V AC/DC, screw terminal, Z=20-unit packaging | - | 0 | 0
3SU1152-0AB70-1FA0-Z | Y10 | 3SU1152-0AB70-1FA0-ZY10 | 1 | UN | 1 | 10 | C | D | EAR99 | N | 85365080 | 1 |  | 0.101 | KG | 32.11 | 32.11 | CP20 | CP20 | Illuminated pushbutton, 22 mm, round, metal, shiny, clear, pushbutton, flat, momentary contact type, with holder, 1 NO+1 NC, LED module with integrated LED 24 V AC/DC, screw terminal, with laser labeling, upper case and lower case, always upper case at beginning of line | - | 0 | 0
3SU1152-0AB70-1FA0-Z | Y11 | 3SU1152-0AB70-1FA0-ZY11 | 1 | UN | 1 | 10 | C | D | EAR99 | N | 85365080 | 1 |  | 0.101 | KG | 32.11 | 32.11 | CP20 | CP20 | Illuminated pushbutton, 22 mm, round, metal, shiny, clear, pushbutton, flat, momentary contact type, with holder, 1 NO+1 NC, LED module with integrated LED 24 V AC/DC, screw terminal, with laser labeling, upper case | - | 0 | 0
3SU1152-0AB70-1FA0-Z | Y12 | 3SU1152-0AB70-1FA0-ZY12 | 1 | UN | 1 | 10 | C | D | EAR99 | N | 85365080 | 1 |  | 0.101 | KG | 32.11 | 32.11 | CP20 | CP20 | Illuminated pushbutton, 22 mm, round, metal, shiny, clear, pushbutton, flat, momentary contact type, with holder, 1 NO+1 NC, LED module with integrated LED 24 V AC/DC, screw terminal, with laser labeling, lower case | - | 0 | 0
3SU1152-0AB70-1FA0-Z | Y13 | 3SU1152-0AB70-1FA0-ZY13 | 1 | UN | 1 | 10 | C | D | EAR99 | N | 85365080 | 1 |  | 0.101 | KG | 32.11 | 32.11 | CP20 | CP20 | Illuminated pushbutton, 22 mm, round, metal, shiny, clear, pushbutton, flat, momentary contact type, with holder, 1 NO+1 NC, LED module with integrated LED 24 V AC/DC, screw terminal, with laser labeling, symbol number according to, ISO 7000 or IEC 60417 | - | 0 | 0
3SU1152-0AB70-1FA0-Z | Y15 | 3SU1152-0AB70-1FA0-ZY15 | 1 | UN | 1 | 10 | C | D | EAR99 | N | 85365080 | 1 |  | 0.101 | KG | 32.11 | 32.11 | CP20 | CP20 | Illuminated pushbutton, 22 mm, round, metal, shiny, clear, pushbutton, flat, momentary contact type, with holder, 1 NO+1 NC, LED module with integrated LED 24 V AC/DC, screw terminal, with laser labeling, upper case and lower case, Always upper case at the beginning of the word | - | 0 | 0
3SU1152-0AB70-1FA0-Z | Y19 | 3SU1152-0AB70-1FA0-ZY19 | 1 | UN | 1 | 10 | C | D | EAR99 | N | 85365080 | 1 |  | 0.101 | KG | 28.31 | 28.31 | CP20 | CP20 | Illuminated pushbutton, 22 mm, round, metal, shiny, clear, pushbutton, flat, momentary contact type, with holder, 1 NO+1 NC, LED module with integrated LED 24 V AC/DC, screw terminal, with laser labeling, inscription or symbol Customer-specific selection with SIRIUS ACT configurator (CIN) | - | 0 | 0
3SU1152-0AB70-3BA0 |  | 3SU1152-0AB70-3BA0 | 1 | UN | 1 | 5 | B | D | N | N | 85365080 | 1 | 4011209958951 | 0.097 | KG | 24.99 | 24.99 | CP20 | CP20 | Illuminated pushbutton, 22 mm, round, metal, shiny, clear, pushbutton, flat, momentary contact type, with holder, 1 NO, LED module with integrated LED 24 V AC/DC, Spring-type terminal | - | 0 | 0
3SU1152-0AB70-3BA0-Z | X90 | 3SU1152-0AB70-3BA0-ZX90 | 1 | UN | 1 | 5 | B | D | EAR99 | N | 85365080 | 20 |  | 0.093 | KG | 24.99 | 24.99 | CP20 | CP20 | Illuminated pushbutton, 22 mm, round, metal, shiny, clear, pushbutton, flat, momentary contact type, with holder, 1NO, LED module with integrated LED 24 V AC/DC, spring-type terminal, Z=20-unit packaging | - | 0 | 0
3SU1152-0AB70-3BA0-Z | Y10 | 3SU1152-0AB70-3BA0-ZY10 | 1 | UN | 1 | 10 | C | D | EAR99 | N | 85365080 | 1 |  | 0.093 | KG | 29.74 | 29.74 | CP20 | CP20 | Illuminated pushbutton, 22 mm, round, metal, shiny, clear, pushbutton, flat, momentary contact type, with holder, 1NO, LED module with integrated LED 24 V AC/DC, spring-type terminal, with laser labeling, upper case and lower case, always upper case at beginning of line | - | 0 | 0
3SU1152-0AB70-3BA0-Z | Y11 | 3SU1152-0AB70-3BA0-ZY11 | 1 | UN | 1 | 10 | C | D | EAR99 | N | 85365080 | 1 |  | 0.093 | KG | 29.74 | 29.74 | CP20 | CP20 | Illuminated pushbutton, 22 mm, round, metal, shiny, clear, pushbutton, flat, momentary contact type, with holder, 1NO, LED module with integrated LED 24 V AC/DC, spring-type terminal, with laser labeling, upper case | - | 0 | 0
3SU1152-0AB70-3BA0-Z | Y12 | 3SU1152-0AB70-3BA0-ZY12 | 1 | UN | 1 | 10 | C | D | EAR99 | N | 85365080 | 1 |  | 0.093 | KG | 29.74 | 29.74 | CP20 | CP20 | Illuminated pushbutton, 22 mm, round, metal, shiny, clear, pushbutton, flat, momentary contact type, with holder, 1NO, LED module with integrated LED 24 V AC/DC, spring-type terminal, with laser labeling, lower case | - | 0 | 0
3SU1152-0AB70-3BA0-Z | Y13 | 3SU1152-0AB70-3BA0-ZY13 | 1 | UN | 1 | 10 | C | D | EAR99 | N | 85365080 | 1 |  | 0.093 | KG | 29.74 | 29.74 | CP20 | CP20 | Illuminated pushbutton, 22 mm, round, metal, shiny, clear, pushbutton, flat, momentary contact type, with holder, 1NO, LED module with integrated LED 24 V AC/DC, spring-type terminal, with laser labeling, symbol number according to, ISO 7000 or IEC 60417 | - | 0 | 0
3SU1152-0AB70-3BA0-Z | Y15 | 3SU1152-0AB70-3BA0-ZY15 | 1 | UN | 1 | 10 | C | D | EAR99 | N | 85365080 | 1 |  | 0.093 | KG | 29.74 | 29.74 | CP20 | CP20 | Illuminated pushbutton, 22 mm, round, metal, shiny, clear, pushbutton, flat, momentary contact type, with holder, 1NO, LED module with integrated LED 24 V AC/DC, spring-type terminal, with laser labeling, upper case and lower case, Always upper case at the beginning of the word | - | 0 | 0
3SU1152-0AB70-3BA0-Z | Y19 | 3SU1152-0AB70-3BA0-ZY19 | 1 | UN | 1 | 10 | C | D | EAR99 | N | 85365080 | 1 |  | 0.093 | KG | 25.94 | 25.94 | CP20 | CP20 | Illuminated pushbutton, 22 mm, round, metal, shiny, clear, pushbutton, flat, momentary contact type, with holder, 1NO, LED module with integrated LED 24 V AC/DC, spring-type terminal, with laser labeling, inscription or symbol Customer-specific selection with SIRIUS ACT configurator (CIN) | - | 0 | 0
3SU1152-0AB70-3FA0 |  | 3SU1152-0AB70-3FA0 | 1 | UN | 1 | 5 | B | D | N | N | 85365080 | 1 | 4011209958845 | 0.102 | KG | 28.79 | 28.79 | CP20 | CP20 | Illuminated pushbutton, 22 mm, round, metal, shiny, clear, pushbutton, flat, momentary contact type, with holder, 1 NO+1 NC, LED module with integrated LED 24 V AC/DC, Spring-type terminal | - | 0 | 0
3SU1152-0AB70-3FA0-Z | X90 | 3SU1152-0AB70-3FA0-ZX90 | 1 | UN | 1 | 5 | B | D | EAR99 | N | 85365080 | 20 |  | 0.101 | KG | 28.79 | 28.79 | CP20 | CP20 | Illuminated pushbutton, 22 mm, round, metal, shiny, clear, pushbutton, flat, momentary contact type, with holder, 1 NO+1 NC, LED module with integrated LED 24 V AC/DC, spring-type terminal, Z=20-unit packaging | - | 0 | 0
3SU1152-0AB70-3FA0-Z | Y10 | 3SU1152-0AB70-3FA0-ZY10 | 1 | UN | 1 | 10 | C | D | EAR99 | N | 85365080 | 1 |  | 0.101 | KG | 33.54 | 33.54 | CP20 | CP20 | Illuminated pushbutton, 22 mm, round, metal, shiny, clear, pushbutton, flat, momentary contact type, with holder, 1 NO+1 NC, LED module with integrated LED 24 V AC/DC, spring-type terminal, with laser labeling, upper case and lower case, always upper case at beginning of line | - | 0 | 0
3SU1152-0AB70-3FA0-Z | Y11 | 3SU1152-0AB70-3FA0-ZY11 | 1 | UN | 1 | 10 | C | D | EAR99 | N | 85365080 | 1 |  | 0.101 | KG | 33.54 | 33.54 | CP20 | CP20 | Illuminated pushbutton, 22 mm, round, metal, shiny, clear, pushbutton, flat, momentary contact type, with holder, 1 NO+1 NC, LED module with integrated LED 24 V AC/DC, spring-type terminal, with laser labeling, upper case | - | 0 | 0
3SU1152-0AB70-3FA0-Z | Y12 | 3SU1152-0AB70-3FA0-ZY12 | 1 | UN | 1 | 10 | C | D | EAR99 | N | 85365080 | 1 |  | 0.101 | KG | 33.54 | 33.54 | CP20 | CP20 | Illuminated pushbutton, 22 mm, round, metal, shiny, clear, pushbutton, flat, momentary contact type, with holder, 1 NO+1 NC, LED module with integrated LED 24 V AC/DC, spring-type terminal, with laser labeling, lower case | - | 0 | 0
3SU1152-0AB70-3FA0-Z | Y13 | 3SU1152-0AB70-3FA0-ZY13 | 1 | UN | 1 | 10 | C | D | EAR99 | N | 85365080 | 1 |  | 0.101 | KG | 33.54 | 33.54 | CP20 | CP20 | Illuminated pushbutton, 22 mm, round, metal, shiny, clear, pushbutton, flat, momentary contact type, with holder, 1 NO+1 NC, LED module with integrated LED 24 V AC/DC, spring-type terminal, with laser labeling, symbol number according to, ISO 7000 or IEC 60417 | - | 0 | 0
3SU1152-0AB70-3FA0-Z | Y15 | 3SU1152-0AB70-3FA0-ZY15 | 1 | UN | 1 | 10 | C | D | EAR99 | N | 85365080 | 1 |  | 0.101 | KG | 33.54 | 33.54 | CP20 | CP20 | Illuminated pushbutton, 22 mm, round, metal, shiny, clear, pushbutton, flat, momentary contact type, with holder, 1 NO+1 NC, LED module with integrated LED 24 V AC/DC, spring-type terminal, with laser labeling, upper case and lower case, Always upper case at the beginning of the word | - | 0 | 0
3SU1152-0AB70-3FA0-Z | Y19 | 3SU1152-0AB70-3FA0-ZY19 | 1 | UN | 1 | 10 | C | D | EAR99 | N | 85365080 | 1 |  | 0.101 | KG | 29.74 | 29.74 | CP20 | CP20 | Illuminated pushbutton, 22 mm, round, metal, shiny, clear, pushbutton, flat, momentary contact type, with holder, 1 NO+1 NC, LED module with integrated LED 24 V AC/DC, spring-type terminal, with laser labeling, inscription or symbol Customer-specific selection with SIRIUS ACT configurator (CIN) | - | 0 | 0
3SU1152-1GB20-3CW0 |  | 3SU1152-1GB20-3CW0 | 1 | UN | 1 | 5 | B | D | N | N | 85365080 | 1 | 4047621071732 | 0.17 | KG | 57.67 | 57.67 | CP20 | CP20 | EMERGENCY-STOP mushroom pushbuttons, illuminable, 22 mm, round, metal, shiny, red, 30 mm, positive latching, according to EN ISO 13850, rotate-to-unlatch, washer for emergency stop, yellow, with inscription: NOT-HALT, EMERGENCY STOP, ARRÃŠT D'URGENCE, EMERGENZA With holder, 1 NC, LED module 24 V red, spring-type terminal, front panel mounting |  | 0 | 0
3SU1152-6AA00-1AA0 |  | 3SU1152-6AA00-1AA0 | 1 | UN | 1 | 5 | B | D | N | N | 85369095 | 1 | 4011209957794 | 0.081 | KG | 15.77 | 15.77 | CP20 | CP20 | Indicator lights, 22 mm, round, metal, shiny, amber, lens, smooth, with holder, LED module with integrated LED 24 V AC/DC, screw terminal | - | 0 | 0
3SU1152-6AA00-1AA0-Z | X90 | 3SU1152-6AA00-1AA0-ZX90 | 1 | UN | 1 | 5 | B | D | EAR99 | N | 85369095 | 20 |  | 0.074 | KG | 15.77 | 15.77 | CP20 | CP20 | Indicator lights, 22 mm, round, metal, shiny, amber, lens, smooth, with holder, LED module with integrated LED 24 V AC/DC, screw terminal, Z=20-unit packaging | - | 0 | 0
3SU1152-6AA00-1AA0-Z | Y10 | 3SU1152-6AA00-1AA0-ZY10 | 1 | UN | 1 | 10 | C | D | EAR99 | N | 85369095 | 1 |  | 0.074 | KG | 20.52 | 20.52 | CP20 | CP20 | Indicator light, 22 mm, round, metal, shiny, amber, lens, smooth, with holder, LED module with integrated LED 24 V AC/DC, screw terminal, with laser labeling, upper case and lower case, always upper case at beginning of line | - | 0 | 0
3SU1152-6AA00-1AA0-Z | Y11 | 3SU1152-6AA00-1AA0-ZY11 | 1 | UN | 1 | 10 | C | D | EAR99 | N | 85369095 | 1 |  | 0.074 | KG | 20.52 | 20.52 | CP20 | CP20 | Indicator lights, 22 mm, round, metal, shiny, amber, lens, smooth, with holder, LED module with integrated LED 24 V AC/DC, screw terminal, with laser labeling, upper case | - | 0 | 0
3SU1152-6AA00-1AA0-Z | Y12 | 3SU1152-6AA00-1AA0-ZY12 | 1 | UN | 1 | 10 | C | D | EAR99 | N | 85369095 | 1 |  | 0.074 | KG | 20.52 | 20.52 | CP20 | CP20 | Indicator lights, 22 mm, round, metal, shiny, amber, lens, smooth, with holder, LED module with integrated LED 24 V AC/DC, screw terminal, with laser labeling, lower case | - | 0 | 0
3SU1152-6AA00-1AA0-Z | Y13 | 3SU1152-6AA00-1AA0-ZY13 | 1 | UN | 1 | 10 | C | D | EAR99 | N | 85369095 | 1 |  | 0.074 | KG | 20.52 | 20.52 | CP20 | CP20 | Indicator lights, 22 mm, round, metal, shiny, amber, lens, smooth, with holder, LED module with integrated LED 24 V AC/DC, screw terminal, with laser labeling, symbol number according to, ISO 7000 or IEC 60417 | - | 0 | 0
3SU1152-6AA00-1AA0-Z | Y15 | 3SU1152-6AA00-1AA0-ZY15 | 1 | UN | 1 | 10 | C | D | EAR99 | N | 85369095 | 1 |  | 0.074 | KG | 20.52 | 20.52 | CP20 | CP20 | Indicator lights, 22 mm, round, metal, shiny, amber, lens, smooth, with holder, LED module with integrated LED 24 V AC/DC, screw terminal, with laser labeling, upper case and lower case, always upper case at the beginning of the word | - | 0 | 0
3SU1152-6AA00-1AA0-Z | Y19 | 3SU1152-6AA00-1AA0-ZY19 | 1 | UN | 1 | 10 | C | D | EAR99 | N | 85369095 | 1 |  | 0.074 | KG | 16.72 | 16.72 | CP20 | CP20 | Indicator lights, 22 mm, round, metal, shiny, amber, lens, smooth, with holder, LED module with integrated LED 24 V AC/DC, screw terminal, with laser labeling, inscription or symbol Customer-specific selection with SIRIUS ACT configurator (CIN) | - | 0 | 0
3SU1152-6AA20-1AA0 |  | 3SU1152-6AA20-1AA0 | 1 | UN | 1 | 1 | A | D | N | N | 85369095 | 1 | 4011209957008 | 0.081 | KG | 15.77 | 14.54 | CP20 | CP20 | Indicator lights, 22 mm, round, metal, shiny, red, lens, smooth, with holder, LED module with integrated LED 24 V AC/DC, screw terminal | Lista Papel 2020 SI | 0 | 0
3SU1152-6AA20-1AA0-Z | X90 | 3SU1152-6AA20-1AA0-ZX90 | 1 | UN | 1 | 5 | B | D | N | N | 85369095 | 20 | 4047621059532 | 0.09 | KG | 15.77 | 15.77 | CP20 | CP20 | Indicator lights, 22 mm, round, metal, shiny, red, lens, smooth, with holder, LED module with integrated LED 24 V AC/DC, screw terminal, Z=20-unit packaging | - | 0 | 0
3SU1152-6AA20-1AA0-Z | Y10 | 3SU1152-6AA20-1AA0-ZY10 | 1 | UN | 1 | 10 | C | D | EAR99 | N | 85369095 | 1 |  | 0.074 | KG | 20.52 | 20.52 | CP20 | CP20 | Indicator light, 22 mm, round, metal, shiny, red, lens, smooth, with holder, LED module with integrated LED 24 V AC/DC, screw terminal, with laser labeling, upper case and lower case, always upper case at beginning of line | - | 0 | 0
3SU1152-6AA20-1AA0-Z | Y11 | 3SU1152-6AA20-1AA0-ZY11 | 1 | UN | 1 | 10 | C | D | EAR99 | N | 85369095 | 1 |  | 0.074 | KG | 20.52 | 20.52 | CP20 | CP20 | Indicator lights, 22 mm, round, metal, shiny, red, lens, smooth, with holder, LED module with integrated LED 24 V AC/DC, screw terminal, with laser labeling, upper case | - | 0 | 0
3SU1152-6AA20-1AA0-Z | Y12 | 3SU1152-6AA20-1AA0-ZY12 | 1 | UN | 1 | 10 | C | D | EAR99 | N | 85369095 | 1 |  | 0.074 | KG | 20.52 | 20.52 | CP20 | CP20 | Indicator lights, 22 mm, round, metal, shiny, red, lens, smooth, with holder, LED module with integrated LED 24 V AC/DC, screw terminal, with laser labeling, lower case | - | 0 | 0
3SU1152-6AA20-1AA0-Z | Y13 | 3SU1152-6AA20-1AA0-ZY13 | 1 | UN | 1 | 10 | C | D | EAR99 | N | 85369095 | 1 |  | 0.074 | KG | 20.52 | 20.52 | CP20 | CP20 | Indicator lights, 22 mm, round, metal, shiny, red, lens, smooth, with holder, LED module with integrated LED 24 V AC/DC, screw terminal, with laser labeling, symbol number according to, ISO 7000 or IEC 60417 | - | 0 | 0
3SU1152-6AA20-1AA0-Z | Y15 | 3SU1152-6AA20-1AA0-ZY15 | 1 | UN | 1 | 10 | C | D | EAR99 | N | 85369095 | 1 |  | 0.074 | KG | 20.52 | 20.52 | CP20 | CP20 | Indicator lights, 22 mm, round, metal, shiny, red, lens, smooth, with holder, LED module with integrated LED 24 V AC/DC, screw terminal, with laser labeling, upper case and lower case, always upper case at the beginning of the word | - | 0 | 0
3SU1152-6AA20-1AA0-Z | Y19 | 3SU1152-6AA20-1AA0-ZY19 | 1 | UN | 1 | 10 | C | D | EAR99 | N | 85369095 | 1 |  | 0.074 | KG | 16.72 | 16.72 | CP20 | CP20 | Indicator lights, 22 mm, round, metal, shiny, red, lens, smooth, with holder, LED module with integrated LED 24 V AC/DC, screw terminal, with laser labeling, inscription or symbol Customer-specific selection with SIRIUS ACT configurator (CIN) | - | 0 | 0
3SU1152-6AA20-3AA0 |  | 3SU1152-6AA20-3AA0 | 1 | UN | 1 | 3 | B | D | N | N | 85369095 | 1 | 4011209958494 | 0.08 | KG | 16.34 | 16.34 | CP20 | CP20 | Indicator lights, 22 mm, round, metal, shiny, red, lens, smooth, with holder, LED module with integrated LED 24 V AC/DC, Spring-type terminal | - | 0 | 0
3SU1152-6AA20-3AA0-Z | X90 | 3SU1152-6AA20-3AA0-ZX90 | 1 | UN | 1 | 5 | B | D | N | N | 85369095 | 20 | 4047621067971 | 0.087 | KG | 16.34 | 16.34 | CP20 | CP20 | Indicator lights, 22 mm, round, metal, shiny, red, lens, smooth, with holder, LED module with integrated LED 24 V AC/DC, spring-type terminal, Z=20-unit packaging | - | 0 | 0
3SU1152-6AA20-3AA0-Z | Y10 | 3SU1152-6AA20-3AA0-ZY10 | 1 | UN | 1 | 10 | C | D | N | N | 85369095 | 1 |  | 0.08 | KG | 21.09 | 21.09 | CP20 | CP20 | Indicator light, 22 mm, round, metal, shiny, red, lens, smooth, with holder, LED module with integrated LED 24 V AC/DC, spring-type terminal, with laser labeling, upper case and lower case, always upper case at beginning of line | - | 0 | 0
3SU1152-6AA20-3AA0-Z | Y11 | 3SU1152-6AA20-3AA0-ZY11 | 1 | UN | 1 | 10 | C | D | N | N | 85369095 | 1 |  | 0.03 | KG | 21.09 | 21.09 | CP20 | CP20 | Indicator lights, 22 mm, round, metal, shiny, red, lens, smooth, with holder, LED module with integrated LED 24 V AC/DC, spring-type terminal, with laser labeling, upper case | - | 0 | 0
3SU1152-6AA20-3AA0-Z | Y12 | 3SU1152-6AA20-3AA0-ZY12 | 1 | UN | 1 | 10 | C | D | N | N | 85369095 | 1 |  | 0.03 | KG | 21.09 | 21.09 | CP20 | CP20 | Indicator lights, 22 mm, round, metal, shiny, red, lens, smooth, with holder, LED module with integrated LED 24 V AC/DC, spring-type terminal, with laser labeling, lower case | - | 0 | 0
3SU1152-6AA20-3AA0-Z | Y13 | 3SU1152-6AA20-3AA0-ZY13 | 1 | UN | 1 | 10 | C | D | N | N | 85369095 | 1 |  | 0.03 | KG | 21.09 | 21.09 | CP20 | CP20 | Indicator lights, 22 mm, round, metal, shiny, red, lens, smooth, with holder, LED module with integrated LED 24 V AC/DC, spring-type terminal, with laser labeling, symbol number according to, ISO 7000 or IEC 60417 | - | 0 | 0
3SU1152-6AA20-3AA0-Z | Y15 | 3SU1152-6AA20-3AA0-ZY15 | 1 | UN | 1 | 10 | C | D | N | N | 85369095 | 1 |  | 0.03 | KG | 21.09 | 21.09 | CP20 | CP20 | Indicator lights, 22 mm, round, metal, shiny, red, lens, smooth, with holder, LED module with integrated LED 24 V AC/DC, spring-type terminal, with laser labeling, upper case and lower case, always upper case at the beginning of the word | - | 0 | 0
3SU1152-6AA20-3AA0-Z | Y19 | 3SU1152-6AA20-3AA0-ZY19 | 1 | UN | 1 | 10 | C | D | N | N | 85369095 | 1 |  | 0.03 | KG | 17.29 | 17.29 | CP20 | CP20 | Indicator lights, 22 mm, round, metal, shiny, red, lens, smooth, with holder, LED module with integrated LED 24 V AC/DC, spring-type terminal, with laser labeling, inscription or symbol Customer-specific selection with SIRIUS ACT configurator (CIN) | - | 0 | 0
3SU1152-6AA30-1AA0 |  | 3SU1152-6AA30-1AA0 | 1 | UN | 1 | 1 | A | D | N | N | 85369095 | 1 | 4011209957015 | 0.082 | KG | 15.77 | 14.54 | CP20 | CP20 | Indicator lights, 22 mm, round, metal, shiny, yellow, lens, smooth, with holder, LED module with integrated LED 24 V AC/DC, screw terminal | Lista Papel 2020 SI | 0 | 0
3SU1152-6AA30-1AA0-Z | X90 | 3SU1152-6AA30-1AA0-ZX90 | 1 | UN | 1 | 5 | B | D | EAR99 | N | 85369095 | 20 |  | 0.074 | KG | 15.77 | 15.77 | CP20 | CP20 | Indicator lights, 22 mm, round, metal, shiny, yellow, lens, smooth, with holder, LED module with integrated LED 24 V AC/DC, screw terminal, Z=20-unit packaging | - | 0 | 0
3SU1152-6AA30-1AA0-Z | Y10 | 3SU1152-6AA30-1AA0-ZY10 | 1 | UN | 1 | 10 | C | D | EAR99 | N | 85369095 | 1 |  | 0.074 | KG | 20.52 | 20.52 | CP20 | CP20 | Indicator light, 22 mm, round, metal, shiny, yellow, lens, smooth, with holder, LED module with integrated LED 24 V AC/DC, screw terminal, with laser labeling, upper case and lower case, always upper case at beginning of line | - | 0 | 0
3SU1152-6AA30-1AA0-Z | Y11 | 3SU1152-6AA30-1AA0-ZY11 | 1 | UN | 1 | 10 | C | D | EAR99 | N | 85369095 | 1 |  | 0.074 | KG | 20.52 | 20.52 | CP20 | CP20 | Indicator lights, 22 mm, round, metal, shiny, yellow, lens, smooth, with holder, LED module with integrated LED 24 V AC/DC, screw terminal, with laser labeling, upper case | - | 0 | 0
3SU1152-6AA30-1AA0-Z | Y12 | 3SU1152-6AA30-1AA0-ZY12 | 1 | UN | 1 | 10 | C | D | EAR99 | N | 85369095 | 1 |  | 0.074 | KG | 20.52 | 20.52 | CP20 | CP20 | Indicator lights, 22 mm, round, metal, shiny, yellow, lens, smooth, with holder, LED module with integrated LED 24 V AC/DC, screw terminal, with laser labeling, lower case | - | 0 | 0
3SU1152-6AA30-1AA0-Z | Y13 | 3SU1152-6AA30-1AA0-ZY13 | 1 | UN | 1 | 10 | C | D | EAR99 | N | 85369095 | 1 |  | 0.074 | KG | 20.52 | 20.52 | CP20 | CP20 | Indicator lights, 22 mm, round, metal, shiny, yellow, lens, smooth, with holder, LED module with integrated LED 24 V AC/DC, screw terminal, with laser labeling, symbol number according to, ISO 7000 or IEC 60417 | - | 0 | 0
3SU1152-6AA30-1AA0-Z | Y15 | 3SU1152-6AA30-1AA0-ZY15 | 1 | UN | 1 | 10 | C | D | EAR99 | N | 85369095 | 1 |  | 0.074 | KG | 20.52 | 20.52 | CP20 | CP20 | Indicator lights, 22 mm, round, metal, shiny, yellow, lens, smooth, with holder, LED module with integrated LED 24 V AC/DC, screw terminal, with laser labeling, upper case and lower case, always upper case at the beginning of the word | - | 0 | 0
3SU1152-6AA30-1AA0-Z | Y19 | 3SU1152-6AA30-1AA0-ZY19 | 1 | UN | 1 | 10 | C | D | EAR99 | N | 85369095 | 1 |  | 0.074 | KG | 16.72 | 16.72 | CP20 | CP20 | Indicator lights, 22 mm, round, metal, shiny, yellow, lens, smooth, with holder, LED module with integrated LED 24 V AC/DC, screw terminal, with laser labeling, inscription or symbol Customer-specific selection with SIRIUS ACT configurator (CIN) | - | 0 | 0
3SU1152-6AA30-3AA0 |  | 3SU1152-6AA30-3AA0 | 1 | UN | 1 | 5 | B | D | N | N | 85369095 | 1 | 4011209958500 | 0.08 | KG | 16.34 | 16.34 | CP20 | CP20 | Indicator lights, 22 mm, round, metal, shiny, yellow, lens, smooth, with holder, LED module with integrated LED 24 V AC/DC, Spring-type terminal | - | 0 | 0
3SU1152-6AA30-3AA0-Z | X90 | 3SU1152-6AA30-3AA0-ZX90 | 1 | UN | 1 | 5 | B | D | EAR99 | N | 85369095 | 20 |  | 0.074 | KG | 16.34 | 16.34 | CP20 | CP20 | Indicator lights, 22 mm, round, metal, shiny, yellow, lens, smooth, with holder, LED module with integrated LED 24 V AC/DC, spring-type terminal, Z=20-unit packaging | - | 0 | 0
3SU1152-6AA30-3AA0-Z | Y10 | 3SU1152-6AA30-3AA0-ZY10 | 1 | UN | 1 | 10 | C | D | EAR99 | N | 85369095 | 1 |  | 0.074 | KG | 21.09 | 21.09 | CP20 | CP20 | Indicator light, 22 mm, round, metal, shiny, yellow, lens, smooth, with holder, LED module with integrated LED 24 V AC/DC, spring-type terminal, with laser labeling, upper case and lower case, always upper case at beginning of line | - | 0 | 0
3SU1152-6AA30-3AA0-Z | Y11 | 3SU1152-6AA30-3AA0-ZY11 | 1 | UN | 1 | 10 | C | D | EAR99 | N | 85369095 | 1 |  | 0.074 | KG | 21.09 | 21.09 | CP20 | CP20 | Indicator lights, 22 mm, round, metal, shiny, yellow, lens, smooth, with holder, LED module with integrated LED 24 V AC/DC, spring-type terminal, with laser labeling, upper case | - | 0 | 0
3SU1152-6AA30-3AA0-Z | Y12 | 3SU1152-6AA30-3AA0-ZY12 | 1 | UN | 1 | 10 | C | D | EAR99 | N | 85369095 | 1 |  | 0.074 | KG | 21.09 | 21.09 | CP20 | CP20 | Indicator lights, 22 mm, round, metal, shiny, yellow, lens, smooth, with holder, LED module with integrated LED 24 V AC/DC, spring-type terminal, with laser labeling, lower case | - | 0 | 0
3SU1152-6AA30-3AA0-Z | Y13 | 3SU1152-6AA30-3AA0-ZY13 | 1 | UN | 1 | 10 | C | D | EAR99 | N | 85369095 | 1 |  | 0.074 | KG | 21.09 | 21.09 | CP20 | CP20 | Indicator lights, 22 mm, round, metal, shiny, yellow, lens, smooth, with holder, LED module with integrated LED 24 V AC/DC, spring-type terminal, with laser labeling, symbol number according to, ISO 7000 or IEC 60417 | - | 0 | 0
3SU1152-6AA30-3AA0-Z | Y15 | 3SU1152-6AA30-3AA0-ZY15 | 1 | UN | 1 | 10 | C | D | EAR99 | N | 85369095 | 1 |  | 0.074 | KG | 21.09 | 21.09 | CP20 | CP20 | Indicator lights, 22 mm, round, metal, shiny, yellow, lens, smooth, with holder, LED module with integrated LED 24 V AC/DC, spring-type terminal, with laser labeling, upper case and lower case, always upper case at the beginning of the word | - | 0 | 0
3SU1152-6AA30-3AA0-Z | Y19 | 3SU1152-6AA30-3AA0-ZY19 | 1 | UN | 1 | 10 | C | D | EAR99 | N | 85369095 | 1 |  | 0.074 | KG | 17.29 | 17.29 | CP20 | CP20 | Indicator lights, 22 mm, round, metal, shiny, yellow, lens, smooth, with holder, LED module with integrated LED 24 V AC/DC, spring-type terminal, with laser labeling, inscription or symbol Customer-specific selection with SIRIUS ACT configurator (CIN) | - | 0 | 0
3SU1152-6AA40-1AA0 |  | 3SU1152-6AA40-1AA0 | 1 | UN | 1 | 1 | A | D | N | N | 85369095 | 1 | 4011209957022 | 0.081 | KG | 15.77 | 14.54 | CP20 | CP20 | Indicator lights, 22 mm, round, metal, shiny, green, lens, smooth, with holder, LED module with integrated LED 24 V AC/DC, screw terminal | Lista Papel 2020 SI | 0 | 0
3SU1152-6AA40-1AA0-Z | X90 | 3SU1152-6AA40-1AA0-ZX90 | 1 | UN | 1 | 5 | B | D | EAR99 | N | 85369095 | 20 |  | 0.074 | KG | 15.77 | 15.77 | CP20 | CP20 | Indicator lights, 22 mm, round, metal, shiny, green, lens, smooth, with holder, LED module with integrated LED 24 V AC/DC, screw terminal, Z=20-unit packaging | - | 0 | 0
3SU1152-6AA40-1AA0-Z | Y10 | 3SU1152-6AA40-1AA0-ZY10 | 1 | UN | 1 | 10 | C | D | N | N | 85369095 | 1 |  | 0.03 | KG | 20.52 | 20.52 | CP20 | CP20 | Indicator light, 22 mm, round, metal, shiny, green, lens, smooth, with holder, LED module with integrated LED 24 V AC/DC, screw terminal, with laser labeling, upper case and lower case, always upper case at beginning of line | - | 0 | 0
3SU1152-6AA40-1AA0-Z | Y11 | 3SU1152-6AA40-1AA0-ZY11 | 1 | UN | 1 | 10 | C | D | N | N | 85369095 | 1 |  | 0.03 | KG | 20.52 | 20.52 | CP20 | CP20 | Indicator lights, 22 mm, round, metal, shiny, green, lens, smooth, with holder, LED module with integrated LED 24 V AC/DC, screw terminal, with laser labeling, upper case | - | 0 | 0
3SU1152-6AA40-1AA0-Z | Y12 | 3SU1152-6AA40-1AA0-ZY12 | 1 | UN | 1 | 10 | C | D | N | N | 85369095 | 1 |  | 0.03 | KG | 20.52 | 20.52 | CP20 | CP20 | Indicator lights, 22 mm, round, metal, shiny, green, lens, smooth, with holder, LED module with integrated LED 24 V AC/DC, screw terminal, with laser labeling, lower case | - | 0 | 0
3SU1152-6AA40-1AA0-Z | Y13 | 3SU1152-6AA40-1AA0-ZY13 | 1 | UN | 1 | 10 | C | D | N | N | 85369095 | 1 |  | 0.03 | KG | 20.52 | 20.52 | CP20 | CP20 | Indicator lights, 22 mm, round, metal, shiny, green, lens, smooth, with holder, LED module with integrated LED 24 V AC/DC, screw terminal, with laser labeling, symbol number according to, ISO 7000 or IEC 60417 | - | 0 | 0
3SU1152-6AA40-1AA0-Z | Y15 | 3SU1152-6AA40-1AA0-ZY15 | 1 | UN | 1 | 10 | C | D | N | N | 85369095 | 1 |  | 0.08 | KG | 20.52 | 20.52 | CP20 | CP20 | Indicator lights, 22 mm, round, metal, shiny, green, lens, smooth, with holder, LED module with integrated LED 24 V AC/DC, screw terminal, with laser labeling, upper case and lower case, always upper case at the beginning of the word | - | 0 | 0
3SU1152-6AA40-1AA0-Z | Y19 | 3SU1152-6AA40-1AA0-ZY19 | 1 | UN | 1 | 10 | C | D | N | N | 85369095 | 1 |  | 0.03 | KG | 16.72 | 16.72 | CP20 | CP20 | Indicator lights, 22 mm, round, metal, shiny, green, lens, smooth, with holder, LED module with integrated LED 24 V AC/DC, screw terminal, with laser labeling, inscription or symbol Customer-specific selection with SIRIUS ACT configurator (CIN) | - | 0 | 0
3SU1152-6AA40-3AA0 |  | 3SU1152-6AA40-3AA0 | 1 | UN | 1 | 3 | B | D | N | N | 85369095 | 1 | 4011209958517 | 0.08 | KG | 16.34 | 16.34 | CP20 | CP20 | Indicator lights, 22 mm, round, metal, shiny, green, lens, smooth, with holder, LED module with integrated LED 24 V AC/DC, Spring-type terminal | - | 0 | 0
3SU1152-6AA40-3AA0-Z | X90 | 3SU1152-6AA40-3AA0-ZX90 | 1 | UN | 1 | 5 | B | D | N | N | 85369095 | 20 | 4047621067964 | 0.087 | KG | 16.34 | 16.34 | CP20 | CP20 | Indicator lights, 22 mm, round, metal, shiny, green, lens, smooth, with holder, LED module with integrated LED 24 V AC/DC, spring-type terminal, Z=20-unit packaging | - | 0 | 0
3SU1152-6AA40-3AA0-Z | Y10 | 3SU1152-6AA40-3AA0-ZY10 | 1 | UN | 1 | 10 | C | D | EAR99 | N | 85369095 | 1 |  | 0.074 | KG | 21.09 | 21.09 | CP20 | CP20 | Indicator light, 22 mm, round, metal, shiny, green, lens, smooth, with holder, LED module with integrated LED 24 V AC/DC, spring-type terminal, with laser labeling, upper case and lower case, always upper case at beginning of line | - | 0 | 0
3SU1152-6AA40-3AA0-Z | Y11 | 3SU1152-6AA40-3AA0-ZY11 | 1 | UN | 1 | 10 | C | D | EAR99 | N | 85369095 | 1 |  | 0.074 | KG | 21.09 | 21.09 | CP20 | CP20 | Indicator lights, 22 mm, round, metal, shiny, green, lens, smooth, with holder, LED module with integrated LED 24 V AC/DC, spring-type terminal, with laser labeling, upper case | - | 0 | 0
3SU1152-6AA40-3AA0-Z | Y12 | 3SU1152-6AA40-3AA0-ZY12 | 1 | UN | 1 | 10 | C | D | EAR99 | N | 85369095 | 1 |  | 0.074 | KG | 21.09 | 21.09 | CP20 | CP20 | Indicator lights, 22 mm, round, metal, shiny, green, lens, smooth, with holder, LED module with integrated LED 24 V AC/DC, spring-type terminal, with laser labeling, lower case | - | 0 | 0
3SU1152-6AA40-3AA0-Z | Y13 | 3SU1152-6AA40-3AA0-ZY13 | 1 | UN | 1 | 10 | C | D | EAR99 | N | 85369095 | 1 |  | 0.074 | KG | 21.09 | 21.09 | CP20 | CP20 | Indicator lights, 22 mm, round, metal, shiny, green, lens, smooth, with holder, LED module with integrated LED 24 V AC/DC, spring-type terminal, with laser labeling, symbol number according to, ISO 7000 or IEC 60417 | - | 0 | 0
3SU1152-6AA40-3AA0-Z | Y15 | 3SU1152-6AA40-3AA0-ZY15 | 1 | UN | 1 | 10 | C | D | EAR99 | N | 85369095 | 1 |  | 0.074 | KG | 21.09 | 21.09 | CP20 | CP20 | Indicator lights, 22 mm, round, metal, shiny, green, lens, smooth, with holder, LED module with integrated LED 24 V AC/DC, spring-type terminal, with laser labeling, upper case and lower case, always upper case at the beginning of the word | - | 0 | 0
3SU1152-6AA40-3AA0-Z | Y19 | 3SU1152-6AA40-3AA0-ZY19 | 1 | UN | 1 | 10 | C | D | EAR99 | N | 85369095 | 1 |  | 0.074 | KG | 17.29 | 17.29 | CP20 | CP20 | Indicator lights, 22 mm, round, metal, shiny, green, lens, smooth, with holder, LED module with integrated LED 24 V AC/DC, spring-type terminal, with laser labeling, inscription or symbol Customer-specific selection with SIRIUS ACT configurator (CIN) | - | 0 | 0
3SU1152-6AA50-1AA0 |  | 3SU1152-6AA50-1AA0 | 1 | UN | 1 | 3 | B | D | N | N | 85369095 | 1 | 4011209957763 | 0.083 | KG | 15.77 | 14.54 | CP20 | CP20 | Indicator lights, 22 mm, round, metal, shiny, blue, lens, smooth, with holder, LED module with integrated LED 24 V AC/DC, screw terminal | Lista Papel 2020 SI | 0 | 0
3SU1152-6AA50-1AA0-Z | X90 | 3SU1152-6AA50-1AA0-ZX90 | 1 | UN | 1 | 5 | B | D | EAR99 | N | 85369095 | 20 |  | 0.074 | KG | 15.77 | 15.77 | CP20 | CP20 | Indicator lights, 22 mm, round, metal, shiny, blue, lens, smooth, with holder, LED module with integrated LED 24 V AC/DC, screw terminal, Z=20-unit packaging | - | 0 | 0
3SU1152-6AA50-1AA0-Z | Y10 | 3SU1152-6AA50-1AA0-ZY10 | 1 | UN | 1 | 10 | C | D | N | N | 85369095 | 1 |  | 0.03 | KG | 20.52 | 20.52 | CP20 | CP20 | Indicator light, 22 mm, round, metal, shiny, blue, lens, smooth, with holder, LED module with integrated LED 24 V AC/DC, screw terminal, with laser labeling, upper case and lower case, always upper case at beginning of line | - | 0 | 0
3SU1152-6AA50-1AA0-Z | Y11 | 3SU1152-6AA50-1AA0-ZY11 | 1 | UN | 1 | 10 | C | D | N | N | 85369095 | 1 |  | 0.03 | KG | 20.52 | 20.52 | CP20 | CP20 | Indicator lights, 22 mm, round, metal, shiny, blue, lens, smooth, with holder, LED module with integrated LED 24 V AC/DC, screw terminal, with laser labeling, upper case | - | 0 | 0
3SU1152-6AA50-1AA0-Z | Y12 | 3SU1152-6AA50-1AA0-ZY12 | 1 | UN | 1 | 10 | C | D | N | N | 85369095 | 1 |  | 0.03 | KG | 20.52 | 20.52 | CP20 | CP20 | Indicator lights, 22 mm, round, metal, shiny, blue, lens, smooth, with holder, LED module with integrated LED 24 V AC/DC, screw terminal, with laser labeling, lower case | - | 0 | 0
3SU1152-6AA50-1AA0-Z | Y13 | 3SU1152-6AA50-1AA0-ZY13 | 1 | UN | 1 | 10 | C | D | N | N | 85369095 | 1 |  | 0.03 | KG | 20.52 | 20.52 | CP20 | CP20 | Indicator lights, 22 mm, round, metal, shiny, blue, lens, smooth, with holder, LED module with integrated LED 24 V AC/DC, screw terminal, with laser labeling, symbol number according to, ISO 7000 or IEC 60417 | - | 0 | 0
3SU1152-6AA50-1AA0-Z | Y15 | 3SU1152-6AA50-1AA0-ZY15 | 1 | UN | 1 | 10 | C | D | N | N | 85369095 | 1 |  | 0.08 | KG | 20.52 | 20.52 | CP20 | CP20 | Indicator lights, 22 mm, round, metal, shiny, blue, lens, smooth, with holder, LED module with integrated LED 24 V AC/DC, screw terminal, with laser labeling, upper case and lower case, always upper case at the beginning of the word | - | 0 | 0
3SU1152-6AA50-1AA0-Z | Y19 | 3SU1152-6AA50-1AA0-ZY19 | 1 | UN | 1 | 10 | C | D | N | N | 85369095 | 1 |  | 0.03 | KG | 16.72 | 16.72 | CP20 | CP20 | Indicator lights, 22 mm, round, metal, shiny, blue, lens, smooth, with holder, LED module with integrated LED 24 V AC/DC, screw terminal, with laser labeling, inscription or symbol Customer-specific selection with SIRIUS ACT configurator (CIN) | - | 0 | 0
3SU1152-6AA50-3AA0 |  | 3SU1152-6AA50-3AA0 | 1 | UN | 1 | 3 | B | D | N | N | 85369095 | 1 | 4011209958524 | 0.08 | KG | 16.34 | 16.34 | CP20 | CP20 | Indicator lights, 22 mm, round, metal, shiny, blue, lens, smooth, with holder, LED module with integrated LED 24 V AC/DC, Spring-type terminal | - | 0 | 0
3SU1152-6AA50-3AA0-Z | X90 | 3SU1152-6AA50-3AA0-ZX90 | 1 | UN | 1 | 5 | B | D | EAR99 | N | 85369095 | 20 |  | 0.074 | KG | 16.34 | 16.34 | CP20 | CP20 | Indicator lights, 22 mm, round, metal, shiny, blue, lens, smooth, with holder, LED module with integrated LED 24 V AC/DC, spring-type terminal, Z=20-unit packaging | - | 0 | 0
3SU1152-6AA50-3AA0-Z | Y10 | 3SU1152-6AA50-3AA0-ZY10 | 1 | UN | 1 | 10 | C | D | EAR99 | N | 85369095 | 1 |  | 0.074 | KG | 21.09 | 21.09 | CP20 | CP20 | Indicator light, 22 mm, round, metal, shiny, blue, lens, smooth, with holder, LED module with integrated LED 24 V AC/DC, spring-type terminal, with laser labeling, upper case and lower case, always upper case at beginning of line | - | 0 | 0
3SU1152-6AA50-3AA0-Z | Y11 | 3SU1152-6AA50-3AA0-ZY11 | 1 | UN | 1 | 10 | C | D | EAR99 | N | 85369095 | 1 |  | 0.074 | KG | 21.09 | 21.09 | CP20 | CP20 | Indicator lights, 22 mm, round, metal, shiny, blue, lens, smooth, with holder, LED module with integrated LED 24 V AC/DC, spring-type terminal, with laser labeling, upper case | - | 0 | 0
3SU1152-6AA50-3AA0-Z | Y12 | 3SU1152-6AA50-3AA0-ZY12 | 1 | UN | 1 | 10 | C | D | EAR99 | N | 85369095 | 1 |  | 0.074 | KG | 21.09 | 21.09 | CP20 | CP20 | Indicator lights, 22 mm, round, metal, shiny, blue, lens, smooth, with holder, LED module with integrated LED 24 V AC/DC, spring-type terminal, with laser labeling, lower case | - | 0 | 0
3SU1152-6AA50-3AA0-Z | Y13 | 3SU1152-6AA50-3AA0-ZY13 | 1 | UN | 1 | 10 | C | D | EAR99 | N | 85369095 | 1 |  | 0.074 | KG | 21.09 | 21.09 | CP20 | CP20 | Indicator lights, 22 mm, round, metal, shiny, blue, lens, smooth, with holder, LED module with integrated LED 24 V AC/DC, spring-type terminal, with laser labeling, symbol number according to, ISO 7000 or IEC 60417 | - | 0 | 0
3SU1152-6AA50-3AA0-Z | Y15 | 3SU1152-6AA50-3AA0-ZY15 | 1 | UN | 1 | 10 | C | D | EAR99 | N | 85369095 | 1 |  | 0.074 | KG | 21.09 | 21.09 | CP20 | CP20 | Indicator lights, 22 mm, round, metal, shiny, blue, lens, smooth, with holder, LED module with integrated LED 24 V AC/DC, spring-type terminal, with laser labeling, upper case and lower case, always upper case at the beginning of the word | - | 0 | 0
3SU1152-6AA50-3AA0-Z | Y19 | 3SU1152-6AA50-3AA0-ZY19 | 1 | UN | 1 | 10 | C | D | EAR99 | N | 85369095 | 1 |  | 0.074 | KG | 17.29 | 17.29 | CP20 | CP20 | Indicator lights, 22 mm, round, metal, shiny, blue, lens, smooth, with holder, LED module with integrated LED 24 V AC/DC, spring-type terminal, with laser labeling, inscription or symbol Customer-specific selection with SIRIUS ACT configurator (CIN) | - | 0 | 0
3SU1152-6AA60-1AA0 |  | 3SU1152-6AA60-1AA0 | 1 | UN | 1 | 1 | A | D | N | N | 85369095 | 1 | 4011209957770 | 0.081 | KG | 15.77 | 14.54 | CP20 | CP20 | Indicator lights, 22 mm, round, metal, shiny, white, lens, smooth, with holder, LED module with integrated LED 24 V AC/DC, screw terminal | Lista Papel 2020 SI | 0 | 0
3SU1152-6AA60-1AA0-Z | X90 | 3SU1152-6AA60-1AA0-ZX90 | 1 | UN | 1 | 5 | B | D | N | N | 85369095 | 20 | 4047621059549 | 0.092 | KG | 15.77 | 15.77 | CP20 | CP20 | Indicator lights, 22 mm, round, metal, shiny, white, lens, smooth, with holder, LED module with integrated LED 24 V AC/DC, screw terminal, Z=20-unit packaging | - | 0 | 0
3SU1152-6AA60-1AA0-Z | Y10 | 3SU1152-6AA60-1AA0-ZY10 | 1 | UN | 1 | 10 | C | D | N | N | 85369095 | 1 |  | 0.1 | KG | 20.52 | 20.52 | CP20 | CP20 | Indicator light, 22 mm, round, metal, shiny, white, lens, smooth, with holder, LED module with integrated LED 24 V AC/DC, screw terminal, with laser labeling, upper case and lower case, always upper case at beginning of line | - | 0 | 0
3SU1152-6AA60-1AA0-Z | Y11 | 3SU1152-6AA60-1AA0-ZY11 | 1 | UN | 1 | 10 | C | D | N | N | 85369095 | 1 |  | 0.08 | KG | 20.52 | 20.52 | CP20 | CP20 | Indicator lights, 22 mm, round, metal, shiny, white, lens, smooth, with holder, LED module with integrated LED 24 V AC/DC, screw terminal, with laser labeling, upper case | - | 0 | 0
3SU1152-6AA60-1AA0-Z | Y12 | 3SU1152-6AA60-1AA0-ZY12 | 1 | UN | 1 | 10 | C | D | N | N | 85369095 | 1 |  | 0.03 | KG | 20.52 | 20.52 | CP20 | CP20 | Indicator lights, 22 mm, round, metal, shiny, white, lens, smooth, with holder, LED module with integrated LED 24 V AC/DC, screw terminal, with laser labeling, lower case | - | 0 | 0
3SU1152-6AA60-1AA0-Z | Y13 | 3SU1152-6AA60-1AA0-ZY13 | 1 | UN | 1 | 10 | C | D | N | N | 85369095 | 1 |  | 0.03 | KG | 20.52 | 20.52 | CP20 | CP20 | Indicator lights, 22 mm, round, metal, shiny, white, lens, smooth, with holder, LED module with integrated LED 24 V AC/DC, screw terminal, with laser labeling, symbol number according to, ISO 7000 or IEC 60417 | - | 0 | 0
3SU1152-6AA60-1AA0-Z | Y15 | 3SU1152-6AA60-1AA0-ZY15 | 1 | UN | 1 | 10 | C | D | N | N | 85369095 | 1 |  | 0.03 | KG | 20.52 | 20.52 | CP20 | CP20 | Indicator lights, 22 mm, round, metal, shiny, white, lens, smooth, with holder, LED module with integrated LED 24 V AC/DC, screw terminal, with laser labeling, upper case and lower case, always upper case at the beginning of the word | - | 0 | 0
3SU1152-6AA60-1AA0-Z | Y19 | 3SU1152-6AA60-1AA0-ZY19 | 1 | UN | 1 | 10 | C | D | N | N | 85369095 | 1 |  | 0.03 | KG | 16.72 | 16.72 | CP20 | CP20 | Indicator lights, 22 mm, round, metal, shiny, white, lens, smooth, with holder, LED module with integrated LED 24 V AC/DC, screw terminal, with laser labeling, inscription or symbol Customer-specific selection with SIRIUS ACT configurator (CIN) | - | 0 | 0
3SU1152-6AA60-3AA0 |  | 3SU1152-6AA60-3AA0 | 1 | UN | 1 | 5 | B | D | N | N | 85369095 | 1 | 4011209958531 | 0.081 | KG | 16.34 | 16.34 | CP20 | CP20 | Indicator lights, 22 mm, round, metal, shiny, white, lens, smooth, with holder, LED module with integrated LED 24 V AC/DC, Spring-type terminal | - | 0 | 0
3SU1152-6AA60-3AA0-Z | X90 | 3SU1152-6AA60-3AA0-ZX90 | 1 | UN | 1 | 5 | B | D | EAR99 | N | 85369095 | 20 |  | 0.074 | KG | 16.34 | 16.34 | CP20 | CP20 | Indicator lights, 22 mm, round, metal, shiny, white, lens, smooth, with holder, LED module with integrated LED 24 V AC/DC, spring-type terminal, Z=20-unit packaging | - | 0 | 0
3SU1152-6AA60-3AA0-Z | Y10 | 3SU1152-6AA60-3AA0-ZY10 | 1 | UN | 1 | 10 | C | D | EAR99 | N | 85369095 | 1 |  | 0.074 | KG | 21.09 | 21.09 | CP20 | CP20 | Indicator light, 22 mm, round, metal, shiny, white, lens, smooth, with holder, LED module with integrated LED 24 V AC/DC, spring-type terminal, with laser labeling, upper case and lower case, always upper case at beginning of line | - | 0 | 0
3SU1152-6AA60-3AA0-Z | Y11 | 3SU1152-6AA60-3AA0-ZY11 | 1 | UN | 1 | 10 | C | D | EAR99 | N | 85369095 | 1 |  | 0.074 | KG | 21.09 | 21.09 | CP20 | CP20 | Indicator lights, 22 mm, round, metal, shiny, white, lens, smooth, with holder, LED module with integrated LED 24 V AC/DC, spring-type terminal, with laser labeling, upper case | - | 0 | 0
3SU1152-6AA60-3AA0-Z | Y12 | 3SU1152-6AA60-3AA0-ZY12 | 1 | UN | 1 | 10 | C | D | EAR99 | N | 85369095 | 1 |  | 0.074 | KG | 21.09 | 21.09 | CP20 | CP20 | Indicator lights, 22 mm, round, metal, shiny, white, lens, smooth, with holder, LED module with integrated LED 24 V AC/DC, spring-type terminal, with laser labeling, lower case | - | 0 | 0
3SU1152-6AA60-3AA0-Z | Y13 | 3SU1152-6AA60-3AA0-ZY13 | 1 | UN | 1 | 10 | C | D | EAR99 | N | 85369095 | 1 |  | 0.074 | KG | 21.09 | 21.09 | CP20 | CP20 | Indicator lights, 22 mm, round, metal, shiny, white, lens, smooth, with holder, LED module with integrated LED 24 V AC/DC, spring-type terminal, with laser labeling, symbol number according to, ISO 7000 or IEC 60417 | - | 0 | 0
3SU1152-6AA60-3AA0-Z | Y15 | 3SU1152-6AA60-3AA0-ZY15 | 1 | UN | 1 | 10 | C | D | EAR99 | N | 85369095 | 1 |  | 0.074 | KG | 21.09 | 21.09 | CP20 | CP20 | Indicator lights, 22 mm, round, metal, shiny, white, lens, smooth, with holder, LED module with integrated LED 24 V AC/DC, spring-type terminal, with laser labeling, upper case and lower case, always upper case at the beginning of the word | - | 0 | 0
3SU1152-6AA60-3AA0-Z | Y19 | 3SU1152-6AA60-3AA0-ZY19 | 1 | UN | 1 | 10 | C | D | EAR99 | N | 85369095 | 1 |  | 0.074 | KG | 17.29 | 17.29 | CP20 | CP20 | Indicator lights, 22 mm, round, metal, shiny, white, lens, smooth, with holder, LED module with integrated LED 24 V AC/DC, spring-type terminal, with laser labeling, inscription or symbol Customer-specific selection with SIRIUS ACT configurator (CIN) | - | 0 | 0
3SU1152-6AA70-1AA0 |  | 3SU1152-6AA70-1AA0 | 1 | UN | 1 | 5 | B | D | N | N | 85369095 | 1 | 4011209957787 | 0.081 | KG | 15.77 | 14.54 | CP20 | CP20 | Indicator lights, 22 mm, round, metal, shiny, clear, lens, smooth, with holder, LED module with integrated LED 24 V AC/DC, screw terminal | Lista Papel 2020 SI | 0 | 0
3SU1152-6AA70-1AA0-Z | X90 | 3SU1152-6AA70-1AA0-ZX90 | 1 | UN | 1 | 5 | B | D | EAR99 | N | 85369095 | 20 |  | 0.074 | KG | 15.77 | 15.77 | CP20 | CP20 | Indicator lights, 22 mm, round, metal, shiny, clear, lens, smooth, with holder, LED module with integrated LED 24 V AC/DC, screw terminal, Z=20-unit packaging | - | 0 | 0
3SU1152-6AA70-1AA0-Z | Y10 | 3SU1152-6AA70-1AA0-ZY10 | 1 | UN | 1 | 10 | C | D | EAR99 | N | 85369095 | 1 |  | 0.074 | KG | 20.52 | 20.52 | CP20 | CP20 | Indicator light, 22 mm, round, metal, shiny, clear, lens, smooth, with holder, LED module with integrated LED 24 V AC/DC, screw terminal, with laser labeling, upper case and lower case, always upper case at beginning of line | - | 0 | 0
3SU1152-6AA70-1AA0-Z | Y11 | 3SU1152-6AA70-1AA0-ZY11 | 1 | UN | 1 | 10 | C | D | EAR99 | N | 85369095 | 1 |  | 0.074 | KG | 20.52 | 20.52 | CP20 | CP20 | Indicator lights, 22 mm, round, metal, shiny, clear, lens, smooth, with holder, LED module with integrated LED 24 V AC/DC, screw terminal, with laser labeling, upper case | - | 0 | 0
3SU1152-6AA70-1AA0-Z | Y12 | 3SU1152-6AA70-1AA0-ZY12 | 1 | UN | 1 | 10 | C | D | EAR99 | N | 85369095 | 1 |  | 0.074 | KG | 20.52 | 20.52 | CP20 | CP20 | Indicator lights, 22 mm, round, metal, shiny, clear, lens, smooth, with holder, LED module with integrated LED 24 V AC/DC, screw terminal, with laser labeling, lower case | - | 0 | 0
3SU1152-6AA70-1AA0-Z | Y13 | 3SU1152-6AA70-1AA0-ZY13 | 1 | UN | 1 | 10 | C | D | EAR99 | N | 85369095 | 1 |  | 0.074 | KG | 20.52 | 20.52 | CP20 | CP20 | Indicator lights, 22 mm, round, metal, shiny, clear, lens, smooth, with holder, LED module with integrated LED 24 V AC/DC, screw terminal, with laser labeling, symbol number according to, ISO 7000 or IEC 60417 | - | 0 | 0
3SU1152-6AA70-1AA0-Z | Y15 | 3SU1152-6AA70-1AA0-ZY15 | 1 | UN | 1 | 10 | C | D | EAR99 | N | 85369095 | 1 |  | 0.074 | KG | 20.52 | 20.52 | CP20 | CP20 | Indicator lights, 22 mm, round, metal, shiny, clear, lens, smooth, with holder, LED module with integrated LED 24 V AC/DC, screw terminal, with laser labeling, upper case and lower case, always upper case at the beginning of the word | - | 0 | 0
3SU1152-6AA70-1AA0-Z | Y19 | 3SU1152-6AA70-1AA0-ZY19 | 1 | UN | 1 | 10 | C | D | EAR99 | N | 85369095 | 1 |  | 0.074 | KG | 16.72 | 16.72 | CP20 | CP20 | Indicator lights, 22 mm, round, metal, shiny, clear, lens, smooth, with holder, LED module with integrated LED 24 V AC/DC, screw terminal, with laser labeling, inscription or symbol Customer-specific selection with SIRIUS ACT configurator (CIN) | - | 0 | 0
3SU1152-6AA70-3AA0 |  | 3SU1152-6AA70-3AA0 | 1 | UN | 1 | 5 | B | D | N | N | 85369095 | 1 | 4011209958548 | 0.08 | KG | 16.34 | 16.34 | CP20 | CP20 | Indicator lights, 22 mm, round, metal, shiny, clear, lens, smooth, with holder, LED module with integrated LED 24 V AC/DC, Spring-type terminal | - | 0 | 0
3SU1152-6AA70-3AA0-Z | X90 | 3SU1152-6AA70-3AA0-ZX90 | 1 | UN | 1 | 5 | B | D | EAR99 | N | 85369095 | 20 |  | 0.074 | KG | 16.34 | 16.34 | CP20 | CP20 | Indicator lights, 22 mm, round, metal, shiny, clear, lens, smooth, with holder, LED module with integrated LED 24 V AC/DC, spring-type terminal, Z=20-unit packaging | - | 0 | 0
3SU1152-6AA70-3AA0-Z | Y10 | 3SU1152-6AA70-3AA0-ZY10 | 1 | UN | 1 | 10 | C | D | EAR99 | N | 85369095 | 1 |  | 0.074 | KG | 21.09 | 21.09 | CP20 | CP20 | Indicator light, 22 mm, round, metal, shiny, clear, lens, smooth, with holder, LED module with integrated LED 24 V AC/DC, spring-type terminal, with laser labeling, upper case and lower case, always upper case at beginning of line | - | 0 | 0
3SU1152-6AA70-3AA0-Z | Y11 | 3SU1152-6AA70-3AA0-ZY11 | 1 | UN | 1 | 10 | C | D | EAR99 | N | 85369095 | 1 |  | 0.074 | KG | 21.09 | 21.09 | CP20 | CP20 | Indicator lights, 22 mm, round, metal, shiny, clear, lens, smooth, with holder, LED module with integrated LED 24 V AC/DC, spring-type terminal, with laser labeling, upper case | - | 0 | 0
3SU1152-6AA70-3AA0-Z | Y12 | 3SU1152-6AA70-3AA0-ZY12 | 1 | UN | 1 | 10 | C | D | EAR99 | N | 85369095 | 1 |  | 0.074 | KG | 21.09 | 21.09 | CP20 | CP20 | Indicator lights, 22 mm, round, metal, shiny, clear, lens, smooth, with holder, LED module with integrated LED 24 V AC/DC, spring-type terminal, with laser labeling, lower case | - | 0 | 0
3SU1152-6AA70-3AA0-Z | Y13 | 3SU1152-6AA70-3AA0-ZY13 | 1 | UN | 1 | 10 | C | D | EAR99 | N | 85369095 | 1 |  | 0.074 | KG | 21.09 | 21.09 | CP20 | CP20 | Indicator lights, 22 mm, round, metal, shiny, clear, lens, smooth, with holder, LED module with integrated LED 24 V AC/DC, spring-type terminal, with laser labeling, symbol number according to, ISO 7000 or IEC 60417 | - | 0 | 0
3SU1152-6AA70-3AA0-Z | Y15 | 3SU1152-6AA70-3AA0-ZY15 | 1 | UN | 1 | 10 | C | D | EAR99 | N | 85369095 | 1 |  | 0.074 | KG | 21.09 | 21.09 | CP20 | CP20 | Indicator lights, 22 mm, round, metal, shiny, clear, lens, smooth, with holder, LED module with integrated LED 24 V AC/DC, spring-type terminal, with laser labeling, upper case and lower case, always upper case at the beginning of the word | - | 0 | 0
3SU1152-6AA70-3AA0-Z | Y19 | 3SU1152-6AA70-3AA0-ZY19 | 1 | UN | 1 | 10 | C | D | EAR99 | N | 85369095 | 1 |  | 0.074 | KG | 17.29 | 17.29 | CP20 | CP20 | Indicator lights, 22 mm, round, metal, shiny, clear, lens, smooth, with holder, LED module with integrated LED 24 V AC/DC, spring-type terminal, with laser labeling, inscription or symbol Customer-specific selection with SIRIUS ACT configurator (CIN) | - | 0 | 0
3SU1153-0AB00-1BA0 |  | 3SU1153-0AB00-1BA0 | 1 | UN | 1 | 5 | B | D | N | N | 85365080 | 1 | 4011209959118 | 0.1 | KG | 29.74 | 29.74 | CP20 | CP20 | Illuminated pushbutton, 22 mm, round, metal, shiny, amber, pushbutton, flat, momentary contact type, with holder, 1 NO, LED module with integrated LED 110 V AC, screw terminal | - | 0 | 0
3SU1153-0AB00-1BA0-Z | X90 | 3SU1153-0AB00-1BA0-ZX90 | 1 | UN | 1 | 5 | B | D | EAR99 | N | 85365080 | 20 |  | 0.093 | KG | 29.74 | 29.74 | CP20 | CP20 | Illuminated pushbutton, 22 mm, round, metal, shiny, amber, pushbutton, flat, momentary contact type, with holder, 1NO, LED module with integrated LED 110 V AC, screw terminal, Z=20-unit packaging | - | 0 | 0
3SU1153-0AB00-1BA0-Z | Y10 | 3SU1153-0AB00-1BA0-ZY10 | 1 | UN | 1 | 10 | C | D | EAR99 | N | 85365080 | 1 |  | 0.093 | KG | 34.49 | 34.49 | CP20 | CP20 | Illuminated pushbutton, 22 mm, round, metal, shiny, amber, pushbutton, flat, momentary contact type, with holder, 1NO, LED module with integrated LED 110 V AC, screw terminal, with laser labeling, upper case and lower case, always upper case at beginning of line | - | 0 | 0
3SU1153-0AB00-1BA0-Z | Y11 | 3SU1153-0AB00-1BA0-ZY11 | 1 | UN | 1 | 10 | C | D | EAR99 | N | 85365080 | 1 |  | 0.093 | KG | 34.49 | 34.49 | CP20 | CP20 | Illuminated pushbutton, 22 mm, round, metal, shiny, amber, pushbutton, flat, momentary contact type, with holder, 1NO, LED module with integrated LED 110 V AC, screw terminal, with laser labeling, upper case | - | 0 | 0
3SU1153-0AB00-1BA0-Z | Y12 | 3SU1153-0AB00-1BA0-ZY12 | 1 | UN | 1 | 10 | C | D | EAR99 | N | 85365080 | 1 |  | 0.093 | KG | 34.49 | 34.49 | CP20 | CP20 | Illuminated pushbutton, 22 mm, round, metal, shiny, amber, pushbutton, flat, momentary contact type, with holder, 1NO, LED module with integrated LED 110 V AC, screw terminal, with laser labeling, lower case | - | 0 | 0
3SU1153-0AB00-1BA0-Z | Y13 | 3SU1153-0AB00-1BA0-ZY13 | 1 | UN | 1 | 10 | C | D | EAR99 | N | 85365080 | 1 |  | 0.093 | KG | 34.49 | 34.49 | CP20 | CP20 | Illuminated pushbutton, 22 mm, round, metal, shiny, amber, pushbutton, flat, momentary contact type, with holder, 1NO, LED module with integrated LED 110 V AC, screw terminal, with laser labeling, symbol number according to, ISO 7000 or IEC 60417 | - | 0 | 0
3SU1153-0AB00-1BA0-Z | Y15 | 3SU1153-0AB00-1BA0-ZY15 | 1 | UN | 1 | 10 | C | D | EAR99 | N | 85365080 | 1 |  | 0.093 | KG | 34.49 | 34.49 | CP20 | CP20 | Illuminated pushbutton, 22 mm, round, metal, shiny, amber, pushbutton, flat, momentary contact type, with holder, 1NO, LED module with integrated LED 110 V AC, screw terminal, with laser labeling, upper case and lower case, Always upper case at the beginning of the word | - | 0 | 0
3SU1153-0AB00-1BA0-Z | Y19 | 3SU1153-0AB00-1BA0-ZY19 | 1 | UN | 1 | 10 | C | D | EAR99 | N | 85365080 | 1 |  | 0.093 | KG | 30.69 | 30.69 | CP20 | CP20 | Illuminated pushbutton, 22 mm, round, metal, shiny, amber, pushbutton, flat, momentary contact type, with holder, 1NO, LED module with integrated LED 110 V AC, screw terminal, with laser labeling, inscription or symbol Customer-specific selection with SIRIUS ACT configurator (CIN) | - | 0 | 0
3SU1153-0AB00-1FA0 |  | 3SU1153-0AB00-1FA0 | 1 | UN | 1 | 5 | B | D | N | N | 85365080 | 1 | 4011209958982 | 0.108 | KG | 33.06 | 33.06 | CP20 | CP20 | Illuminated pushbutton, 22 mm, round, metal, shiny, amber, pushbutton, flat, momentary contact type, with holder, 1 NO+1 NC, LED module with integrated LED 110 V AC, screw terminal | - | 0 | 0
3SU1153-0AB00-1FA0-Z | X90 | 3SU1153-0AB00-1FA0-ZX90 | 1 | UN | 1 | 5 | B | D | EAR99 | N | 85365080 | 20 |  | 0.101 | KG | 33.06 | 33.06 | CP20 | CP20 | Illuminated pushbutton, 22 mm, round, metal, shiny, amber, pushbutton, flat, momentary contact type, with holder, 1 NO+1 NC, LED module with integrated LED 110 V AC, screw terminal, Z=20-unit packaging | - | 0 | 0
3SU1153-0AB00-1FA0-Z | Y10 | 3SU1153-0AB00-1FA0-ZY10 | 1 | UN | 1 | 10 | C | D | EAR99 | N | 85365080 | 1 |  | 0.101 | KG | 37.81 | 37.81 | CP20 | CP20 | Illuminated pushbutton, 22 mm, round, metal, shiny, amber, pushbutton, flat, momentary contact type, with holder, 1 NO+1 NC, LED module with integrated LED 110 V AC, screw terminal, with laser labeling, upper case and lower case, always upper case at beginning of line | - | 0 | 0
3SU1153-0AB00-1FA0-Z | Y11 | 3SU1153-0AB00-1FA0-ZY11 | 1 | UN | 1 | 10 | C | D | EAR99 | N | 85365080 | 1 |  | 0.101 | KG | 37.81 | 37.81 | CP20 | CP20 | Illuminated pushbutton, 22 mm, round, metal, shiny, amber, pushbutton, flat, momentary contact type, with holder, 1 NO+1 NC, LED module with integrated LED 110 V AC, screw terminal, with laser labeling, upper case | - | 0 | 0
3SU1153-0AB00-1FA0-Z | Y12 | 3SU1153-0AB00-1FA0-ZY12 | 1 | UN | 1 | 10 | C | D | EAR99 | N | 85365080 | 1 |  | 0.101 | KG | 37.81 | 37.81 | CP20 | CP20 | Illuminated pushbutton, 22 mm, round, metal, shiny, amber, pushbutton, flat, momentary contact type, with holder, 1 NO+1 NC, LED module with integrated LED 110 V AC, screw terminal, with laser labeling, lower case | - | 0 | 0
3SU1153-0AB00-1FA0-Z | Y13 | 3SU1153-0AB00-1FA0-ZY13 | 1 | UN | 1 | 10 | C | D | EAR99 | N | 85365080 | 1 |  | 0.101 | KG | 37.81 | 37.81 | CP20 | CP20 | Illuminated pushbutton, 22 mm, round, metal, shiny, amber, pushbutton, flat, momentary contact type, with holder, 1 NO+1 NC, LED module with integrated LED 110 V AC, screw terminal, with laser labeling, symbol number according to, ISO 7000 or IEC 60417 | - | 0 | 0
3SU1153-0AB00-1FA0-Z | Y15 | 3SU1153-0AB00-1FA0-ZY15 | 1 | UN | 1 | 10 | C | D | EAR99 | N | 85365080 | 1 |  | 0.101 | KG | 37.81 | 37.81 | CP20 | CP20 | Illuminated pushbutton, 22 mm, round, metal, shiny, amber, pushbutton, flat, momentary contact type, with holder, 1 NO+1 NC, LED module with integrated LED 110 V AC, screw terminal, with laser labeling, upper case and lower case, Always upper case at the beginning of the word | - | 0 | 0
3SU1153-0AB00-1FA0-Z | Y19 | 3SU1153-0AB00-1FA0-ZY19 | 1 | UN | 1 | 10 | C | D | EAR99 | N | 85365080 | 1 |  | 0.101 | KG | 34.01 | 34.01 | CP20 | CP20 | Illuminated pushbutton, 22 mm, round, metal, shiny, amber, pushbutton, flat, momentary contact type, with holder, 1 NO+1 NC, LED module with integrated LED 110 V AC, screw terminal, with laser labeling, inscription or symbol Customer-specific selection with SIRIUS ACT configurator (CIN) | - | 0 | 0
3SU1153-0AB20-1CA0 |  | 3SU1153-0AB20-1CA0 | 1 | UN | 1 | 5 | B | D | N | N | 85365080 | 1 | 4011209959309 | 0.1 | KG | 29.74 | 28.69 | CP20 | CP20 | Illuminated pushbutton, 22 mm, round, metal, shiny, red, pushbutton, flat, momentary contact type, with holder, 1 NC, LED module with integrated LED 110 V AC, screw terminal | Lista Papel 2020 SI | 0 | 0
3SU1153-0AB20-1CA0-Z | X90 | 3SU1153-0AB20-1CA0-ZX90 | 1 | UN | 1 | 5 | B | D | EAR99 | N | 85365080 | 20 |  | 0.093 | KG | 29.74 | 29.74 | CP20 | CP20 | Illuminated pushbutton, 22 mm, round, metal, shiny, red, pushbutton, flat, momentary contact type, with holder, 1NC, LED module with integrated LED 110 V AC, screw terminal, Z=20-unit packaging | - | 0 | 0
3SU1153-0AB20-1CA0-Z | Y10 | 3SU1153-0AB20-1CA0-ZY10 | 1 | UN | 1 | 10 | C | D | EAR99 | N | 85365080 | 1 |  | 0.093 | KG | 34.49 | 34.49 | CP20 | CP20 | Illuminated pushbutton, 22 mm, round, metal, shiny, red, pushbutton, flat, momentary contact type, with holder, 1NC, LED module with integrated LED 110 V AC, screw terminal, with laser labeling, upper case and lower case, always upper case at beginning of line | - | 0 | 0
3SU1153-0AB20-1CA0-Z | Y11 | 3SU1153-0AB20-1CA0-ZY11 | 1 | UN | 1 | 10 | C | D | EAR99 | N | 85365080 | 1 |  | 0.093 | KG | 34.49 | 34.49 | CP20 | CP20 | Illuminated pushbutton, 22 mm, round, metal, shiny, red, pushbutton, flat, momentary contact type, with holder, 1NC, LED module with integrated LED 110 V AC, screw terminal, with laser labeling, upper case | - | 0 | 0
3SU1153-0AB20-1CA0-Z | Y12 | 3SU1153-0AB20-1CA0-ZY12 | 1 | UN | 1 | 10 | C | D | EAR99 | N | 85365080 | 1 |  | 0.093 | KG | 34.49 | 34.49 | CP20 | CP20 | Illuminated pushbutton, 22 mm, round, metal, shiny, red, pushbutton, flat, momentary contact type, with holder, 1NC, LED module with integrated LED 110 V AC, screw terminal, with laser labeling, lower case | - | 0 | 0
3SU1153-0AB20-1CA0-Z | Y13 | 3SU1153-0AB20-1CA0-ZY13 | 1 | UN | 1 | 10 | C | D | EAR99 | N | 85365080 | 1 |  | 0.093 | KG | 34.49 | 34.49 | CP20 | CP20 | Illuminated pushbutton, 22 mm, round, metal, shiny, red, pushbutton, flat, momentary contact type, with holder, 1NC, LED module with integrated LED 110 V AC, screw terminal, with laser labeling, symbol number according to, ISO 7000 or IEC 60417 | - | 0 | 0
3SU1153-0AB20-1CA0-Z | Y15 | 3SU1153-0AB20-1CA0-ZY15 | 1 | UN | 1 | 10 | C | D | EAR99 | N | 85365080 | 1 |  | 0.093 | KG | 34.49 | 34.49 | CP20 | CP20 | Illuminated pushbutton, 22 mm, round, metal, shiny, red, pushbutton, flat, momentary contact type, with holder, 1NC, LED module with integrated LED 110 V AC, screw terminal, with laser labeling, upper case and lower case, Always upper case at the beginning of the word | - | 0 | 0
3SU1153-0AB20-1CA0-Z | Y19 | 3SU1153-0AB20-1CA0-ZY19 | 1 | UN | 1 | 10 | C | D | EAR99 | N | 85365080 | 1 |  | 0.093 | KG | 30.69 | 30.69 | CP20 | CP20 | Illuminated pushbutton, 22 mm, round, metal, shiny, red, pushbutton, flat, momentary contact type, with holder, 1NC, LED module with integrated LED 110 V AC, screw terminal, with laser labeling, inscription or symbol Customer-specific selection with SIRIUS ACT configurator (CIN) | - | 0 | 0
3SU1153-0AB20-1FA0 |  | 3SU1153-0AB20-1FA0 | 1 | UN | 1 | 5 | B | D | N | N | 85365080 | 1 | 4011209958999 | 0.112 | KG | 33.06 | 33.06 | CP20 | CP20 | Illuminated pushbutton, 22 mm, round, metal, shiny, red, pushbutton, flat, momentary contact type, with holder, 1 NO+1 NC, LED module with integrated LED 110 V AC, screw terminal | - | 0 | 0
3SU1153-0AB20-1FA0-Z | X90 | 3SU1153-0AB20-1FA0-ZX90 | 1 | UN | 1 | 5 | B | D | EAR99 | N | 85365080 | 20 |  | 0.101 | KG | 33.06 | 33.06 | CP20 | CP20 | Illuminated pushbutton, 22 mm, round, metal, shiny, red, pushbutton, flat, momentary contact type, with holder, 1 NO+1 NC, LED module with integrated LED 110 V AC, screw terminal, Z=20-unit packaging | - | 0 | 0
3SU1153-0AB20-1FA0-Z | Y10 | 3SU1153-0AB20-1FA0-ZY10 | 1 | UN | 1 | 10 | C | D | EAR99 | N | 85365080 | 1 |  | 0.101 | KG | 37.81 | 37.81 | CP20 | CP20 | Illuminated pushbutton, 22 mm, round, metal, shiny, red, pushbutton, flat, momentary contact type, with holder, 1 NO+1 NC, LED module with integrated LED 110 V AC, screw terminal, with laser labeling, upper case and lower case, always upper case at beginning of line | - | 0 | 0
3SU1153-0AB20-1FA0-Z | Y11 | 3SU1153-0AB20-1FA0-ZY11 | 1 | UN | 1 | 10 | C | D | EAR99 | N | 85365080 | 1 |  | 0.101 | KG | 37.81 | 37.81 | CP20 | CP20 | Illuminated pushbutton, 22 mm, round, metal, shiny, red, pushbutton, flat, momentary contact type, with holder, 1 NO+1 NC, LED module with integrated LED 110 V AC, screw terminal, with laser labeling, upper case | - | 0 | 0
3SU1153-0AB20-1FA0-Z | Y12 | 3SU1153-0AB20-1FA0-ZY12 | 1 | UN | 1 | 10 | C | D | EAR99 | N | 85365080 | 1 |  | 0.101 | KG | 37.81 | 37.81 | CP20 | CP20 | Illuminated pushbutton, 22 mm, round, metal, shiny, red, pushbutton, flat, momentary contact type, with holder, 1 NO+1 NC, LED module with integrated LED 110 V AC, screw terminal, with laser labeling, lower case | - | 0 | 0
3SU1153-0AB20-1FA0-Z | Y13 | 3SU1153-0AB20-1FA0-ZY13 | 1 | UN | 1 | 10 | C | D | EAR99 | N | 85365080 | 1 |  | 0.101 | KG | 37.81 | 37.81 | CP20 | CP20 | Illuminated pushbutton, 22 mm, round, metal, shiny, red, pushbutton, flat, momentary contact type, with holder, 1 NO+1 NC, LED module with integrated LED 110 V AC, screw terminal, with laser labeling, symbol number according to, ISO 7000 or IEC 60417 | - | 0 | 0
3SU1153-0AB20-1FA0-Z | Y15 | 3SU1153-0AB20-1FA0-ZY15 | 1 | UN | 1 | 10 | C | D | EAR99 | N | 85365080 | 1 |  | 0.101 | KG | 37.81 | 37.81 | CP20 | CP20 | Illuminated pushbutton, 22 mm, round, metal, shiny, red, pushbutton, flat, momentary contact type, with holder, 1 NO+1 NC, LED module with integrated LED 110 V AC, screw terminal, with laser labeling, upper case and lower case, Always upper case at the beginning of the word | - | 0 | 0
3SU1153-0AB20-1FA0-Z | Y19 | 3SU1153-0AB20-1FA0-ZY19 | 1 | UN | 1 | 10 | C | D | EAR99 | N | 85365080 | 1 |  | 0.101 | KG | 34.01 | 34.01 | CP20 | CP20 | Illuminated pushbutton, 22 mm, round, metal, shiny, red, pushbutton, flat, momentary contact type, with holder, 1 NO+1 NC, LED module with integrated LED 110 V AC, screw terminal, with laser labeling, inscription or symbol Customer-specific selection with SIRIUS ACT configurator (CIN) | - | 0 | 0
3SU1153-0AB20-3CA0 |  | 3SU1153-0AB20-3CA0 | 1 | UN | 1 | 5 | B | D | N | N | 85365080 | 1 | 4011209956391 | 0.1 | KG | 31.83 | 31.83 | CP20 | CP20 | Illuminated pushbutton, 22 mm, round, metal, shiny, red, pushbutton, flat, momentary contact type, with holder, 1 NC, LED module with integrated LED 110 V AC, Spring-type terminal | - | 0 | 0
3SU1153-0AB20-3CA0-Z | X90 | 3SU1153-0AB20-3CA0-ZX90 | 1 | UN | 1 | 5 | B | D | EAR99 | N | 85365080 | 20 |  | 0.093 | KG | 31.83 | 31.83 | CP20 | CP20 | Illuminated pushbutton, 22 mm, round, metal, shiny, red, pushbutton, flat, momentary contact type, with holder, 1NC, LED module with integrated LED 110 V AC, spring-type terminal, Z=20-unit packaging | - | 0 | 0
3SU1153-0AB20-3CA0-Z | Y10 | 3SU1153-0AB20-3CA0-ZY10 | 1 | UN | 1 | 10 | C | D | EAR99 | N | 85365080 | 1 |  | 0.093 | KG | 36.58 | 36.58 | CP20 | CP20 | Illuminated pushbutton, 22 mm, round, metal, shiny, red, pushbutton, flat, momentary contact type, with holder, 1NC, LED module with integrated LED 110 V AC, spring-type terminal, with laser labeling, upper case and lower case, always upper case at beginning of line | - | 0 | 0
3SU1153-0AB20-3CA0-Z | Y11 | 3SU1153-0AB20-3CA0-ZY11 | 1 | UN | 1 | 10 | C | D | EAR99 | N | 85365080 | 1 |  | 0.093 | KG | 36.58 | 36.58 | CP20 | CP20 | Illuminated pushbutton, 22 mm, round, metal, shiny, red, pushbutton, flat, momentary contact type, with holder, 1NC, LED module with integrated LED 110 V AC, spring-type terminal, with laser labeling, upper case | - | 0 | 0
3SU1153-0AB20-3CA0-Z | Y12 | 3SU1153-0AB20-3CA0-ZY12 | 1 | UN | 1 | 10 | C | D | EAR99 | N | 85365080 | 1 |  | 0.093 | KG | 36.58 | 36.58 | CP20 | CP20 | Illuminated pushbutton, 22 mm, round, metal, shiny, red, pushbutton, flat, momentary contact type, with holder, 1NC, LED module with integrated LED 110 V AC, spring-type terminal, with laser labeling, lower case | - | 0 | 0
3SU1153-0AB20-3CA0-Z | Y13 | 3SU1153-0AB20-3CA0-ZY13 | 1 | UN | 1 | 10 | C | D | EAR99 | N | 85365080 | 1 |  | 0.093 | KG | 36.58 | 36.58 | CP20 | CP20 | Illuminated pushbutton, 22 mm, round, metal, shiny, red, pushbutton, flat, momentary contact type, with holder, 1NC, LED module with integrated LED 110 V AC, spring-type terminal, with laser labeling, symbol number according to, ISO 7000 or IEC 60417 | - | 0 | 0
3SU1153-0AB20-3CA0-Z | Y15 | 3SU1153-0AB20-3CA0-ZY15 | 1 | UN | 1 | 10 | C | D | EAR99 | N | 85365080 | 1 |  | 0.093 | KG | 36.58 | 36.58 | CP20 | CP20 | Illuminated pushbutton, 22 mm, round, metal, shiny, red, pushbutton, flat, momentary contact type, with holder, 1NC, LED module with integrated LED 110 V AC, spring-type terminal, with laser labeling, upper case and lower case, Always upper case at the beginning of the word | - | 0 | 0
3SU1153-0AB20-3CA0-Z | Y19 | 3SU1153-0AB20-3CA0-ZY19 | 1 | UN | 1 | 10 | C | D | EAR99 | N | 85365080 | 1 |  | 0.093 | KG | 32.78 | 32.78 | CP20 | CP20 | Illuminated pushbutton, 22 mm, round, metal, shiny, red, pushbutton, flat, momentary contact type, with holder, 1NC, LED module with integrated LED 110 V AC, spring-type terminal, with laser labeling, inscription or symbol Customer-specific selection with SIRIUS ACT configurator (CIN) | - | 0 | 0
3SU1153-0AB20-3FA0 |  | 3SU1153-0AB20-3FA0 | 1 | UN | 1 | 5 | B | D | N | N | 85365080 | 1 | 4011209959057 | 0.11 | KG | 35.63 | 35.63 | CP20 | CP20 | Illuminated pushbutton, 22 mm, round, metal, shiny, red, pushbutton, flat, momentary contact type, with holder, 1 NO+1 NC, LED module with integrated LED 110 V AC, Spring-type terminal | - | 0 | 0
3SU1153-0AB20-3FA0-Z | X90 | 3SU1153-0AB20-3FA0-ZX90 | 1 | UN | 1 | 5 | B | D | EAR99 | N | 85365080 | 20 |  | 0.101 | KG | 35.63 | 35.63 | CP20 | CP20 | Illuminated pushbutton, 22 mm, round, metal, shiny, red, pushbutton, flat, momentary contact type, with holder, 1 NO+1 NC, LED module with integrated LED 110 V AC, spring-type terminal, Z=20-unit packaging | - | 0 | 0
3SU1153-0AB20-3FA0-Z | Y10 | 3SU1153-0AB20-3FA0-ZY10 | 1 | UN | 1 | 10 | C | D | EAR99 | N | 85365080 | 1 |  | 0.101 | KG | 40.38 | 40.38 | CP20 | CP20 | Illuminated pushbutton, 22 mm, round, metal, shiny, red, pushbutton, flat, momentary contact type, with holder, 1 NO+1 NC, LED module with integrated LED 110 V AC, spring-type terminal, with laser labeling, upper case and lower case, always upper case at beginning of line | - | 0 | 0
3SU1153-0AB20-3FA0-Z | Y11 | 3SU1153-0AB20-3FA0-ZY11 | 1 | UN | 1 | 10 | C | D | EAR99 | N | 85365080 | 1 |  | 0.101 | KG | 40.38 | 40.38 | CP20 | CP20 | Illuminated pushbutton, 22 mm, round, metal, shiny, red, pushbutton, flat, momentary contact type, with holder, 1 NO+1 NC, LED module with integrated LED 110 V AC, spring-type terminal, with laser labeling, upper case | - | 0 | 0
3SU1153-0AB20-3FA0-Z | Y12 | 3SU1153-0AB20-3FA0-ZY12 | 1 | UN | 1 | 10 | C | D | EAR99 | N | 85365080 | 1 |  | 0.101 | KG | 40.38 | 40.38 | CP20 | CP20 | Illuminated pushbutton, 22 mm, round, metal, shiny, red, pushbutton, flat, momentary contact type, with holder, 1 NO+1 NC, LED module with integrated LED 110 V AC, spring-type terminal, with laser labeling, lower case | - | 0 | 0
3SU1153-0AB20-3FA0-Z | Y13 | 3SU1153-0AB20-3FA0-ZY13 | 1 | UN | 1 | 10 | C | D | EAR99 | N | 85365080 | 1 |  | 0.101 | KG | 40.38 | 40.38 | CP20 | CP20 | Illuminated pushbutton, 22 mm, round, metal, shiny, red, pushbutton, flat, momentary contact type, with holder, 1 NO+1 NC, LED module with integrated LED 110 V AC, spring-type terminal, with laser labeling, symbol number according to, ISO 7000 or IEC 60417 | - | 0 | 0
3SU1153-0AB20-3FA0-Z | Y15 | 3SU1153-0AB20-3FA0-ZY15 | 1 | UN | 1 | 10 | C | D | EAR99 | N | 85365080 | 1 |  | 0.101 | KG | 40.38 | 40.38 | CP20 | CP20 | Illuminated pushbutton, 22 mm, round, metal, shiny, red, pushbutton, flat, momentary contact type, with holder, 1 NO+1 NC, LED module with integrated LED 110 V AC, spring-type terminal, with laser labeling, upper case and lower case, Always upper case at the beginning of the word | - | 0 | 0
3SU1153-0AB20-3FA0-Z | Y19 | 3SU1153-0AB20-3FA0-ZY19 | 1 | UN | 1 | 10 | C | D | EAR99 | N | 85365080 | 1 |  | 0.101 | KG | 36.58 | 36.58 | CP20 | CP20 | Illuminated pushbutton, 22 mm, round, metal, shiny, red, pushbutton, flat, momentary contact type, with holder, 1 NO+1 NC, LED module with integrated LED 110 V AC, spring-type terminal, with laser labeling, inscription or symbol Customer-specific selection with SIRIUS ACT configurator (CIN) | - | 0 | 0
3SU1153-0AB30-1BA0 |  | 3SU1153-0AB30-1BA0 | 1 | UN | 1 | 5 | B | D | N | N | 85365080 | 1 | 4011209959125 | 0.099 | KG | 29.74 | 28.69 | CP20 | CP20 | Illuminated pushbutton, 22 mm, round, metal, shiny, yellow, pushbutton, flat, momentary contact type, with holder, 1 NO, LED module with integrated LED 110 V AC, screw terminal | Lista Papel 2020 SI | 0 | 0
3SU1153-0AB30-1BA0-Z | X90 | 3SU1153-0AB30-1BA0-ZX90 | 1 | UN | 1 | 5 | B | D | EAR99 | N | 85365080 | 20 |  | 0.093 | KG | 29.74 | 29.74 | CP20 | CP20 | Illuminated pushbutton, 22 mm, round, metal, shiny, yellow, pushbutton, flat, momentary contact type, with holder, 1NO, LED module with integrated LED 110 V AC, screw terminal, Z=20-unit packaging | - | 0 | 0
3SU1153-0AB30-1BA0-Z | Y10 | 3SU1153-0AB30-1BA0-ZY10 | 1 | UN | 1 | 10 | C | D | EAR99 | N | 85365080 | 1 |  | 0.093 | KG | 34.49 | 34.49 | CP20 | CP20 | Illuminated pushbutton, 22 mm, round, metal, shiny, yellow, pushbutton, flat, momentary contact type, with holder, 1NO, LED module with integrated LED 110 V AC, screw terminal, with laser labeling, upper case and lower case, always upper case at beginning of line | - | 0 | 0
3SU1153-0AB30-1BA0-Z | Y11 | 3SU1153-0AB30-1BA0-ZY11 | 1 | UN | 1 | 10 | C | D | EAR99 | N | 85365080 | 1 |  | 0.093 | KG | 34.49 | 34.49 | CP20 | CP20 | Illuminated pushbutton, 22 mm, round, metal, shiny, yellow, pushbutton, flat, momentary contact type, with holder, 1NO, LED module with integrated LED 110 V AC, screw terminal, with laser labeling, upper case | - | 0 | 0
3SU1153-0AB30-1BA0-Z | Y12 | 3SU1153-0AB30-1BA0-ZY12 | 1 | UN | 1 | 10 | C | D | EAR99 | N | 85365080 | 1 |  | 0.093 | KG | 34.49 | 34.49 | CP20 | CP20 | Illuminated pushbutton, 22 mm, round, metal, shiny, yellow, pushbutton, flat, momentary contact type, with holder, 1NO, LED module with integrated LED 110 V AC, screw terminal, with laser labeling, lower case | - | 0 | 0
3SU1153-0AB30-1BA0-Z | Y13 | 3SU1153-0AB30-1BA0-ZY13 | 1 | UN | 1 | 10 | C | D | EAR99 | N | 85365080 | 1 |  | 0.093 | KG | 34.49 | 34.49 | CP20 | CP20 | Illuminated pushbutton, 22 mm, round, metal, shiny, yellow, pushbutton, flat, momentary contact type, with holder, 1NO, LED module with integrated LED 110 V AC, screw terminal, with laser labeling, symbol number according to, ISO 7000 or IEC 60417 | - | 0 | 0
3SU1153-0AB30-1BA0-Z | Y15 | 3SU1153-0AB30-1BA0-ZY15 | 1 | UN | 1 | 10 | C | D | EAR99 | N | 85365080 | 1 |  | 0.093 | KG | 34.49 | 34.49 | CP20 | CP20 | Illuminated pushbutton, 22 mm, round, metal, shiny, yellow, pushbutton, flat, momentary contact type, with holder, 1NO, LED module with integrated LED 110 V AC, screw terminal, with laser labeling, upper case and lower case, Always upper case at the beginning of the word | - | 0 | 0
3SU1153-0AB30-1BA0-Z | Y19 | 3SU1153-0AB30-1BA0-ZY19 | 1 | UN | 1 | 10 | C | D | EAR99 | N | 85365080 | 1 |  | 0.093 | KG | 30.69 | 30.69 | CP20 | CP20 | Illuminated pushbutton, 22 mm, round, metal, shiny, yellow, pushbutton, flat, momentary contact type, with holder, 1NO, LED module with integrated LED 110 V AC, screw terminal, with laser labeling, inscription or symbol Customer-specific selection with SIRIUS ACT configurator (CIN) | - | 0 | 0
3SU1153-0AB30-1FA0 |  | 3SU1153-0AB30-1FA0 | 1 | UN | 1 | 5 | B | D | N | N | 85365080 | 1 | 4011209959002 | 0.105 | KG | 33.06 | 33.06 | CP20 | CP20 | Illuminated pushbutton, 22 mm, round, metal, shiny, yellow, pushbutton, flat, momentary contact type, with holder, 1 NO+1 NC, LED module with integrated LED 110 V AC, screw terminal | - | 0 | 0
3SU1153-0AB30-1FA0-Z | X90 | 3SU1153-0AB30-1FA0-ZX90 | 1 | UN | 1 | 5 | B | D | EAR99 | N | 85365080 | 20 |  | 0.101 | KG | 33.06 | 33.06 | CP20 | CP20 | Illuminated pushbutton, 22 mm, round, metal, shiny, yellow, pushbutton, flat, momentary contact type, with holder, 1 NO+1 NC, LED module with integrated LED 110 V AC, screw terminal, Z=20-unit packaging | - | 0 | 0
3SU1153-0AB30-1FA0-Z | Y10 | 3SU1153-0AB30-1FA0-ZY10 | 1 | UN | 1 | 10 | C | D | EAR99 | N | 85365080 | 1 |  | 0.101 | KG | 37.81 | 37.81 | CP20 | CP20 | Illuminated pushbutton, 22 mm, round, metal, shiny, yellow, pushbutton, flat, momentary contact type, with holder, 1 NO+1 NC, LED module with integrated LED 110 V AC, screw terminal, with laser labeling, upper case and lower case, always upper case at beginning of line | - | 0 | 0
3SU1153-0AB30-1FA0-Z | Y11 | 3SU1153-0AB30-1FA0-ZY11 | 1 | UN | 1 | 10 | C | D | EAR99 | N | 85365080 | 1 |  | 0.101 | KG | 37.81 | 37.81 | CP20 | CP20 | Illuminated pushbutton, 22 mm, round, metal, shiny, yellow, pushbutton, flat, momentary contact type, with holder, 1 NO+1 NC, LED module with integrated LED 110 V AC, screw terminal, with laser labeling, upper case | - | 0 | 0
3SU1153-0AB30-1FA0-Z | Y12 | 3SU1153-0AB30-1FA0-ZY12 | 1 | UN | 1 | 10 | C | D | EAR99 | N | 85365080 | 1 |  | 0.101 | KG | 37.81 | 37.81 | CP20 | CP20 | Illuminated pushbutton, 22 mm, round, metal, shiny, yellow, pushbutton, flat, momentary contact type, with holder, 1 NO+1 NC, LED module with integrated LED 110 V AC, screw terminal, with laser labeling, lower case | - | 0 | 0
3SU1153-0AB30-1FA0-Z | Y13 | 3SU1153-0AB30-1FA0-ZY13 | 1 | UN | 1 | 10 | C | D | EAR99 | N | 85365080 | 1 |  | 0.101 | KG | 37.81 | 37.81 | CP20 | CP20 | Illuminated pushbutton, 22 mm, round, metal, shiny, yellow, pushbutton, flat, momentary contact type, with holder, 1 NO+1 NC, LED module with integrated LED 110 V AC, screw terminal, with laser labeling, symbol number according to, ISO 7000 or IEC 60417 | - | 0 | 0
3SU1153-0AB30-1FA0-Z | Y15 | 3SU1153-0AB30-1FA0-ZY15 | 1 | UN | 1 | 10 | C | D | EAR99 | N | 85365080 | 1 |  | 0.101 | KG | 37.81 | 37.81 | CP20 | CP20 | Illuminated pushbutton, 22 mm, round, metal, shiny, yellow, pushbutton, flat, momentary contact type, with holder, 1 NO+1 NC, LED module with integrated LED 110 V AC, screw terminal, with laser labeling, upper case and lower case, Always upper case at the beginning of the word | - | 0 | 0
3SU1153-0AB30-1FA0-Z | Y19 | 3SU1153-0AB30-1FA0-ZY19 | 1 | UN | 1 | 10 | C | D | EAR99 | N | 85365080 | 1 |  | 0.101 | KG | 34.01 | 34.01 | CP20 | CP20 | Illuminated pushbutton, 22 mm, round, metal, shiny, yellow, pushbutton, flat, momentary contact type, with holder, 1 NO+1 NC, LED module with integrated LED 110 V AC, screw terminal, with laser labeling, inscription or symbol Customer-specific selection with SIRIUS ACT configurator (CIN) | - | 0 | 0
3SU1153-0AB30-3BA0 |  | 3SU1153-0AB30-3BA0 | 1 | UN | 1 | 5 | B | D | N | N | 85365080 | 1 | 4011209959170 | 0.1 | KG | 31.83 | 31.83 | CP20 | CP20 | Illuminated pushbutton, 22 mm, round, metal, shiny, yellow, pushbutton, flat, momentary contact type, with holder, 1 NO, LED module with integrated LED 110 V AC, Spring-type terminal | - | 0 | 0
3SU1153-0AB30-3BA0-Z | X90 | 3SU1153-0AB30-3BA0-ZX90 | 1 | UN | 1 | 5 | B | D | EAR99 | N | 85365080 | 20 |  | 0.093 | KG | 31.83 | 31.83 | CP20 | CP20 | Illuminated pushbutton, 22 mm, round, metal, shiny, yellow, pushbutton, flat, momentary contact type, with holder, 1NO, LED module with integrated LED 110 V AC, spring-type terminal, Z=20-unit packaging | - | 0 | 0
3SU1153-0AB30-3BA0-Z | Y10 | 3SU1153-0AB30-3BA0-ZY10 | 1 | UN | 1 | 10 | C | D | EAR99 | N | 85365080 | 1 |  | 0.093 | KG | 36.58 | 36.58 | CP20 | CP20 | Illuminated pushbutton, 22 mm, round, metal, shiny, yellow, pushbutton, flat, momentary contact type, with holder, 1NO, LED module with integrated LED 110 V AC, spring-type terminal, with laser labeling, upper case and lower case, always upper case at beginning of line | - | 0 | 0
3SU1153-0AB30-3BA0-Z | Y11 | 3SU1153-0AB30-3BA0-ZY11 | 1 | UN | 1 | 10 | C | D | EAR99 | N | 85365080 | 1 |  | 0.093 | KG | 36.58 | 36.58 | CP20 | CP20 | Illuminated pushbutton, 22 mm, round, metal, shiny, yellow, pushbutton, flat, momentary contact type, with holder, 1NO, LED module with integrated LED 110 V AC, spring-type terminal, with laser labeling, upper case | - | 0 | 0
3SU1153-0AB30-3BA0-Z | Y12 | 3SU1153-0AB30-3BA0-ZY12 | 1 | UN | 1 | 10 | C | D | EAR99 | N | 85365080 | 1 |  | 0.093 | KG | 36.58 | 36.58 | CP20 | CP20 | Illuminated pushbutton, 22 mm, round, metal, shiny, yellow, pushbutton, flat, momentary contact type, with holder, 1NO, LED module with integrated LED 110 V AC, spring-type terminal, with laser labeling, lower case | - | 0 | 0
3SU1153-0AB30-3BA0-Z | Y13 | 3SU1153-0AB30-3BA0-ZY13 | 1 | UN | 1 | 10 | C | D | EAR99 | N | 85365080 | 1 |  | 0.093 | KG | 36.58 | 36.58 | CP20 | CP20 | Illuminated pushbutton, 22 mm, round, metal, shiny, yellow, pushbutton, flat, momentary contact type, with holder, 1NO, LED module with integrated LED 110 V AC, spring-type terminal, with laser labeling, symbol number according to, ISO 7000 or IEC 60417 | - | 0 | 0
3SU1153-0AB30-3BA0-Z | Y15 | 3SU1153-0AB30-3BA0-ZY15 | 1 | UN | 1 | 10 | C | D | EAR99 | N | 85365080 | 1 |  | 0.093 | KG | 36.58 | 36.58 | CP20 | CP20 | Illuminated pushbutton, 22 mm, round, metal, shiny, yellow, pushbutton, flat, momentary contact type, with holder, 1NO, LED module with integrated LED 110 V AC, spring-type terminal, with laser labeling, upper case and lower case, Always upper case at the beginning of the word | - | 0 | 0
3SU1153-0AB30-3BA0-Z | Y19 | 3SU1153-0AB30-3BA0-ZY19 | 1 | UN | 1 | 10 | C | D | EAR99 | N | 85365080 | 1 |  | 0.093 | KG | 32.78 | 32.78 | CP20 | CP20 | Illuminated pushbutton, 22 mm, round, metal, shiny, yellow, pushbutton, flat, momentary contact type, with holder, 1NO, LED module with integrated LED 110 V AC, spring-type terminal, with laser labeling, inscription or symbol Customer-specific selection with SIRIUS ACT configurator (CIN) | - | 0 | 0
3SU1153-0AB30-3FA0 |  | 3SU1153-0AB30-3FA0 | 1 | UN | 1 | 5 | B | D | N | N | 85365080 | 1 | 4011209959064 | 0.101 | KG | 35.63 | 35.63 | CP20 | CP20 | Illuminated pushbutton, 22 mm, round, metal, shiny, yellow, pushbutton, flat, momentary contact type, with holder, 1 NO+1 NC, LED module with integrated LED 110 V AC, Spring-type terminal | - | 0 | 0
3SU1153-0AB30-3FA0-Z | X90 | 3SU1153-0AB30-3FA0-ZX90 | 1 | UN | 1 | 5 | B | D | EAR99 | N | 85365080 | 20 |  | 0.101 | KG | 35.63 | 35.63 | CP20 | CP20 | Illuminated pushbutton, 22 mm, round, metal, shiny, yellow, pushbutton, flat, momentary contact type, with holder, 1 NO+1 NC, LED module with integrated LED 110 V AC, spring-type terminal, Z=20-unit packaging | - | 0 | 0
3SU1153-0AB30-3FA0-Z | Y10 | 3SU1153-0AB30-3FA0-ZY10 | 1 | UN | 1 | 10 | C | D | EAR99 | N | 85365080 | 1 |  | 0.101 | KG | 40.38 | 40.38 | CP20 | CP20 | Illuminated pushbutton, 22 mm, round, metal, shiny, yellow, pushbutton, flat, momentary contact type, with holder, 1 NO+1 NC, LED module with integrated LED 110 V AC, spring-type terminal, with laser labeling, upper case and lower case, always upper case at beginning of line | - | 0 | 0
3SU1153-0AB30-3FA0-Z | Y11 | 3SU1153-0AB30-3FA0-ZY11 | 1 | UN | 1 | 10 | C | D | EAR99 | N | 85365080 | 1 |  | 0.101 | KG | 40.38 | 40.38 | CP20 | CP20 | Illuminated pushbutton, 22 mm, round, metal, shiny, yellow, pushbutton, flat, momentary contact type, with holder, 1 NO+1 NC, LED module with integrated LED 110 V AC, spring-type terminal, with laser labeling, upper case | - | 0 | 0
3SU1153-0AB30-3FA0-Z | Y12 | 3SU1153-0AB30-3FA0-ZY12 | 1 | UN | 1 | 10 | C | D | EAR99 | N | 85365080 | 1 |  | 0.101 | KG | 40.38 | 40.38 | CP20 | CP20 | Illuminated pushbutton, 22 mm, round, metal, shiny, yellow, pushbutton, flat, momentary contact type, with holder, 1 NO+1 NC, LED module with integrated LED 110 V AC, spring-type terminal, with laser labeling, lower case | - | 0 | 0
3SU1153-0AB30-3FA0-Z | Y13 | 3SU1153-0AB30-3FA0-ZY13 | 1 | UN | 1 | 10 | C | D | EAR99 | N | 85365080 | 1 |  | 0.101 | KG | 40.38 | 40.38 | CP20 | CP20 | Illuminated pushbutton, 22 mm, round, metal, shiny, yellow, pushbutton, flat, momentary contact type, with holder, 1 NO+1 NC, LED module with integrated LED 110 V AC, spring-type terminal, with laser labeling, symbol number according to, ISO 7000 or IEC 60417 | - | 0 | 0
3SU1153-0AB30-3FA0-Z | Y15 | 3SU1153-0AB30-3FA0-ZY15 | 1 | UN | 1 | 10 | C | D | EAR99 | N | 85365080 | 1 |  | 0.101 | KG | 40.38 | 40.38 | CP20 | CP20 | Illuminated pushbutton, 22 mm, round, metal, shiny, yellow, pushbutton, flat, momentary contact type, with holder, 1 NO+1 NC, LED module with integrated LED 110 V AC, spring-type terminal, with laser labeling, upper case and lower case, Always upper case at the beginning of the word | - | 0 | 0
3SU1153-0AB30-3FA0-Z | Y19 | 3SU1153-0AB30-3FA0-ZY19 | 1 | UN | 1 | 10 | C | D | EAR99 | N | 85365080 | 1 |  | 0.101 | KG | 36.58 | 36.58 | CP20 | CP20 | Illuminated pushbutton, 22 mm, round, metal, shiny, yellow, pushbutton, flat, momentary contact type, with holder, 1 NO+1 NC, LED module with integrated LED 110 V AC, spring-type terminal, with laser labeling, inscription or symbol Customer-specific selection with SIRIUS ACT configurator (CIN) | - | 0 | 0
3SU1153-0AB40-1BA0 |  | 3SU1153-0AB40-1BA0 | 1 | UN | 1 | 3 | B | D | N | N | 85365080 | 1 | 4011209959132 | 0.098 | KG | 29.74 | 28.69 | CP20 | CP20 | Illuminated pushbutton, 22 mm, round, metal, shiny, green, pushbutton, flat, momentary contact type, with holder, 1 NO, LED module with integrated LED 110 V AC, screw terminal | Lista Papel 2020 SI | 0 | 0
3SU1153-0AB40-1BA0-Z | X90 | 3SU1153-0AB40-1BA0-ZX90 | 1 | UN | 1 | 5 | B | D | EAR99 | N | 85365080 | 20 |  | 0.093 | KG | 29.74 | 29.74 | CP20 | CP20 | Illuminated pushbutton, 22 mm, round, metal, shiny, green, pushbutton, flat, momentary contact type, with holder, 1NO, LED module with integrated LED 110 V AC, screw terminal, Z=20-unit packaging | - | 0 | 0
3SU1153-0AB40-1BA0-Z | Y10 | 3SU1153-0AB40-1BA0-ZY10 | 1 | UN | 1 | 10 | C | D | EAR99 | N | 85365080 | 1 |  | 0.093 | KG | 34.49 | 34.49 | CP20 | CP20 | Illuminated pushbutton, 22 mm, round, metal, shiny, green, pushbutton, flat, momentary contact type, with holder, 1NO, LED module with integrated LED 110 V AC, screw terminal, with laser labeling, upper case and lower case, always upper case at beginning of line | - | 0 | 0
3SU1153-0AB40-1BA0-Z | Y11 | 3SU1153-0AB40-1BA0-ZY11 | 1 | UN | 1 | 10 | C | D | EAR99 | N | 85365080 | 1 |  | 0.093 | KG | 34.49 | 34.49 | CP20 | CP20 | Illuminated pushbutton, 22 mm, round, metal, shiny, green, pushbutton, flat, momentary contact type, with holder, 1NO, LED module with integrated LED 110 V AC, screw terminal, with laser labeling, upper case | - | 0 | 0
3SU1153-0AB40-1BA0-Z | Y12 | 3SU1153-0AB40-1BA0-ZY12 | 1 | UN | 1 | 10 | C | D | EAR99 | N | 85365080 | 1 |  | 0.093 | KG | 34.49 | 34.49 | CP20 | CP20 | Illuminated pushbutton, 22 mm, round, metal, shiny, green, pushbutton, flat, momentary contact type, with holder, 1NO, LED module with integrated LED 110 V AC, screw terminal, with laser labeling, lower case | - | 0 | 0
3SU1153-0AB40-1BA0-Z | Y13 | 3SU1153-0AB40-1BA0-ZY13 | 1 | UN | 1 | 10 | C | D | EAR99 | N | 85365080 | 1 |  | 0.093 | KG | 34.49 | 34.49 | CP20 | CP20 | Illuminated pushbutton, 22 mm, round, metal, shiny, green, pushbutton, flat, momentary contact type, with holder, 1NO, LED module with integrated LED 110 V AC, screw terminal, with laser labeling, symbol number according to, ISO 7000 or IEC 60417 | - | 0 | 0
3SU1153-0AB40-1BA0-Z | Y15 | 3SU1153-0AB40-1BA0-ZY15 | 1 | UN | 1 | 10 | C | D | EAR99 | N | 85365080 | 1 |  | 0.093 | KG | 34.49 | 34.49 | CP20 | CP20 | Illuminated pushbutton, 22 mm, round, metal, shiny, green, pushbutton, flat, momentary contact type, with holder, 1NO, LED module with integrated LED 110 V AC, screw terminal, with laser labeling, upper case and lower case, Always upper case at the beginning of the word | - | 0 | 0
3SU1153-0AB40-1BA0-Z | Y19 | 3SU1153-0AB40-1BA0-ZY19 | 1 | UN | 1 | 10 | C | D | EAR99 | N | 85365080 | 1 |  | 0.093 | KG | 30.69 | 30.69 | CP20 | CP20 | Illuminated pushbutton, 22 mm, round, metal, shiny, green, pushbutton, flat, momentary contact type, with holder, 1NO, LED module with integrated LED 110 V AC, screw terminal, with laser labeling, inscription or symbol Customer-specific selection with SIRIUS ACT configurator (CIN) | - | 0 | 0
3SU1153-0AB40-1FA0 |  | 3SU1153-0AB40-1FA0 | 1 | UN | 1 | 5 | B | D | N | N | 85365080 | 1 | 4011209959019 | 0.106 | KG | 33.06 | 33.06 | CP20 | CP20 | Illuminated pushbutton, 22 mm, round, metal, shiny, green, pushbutton, flat, momentary contact type, with holder, 1 NO+1 NC, LED module with integrated LED 110 V AC, screw terminal | - | 0 | 0
3SU1153-0AB40-1FA0-Z | X90 | 3SU1153-0AB40-1FA0-ZX90 | 1 | UN | 1 | 5 | B | D | EAR99 | N | 85365080 | 20 |  | 0.101 | KG | 33.06 | 33.06 | CP20 | CP20 | Illuminated pushbutton, 22 mm, round, metal, shiny, green, pushbutton, flat, momentary contact type, with holder, 1 NO+1 NC, LED module with integrated LED 110 V AC, screw terminal, Z=20-unit packaging | - | 0 | 0
3SU1153-0AB40-1FA0-Z | Y10 | 3SU1153-0AB40-1FA0-ZY10 | 1 | UN | 1 | 10 | C | D | EAR99 | N | 85365080 | 1 |  | 0.101 | KG | 37.81 | 37.81 | CP20 | CP20 | Illuminated pushbutton, 22 mm, round, metal, shiny, green, pushbutton, flat, momentary contact type, with holder, 1 NO+1 NC, LED module with integrated LED 110 V AC, screw terminal, with laser labeling, upper case and lower case, always upper case at beginning of line | - | 0 | 0
3SU1153-0AB40-1FA0-Z | Y11 | 3SU1153-0AB40-1FA0-ZY11 | 1 | UN | 1 | 10 | C | D | EAR99 | N | 85365080 | 1 |  | 0.101 | KG | 37.81 | 37.81 | CP20 | CP20 | Illuminated pushbutton, 22 mm, round, metal, shiny, green, pushbutton, flat, momentary contact type, with holder, 1 NO+1 NC, LED module with integrated LED 110 V AC, screw terminal, with laser labeling, upper case | - | 0 | 0
3SU1153-0AB40-1FA0-Z | Y12 | 3SU1153-0AB40-1FA0-ZY12 | 1 | UN | 1 | 10 | C | D | EAR99 | N | 85365080 | 1 |  | 0.101 | KG | 37.81 | 37.81 | CP20 | CP20 | Illuminated pushbutton, 22 mm, round, metal, shiny, green, pushbutton, flat, momentary contact type, with holder, 1 NO+1 NC, LED module with integrated LED 110 V AC, screw terminal, with laser labeling, lower case | - | 0 | 0
3SU1153-0AB40-1FA0-Z | Y13 | 3SU1153-0AB40-1FA0-ZY13 | 1 | UN | 1 | 10 | C | D | EAR99 | N | 85365080 | 1 |  | 0.101 | KG | 37.81 | 37.81 | CP20 | CP20 | Illuminated pushbutton, 22 mm, round, metal, shiny, green, pushbutton, flat, momentary contact type, with holder, 1 NO+1 NC, LED module with integrated LED 110 V AC, screw terminal, with laser labeling, symbol number according to, ISO 7000 or IEC 60417 | - | 0 | 0
3SU1153-0AB40-1FA0-Z | Y15 | 3SU1153-0AB40-1FA0-ZY15 | 1 | UN | 1 | 10 | C | D | EAR99 | N | 85365080 | 1 |  | 0.101 | KG | 37.81 | 37.81 | CP20 | CP20 | Illuminated pushbutton, 22 mm, round, metal, shiny, green, pushbutton, flat, momentary contact type, with holder, 1 NO+1 NC, LED module with integrated LED 110 V AC, screw terminal, with laser labeling, upper case and lower case, Always upper case at the beginning of the word | - | 0 | 0
3SU1153-0AB40-1FA0-Z | Y19 | 3SU1153-0AB40-1FA0-ZY19 | 1 | UN | 1 | 10 | C | D | EAR99 | N | 85365080 | 1 |  | 0.101 | KG | 34.01 | 34.01 | CP20 | CP20 | Illuminated pushbutton, 22 mm, round, metal, shiny, green, pushbutton, flat, momentary contact type, with holder, 1 NO+1 NC, LED module with integrated LED 110 V AC, screw terminal, with laser labeling, inscription or symbol Customer-specific selection with SIRIUS ACT configurator (CIN) | - | 0 | 0
3SU1153-0AB40-3BA0 |  | 3SU1153-0AB40-3BA0 | 1 | UN | 1 | 5 | B | D | N | N | 85365080 | 1 | 4011209959187 | 0.1 | KG | 31.83 | 31.83 | CP20 | CP20 | Illuminated pushbutton, 22 mm, round, metal, shiny, green, pushbutton, flat, momentary contact type, with holder, 1 NO, LED module with integrated LED 110 V AC, Spring-type terminal | - | 0 | 0
3SU1153-0AB40-3BA0-Z | X90 | 3SU1153-0AB40-3BA0-ZX90 | 1 | UN | 1 | 5 | B | D | EAR99 | N | 85365080 | 20 |  | 0.093 | KG | 31.83 | 31.83 | CP20 | CP20 | Illuminated pushbutton, 22 mm, round, metal, shiny, green, pushbutton, flat, momentary contact type, with holder, 1NO, LED module with integrated LED 110 V AC, spring-type terminal, Z=20-unit packaging | - | 0 | 0
3SU1153-0AB40-3BA0-Z | Y10 | 3SU1153-0AB40-3BA0-ZY10 | 1 | UN | 1 | 10 | C | D | EAR99 | N | 85365080 | 1 |  | 0.093 | KG | 36.58 | 36.58 | CP20 | CP20 | Illuminated pushbutton, 22 mm, round, metal, shiny, green, pushbutton, flat, momentary contact type, with holder, 1NO, LED module with integrated LED 110 V AC, spring-type terminal, with laser labeling, upper case and lower case, always upper case at beginning of line | - | 0 | 0
3SU1153-0AB40-3BA0-Z | Y11 | 3SU1153-0AB40-3BA0-ZY11 | 1 | UN | 1 | 10 | C | D | EAR99 | N | 85365080 | 1 |  | 0.093 | KG | 36.58 | 36.58 | CP20 | CP20 | Illuminated pushbutton, 22 mm, round, metal, shiny, green, pushbutton, flat, momentary contact type, with holder, 1NO, LED module with integrated LED 110 V AC, spring-type terminal, with laser labeling, upper case | - | 0 | 0
3SU1153-0AB40-3BA0-Z | Y12 | 3SU1153-0AB40-3BA0-ZY12 | 1 | UN | 1 | 10 | C | D | EAR99 | N | 85365080 | 1 |  | 0.093 | KG | 36.58 | 36.58 | CP20 | CP20 | Illuminated pushbutton, 22 mm, round, metal, shiny, green, pushbutton, flat, momentary contact type, with holder, 1NO, LED module with integrated LED 110 V AC, spring-type terminal, with laser labeling, lower case | - | 0 | 0
3SU1153-0AB40-3BA0-Z | Y13 | 3SU1153-0AB40-3BA0-ZY13 | 1 | UN | 1 | 10 | C | D | EAR99 | N | 85365080 | 1 |  | 0.093 | KG | 36.58 | 36.58 | CP20 | CP20 | Illuminated pushbutton, 22 mm, round, metal, shiny, green, pushbutton, flat, momentary contact type, with holder, 1NO, LED module with integrated LED 110 V AC, spring-type terminal, with laser labeling, symbol number according to, ISO 7000 or IEC 60417 | - | 0 | 0
3SU1153-0AB40-3BA0-Z | Y15 | 3SU1153-0AB40-3BA0-ZY15 | 1 | UN | 1 | 10 | C | D | EAR99 | N | 85365080 | 1 |  | 0.093 | KG | 36.58 | 36.58 | CP20 | CP20 | Illuminated pushbutton, 22 mm, round, metal, shiny, green, pushbutton, flat, momentary contact type, with holder, 1NO, LED module with integrated LED 110 V AC, spring-type terminal, with laser labeling, upper case and lower case, Always upper case at the beginning of the word | - | 0 | 0
3SU1153-0AB40-3BA0-Z | Y19 | 3SU1153-0AB40-3BA0-ZY19 | 1 | UN | 1 | 10 | C | D | EAR99 | N | 85365080 | 1 |  | 0.093 | KG | 32.78 | 32.78 | CP20 | CP20 | Illuminated pushbutton, 22 mm, round, metal, shiny, green, pushbutton, flat, momentary contact type, with holder, 1NO, LED module with integrated LED 110 V AC, spring-type terminal, with laser labeling, inscription or symbol Customer-specific selection with SIRIUS ACT configurator (CIN) | - | 0 | 0
3SU1153-0AB40-3FA0 |  | 3SU1153-0AB40-3FA0 | 1 | UN | 1 | 5 | B | D | N | N | 85365080 | 1 | 4011209959071 | 0.101 | KG | 35.63 | 35.63 | CP20 | CP20 | Illuminated pushbutton, 22 mm, round, metal, shiny, green, pushbutton, flat, momentary contact type, with holder, 1 NO+1 NC, LED module with integrated LED 110 V AC, Spring-type terminal | - | 0 | 0
3SU1153-0AB40-3FA0-Z | X90 | 3SU1153-0AB40-3FA0-ZX90 | 1 | UN | 1 | 5 | B | D | EAR99 | N | 85365080 | 20 |  | 0.101 | KG | 35.63 | 35.63 | CP20 | CP20 | Illuminated pushbutton, 22 mm, round, metal, shiny, green, pushbutton, flat, momentary contact type, with holder, 1 NO+1 NC, LED module with integrated LED 110 V AC, spring-type terminal, Z=20-unit packaging | - | 0 | 0
3SU1153-0AB40-3FA0-Z | Y10 | 3SU1153-0AB40-3FA0-ZY10 | 1 | UN | 1 | 10 | C | D | EAR99 | N | 85365080 | 1 |  | 0.101 | KG | 40.38 | 40.38 | CP20 | CP20 | Illuminated pushbutton, 22 mm, round, metal, shiny, green, pushbutton, flat, momentary contact type, with holder, 1 NO+1 NC, LED module with integrated LED 110 V AC, spring-type terminal, with laser labeling, upper case and lower case, always upper case at beginning of line | - | 0 | 0
3SU1153-0AB40-3FA0-Z | Y11 | 3SU1153-0AB40-3FA0-ZY11 | 1 | UN | 1 | 10 | C | D | EAR99 | N | 85365080 | 1 |  | 0.101 | KG | 40.38 | 40.38 | CP20 | CP20 | Illuminated pushbutton, 22 mm, round, metal, shiny, green, pushbutton, flat, momentary contact type, with holder, 1 NO+1 NC, LED module with integrated LED 110 V AC, spring-type terminal, with laser labeling, upper case | - | 0 | 0
3SU1153-0AB40-3FA0-Z | Y12 | 3SU1153-0AB40-3FA0-ZY12 | 1 | UN | 1 | 10 | C | D | EAR99 | N | 85365080 | 1 |  | 0.101 | KG | 40.38 | 40.38 | CP20 | CP20 | Illuminated pushbutton, 22 mm, round, metal, shiny, green, pushbutton, flat, momentary contact type, with holder, 1 NO+1 NC, LED module with integrated LED 110 V AC, spring-type terminal, with laser labeling, lower case | - | 0 | 0
3SU1153-0AB40-3FA0-Z | Y13 | 3SU1153-0AB40-3FA0-ZY13 | 1 | UN | 1 | 10 | C | D | EAR99 | N | 85365080 | 1 |  | 0.101 | KG | 40.38 | 40.38 | CP20 | CP20 | Illuminated pushbutton, 22 mm, round, metal, shiny, green, pushbutton, flat, momentary contact type, with holder, 1 NO+1 NC, LED module with integrated LED 110 V AC, spring-type terminal, with laser labeling, symbol number according to, ISO 7000 or IEC 60417 | - | 0 | 0
3SU1153-0AB40-3FA0-Z | Y15 | 3SU1153-0AB40-3FA0-ZY15 | 1 | UN | 1 | 10 | C | D | EAR99 | N | 85365080 | 1 |  | 0.101 | KG | 40.38 | 40.38 | CP20 | CP20 | Illuminated pushbutton, 22 mm, round, metal, shiny, green, pushbutton, flat, momentary contact type, with holder, 1 NO+1 NC, LED module with integrated LED 110 V AC, spring-type terminal, with laser labeling, upper case and lower case, Always upper case at the beginning of the word | - | 0 | 0
3SU1153-0AB40-3FA0-Z | Y19 | 3SU1153-0AB40-3FA0-ZY19 | 1 | UN | 1 | 10 | C | D | EAR99 | N | 85365080 | 1 |  | 0.101 | KG | 36.58 | 36.58 | CP20 | CP20 | Illuminated pushbutton, 22 mm, round, metal, shiny, green, pushbutton, flat, momentary contact type, with holder, 1 NO+1 NC, LED module with integrated LED 110 V AC, spring-type terminal, with laser labeling, inscription or symbol Customer-specific selection with SIRIUS ACT configurator (CIN) | - | 0 | 0
3SU1153-0AB50-1BA0 |  | 3SU1153-0AB50-1BA0 | 1 | UN | 1 | 5 | B | D | N | N | 85365080 | 1 | 4011209959149 | 0.1 | KG | 29.74 | 28.69 | CP20 | CP20 | Illuminated pushbutton, 22 mm, round, metal, shiny, blue, pushbutton, flat, momentary contact type, with holder, 1 NO, LED module with integrated LED 110 V AC, screw terminal | Lista Papel 2020 SI | 0 | 0
3SU1153-0AB50-1BA0-Z | X90 | 3SU1153-0AB50-1BA0-ZX90 | 1 | UN | 1 | 5 | B | D | EAR99 | N | 85365080 | 20 |  | 0.093 | KG | 29.74 | 29.74 | CP20 | CP20 | Illuminated pushbutton, 22 mm, round, metal, shiny, blue, pushbutton, flat, momentary contact type, with holder, 1NO, LED module with integrated LED 110 V AC, screw terminal, Z=20-unit packaging | - | 0 | 0
3SU1153-0AB50-1BA0-Z | Y10 | 3SU1153-0AB50-1BA0-ZY10 | 1 | UN | 1 | 10 | C | D | EAR99 | N | 85365080 | 1 |  | 0.093 | KG | 34.49 | 34.49 | CP20 | CP20 | Illuminated pushbutton, 22 mm, round, metal, shiny, blue, pushbutton, flat, momentary contact type, with holder, 1NO, LED module with integrated LED 110 V AC, screw terminal, with laser labeling, upper case and lower case, always upper case at beginning of line | - | 0 | 0
3SU1153-0AB50-1BA0-Z | Y11 | 3SU1153-0AB50-1BA0-ZY11 | 1 | UN | 1 | 10 | C | D | EAR99 | N | 85365080 | 1 |  | 0.093 | KG | 34.49 | 34.49 | CP20 | CP20 | Illuminated pushbutton, 22 mm, round, metal, shiny, blue, pushbutton, flat, momentary contact type, with holder, 1NO, LED module with integrated LED 110 V AC, screw terminal, with laser labeling, upper case | - | 0 | 0
3SU1153-0AB50-1BA0-Z | Y12 | 3SU1153-0AB50-1BA0-ZY12 | 1 | UN | 1 | 10 | C | D | EAR99 | N | 85365080 | 1 |  | 0.093 | KG | 34.49 | 34.49 | CP20 | CP20 | Illuminated pushbutton, 22 mm, round, metal, shiny, blue, pushbutton, flat, momentary contact type, with holder, 1NO, LED module with integrated LED 110 V AC, screw terminal, with laser labeling, lower case | - | 0 | 0
3SU1153-0AB50-1BA0-Z | Y13 | 3SU1153-0AB50-1BA0-ZY13 | 1 | UN | 1 | 10 | C | D | EAR99 | N | 85365080 | 1 |  | 0.093 | KG | 34.49 | 34.49 | CP20 | CP20 | Illuminated pushbutton, 22 mm, round, metal, shiny, blue, pushbutton, flat, momentary contact type, with holder, 1NO, LED module with integrated LED 110 V AC, screw terminal, with laser labeling, symbol number according to, ISO 7000 or IEC 60417 | - | 0 | 0
3SU1153-0AB50-1BA0-Z | Y15 | 3SU1153-0AB50-1BA0-ZY15 | 1 | UN | 1 | 10 | C | D | EAR99 | N | 85365080 | 1 |  | 0.093 | KG | 34.49 | 34.49 | CP20 | CP20 | Illuminated pushbutton, 22 mm, round, metal, shiny, blue, pushbutton, flat, momentary contact type, with holder, 1NO, LED module with integrated LED 110 V AC, screw terminal, with laser labeling, upper case and lower case, Always upper case at the beginning of the word | - | 0 | 0
3SU1153-0AB50-1BA0-Z | Y19 | 3SU1153-0AB50-1BA0-ZY19 | 1 | UN | 1 | 10 | C | D | EAR99 | N | 85365080 | 1 |  | 0.093 | KG | 30.69 | 30.69 | CP20 | CP20 | Illuminated pushbutton, 22 mm, round, metal, shiny, blue, pushbutton, flat, momentary contact type, with holder, 1NO, LED module with integrated LED 110 V AC, screw terminal, with laser labeling, inscription or symbol Customer-specific selection with SIRIUS ACT configurator (CIN) | - | 0 | 0
3SU1153-0AB50-1FA0 |  | 3SU1153-0AB50-1FA0 | 1 | UN | 1 | 5 | B | D | N | N | 85365080 | 1 | 4011209959026 | 0.105 | KG | 33.06 | 33.06 | CP20 | CP20 | Illuminated pushbutton, 22 mm, round, metal, shiny, blue, pushbutton, flat, momentary contact type, with holder, 1 NO+1 NC, LED module with integrated LED 110 V AC, screw terminal | - | 0 | 0
3SU1153-0AB50-1FA0-Z | X90 | 3SU1153-0AB50-1FA0-ZX90 | 1 | UN | 1 | 5 | B | D | EAR99 | N | 85365080 | 20 |  | 0.101 | KG | 33.06 | 33.06 | CP20 | CP20 | Illuminated pushbutton, 22 mm, round, metal, shiny, blue, pushbutton, flat, momentary contact type, with holder, 1 NO+1 NC, LED module with integrated LED 110 V AC, screw terminal, Z=20-unit packaging | - | 0 | 0
3SU1153-0AB50-1FA0-Z | Y10 | 3SU1153-0AB50-1FA0-ZY10 | 1 | UN | 1 | 10 | C | D | EAR99 | N | 85365080 | 1 |  | 0.101 | KG | 37.81 | 37.81 | CP20 | CP20 | Illuminated pushbutton, 22 mm, round, metal, shiny, blue, pushbutton, flat, momentary contact type, with holder, 1 NO+1 NC, LED module with integrated LED 110 V AC, screw terminal, with laser labeling, upper case and lower case, always upper case at beginning of line | - | 0 | 0
3SU1153-0AB50-1FA0-Z | Y11 | 3SU1153-0AB50-1FA0-ZY11 | 1 | UN | 1 | 10 | C | D | EAR99 | N | 85365080 | 1 |  | 0.101 | KG | 37.81 | 37.81 | CP20 | CP20 | Illuminated pushbutton, 22 mm, round, metal, shiny, blue, pushbutton, flat, momentary contact type, with holder, 1 NO+1 NC, LED module with integrated LED 110 V AC, screw terminal, with laser labeling, upper case | - | 0 | 0
3SU1153-0AB50-1FA0-Z | Y12 | 3SU1153-0AB50-1FA0-ZY12 | 1 | UN | 1 | 10 | C | D | EAR99 | N | 85365080 | 1 |  | 0.101 | KG | 37.81 | 37.81 | CP20 | CP20 | Illuminated pushbutton, 22 mm, round, metal, shiny, blue, pushbutton, flat, momentary contact type, with holder, 1 NO+1 NC, LED module with integrated LED 110 V AC, screw terminal, with laser labeling, lower case | - | 0 | 0
3SU1153-0AB50-1FA0-Z | Y13 | 3SU1153-0AB50-1FA0-ZY13 | 1 | UN | 1 | 10 | C | D | EAR99 | N | 85365080 | 1 |  | 0.101 | KG | 37.81 | 37.81 | CP20 | CP20 | Illuminated pushbutton, 22 mm, round, metal, shiny, blue, pushbutton, flat, momentary contact type, with holder, 1 NO+1 NC, LED module with integrated LED 110 V AC, screw terminal, with laser labeling, symbol number according to, ISO 7000 or IEC 60417 | - | 0 | 0
3SU1153-0AB50-1FA0-Z | Y15 | 3SU1153-0AB50-1FA0-ZY15 | 1 | UN | 1 | 10 | C | D | EAR99 | N | 85365080 | 1 |  | 0.101 | KG | 37.81 | 37.81 | CP20 | CP20 | Illuminated pushbutton, 22 mm, round, metal, shiny, blue, pushbutton, flat, momentary contact type, with holder, 1 NO+1 NC, LED module with integrated LED 110 V AC, screw terminal, with laser labeling, upper case and lower case, Always upper case at the beginning of the word | - | 0 | 0
3SU1153-0AB50-1FA0-Z | Y19 | 3SU1153-0AB50-1FA0-ZY19 | 1 | UN | 1 | 10 | C | D | EAR99 | N | 85365080 | 1 |  | 0.101 | KG | 34.01 | 34.01 | CP20 | CP20 | Illuminated pushbutton, 22 mm, round, metal, shiny, blue, pushbutton, flat, momentary contact type, with holder, 1 NO+1 NC, LED module with integrated LED 110 V AC, screw terminal, with laser labeling, inscription or symbol Customer-specific selection with SIRIUS ACT configurator (CIN) | - | 0 | 0
3SU1153-0AB50-3BA0 |  | 3SU1153-0AB50-3BA0 | 1 | UN | 1 | 5 | B | D | N | N | 85365080 | 1 | 4011209959279 | 0.11 | KG | 31.83 | 31.83 | CP20 | CP20 | Illuminated pushbutton, 22 mm, round, metal, shiny, blue, pushbutton, flat, momentary contact type, with holder, 1 NO, LED module with integrated LED 110 V AC, Spring-type terminal | - | 0 | 0
3SU1153-0AB50-3BA0-Z | X90 | 3SU1153-0AB50-3BA0-ZX90 | 1 | UN | 1 | 5 | B | D | EAR99 | N | 85365080 | 20 |  | 0.093 | KG | 31.83 | 31.83 | CP20 | CP20 | Illuminated pushbutton, 22 mm, round, metal, shiny, blue, pushbutton, flat, momentary contact type, with holder, 1NO, LED module with integrated LED 110 V AC, spring-type terminal, Z=20-unit packaging | - | 0 | 0
3SU1153-0AB50-3BA0-Z | Y10 | 3SU1153-0AB50-3BA0-ZY10 | 1 | UN | 1 | 10 | C | D | EAR99 | N | 85365080 | 1 |  | 0.093 | KG | 36.58 | 36.58 | CP20 | CP20 | Illuminated pushbutton, 22 mm, round, metal, shiny, blue, pushbutton, flat, momentary contact type, with holder, 1NO, LED module with integrated LED 110 V AC, spring-type terminal, with laser labeling, upper case and lower case, always upper case at beginning of line | - | 0 | 0
3SU1153-0AB50-3BA0-Z | Y11 | 3SU1153-0AB50-3BA0-ZY11 | 1 | UN | 1 | 10 | C | D | EAR99 | N | 85365080 | 1 |  | 0.093 | KG | 36.58 | 36.58 | CP20 | CP20 | Illuminated pushbutton, 22 mm, round, metal, shiny, blue, pushbutton, flat, momentary contact type, with holder, 1NO, LED module with integrated LED 110 V AC, spring-type terminal, with laser labeling, upper case | - | 0 | 0
3SU1153-0AB50-3BA0-Z | Y12 | 3SU1153-0AB50-3BA0-ZY12 | 1 | UN | 1 | 10 | C | D | EAR99 | N | 85365080 | 1 |  | 0.093 | KG | 36.58 | 36.58 | CP20 | CP20 | Illuminated pushbutton, 22 mm, round, metal, shiny, blue, pushbutton, flat, momentary contact type, with holder, 1NO, LED module with integrated LED 110 V AC, spring-type terminal, with laser labeling, lower case | - | 0 | 0
3SU1153-0AB50-3BA0-Z | Y13 | 3SU1153-0AB50-3BA0-ZY13 | 1 | UN | 1 | 10 | C | D | EAR99 | N | 85365080 | 1 |  | 0.093 | KG | 36.58 | 36.58 | CP20 | CP20 | Illuminated pushbutton, 22 mm, round, metal, shiny, blue, pushbutton, flat, momentary contact type, with holder, 1NO, LED module with integrated LED 110 V AC, spring-type terminal, with laser labeling, symbol number according to, ISO 7000 or IEC 60417 | - | 0 | 0
3SU1153-0AB50-3BA0-Z | Y15 | 3SU1153-0AB50-3BA0-ZY15 | 1 | UN | 1 | 10 | C | D | EAR99 | N | 85365080 | 1 |  | 0.093 | KG | 36.58 | 36.58 | CP20 | CP20 | Illuminated pushbutton, 22 mm, round, metal, shiny, blue, pushbutton, flat, momentary contact type, with holder, 1NO, LED module with integrated LED 110 V AC, spring-type terminal, with laser labeling, upper case and lower case, Always upper case at the beginning of the word | - | 0 | 0
3SU1153-0AB50-3BA0-Z | Y19 | 3SU1153-0AB50-3BA0-ZY19 | 1 | UN | 1 | 10 | C | D | EAR99 | N | 85365080 | 1 |  | 0.093 | KG | 32.78 | 32.78 | CP20 | CP20 | Illuminated pushbutton, 22 mm, round, metal, shiny, blue, pushbutton, flat, momentary contact type, with holder, 1NO, LED module with integrated LED 110 V AC, spring-type terminal, with laser labeling, inscription or symbol Customer-specific selection with SIRIUS ACT configurator (CIN) | - | 0 | 0
3SU1153-0AB50-3FA0 |  | 3SU1153-0AB50-3FA0 | 1 | UN | 1 | 5 | B | D | N | N | 85365080 | 1 | 4011209959088 | 0.105 | KG | 35.63 | 35.63 | CP20 | CP20 | Illuminated pushbutton, 22 mm, round, metal, shiny, blue, pushbutton, flat, momentary contact type, with holder, 1 NO+1 NC, LED module with integrated LED 110 V AC, Spring-type terminal | - | 0 | 0
3SU1153-0AB50-3FA0-Z | X90 | 3SU1153-0AB50-3FA0-ZX90 | 1 | UN | 1 | 5 | B | D | EAR99 | N | 85365080 | 20 |  | 0.101 | KG | 35.63 | 35.63 | CP20 | CP20 | Illuminated pushbutton, 22 mm, round, metal, shiny, blue, pushbutton, flat, momentary contact type, with holder, 1 NO+1 NC, LED module with integrated LED 110 V AC, spring-type terminal, Z=20-unit packaging | - | 0 | 0
3SU1153-0AB50-3FA0-Z | Y10 | 3SU1153-0AB50-3FA0-ZY10 | 1 | UN | 1 | 10 | C | D | EAR99 | N | 85365080 | 1 |  | 0.101 | KG | 40.38 | 40.38 | CP20 | CP20 | Illuminated pushbutton, 22 mm, round, metal, shiny, blue, pushbutton, flat, momentary contact type, with holder, 1 NO+1 NC, LED module with integrated LED 110 V AC, spring-type terminal, with laser labeling, upper case and lower case, always upper case at beginning of line | - | 0 | 0
3SU1153-0AB50-3FA0-Z | Y11 | 3SU1153-0AB50-3FA0-ZY11 | 1 | UN | 1 | 10 | C | D | EAR99 | N | 85365080 | 1 |  | 0.101 | KG | 40.38 | 40.38 | CP20 | CP20 | Illuminated pushbutton, 22 mm, round, metal, shiny, blue, pushbutton, flat, momentary contact type, with holder, 1 NO+1 NC, LED module with integrated LED 110 V AC, spring-type terminal, with laser labeling, upper case | - | 0 | 0
3SU1153-0AB50-3FA0-Z | Y12 | 3SU1153-0AB50-3FA0-ZY12 | 1 | UN | 1 | 10 | C | D | EAR99 | N | 85365080 | 1 |  | 0.101 | KG | 40.38 | 40.38 | CP20 | CP20 | Illuminated pushbutton, 22 mm, round, metal, shiny, blue, pushbutton, flat, momentary contact type, with holder, 1 NO+1 NC, LED module with integrated LED 110 V AC, spring-type terminal, with laser labeling, lower case | - | 0 | 0
3SU1153-0AB50-3FA0-Z | Y13 | 3SU1153-0AB50-3FA0-ZY13 | 1 | UN | 1 | 10 | C | D | EAR99 | N | 85365080 | 1 |  | 0.101 | KG | 40.38 | 40.38 | CP20 | CP20 | Illuminated pushbutton, 22 mm, round, metal, shiny, blue, pushbutton, flat, momentary contact type, with holder, 1 NO+1 NC, LED module with integrated LED 110 V AC, spring-type terminal, with laser labeling, symbol number according to, ISO 7000 or IEC 60417 | - | 0 | 0
3SU1153-0AB50-3FA0-Z | Y15 | 3SU1153-0AB50-3FA0-ZY15 | 1 | UN | 1 | 10 | C | D | EAR99 | N | 85365080 | 1 |  | 0.101 | KG | 40.38 | 40.38 | CP20 | CP20 | Illuminated pushbutton, 22 mm, round, metal, shiny, blue, pushbutton, flat, momentary contact type, with holder, 1 NO+1 NC, LED module with integrated LED 110 V AC, spring-type terminal, with laser labeling, upper case and lower case, Always upper case at the beginning of the word | - | 0 | 0
3SU1153-0AB50-3FA0-Z | Y19 | 3SU1153-0AB50-3FA0-ZY19 | 1 | UN | 1 | 10 | C | D | EAR99 | N | 85365080 | 1 |  | 0.101 | KG | 36.58 | 36.58 | CP20 | CP20 | Illuminated pushbutton, 22 mm, round, metal, shiny, blue, pushbutton, flat, momentary contact type, with holder, 1 NO+1 NC, LED module with integrated LED 110 V AC, spring-type terminal, with laser labeling, inscription or symbol Customer-specific selection with SIRIUS ACT configurator (CIN) | - | 0 | 0
3SU1153-0AB60-1BA0 |  | 3SU1153-0AB60-1BA0 | 1 | UN | 1 | 5 | B | D | N | N | 85365080 | 1 | 4011209959156 | 0.097 | KG | 29.74 | 28.69 | CP20 | CP20 | Illuminated pushbutton, 22 mm, round, metal, shiny, white, pushbutton, flat, momentary contact type, with holder, 1 NO, LED module with integrated LED 110 V AC, screw terminal | Lista Papel 2020 SI | 0 | 0
3SU1153-0AB60-1BA0-Z | X90 | 3SU1153-0AB60-1BA0-ZX90 | 1 | UN | 1 | 5 | B | D | EAR99 | N | 85365080 | 20 |  | 0.093 | KG | 29.74 | 29.74 | CP20 | CP20 | Illuminated pushbutton, 22 mm, round, metal, shiny, white, pushbutton, flat, momentary contact type, with holder, 1NO, LED module with integrated LED 110 V AC, screw terminal, Z=20-unit packaging | - | 0 | 0
3SU1153-0AB60-1BA0-Z | Y10 | 3SU1153-0AB60-1BA0-ZY10 | 1 | UN | 1 | 10 | C | D | EAR99 | N | 85365080 | 1 |  | 0.093 | KG | 34.49 | 34.49 | CP20 | CP20 | Illuminated pushbutton, 22 mm, round, metal, shiny, white, pushbutton, flat, momentary contact type, with holder, 1NO, LED module with integrated LED 110 V AC, screw terminal, with laser labeling, upper case and lower case, always upper case at beginning of line | - | 0 | 0
3SU1153-0AB60-1BA0-Z | Y11 | 3SU1153-0AB60-1BA0-ZY11 | 1 | UN | 1 | 10 | C | D | EAR99 | N | 85365080 | 1 |  | 0.093 | KG | 34.49 | 34.49 | CP20 | CP20 | Illuminated pushbutton, 22 mm, round, metal, shiny, white, pushbutton, flat, momentary contact type, with holder, 1NO, LED module with integrated LED 110 V AC, screw terminal, with laser labeling, upper case | - | 0 | 0
3SU1153-0AB60-1BA0-Z | Y12 | 3SU1153-0AB60-1BA0-ZY12 | 1 | UN | 1 | 10 | C | D | EAR99 | N | 85365080 | 1 |  | 0.093 | KG | 34.49 | 34.49 | CP20 | CP20 | Illuminated pushbutton, 22 mm, round, metal, shiny, white, pushbutton, flat, momentary contact type, with holder, 1NO, LED module with integrated LED 110 V AC, screw terminal, with laser labeling, lower case | - | 0 | 0
3SU1153-0AB60-1BA0-Z | Y13 | 3SU1153-0AB60-1BA0-ZY13 | 1 | UN | 1 | 10 | C | D | EAR99 | N | 85365080 | 1 |  | 0.093 | KG | 34.49 | 34.49 | CP20 | CP20 | Illuminated pushbutton, 22 mm, round, metal, shiny, white, pushbutton, flat, momentary contact type, with holder, 1NO, LED module with integrated LED 110 V AC, screw terminal, with laser labeling, symbol number according to, ISO 7000 or IEC 60417 | - | 0 | 0
3SU1153-0AB60-1BA0-Z | Y15 | 3SU1153-0AB60-1BA0-ZY15 | 1 | UN | 1 | 10 | C | D | EAR99 | N | 85365080 | 1 |  | 0.093 | KG | 34.49 | 34.49 | CP20 | CP20 | Illuminated pushbutton, 22 mm, round, metal, shiny, white, pushbutton, flat, momentary contact type, with holder, 1NO, LED module with integrated LED 110 V AC, screw terminal, with laser labeling, upper case and lower case, Always upper case at the beginning of the word | - | 0 | 0
3SU1153-0AB60-1BA0-Z | Y19 | 3SU1153-0AB60-1BA0-ZY19 | 1 | UN | 1 | 10 | C | D | EAR99 | N | 85365080 | 1 |  | 0.093 | KG | 30.69 | 30.69 | CP20 | CP20 | Illuminated pushbutton, 22 mm, round, metal, shiny, white, pushbutton, flat, momentary contact type, with holder, 1NO, LED module with integrated LED 110 V AC, screw terminal, with laser labeling, inscription or symbol Customer-specific selection with SIRIUS ACT configurator (CIN) | - | 0 | 0
3SU1153-0AB60-1FA0 |  | 3SU1153-0AB60-1FA0 | 1 | UN | 1 | 5 | B | D | N | N | 85365080 | 1 | 4011209959033 | 0.108 | KG | 33.06 | 33.06 | CP20 | CP20 | Illuminated pushbutton, 22 mm, round, metal, shiny, white, pushbutton, flat, momentary contact type, with holder, 1 NO+1 NC, LED module with integrated LED 110 V AC, screw terminal | - | 0 | 0
3SU1153-0AB60-1FA0-Z | X90 | 3SU1153-0AB60-1FA0-ZX90 | 1 | UN | 1 | 5 | B | D | EAR99 | N | 85365080 | 20 |  | 0.101 | KG | 33.06 | 33.06 | CP20 | CP20 | Illuminated pushbutton, 22 mm, round, metal, shiny, white, pushbutton, flat, momentary contact type, with holder, 1 NO+1 NC, LED module with integrated LED 110 V AC, screw terminal, Z=20-unit packaging | - | 0 | 0
3SU1153-0AB60-1FA0-Z | Y10 | 3SU1153-0AB60-1FA0-ZY10 | 1 | UN | 1 | 10 | C | D | EAR99 | N | 85365080 | 1 |  | 0.101 | KG | 37.81 | 37.81 | CP20 | CP20 | Illuminated pushbutton, 22 mm, round, metal, shiny, white, pushbutton, flat, momentary contact type, with holder, 1 NO+1 NC, LED module with integrated LED 110 V AC, screw terminal, with laser labeling, upper case and lower case, always upper case at beginning of line | - | 0 | 0
3SU1153-0AB60-1FA0-Z | Y11 | 3SU1153-0AB60-1FA0-ZY11 | 1 | UN | 1 | 10 | C | D | EAR99 | N | 85365080 | 1 |  | 0.101 | KG | 37.81 | 37.81 | CP20 | CP20 | Illuminated pushbutton, 22 mm, round, metal, shiny, white, pushbutton, flat, momentary contact type, with holder, 1 NO+1 NC, LED module with integrated LED 110 V AC, screw terminal, with laser labeling, upper case | - | 0 | 0
3SU1153-0AB60-1FA0-Z | Y12 | 3SU1153-0AB60-1FA0-ZY12 | 1 | UN | 1 | 10 | C | D | EAR99 | N | 85365080 | 1 |  | 0.101 | KG | 37.81 | 37.81 | CP20 | CP20 | Illuminated pushbutton, 22 mm, round, metal, shiny, white, pushbutton, flat, momentary contact type, with holder, 1 NO+1 NC, LED module with integrated LED 110 V AC, screw terminal, with laser labeling, lower case | - | 0 | 0
3SU1153-0AB60-1FA0-Z | Y13 | 3SU1153-0AB60-1FA0-ZY13 | 1 | UN | 1 | 10 | C | D | EAR99 | N | 85365080 | 1 |  | 0.101 | KG | 37.81 | 37.81 | CP20 | CP20 | Illuminated pushbutton, 22 mm, round, metal, shiny, white, pushbutton, flat, momentary contact type, with holder, 1 NO+1 NC, LED module with integrated LED 110 V AC, screw terminal, with laser labeling, symbol number according to, ISO 7000 or IEC 60417 | - | 0 | 0
3SU1153-0AB60-1FA0-Z | Y15 | 3SU1153-0AB60-1FA0-ZY15 | 1 | UN | 1 | 10 | C | D | EAR99 | N | 85365080 | 1 |  | 0.101 | KG | 37.81 | 37.81 | CP20 | CP20 | Illuminated pushbutton, 22 mm, round, metal, shiny, white, pushbutton, flat, momentary contact type, with holder, 1 NO+1 NC, LED module with integrated LED 110 V AC, screw terminal, with laser labeling, upper case and lower case, Always upper case at the beginning of the word | - | 0 | 0
3SU1153-0AB60-1FA0-Z | Y19 | 3SU1153-0AB60-1FA0-ZY19 | 1 | UN | 1 | 10 | C | D | EAR99 | N | 85365080 | 1 |  | 0.101 | KG | 34.01 | 34.01 | CP20 | CP20 | Illuminated pushbutton, 22 mm, round, metal, shiny, white, pushbutton, flat, momentary contact type, with holder, 1 NO+1 NC, LED module with integrated LED 110 V AC, screw terminal, with laser labeling, inscription or symbol Customer-specific selection with SIRIUS ACT configurator (CIN) | - | 0 | 0
3SU1153-0AB60-3BA0 |  | 3SU1153-0AB60-3BA0 | 1 | UN | 1 | 5 | B | D | N | N | 85365080 | 1 | 4011209959286 | 0.098 | KG | 31.83 | 31.83 | CP20 | CP20 | Illuminated pushbutton, 22 mm, round, metal, shiny, white, pushbutton, flat, momentary contact type, with holder, 1 NO, LED module with integrated LED 110 V AC, Spring-type terminal | - | 0 | 0
3SU1153-0AB60-3BA0-Z | X90 | 3SU1153-0AB60-3BA0-ZX90 | 1 | UN | 1 | 5 | B | D | EAR99 | N | 85365080 | 20 |  | 0.093 | KG | 31.83 | 31.83 | CP20 | CP20 | Illuminated pushbutton, 22 mm, round, metal, shiny, white, pushbutton, flat, momentary contact type, with holder, 1NO, LED module with integrated LED 110 V AC, spring-type terminal, Z=20-unit packaging | - | 0 | 0
3SU1153-0AB60-3BA0-Z | Y10 | 3SU1153-0AB60-3BA0-ZY10 | 1 | UN | 1 | 10 | C | D | EAR99 | N | 85365080 | 1 |  | 0.093 | KG | 36.58 | 36.58 | CP20 | CP20 | Illuminated pushbutton, 22 mm, round, metal, shiny, white, pushbutton, flat, momentary contact type, with holder, 1NO, LED module with integrated LED 110 V AC, spring-type terminal, with laser labeling, upper case and lower case, always upper case at beginning of line | - | 0 | 0
3SU1153-0AB60-3BA0-Z | Y11 | 3SU1153-0AB60-3BA0-ZY11 | 1 | UN | 1 | 10 | C | D | EAR99 | N | 85365080 | 1 |  | 0.093 | KG | 36.58 | 36.58 | CP20 | CP20 | Illuminated pushbutton, 22 mm, round, metal, shiny, white, pushbutton, flat, momentary contact type, with holder, 1NO, LED module with integrated LED 110 V AC, spring-type terminal, with laser labeling, upper case | - | 0 | 0
3SU1153-0AB60-3BA0-Z | Y12 | 3SU1153-0AB60-3BA0-ZY12 | 1 | UN | 1 | 10 | C | D | EAR99 | N | 85365080 | 1 |  | 0.093 | KG | 36.58 | 36.58 | CP20 | CP20 | Illuminated pushbutton, 22 mm, round, metal, shiny, white, pushbutton, flat, momentary contact type, with holder, 1NO, LED module with integrated LED 110 V AC, spring-type terminal, with laser labeling, lower case | - | 0 | 0
3SU1153-0AB60-3BA0-Z | Y13 | 3SU1153-0AB60-3BA0-ZY13 | 1 | UN | 1 | 10 | C | D | EAR99 | N | 85365080 | 1 |  | 0.093 | KG | 36.58 | 36.58 | CP20 | CP20 | Illuminated pushbutton, 22 mm, round, metal, shiny, white, pushbutton, flat, momentary contact type, with holder, 1NO, LED module with integrated LED 110 V AC, spring-type terminal, with laser labeling, symbol number according to, ISO 7000 or IEC 60417 | - | 0 | 0
3SU1153-0AB60-3BA0-Z | Y15 | 3SU1153-0AB60-3BA0-ZY15 | 1 | UN | 1 | 10 | C | D | EAR99 | N | 85365080 | 1 |  | 0.093 | KG | 36.58 | 36.58 | CP20 | CP20 | Illuminated pushbutton, 22 mm, round, metal, shiny, white, pushbutton, flat, momentary contact type, with holder, 1NO, LED module with integrated LED 110 V AC, spring-type terminal, with laser labeling, upper case and lower case, Always upper case at the beginning of the word | - | 0 | 0
3SU1153-0AB60-3BA0-Z | Y19 | 3SU1153-0AB60-3BA0-ZY19 | 1 | UN | 1 | 10 | C | D | EAR99 | N | 85365080 | 1 |  | 0.093 | KG | 32.78 | 32.78 | CP20 | CP20 | Illuminated pushbutton, 22 mm, round, metal, shiny, white, pushbutton, flat, momentary contact type, with holder, 1NO, LED module with integrated LED 110 V AC, spring-type terminal, with laser labeling, inscription or symbol Customer-specific selection with SIRIUS ACT configurator (CIN) | - | 0 | 0
3SU1153-0AB60-3FA0 |  | 3SU1153-0AB60-3FA0 | 1 | UN | 1 | 5 | B | D | N | N | 85365080 | 1 | 4011209959095 | 0.105 | KG | 35.63 | 35.63 | CP20 | CP20 | Illuminated pushbutton, 22 mm, round, metal, shiny, white, pushbutton, flat, momentary contact type, with holder, 1 NO+1 NC, LED module with integrated LED 110 V AC, Spring-type terminal | - | 0 | 0
3SU1153-0AB60-3FA0-Z | X90 | 3SU1153-0AB60-3FA0-ZX90 | 1 | UN | 1 | 5 | B | D | EAR99 | N | 85365080 | 20 |  | 0.101 | KG | 35.63 | 35.63 | CP20 | CP20 | Illuminated pushbutton, 22 mm, round, metal, shiny, white, pushbutton, flat, momentary contact type, with holder, 1 NO+1 NC, LED module with integrated LED 110 V AC, spring-type terminal, Z=20-unit packaging | - | 0 | 0
3SU1153-0AB60-3FA0-Z | Y10 | 3SU1153-0AB60-3FA0-ZY10 | 1 | UN | 1 | 10 | C | D | EAR99 | N | 85365080 | 1 |  | 0.101 | KG | 40.38 | 40.38 | CP20 | CP20 | Illuminated pushbutton, 22 mm, round, metal, shiny, white, pushbutton, flat, momentary contact type, with holder, 1 NO+1 NC, LED module with integrated LED 110 V AC, spring-type terminal, with laser labeling, upper case and lower case, always upper case at beginning of line | - | 0 | 0
3SU1153-0AB60-3FA0-Z | Y11 | 3SU1153-0AB60-3FA0-ZY11 | 1 | UN | 1 | 10 | C | D | EAR99 | N | 85365080 | 1 |  | 0.101 | KG | 40.38 | 40.38 | CP20 | CP20 | Illuminated pushbutton, 22 mm, round, metal, shiny, white, pushbutton, flat, momentary contact type, with holder, 1 NO+1 NC, LED module with integrated LED 110 V AC, spring-type terminal, with laser labeling, upper case | - | 0 | 0
3SU1153-0AB60-3FA0-Z | Y12 | 3SU1153-0AB60-3FA0-ZY12 | 1 | UN | 1 | 10 | C | D | EAR99 | N | 85365080 | 1 |  | 0.101 | KG | 40.38 | 40.38 | CP20 | CP20 | Illuminated pushbutton, 22 mm, round, metal, shiny, white, pushbutton, flat, momentary contact type, with holder, 1 NO+1 NC, LED module with integrated LED 110 V AC, spring-type terminal, with laser labeling, lower case | - | 0 | 0
3SU1153-0AB60-3FA0-Z | Y13 | 3SU1153-0AB60-3FA0-ZY13 | 1 | UN | 1 | 10 | C | D | EAR99 | N | 85365080 | 1 |  | 0.101 | KG | 40.38 | 40.38 | CP20 | CP20 | Illuminated pushbutton, 22 mm, round, metal, shiny, white, pushbutton, flat, momentary contact type, with holder, 1 NO+1 NC, LED module with integrated LED 110 V AC, spring-type terminal, with laser labeling, symbol number according to, ISO 7000 or IEC 60417 | - | 0 | 0
3SU1153-0AB60-3FA0-Z | Y15 | 3SU1153-0AB60-3FA0-ZY15 | 1 | UN | 1 | 10 | C | D | EAR99 | N | 85365080 | 1 |  | 0.101 | KG | 40.38 | 40.38 | CP20 | CP20 | Illuminated pushbutton, 22 mm, round, metal, shiny, white, pushbutton, flat, momentary contact type, with holder, 1 NO+1 NC, LED module with integrated LED 110 V AC, spring-type terminal, with laser labeling, upper case and lower case, Always upper case at the beginning of the word | - | 0 | 0
3SU1153-0AB60-3FA0-Z | Y19 | 3SU1153-0AB60-3FA0-ZY19 | 1 | UN | 1 | 10 | C | D | EAR99 | N | 85365080 | 1 |  | 0.101 | KG | 36.58 | 36.58 | CP20 | CP20 | Illuminated pushbutton, 22 mm, round, metal, shiny, white, pushbutton, flat, momentary contact type, with holder, 1 NO+1 NC, LED module with integrated LED 110 V AC, spring-type terminal, with laser labeling, inscription or symbol Customer-specific selection with SIRIUS ACT configurator (CIN) | - | 0 | 0
3SU1153-0AB70-1BA0 |  | 3SU1153-0AB70-1BA0 | 1 | UN | 1 | 5 | B | D | N | N | 85365080 | 1 | 4011209959163 | 0.098 | KG | 29.74 | 28.69 | CP20 | CP20 | Illuminated pushbutton, 22 mm, round, metal, shiny, clear, pushbutton, flat, momentary contact type, with holder, 1 NO, LED module with integrated LED 110 V AC, screw terminal | Lista Papel 2020 SI | 0 | 0
3SU1153-0AB70-1BA0-Z | X90 | 3SU1153-0AB70-1BA0-ZX90 | 1 | UN | 1 | 5 | B | D | EAR99 | N | 85365080 | 20 |  | 0.093 | KG | 29.74 | 29.74 | CP20 | CP20 | Illuminated pushbutton, 22 mm, round, metal, shiny, clear, pushbutton, flat, momentary contact type, with holder, 1NO, LED module with integrated LED 110 V AC, screw terminal, Z=20-unit packaging | - | 0 | 0
3SU1153-0AB70-1BA0-Z | Y10 | 3SU1153-0AB70-1BA0-ZY10 | 1 | UN | 1 | 10 | C | D | EAR99 | N | 85365080 | 1 |  | 0.093 | KG | 34.49 | 34.49 | CP20 | CP20 | Illuminated pushbutton, 22 mm, round, metal, shiny, clear, pushbutton, flat, momentary contact type, with holder, 1NO, LED module with integrated LED 110 V AC, screw terminal, with laser labeling, upper case and lower case, always upper case at beginning of line | - | 0 | 0
3SU1153-0AB70-1BA0-Z | Y11 | 3SU1153-0AB70-1BA0-ZY11 | 1 | UN | 1 | 10 | C | D | EAR99 | N | 85365080 | 1 |  | 0.093 | KG | 34.49 | 34.49 | CP20 | CP20 | Illuminated pushbutton, 22 mm, round, metal, shiny, clear, pushbutton, flat, momentary contact type, with holder, 1NO, LED module with integrated LED 110 V AC, screw terminal, with laser labeling, upper case | - | 0 | 0
3SU1153-0AB70-1BA0-Z | Y12 | 3SU1153-0AB70-1BA0-ZY12 | 1 | UN | 1 | 10 | C | D | EAR99 | N | 85365080 | 1 |  | 0.093 | KG | 34.49 | 34.49 | CP20 | CP20 | Illuminated pushbutton, 22 mm, round, metal, shiny, clear, pushbutton, flat, momentary contact type, with holder, 1NO, LED module with integrated LED 110 V AC, screw terminal, with laser labeling, lower case | - | 0 | 0
3SU1153-0AB70-1BA0-Z | Y13 | 3SU1153-0AB70-1BA0-ZY13 | 1 | UN | 1 | 10 | C | D | EAR99 | N | 85365080 | 1 |  | 0.093 | KG | 34.49 | 34.49 | CP20 | CP20 | Illuminated pushbutton, 22 mm, round, metal, shiny, clear, pushbutton, flat, momentary contact type, with holder, 1NO, LED module with integrated LED 110 V AC, screw terminal, with laser labeling, symbol number according to, ISO 7000 or IEC 60417 | - | 0 | 0
3SU1153-0AB70-1BA0-Z | Y15 | 3SU1153-0AB70-1BA0-ZY15 | 1 | UN | 1 | 10 | C | D | EAR99 | N | 85365080 | 1 |  | 0.093 | KG | 34.49 | 34.49 | CP20 | CP20 | Illuminated pushbutton, 22 mm, round, metal, shiny, clear, pushbutton, flat, momentary contact type, with holder, 1NO, LED module with integrated LED 110 V AC, screw terminal, with laser labeling, upper case and lower case, Always upper case at the beginning of the word | - | 0 | 0
3SU1153-0AB70-1BA0-Z | Y19 | 3SU1153-0AB70-1BA0-ZY19 | 1 | UN | 1 | 10 | C | D | EAR99 | N | 85365080 | 1 |  | 0.093 | KG | 30.69 | 30.69 | CP20 | CP20 | Illuminated pushbutton, 22 mm, round, metal, shiny, clear, pushbutton, flat, momentary contact type, with holder, 1NO, LED module with integrated LED 110 V AC, screw terminal, with laser labeling, inscription or symbol Customer-specific selection with SIRIUS ACT configurator (CIN) | - | 0 | 0
3SU1153-0AB70-1FA0 |  | 3SU1153-0AB70-1FA0 | 1 | UN | 1 | 5 | B | D | N | N | 85365080 | 1 | 4011209959040 | 0.106 | KG | 33.06 | 33.06 | CP20 | CP20 | Illuminated pushbutton, 22 mm, round, metal, shiny, clear, pushbutton, flat, momentary contact type, with holder, 1 NO+1 NC, LED module with integrated LED 110 V AC, screw terminal | - | 0 | 0
3SU1153-0AB70-1FA0-Z | X90 | 3SU1153-0AB70-1FA0-ZX90 | 1 | UN | 1 | 5 | B | D | EAR99 | N | 85365080 | 20 |  | 0.101 | KG | 33.06 | 33.06 | CP20 | CP20 | Illuminated pushbutton, 22 mm, round, metal, shiny, clear, pushbutton, flat, momentary contact type, with holder, 1 NO+1 NC, LED module with integrated LED 110 V AC, screw terminal, Z=20-unit packaging | - | 0 | 0
3SU1153-0AB70-1FA0-Z | Y10 | 3SU1153-0AB70-1FA0-ZY10 | 1 | UN | 1 | 10 | C | D | EAR99 | N | 85365080 | 1 |  | 0.101 | KG | 37.81 | 37.81 | CP20 | CP20 | Illuminated pushbutton, 22 mm, round, metal, shiny, clear, pushbutton, flat, momentary contact type, with holder, 1 NO+1 NC, LED module with integrated LED 110 V AC, screw terminal, with laser labeling, upper case and lower case, always upper case at beginning of line | - | 0 | 0
3SU1153-0AB70-1FA0-Z | Y11 | 3SU1153-0AB70-1FA0-ZY11 | 1 | UN | 1 | 10 | C | D | EAR99 | N | 85365080 | 1 |  | 0.101 | KG | 37.81 | 37.81 | CP20 | CP20 | Illuminated pushbutton, 22 mm, round, metal, shiny, clear, pushbutton, flat, momentary contact type, with holder, 1 NO+1 NC, LED module with integrated LED 110 V AC, screw terminal, with laser labeling, upper case | - | 0 | 0
3SU1153-0AB70-1FA0-Z | Y12 | 3SU1153-0AB70-1FA0-ZY12 | 1 | UN | 1 | 10 | C | D | EAR99 | N | 85365080 | 1 |  | 0.101 | KG | 37.81 | 37.81 | CP20 | CP20 | Illuminated pushbutton, 22 mm, round, metal, shiny, clear, pushbutton, flat, momentary contact type, with holder, 1 NO+1 NC, LED module with integrated LED 110 V AC, screw terminal, with laser labeling, lower case | - | 0 | 0
3SU1153-0AB70-1FA0-Z | Y13 | 3SU1153-0AB70-1FA0-ZY13 | 1 | UN | 1 | 10 | C | D | EAR99 | N | 85365080 | 1 |  | 0.101 | KG | 37.81 | 37.81 | CP20 | CP20 | Illuminated pushbutton, 22 mm, round, metal, shiny, clear, pushbutton, flat, momentary contact type, with holder, 1 NO+1 NC, LED module with integrated LED 110 V AC, screw terminal, with laser labeling, symbol number according to, ISO 7000 or IEC 60417 | - | 0 | 0
3SU1153-0AB70-1FA0-Z | Y15 | 3SU1153-0AB70-1FA0-ZY15 | 1 | UN | 1 | 10 | C | D | EAR99 | N | 85365080 | 1 |  | 0.101 | KG | 37.81 | 37.81 | CP20 | CP20 | Illuminated pushbutton, 22 mm, round, metal, shiny, clear, pushbutton, flat, momentary contact type, with holder, 1 NO+1 NC, LED module with integrated LED 110 V AC, screw terminal, with laser labeling, upper case and lower case, Always upper case at the beginning of the word | - | 0 | 0
3SU1153-0AB70-1FA0-Z | Y19 | 3SU1153-0AB70-1FA0-ZY19 | 1 | UN | 1 | 10 | C | D | EAR99 | N | 85365080 | 1 |  | 0.101 | KG | 34.01 | 34.01 | CP20 | CP20 | Illuminated pushbutton, 22 mm, round, metal, shiny, clear, pushbutton, flat, momentary contact type, with holder, 1 NO+1 NC, LED module with integrated LED 110 V AC, screw terminal, with laser labeling, inscription or symbol Customer-specific selection with SIRIUS ACT configurator (CIN) | - | 0 | 0
3SU1153-0AB70-3BA0 |  | 3SU1153-0AB70-3BA0 | 1 | UN | 1 | 5 | B | D | N | N | 85365080 | 1 | 4011209959293 | 0.107 | KG | 31.83 | 31.83 | CP20 | CP20 | Illuminated pushbutton, 22 mm, round, metal, shiny, clear, pushbutton, flat, momentary contact type, with holder, 1 NO, LED module with integrated LED 110 V AC, Spring-type terminal | - | 0 | 0
3SU1153-0AB70-3BA0-Z | X90 | 3SU1153-0AB70-3BA0-ZX90 | 1 | UN | 1 | 5 | B | D | EAR99 | N | 85365080 | 20 |  | 0.093 | KG | 31.83 | 31.83 | CP20 | CP20 | Illuminated pushbutton, 22 mm, round, metal, shiny, clear, pushbutton, flat, momentary contact type, with holder, 1NO, LED module with integrated LED 110 V AC, spring-type terminal, Z=20-unit packaging | - | 0 | 0
3SU1153-0AB70-3BA0-Z | Y10 | 3SU1153-0AB70-3BA0-ZY10 | 1 | UN | 1 | 10 | C | D | EAR99 | N | 85365080 | 1 |  | 0.093 | KG | 36.58 | 36.58 | CP20 | CP20 | Illuminated pushbutton, 22 mm, round, metal, shiny, clear, pushbutton, flat, momentary contact type, with holder, 1NO, LED module with integrated LED 110 V AC, spring-type terminal, with laser labeling, upper case and lower case, always upper case at beginning of line | - | 0 | 0
3SU1153-0AB70-3BA0-Z | Y11 | 3SU1153-0AB70-3BA0-ZY11 | 1 | UN | 1 | 10 | C | D | EAR99 | N | 85365080 | 1 |  | 0.093 | KG | 36.58 | 36.58 | CP20 | CP20 | Illuminated pushbutton, 22 mm, round, metal, shiny, clear, pushbutton, flat, momentary contact type, with holder, 1NO, LED module with integrated LED 110 V AC, spring-type terminal, with laser labeling, upper case | - | 0 | 0
3SU1153-0AB70-3BA0-Z | Y12 | 3SU1153-0AB70-3BA0-ZY12 | 1 | UN | 1 | 10 | C | D | EAR99 | N | 85365080 | 1 |  | 0.093 | KG | 36.58 | 36.58 | CP20 | CP20 | Illuminated pushbutton, 22 mm, round, metal, shiny, clear, pushbutton, flat, momentary contact type, with holder, 1NO, LED module with integrated LED 110 V AC, spring-type terminal, with laser labeling, lower case | - | 0 | 0
3SU1153-0AB70-3BA0-Z | Y13 | 3SU1153-0AB70-3BA0-ZY13 | 1 | UN | 1 | 10 | C | D | EAR99 | N | 85365080 | 1 |  | 0.093 | KG | 36.58 | 36.58 | CP20 | CP20 | Illuminated pushbutton, 22 mm, round, metal, shiny, clear, pushbutton, flat, momentary contact type, with holder, 1NO, LED module with integrated LED 110 V AC, spring-type terminal, with laser labeling, symbol number according to, ISO 7000 or IEC 60417 | - | 0 | 0
3SU1153-0AB70-3BA0-Z | Y15 | 3SU1153-0AB70-3BA0-ZY15 | 1 | UN | 1 | 10 | C | D | EAR99 | N | 85365080 | 1 |  | 0.093 | KG | 36.58 | 36.58 | CP20 | CP20 | Illuminated pushbutton, 22 mm, round, metal, shiny, clear, pushbutton, flat, momentary contact type, with holder, 1NO, LED module with integrated LED 110 V AC, spring-type terminal, with laser labeling, upper case and lower case, Always upper case at the beginning of the word | - | 0 | 0
3SU1153-0AB70-3BA0-Z | Y19 | 3SU1153-0AB70-3BA0-ZY19 | 1 | UN | 1 | 10 | C | D | EAR99 | N | 85365080 | 1 |  | 0.093 | KG | 32.78 | 32.78 | CP20 | CP20 | Illuminated pushbutton, 22 mm, round, metal, shiny, clear, pushbutton, flat, momentary contact type, with holder, 1NO, LED module with integrated LED 110 V AC, spring-type terminal, with laser labeling, inscription or symbol Customer-specific selection with SIRIUS ACT configurator (CIN) | - | 0 | 0
3SU1153-0AB70-3FA0 |  | 3SU1153-0AB70-3FA0 | 1 | UN | 1 | 5 | B | D | N | N | 85365080 | 1 | 4011209959101 | 0.101 | KG | 35.63 | 35.63 | CP20 | CP20 | Illuminated pushbutton, 22 mm, round, metal, shiny, clear, pushbutton, flat, momentary contact type, with holder, 1 NO+1 NC, LED module with integrated LED 110 V AC, Spring-type terminal | - | 0 | 0
3SU1153-0AB70-3FA0-Z | X90 | 3SU1153-0AB70-3FA0-ZX90 | 1 | UN | 1 | 5 | B | D | EAR99 | N | 85365080 | 20 |  | 0.101 | KG | 35.63 | 35.63 | CP20 | CP20 | Illuminated pushbutton, 22 mm, round, metal, shiny, clear, pushbutton, flat, momentary contact type, with holder, 1 NO+1 NC, LED module with integrated LED 110 V AC, spring-type terminal, Z=20-unit packaging | - | 0 | 0
3SU1153-0AB70-3FA0-Z | Y10 | 3SU1153-0AB70-3FA0-ZY10 | 1 | UN | 1 | 10 | C | D | EAR99 | N | 85365080 | 1 |  | 0.101 | KG | 40.38 | 40.38 | CP20 | CP20 | Illuminated pushbutton, 22 mm, round, metal, shiny, clear, pushbutton, flat, momentary contact type, with holder, 1 NO+1 NC, LED module with integrated LED 110 V AC, spring-type terminal, with laser labeling, upper case and lower case, always upper case at beginning of line | - | 0 | 0
3SU1153-0AB70-3FA0-Z | Y11 | 3SU1153-0AB70-3FA0-ZY11 | 1 | UN | 1 | 10 | C | D | EAR99 | N | 85365080 | 1 |  | 0.101 | KG | 40.38 | 40.38 | CP20 | CP20 | Illuminated pushbutton, 22 mm, round, metal, shiny, clear, pushbutton, flat, momentary contact type, with holder, 1 NO+1 NC, LED module with integrated LED 110 V AC, spring-type terminal, with laser labeling, upper case | - | 0 | 0
3SU1153-0AB70-3FA0-Z | Y12 | 3SU1153-0AB70-3FA0-ZY12 | 1 | UN | 1 | 10 | C | D | EAR99 | N | 85365080 | 1 |  | 0.101 | KG | 40.38 | 40.38 | CP20 | CP20 | Illuminated pushbutton, 22 mm, round, metal, shiny, clear, pushbutton, flat, momentary contact type, with holder, 1 NO+1 NC, LED module with integrated LED 110 V AC, spring-type terminal, with laser labeling, lower case | - | 0 | 0
3SU1153-0AB70-3FA0-Z | Y13 | 3SU1153-0AB70-3FA0-ZY13 | 1 | UN | 1 | 10 | C | D | EAR99 | N | 85365080 | 1 |  | 0.101 | KG | 40.38 | 40.38 | CP20 | CP20 | Illuminated pushbutton, 22 mm, round, metal, shiny, clear, pushbutton, flat, momentary contact type, with holder, 1 NO+1 NC, LED module with integrated LED 110 V AC, spring-type terminal, with laser labeling, symbol number according to, ISO 7000 or IEC 60417 | - | 0 | 0
3SU1153-0AB70-3FA0-Z | Y15 | 3SU1153-0AB70-3FA0-ZY15 | 1 | UN | 1 | 10 | C | D | EAR99 | N | 85365080 | 1 |  | 0.101 | KG | 40.38 | 40.38 | CP20 | CP20 | Illuminated pushbutton, 22 mm, round, metal, shiny, clear, pushbutton, flat, momentary contact type, with holder, 1 NO+1 NC, LED module with integrated LED 110 V AC, spring-type terminal, with laser labeling, upper case and lower case, Always upper case at the beginning of the word | - | 0 | 0
3SU1153-0AB70-3FA0-Z | Y19 | 3SU1153-0AB70-3FA0-ZY19 | 1 | UN | 1 | 10 | C | D | EAR99 | N | 85365080 | 1 |  | 0.101 | KG | 36.58 | 36.58 | CP20 | CP20 | Illuminated pushbutton, 22 mm, round, metal, shiny, clear, pushbutton, flat, momentary contact type, with holder, 1 NO+1 NC, LED module with integrated LED 110 V AC, spring-type terminal, with laser labeling, inscription or symbol Customer-specific selection with SIRIUS ACT configurator (CIN) | - | 0 | 0
3SU1153-6AA00-1AA0 |  | 3SU1153-6AA00-1AA0 | 1 | UN | 1 | 5 | B | D | N | N | 85369095 | 1 | 4011209958487 | 0.083 | KG | 21.38 | 21.38 | CP20 | CP20 | Indicator lights, 22 mm, round, metal, shiny, amber, lens, smooth, with holder, LED module with integrated LED 110 V AC, screw terminal | Lista Papel 2020 SI | 0 | 0
3SU1153-6AA00-1AA0-Z | X90 | 3SU1153-6AA00-1AA0-ZX90 | 1 | UN | 1 | 5 | B | D | EAR99 | N | 85369095 | 20 |  | 0.074 | KG | 21.38 | 21.38 | CP20 | CP20 | Indicator lights, 22 mm, round, metal, shiny, amber, lens, smooth, with holder, LED module with integrated LED 110 V AC, screw terminal, Z=20-unit packaging | - | 0 | 0
3SU1153-6AA00-1AA0-Z | Y10 | 3SU1153-6AA00-1AA0-ZY10 | 1 | UN | 1 | 10 | C | D | EAR99 | N | 85369095 | 1 |  | 0.074 | KG | 26.13 | 26.13 | CP20 | CP20 | Indicator light, 22 mm, round, metal, shiny, amber, lens, smooth, with holder, LED module with integrated LED 110 V AC, screw terminal, with laser labeling, upper case and lower case, always upper case at beginning of line | - | 0 | 0
3SU1153-6AA00-1AA0-Z | Y11 | 3SU1153-6AA00-1AA0-ZY11 | 1 | UN | 1 | 10 | C | D | EAR99 | N | 85369095 | 1 |  | 0.074 | KG | 26.13 | 26.13 | CP20 | CP20 | Indicator lights, 22 mm, round, metal, shiny, amber, lens, smooth, with holder, LED module with integrated LED 110 V AC, screw terminal, with laser labeling, upper case | - | 0 | 0
3SU1153-6AA00-1AA0-Z | Y12 | 3SU1153-6AA00-1AA0-ZY12 | 1 | UN | 1 | 10 | C | D | EAR99 | N | 85369095 | 1 |  | 0.074 | KG | 26.13 | 26.13 | CP20 | CP20 | Indicator lights, 22 mm, round, metal, shiny, amber, lens, smooth, with holder, LED module with integrated LED 110 V AC, screw terminal, with laser labeling, lower case | - | 0 | 0
3SU1153-6AA00-1AA0-Z | Y13 | 3SU1153-6AA00-1AA0-ZY13 | 1 | UN | 1 | 10 | C | D | EAR99 | N | 85369095 | 1 |  | 0.074 | KG | 26.13 | 26.13 | CP20 | CP20 | Indicator lights, 22 mm, round, metal, shiny, amber, lens, smooth, with holder, LED module with integrated LED 110 V AC, screw terminal, with laser labeling, symbol number according to, ISO 7000 or IEC 60417 | - | 0 | 0
3SU1153-6AA00-1AA0-Z | Y15 | 3SU1153-6AA00-1AA0-ZY15 | 1 | UN | 1 | 10 | C | D | EAR99 | N | 85369095 | 1 |  | 0.074 | KG | 26.13 | 26.13 | CP20 | CP20 | Indicator lights, 22 mm, round, metal, shiny, amber, lens, smooth, with holder, LED module with integrated LED 110 V AC, screw terminal, with laser labeling, upper case and lower case, always upper case at the beginning of the word | - | 0 | 0
3SU1153-6AA00-1AA0-Z | Y19 | 3SU1153-6AA00-1AA0-ZY19 | 1 | UN | 1 | 10 | C | D | EAR99 | N | 85369095 | 1 |  | 0.074 | KG | 22.33 | 22.33 | CP20 | CP20 | Indicator lights, 22 mm, round, metal, shiny, amber, lens, smooth, with holder, LED module with integrated LED 110 V AC, screw terminal, with laser labeling, inscription or symbol Customer-specific selection with SIRIUS ACT configurator (CIN) | - | 0 | 0
3SU1153-6AA20-1AA0 |  | 3SU1153-6AA20-1AA0 | 1 | UN | 1 | 1 | A | D | N | N | 85369095 | 1 | 4011209958425 | 0.081 | KG | 21.38 | 21.38 | CP20 | CP20 | Indicator lights, 22 mm, round, metal, shiny, red, lens, smooth, with holder, LED module with integrated LED 110 V AC, screw terminal | Lista Papel 2020 SI | 0 | 0
3SU1153-6AA20-1AA0-Z | X90 | 3SU1153-6AA20-1AA0-ZX90 | 1 | UN | 1 | 5 | B | D | EAR99 | N | 85369095 | 20 |  | 0.074 | KG | 21.38 | 21.38 | CP20 | CP20 | Indicator lights, 22 mm, round, metal, shiny, red, lens, smooth, with holder, LED module with integrated LED 110 V AC, screw terminal, Z=20-unit packaging | - | 0 | 0
3SU1153-6AA20-1AA0-Z | Y10 | 3SU1153-6AA20-1AA0-ZY10 | 1 | UN | 1 | 10 | C | D | EAR99 | N | 85369095 | 1 |  | 0.074 | KG | 26.13 | 26.13 | CP20 | CP20 | Indicator light, 22 mm, round, metal, shiny, red, lens, smooth, with holder, LED module with integrated LED 110 V AC, screw terminal, with laser labeling, upper case and lower case, always upper case at beginning of line | - | 0 | 0
3SU1153-6AA20-1AA0-Z | Y11 | 3SU1153-6AA20-1AA0-ZY11 | 1 | UN | 1 | 10 | C | D | EAR99 | N | 85369095 | 1 |  | 0.074 | KG | 26.13 | 26.13 | CP20 | CP20 | Indicator lights, 22 mm, round, metal, shiny, red, lens, smooth, with holder, LED module with integrated LED 110 V AC, screw terminal, with laser labeling, upper case | - | 0 | 0
3SU1153-6AA20-1AA0-Z | Y12 | 3SU1153-6AA20-1AA0-ZY12 | 1 | UN | 1 | 10 | C | D | EAR99 | N | 85369095 | 1 |  | 0.074 | KG | 26.13 | 26.13 | CP20 | CP20 | Indicator lights, 22 mm, round, metal, shiny, red, lens, smooth, with holder, LED module with integrated LED 110 V AC, screw terminal, with laser labeling, lower case | - | 0 | 0
3SU1153-6AA20-1AA0-Z | Y13 | 3SU1153-6AA20-1AA0-ZY13 | 1 | UN | 1 | 10 | C | D | EAR99 | N | 85369095 | 1 |  | 0.074 | KG | 26.13 | 26.13 | CP20 | CP20 | Indicator lights, 22 mm, round, metal, shiny, red, lens, smooth, with holder, LED module with integrated LED 110 V AC, screw terminal, with laser labeling, symbol number according to, ISO 7000 or IEC 60417 | - | 0 | 0
3SU1153-6AA20-1AA0-Z | Y15 | 3SU1153-6AA20-1AA0-ZY15 | 1 | UN | 1 | 10 | C | D | EAR99 | N | 85369095 | 1 |  | 0.074 | KG | 26.13 | 26.13 | CP20 | CP20 | Indicator lights, 22 mm, round, metal, shiny, red, lens, smooth, with holder, LED module with integrated LED 110 V AC, screw terminal, with laser labeling, upper case and lower case, always upper case at the beginning of the word | - | 0 | 0
3SU1153-6AA20-1AA0-Z | Y19 | 3SU1153-6AA20-1AA0-ZY19 | 1 | UN | 1 | 10 | C | D | EAR99 | N | 85369095 | 1 |  | 0.074 | KG | 22.33 | 22.33 | CP20 | CP20 | Indicator lights, 22 mm, round, metal, shiny, red, lens, smooth, with holder, LED module with integrated LED 110 V AC, screw terminal, with laser labeling, inscription or symbol Customer-specific selection with SIRIUS ACT configurator (CIN) | - | 0 | 0
3SU1153-6AA20-3AA0 |  | 3SU1153-6AA20-3AA0 | 1 | UN | 1 | 5 | B | D | N | N | 85369095 | 1 | 4011209958555 | 0.085 | KG | 23.18 | 23.18 | CP20 | CP20 | Indicator lights, 22 mm, round, metal, shiny, red, lens, smooth, with holder, LED module with integrated LED 110 V AC, Spring-type terminal | - | 0 | 0
3SU1153-6AA20-3AA0-Z | X90 | 3SU1153-6AA20-3AA0-ZX90 | 1 | UN | 1 | 5 | B | D | EAR99 | N | 85369095 | 20 |  | 0.074 | KG | 23.18 | 23.18 | CP20 | CP20 | Indicator lights, 22 mm, round, metal, shiny, red, lens, smooth, with holder, LED module with integrated LED 110 V AC, spring-type terminal, Z=20-unit packaging | - | 0 | 0
3SU1153-6AA20-3AA0-Z | Y10 | 3SU1153-6AA20-3AA0-ZY10 | 1 | UN | 1 | 10 | C | D | EAR99 | N | 85369095 | 1 |  | 0.074 | KG | 27.93 | 27.93 | CP20 | CP20 | Indicator light, 22 mm, round, metal, shiny, red, lens, smooth, with holder, LED module with integrated LED 110 V AC, spring-type terminal, with laser labeling, upper case and lower case, always upper case at beginning of line | - | 0 | 0
3SU1153-6AA20-3AA0-Z | Y11 | 3SU1153-6AA20-3AA0-ZY11 | 1 | UN | 1 | 10 | C | D | EAR99 | N | 85369095 | 1 |  | 0.074 | KG | 27.93 | 27.93 | CP20 | CP20 | Indicator lights, 22 mm, round, metal, shiny, red, lens, smooth, with holder, LED module with integrated LED 110 V AC, spring-type terminal, with laser labeling, upper case | - | 0 | 0
3SU1153-6AA20-3AA0-Z | Y12 | 3SU1153-6AA20-3AA0-ZY12 | 1 | UN | 1 | 10 | C | D | EAR99 | N | 85369095 | 1 |  | 0.074 | KG | 27.93 | 27.93 | CP20 | CP20 | Indicator lights, 22 mm, round, metal, shiny, red, lens, smooth, with holder, LED module with integrated LED 110 V AC, spring-type terminal, with laser labeling, lower case | - | 0 | 0
3SU1153-6AA20-3AA0-Z | Y13 | 3SU1153-6AA20-3AA0-ZY13 | 1 | UN | 1 | 10 | C | D | EAR99 | N | 85369095 | 1 |  | 0.074 | KG | 27.93 | 27.93 | CP20 | CP20 | Indicator lights, 22 mm, round, metal, shiny, red, lens, smooth, with holder, LED module with integrated LED 110 V AC, spring-type terminal, with laser labeling, symbol number according to, ISO 7000 or IEC 60417 | - | 0 | 0
3SU1153-6AA20-3AA0-Z | Y15 | 3SU1153-6AA20-3AA0-ZY15 | 1 | UN | 1 | 10 | C | D | EAR99 | N | 85369095 | 1 |  | 0.074 | KG | 27.93 | 27.93 | CP20 | CP20 | Indicator lights, 22 mm, round, metal, shiny, red, lens, smooth, with holder, LED module with integrated LED 110 V AC, spring-type terminal, with laser labeling, upper case and lower case, always upper case at the beginning of the word | - | 0 | 0
3SU1153-6AA20-3AA0-Z | Y19 | 3SU1153-6AA20-3AA0-ZY19 | 1 | UN | 1 | 10 | C | D | EAR99 | N | 85369095 | 1 |  | 0.074 | KG | 24.13 | 24.13 | CP20 | CP20 | Indicator lights, 22 mm, round, metal, shiny, red, lens, smooth, with holder, LED module with integrated LED 110 V AC, spring-type terminal, with laser labeling, inscription or symbol Customer-specific selection with SIRIUS ACT configurator (CIN) | - | 0 | 0
3SU1153-6AA30-1AA0 |  | 3SU1153-6AA30-1AA0 | 1 | UN | 1 | 3 | B | D | N | N | 85369095 | 1 | 4011209958432 | 0.08 | KG | 21.38 | 21.38 | CP20 | CP20 | Indicator lights, 22 mm, round, metal, shiny, yellow, lens, smooth, with holder, LED module with integrated LED 110 V AC, screw terminal | Lista Papel 2020 SI | 0 | 0
3SU1153-6AA30-1AA0-Z | X90 | 3SU1153-6AA30-1AA0-ZX90 | 1 | UN | 1 | 5 | B | D | EAR99 | N | 85369095 | 20 |  | 0.074 | KG | 21.38 | 21.38 | CP20 | CP20 | Indicator lights, 22 mm, round, metal, shiny, yellow, lens, smooth, with holder, LED module with integrated LED 110 V AC, screw terminal, Z=20-unit packaging | - | 0 | 0
3SU1153-6AA30-1AA0-Z | Y10 | 3SU1153-6AA30-1AA0-ZY10 | 1 | UN | 1 | 10 | C | D | EAR99 | N | 85369095 | 1 |  | 0.074 | KG | 26.13 | 26.13 | CP20 | CP20 | Indicator light, 22 mm, round, metal, shiny, yellow, lens, smooth, with holder, LED module with integrated LED 110 V AC, screw terminal, with laser labeling, upper case and lower case, always upper case at beginning of line | - | 0 | 0
3SU1153-6AA30-1AA0-Z | Y11 | 3SU1153-6AA30-1AA0-ZY11 | 1 | UN | 1 | 10 | C | D | EAR99 | N | 85369095 | 1 |  | 0.074 | KG | 26.13 | 26.13 | CP20 | CP20 | Indicator lights, 22 mm, round, metal, shiny, yellow, lens, smooth, with holder, LED module with integrated LED 110 V AC, screw terminal, with laser labeling, upper case | - | 0 | 0
3SU1153-6AA30-1AA0-Z | Y12 | 3SU1153-6AA30-1AA0-ZY12 | 1 | UN | 1 | 10 | C | D | EAR99 | N | 85369095 | 1 |  | 0.074 | KG | 26.13 | 26.13 | CP20 | CP20 | Indicator lights, 22 mm, round, metal, shiny, yellow, lens, smooth, with holder, LED module with integrated LED 110 V AC, screw terminal, with laser labeling, lower case | - | 0 | 0
3SU1153-6AA30-1AA0-Z | Y13 | 3SU1153-6AA30-1AA0-ZY13 | 1 | UN | 1 | 10 | C | D | EAR99 | N | 85369095 | 1 |  | 0.074 | KG | 26.13 | 26.13 | CP20 | CP20 | Indicator lights, 22 mm, round, metal, shiny, yellow, lens, smooth, with holder, LED module with integrated LED 110 V AC, screw terminal, with laser labeling, symbol number according to, ISO 7000 or IEC 60417 | - | 0 | 0
3SU1153-6AA30-1AA0-Z | Y15 | 3SU1153-6AA30-1AA0-ZY15 | 1 | UN | 1 | 10 | C | D | EAR99 | N | 85369095 | 1 |  | 0.074 | KG | 26.13 | 26.13 | CP20 | CP20 | Indicator lights, 22 mm, round, metal, shiny, yellow, lens, smooth, with holder, LED module with integrated LED 110 V AC, screw terminal, with laser labeling, upper case and lower case, always upper case at the beginning of the word | - | 0 | 0
3SU1153-6AA30-1AA0-Z | Y19 | 3SU1153-6AA30-1AA0-ZY19 | 1 | UN | 1 | 10 | C | D | EAR99 | N | 85369095 | 1 |  | 0.074 | KG | 22.33 | 22.33 | CP20 | CP20 | Indicator lights, 22 mm, round, metal, shiny, yellow, lens, smooth, with holder, LED module with integrated LED 110 V AC, screw terminal, with laser labeling, inscription or symbol Customer-specific selection with SIRIUS ACT configurator (CIN) | - | 0 | 0
3SU1153-6AA30-3AA0 |  | 3SU1153-6AA30-3AA0 | 1 | UN | 1 | 5 | B | D | N | N | 85369095 | 1 | 4011209958784 | 0.083 | KG | 23.18 | 23.18 | CP20 | CP20 | Indicator lights, 22 mm, round, metal, shiny, yellow, lens, smooth, with holder, LED module with integrated LED 110 V AC, Spring-type terminal | - | 0 | 0
3SU1153-6AA30-3AA0-Z | X90 | 3SU1153-6AA30-3AA0-ZX90 | 1 | UN | 1 | 5 | B | D | EAR99 | N | 85369095 | 20 |  | 0.074 | KG | 23.18 | 23.18 | CP20 | CP20 | Indicator lights, 22 mm, round, metal, shiny, yellow, lens, smooth, with holder, LED module with integrated LED 110 V AC, spring-type terminal, Z=20-unit packaging | - | 0 | 0
3SU1153-6AA30-3AA0-Z | Y10 | 3SU1153-6AA30-3AA0-ZY10 | 1 | UN | 1 | 10 | C | D | EAR99 | N | 85369095 | 1 |  | 0.074 | KG | 27.93 | 27.93 | CP20 | CP20 | Indicator light, 22 mm, round, metal, shiny, yellow, lens, smooth, with holder, LED module with integrated LED 110 V AC, spring-type terminal, with laser labeling, upper case and lower case, always upper case at beginning of line | - | 0 | 0
3SU1153-6AA30-3AA0-Z | Y11 | 3SU1153-6AA30-3AA0-ZY11 | 1 | UN | 1 | 10 | C | D | EAR99 | N | 85369095 | 1 |  | 0.074 | KG | 27.93 | 27.93 | CP20 | CP20 | Indicator lights, 22 mm, round, metal, shiny, yellow, lens, smooth, with holder, LED module with integrated LED 110 V AC, spring-type terminal, with laser labeling, upper case | - | 0 | 0
3SU1153-6AA30-3AA0-Z | Y12 | 3SU1153-6AA30-3AA0-ZY12 | 1 | UN | 1 | 10 | C | D | EAR99 | N | 85369095 | 1 |  | 0.074 | KG | 27.93 | 27.93 | CP20 | CP20 | Indicator lights, 22 mm, round, metal, shiny, yellow, lens, smooth, with holder, LED module with integrated LED 110 V AC, spring-type terminal, with laser labeling, lower case | - | 0 | 0
3SU1153-6AA30-3AA0-Z | Y13 | 3SU1153-6AA30-3AA0-ZY13 | 1 | UN | 1 | 10 | C | D | EAR99 | N | 85369095 | 1 |  | 0.074 | KG | 27.93 | 27.93 | CP20 | CP20 | Indicator lights, 22 mm, round, metal, shiny, yellow, lens, smooth, with holder, LED module with integrated LED 110 V AC, spring-type terminal, with laser labeling, symbol number according to, ISO 7000 or IEC 60417 | - | 0 | 0
3SU1153-6AA30-3AA0-Z | Y15 | 3SU1153-6AA30-3AA0-ZY15 | 1 | UN | 1 | 10 | C | D | EAR99 | N | 85369095 | 1 |  | 0.074 | KG | 27.93 | 27.93 | CP20 | CP20 | Indicator lights, 22 mm, round, metal, shiny, yellow, lens, smooth, with holder, LED module with integrated LED 110 V AC, spring-type terminal, with laser labeling, upper case and lower case, always upper case at the beginning of the word | - | 0 | 0
3SU1153-6AA30-3AA0-Z | Y19 | 3SU1153-6AA30-3AA0-ZY19 | 1 | UN | 1 | 10 | C | D | EAR99 | N | 85369095 | 1 |  | 0.074 | KG | 24.13 | 24.13 | CP20 | CP20 | Indicator lights, 22 mm, round, metal, shiny, yellow, lens, smooth, with holder, LED module with integrated LED 110 V AC, spring-type terminal, with laser labeling, inscription or symbol Customer-specific selection with SIRIUS ACT configurator (CIN) | - | 0 | 0
3SU1153-6AA40-1AA0 |  | 3SU1153-6AA40-1AA0 | 1 | UN | 1 | 1 | A | D | N | N | 85369095 | 1 | 4011209958449 | 0.082 | KG | 21.38 | 21.38 | CP20 | CP20 | Indicator lights, 22 mm, round, metal, shiny, green, lens, smooth, with holder, LED module with integrated LED 110 V AC, screw terminal | Lista Papel 2020 SI | 0 | 0
3SU1153-6AA40-1AA0-Z | X90 | 3SU1153-6AA40-1AA0-ZX90 | 1 | UN | 1 | 5 | B | D | EAR99 | N | 85369095 | 20 |  | 0.074 | KG | 21.38 | 21.38 | CP20 | CP20 | Indicator lights, 22 mm, round, metal, shiny, green, lens, smooth, with holder, LED module with integrated LED 110 V AC, screw terminal, Z=20-unit packaging | - | 0 | 0
3SU1153-6AA40-1AA0-Z | Y10 | 3SU1153-6AA40-1AA0-ZY10 | 1 | UN | 1 | 10 | C | D | EAR99 | N | 85369095 | 1 |  | 0.074 | KG | 26.13 | 26.13 | CP20 | CP20 | Indicator light, 22 mm, round, metal, shiny, green, lens, smooth, with holder, LED module with integrated LED 110 V AC, screw terminal, with laser labeling, upper case and lower case, always upper case at beginning of line | - | 0 | 0
3SU1153-6AA40-1AA0-Z | Y11 | 3SU1153-6AA40-1AA0-ZY11 | 1 | UN | 1 | 10 | C | D | EAR99 | N | 85369095 | 1 |  | 0.074 | KG | 26.13 | 26.13 | CP20 | CP20 | Indicator lights, 22 mm, round, metal, shiny, green, lens, smooth, with holder, LED module with integrated LED 110 V AC, screw terminal, with laser labeling, upper case | - | 0 | 0
3SU1153-6AA40-1AA0-Z | Y12 | 3SU1153-6AA40-1AA0-ZY12 | 1 | UN | 1 | 10 | C | D | EAR99 | N | 85369095 | 1 |  | 0.074 | KG | 26.13 | 26.13 | CP20 | CP20 | Indicator lights, 22 mm, round, metal, shiny, green, lens, smooth, with holder, LED module with integrated LED 110 V AC, screw terminal, with laser labeling, lower case | - | 0 | 0
3SU1153-6AA40-1AA0-Z | Y13 | 3SU1153-6AA40-1AA0-ZY13 | 1 | UN | 1 | 10 | C | D | EAR99 | N | 85369095 | 1 |  | 0.074 | KG | 26.13 | 26.13 | CP20 | CP20 | Indicator lights, 22 mm, round, metal, shiny, green, lens, smooth, with holder, LED module with integrated LED 110 V AC, screw terminal, with laser labeling, symbol number according to, ISO 7000 or IEC 60417 | - | 0 | 0
3SU1153-6AA40-1AA0-Z | Y15 | 3SU1153-6AA40-1AA0-ZY15 | 1 | UN | 1 | 10 | C | D | EAR99 | N | 85369095 | 1 |  | 0.074 | KG | 26.13 | 26.13 | CP20 | CP20 | Indicator lights, 22 mm, round, metal, shiny, green, lens, smooth, with holder, LED module with integrated LED 110 V AC, screw terminal, with laser labeling, upper case and lower case, always upper case at the beginning of the word | - | 0 | 0
3SU1153-6AA40-1AA0-Z | Y19 | 3SU1153-6AA40-1AA0-ZY19 | 1 | UN | 1 | 10 | C | D | EAR99 | N | 85369095 | 1 |  | 0.074 | KG | 22.33 | 22.33 | CP20 | CP20 | Indicator lights, 22 mm, round, metal, shiny, green, lens, smooth, with holder, LED module with integrated LED 110 V AC, screw terminal, with laser labeling, inscription or symbol Customer-specific selection with SIRIUS ACT configurator (CIN) | - | 0 | 0
3SU1153-6AA40-3AA0 |  | 3SU1153-6AA40-3AA0 | 1 | UN | 1 | 5 | B | D | N | N | 85369095 | 1 | 4011209958791 | 0.08 | KG | 23.18 | 23.18 | CP20 | CP20 | Indicator lights, 22 mm, round, metal, shiny, green, lens, smooth, with holder, LED module with integrated LED 110 V AC, Spring-type terminal | - | 0 | 0
3SU1153-6AA40-3AA0-Z | X90 | 3SU1153-6AA40-3AA0-ZX90 | 1 | UN | 1 | 5 | B | D | EAR99 | N | 85369095 | 20 |  | 0.074 | KG | 23.18 | 23.18 | CP20 | CP20 | Indicator lights, 22 mm, round, metal, shiny, green, lens, smooth, with holder, LED module with integrated LED 110 V AC, spring-type terminal, Z=20-unit packaging | - | 0 | 0
3SU1153-6AA40-3AA0-Z | Y10 | 3SU1153-6AA40-3AA0-ZY10 | 1 | UN | 1 | 10 | C | D | EAR99 | N | 85369095 | 1 |  | 0.074 | KG | 27.93 | 27.93 | CP20 | CP20 | Indicator light, 22 mm, round, metal, shiny, green, lens, smooth, with holder, LED module with integrated LED 110 V AC, spring-type terminal, with laser labeling, upper case and lower case, always upper case at beginning of line | - | 0 | 0
3SU1153-6AA40-3AA0-Z | Y11 | 3SU1153-6AA40-3AA0-ZY11 | 1 | UN | 1 | 10 | C | D | EAR99 | N | 85369095 | 1 |  | 0.074 | KG | 27.93 | 27.93 | CP20 | CP20 | Indicator lights, 22 mm, round, metal, shiny, green, lens, smooth, with holder, LED module with integrated LED 110 V AC, spring-type terminal, with laser labeling, upper case | - | 0 | 0
3SU1153-6AA40-3AA0-Z | Y12 | 3SU1153-6AA40-3AA0-ZY12 | 1 | UN | 1 | 10 | C | D | EAR99 | N | 85369095 | 1 |  | 0.074 | KG | 27.93 | 27.93 | CP20 | CP20 | Indicator lights, 22 mm, round, metal, shiny, green, lens, smooth, with holder, LED module with integrated LED 110 V AC, spring-type terminal, with laser labeling, lower case | - | 0 | 0
3SU1153-6AA40-3AA0-Z | Y13 | 3SU1153-6AA40-3AA0-ZY13 | 1 | UN | 1 | 10 | C | D | EAR99 | N | 85369095 | 1 |  | 0.074 | KG | 27.93 | 27.93 | CP20 | CP20 | Indicator lights, 22 mm, round, metal, shiny, green, lens, smooth, with holder, LED module with integrated LED 110 V AC, spring-type terminal, with laser labeling, symbol number according to, ISO 7000 or IEC 60417 | - | 0 | 0
3SU1153-6AA40-3AA0-Z | Y15 | 3SU1153-6AA40-3AA0-ZY15 | 1 | UN | 1 | 10 | C | D | EAR99 | N | 85369095 | 1 |  | 0.074 | KG | 27.93 | 27.93 | CP20 | CP20 | Indicator lights, 22 mm, round, metal, shiny, green, lens, smooth, with holder, LED module with integrated LED 110 V AC, spring-type terminal, with laser labeling, upper case and lower case, always upper case at the beginning of the word | - | 0 | 0
3SU1153-6AA40-3AA0-Z | Y19 | 3SU1153-6AA40-3AA0-ZY19 | 1 | UN | 1 | 10 | C | D | EAR99 | N | 85369095 | 1 |  | 0.074 | KG | 24.13 | 24.13 | CP20 | CP20 | Indicator lights, 22 mm, round, metal, shiny, green, lens, smooth, with holder, LED module with integrated LED 110 V AC, spring-type terminal, with laser labeling, inscription or symbol Customer-specific selection with SIRIUS ACT configurator (CIN) | - | 0 | 0
3SU1153-6AA50-1AA0 |  | 3SU1153-6AA50-1AA0 | 1 | UN | 1 | 5 | B | D | N | N | 85369095 | 1 | 4011209958456 | 0.09 | KG | 21.38 | 21.38 | CP20 | CP20 | Indicator lights, 22 mm, round, metal, shiny, blue, lens, smooth, with holder, LED module with integrated LED 110 V AC, screw terminal | Lista Papel 2020 SI | 0 | 0
3SU1153-6AA50-1AA0-Z | X90 | 3SU1153-6AA50-1AA0-ZX90 | 1 | UN | 1 | 5 | B | D | EAR99 | N | 85369095 | 20 |  | 0.074 | KG | 21.38 | 21.38 | CP20 | CP20 | Indicator lights, 22 mm, round, metal, shiny, blue, lens, smooth, with holder, LED module with integrated LED 110 V AC, screw terminal, Z=20-unit packaging | - | 0 | 0
3SU1153-6AA50-1AA0-Z | Y10 | 3SU1153-6AA50-1AA0-ZY10 | 1 | UN | 1 | 10 | C | D | EAR99 | N | 85369095 | 1 |  | 0.074 | KG | 26.13 | 26.13 | CP20 | CP20 | Indicator light, 22 mm, round, metal, shiny, blue, lens, smooth, with holder, LED module with integrated LED 110 V AC, screw terminal, with laser labeling, upper case and lower case, always upper case at beginning of line | - | 0 | 0
3SU1153-6AA50-1AA0-Z | Y11 | 3SU1153-6AA50-1AA0-ZY11 | 1 | UN | 1 | 10 | C | D | EAR99 | N | 85369095 | 1 |  | 0.074 | KG | 26.13 | 26.13 | CP20 | CP20 | Indicator lights, 22 mm, round, metal, shiny, blue, lens, smooth, with holder, LED module with integrated LED 110 V AC, screw terminal, with laser labeling, upper case | - | 0 | 0
3SU1153-6AA50-1AA0-Z | Y12 | 3SU1153-6AA50-1AA0-ZY12 | 1 | UN | 1 | 10 | C | D | EAR99 | N | 85369095 | 1 |  | 0.074 | KG | 26.13 | 26.13 | CP20 | CP20 | Indicator lights, 22 mm, round, metal, shiny, blue, lens, smooth, with holder, LED module with integrated LED 110 V AC, screw terminal, with laser labeling, lower case | - | 0 | 0
3SU1153-6AA50-1AA0-Z | Y13 | 3SU1153-6AA50-1AA0-ZY13 | 1 | UN | 1 | 10 | C | D | EAR99 | N | 85369095 | 1 |  | 0.074 | KG | 26.13 | 26.13 | CP20 | CP20 | Indicator lights, 22 mm, round, metal, shiny, blue, lens, smooth, with holder, LED module with integrated LED 110 V AC, screw terminal, with laser labeling, symbol number according to, ISO 7000 or IEC 60417 | - | 0 | 0
3SU1153-6AA50-1AA0-Z | Y15 | 3SU1153-6AA50-1AA0-ZY15 | 1 | UN | 1 | 10 | C | D | EAR99 | N | 85369095 | 1 |  | 0.074 | KG | 26.13 | 26.13 | CP20 | CP20 | Indicator lights, 22 mm, round, metal, shiny, blue, lens, smooth, with holder, LED module with integrated LED 110 V AC, screw terminal, with laser labeling, upper case and lower case, always upper case at the beginning of the word | - | 0 | 0
3SU1153-6AA50-1AA0-Z | Y19 | 3SU1153-6AA50-1AA0-ZY19 | 1 | UN | 1 | 10 | C | D | EAR99 | N | 85369095 | 1 |  | 0.074 | KG | 22.33 | 22.33 | CP20 | CP20 | Indicator lights, 22 mm, round, metal, shiny, blue, lens, smooth, with holder, LED module with integrated LED 110 V AC, screw terminal, with laser labeling, inscription or symbol Customer-specific selection with SIRIUS ACT configurator (CIN) | - | 0 | 0
3SU1153-6AA50-3AA0 |  | 3SU1153-6AA50-3AA0 | 1 | UN | 1 | 5 | B | D | N | N | 85369095 | 1 | 4011209958814 | 0.08 | KG | 23.18 | 23.18 | CP20 | CP20 | Indicator lights, 22 mm, round, metal, shiny, blue, lens, smooth, with holder, LED module with integrated LED 110 V AC, Spring-type terminal | - | 0 | 0
3SU1153-6AA50-3AA0-Z | X90 | 3SU1153-6AA50-3AA0-ZX90 | 1 | UN | 1 | 5 | B | D | EAR99 | N | 85369095 | 20 |  | 0.074 | KG | 23.18 | 23.18 | CP20 | CP20 | Indicator lights, 22 mm, round, metal, shiny, blue, lens, smooth, with holder, LED module with integrated LED 110 V AC, spring-type terminal, Z=20-unit packaging | - | 0 | 0
3SU1153-6AA50-3AA0-Z | Y10 | 3SU1153-6AA50-3AA0-ZY10 | 1 | UN | 1 | 10 | C | D | EAR99 | N | 85369095 | 1 |  | 0.074 | KG | 27.93 | 27.93 | CP20 | CP20 | Indicator light, 22 mm, round, metal, shiny, blue, lens, smooth, with holder, LED module with integrated LED 110 V AC, spring-type terminal, with laser labeling, upper case and lower case, always upper case at beginning of line | - | 0 | 0
3SU1153-6AA50-3AA0-Z | Y11 | 3SU1153-6AA50-3AA0-ZY11 | 1 | UN | 1 | 10 | C | D | EAR99 | N | 85369095 | 1 |  | 0.074 | KG | 27.93 | 27.93 | CP20 | CP20 | Indicator lights, 22 mm, round, metal, shiny, blue, lens, smooth, with holder, LED module with integrated LED 110 V AC, spring-type terminal, with laser labeling, upper case | - | 0 | 0
3SU1153-6AA50-3AA0-Z | Y12 | 3SU1153-6AA50-3AA0-ZY12 | 1 | UN | 1 | 10 | C | D | EAR99 | N | 85369095 | 1 |  | 0.074 | KG | 27.93 | 27.93 | CP20 | CP20 | Indicator lights, 22 mm, round, metal, shiny, blue, lens, smooth, with holder, LED module with integrated LED 110 V AC, spring-type terminal, with laser labeling, lower case | - | 0 | 0
3SU1153-6AA50-3AA0-Z | Y13 | 3SU1153-6AA50-3AA0-ZY13 | 1 | UN | 1 | 10 | C | D | EAR99 | N | 85369095 | 1 |  | 0.074 | KG | 27.93 | 27.93 | CP20 | CP20 | Indicator lights, 22 mm, round, metal, shiny, blue, lens, smooth, with holder, LED module with integrated LED 110 V AC, spring-type terminal, with laser labeling, symbol number according to, ISO 7000 or IEC 60417 | - | 0 | 0
3SU1153-6AA50-3AA0-Z | Y15 | 3SU1153-6AA50-3AA0-ZY15 | 1 | UN | 1 | 10 | C | D | EAR99 | N | 85369095 | 1 |  | 0.074 | KG | 27.93 | 27.93 | CP20 | CP20 | Indicator lights, 22 mm, round, metal, shiny, blue, lens, smooth, with holder, LED module with integrated LED 110 V AC, spring-type terminal, with laser labeling, upper case and lower case, always upper case at the beginning of the word | - | 0 | 0
3SU1153-6AA50-3AA0-Z | Y19 | 3SU1153-6AA50-3AA0-ZY19 | 1 | UN | 1 | 10 | C | D | EAR99 | N | 85369095 | 1 |  | 0.074 | KG | 24.13 | 24.13 | CP20 | CP20 | Indicator lights, 22 mm, round, metal, shiny, blue, lens, smooth, with holder, LED module with integrated LED 110 V AC, spring-type terminal, with laser labeling, inscription or symbol Customer-specific selection with SIRIUS ACT configurator (CIN) | - | 0 | 0
3SU1153-6AA60-1AA0 |  | 3SU1153-6AA60-1AA0 | 1 | UN | 1 | 3 | B | D | N | N | 85369095 | 1 | 4011209958463 | 0.083 | KG | 21.38 | 21.38 | CP20 | CP20 | Indicator lights, 22 mm, round, metal, shiny, white, lens, smooth, with holder, LED module with integrated LED 110 V AC, screw terminal | Lista Papel 2020 SI | 0 | 0
3SU1153-6AA60-1AA0-Z | X90 | 3SU1153-6AA60-1AA0-ZX90 | 1 | UN | 1 | 5 | B | D | EAR99 | N | 85369095 | 20 |  | 0.074 | KG | 21.38 | 21.38 | CP20 | CP20 | Indicator lights, 22 mm, round, metal, shiny, white, lens, smooth, with holder, LED module with integrated LED 110 V AC, screw terminal, Z=20-unit packaging | - | 0 | 0
3SU1153-6AA60-1AA0-Z | Y10 | 3SU1153-6AA60-1AA0-ZY10 | 1 | UN | 1 | 10 | C | D | EAR99 | N | 85369095 | 1 |  | 0.074 | KG | 26.13 | 26.13 | CP20 | CP20 | Indicator light, 22 mm, round, metal, shiny, white, lens, smooth, with holder, LED module with integrated LED 110 V AC, screw terminal, with laser labeling, upper case and lower case, always upper case at beginning of line | - | 0 | 0
3SU1153-6AA60-1AA0-Z | Y11 | 3SU1153-6AA60-1AA0-ZY11 | 1 | UN | 1 | 10 | C | D | EAR99 | N | 85369095 | 1 |  | 0.074 | KG | 26.13 | 26.13 | CP20 | CP20 | Indicator lights, 22 mm, round, metal, shiny, white, lens, smooth, with holder, LED module with integrated LED 110 V AC, screw terminal, with laser labeling, upper case | - | 0 | 0
3SU1153-6AA60-1AA0-Z | Y12 | 3SU1153-6AA60-1AA0-ZY12 | 1 | UN | 1 | 10 | C | D | EAR99 | N | 85369095 | 1 |  | 0.074 | KG | 26.13 | 26.13 | CP20 | CP20 | Indicator lights, 22 mm, round, metal, shiny, white, lens, smooth, with holder, LED module with integrated LED 110 V AC, screw terminal, with laser labeling, lower case | - | 0 | 0
3SU1153-6AA60-1AA0-Z | Y13 | 3SU1153-6AA60-1AA0-ZY13 | 1 | UN | 1 | 10 | C | D | EAR99 | N | 85369095 | 1 |  | 0.074 | KG | 26.13 | 26.13 | CP20 | CP20 | Indicator lights, 22 mm, round, metal, shiny, white, lens, smooth, with holder, LED module with integrated LED 110 V AC, screw terminal, with laser labeling, symbol number according to, ISO 7000 or IEC 60417 | - | 0 | 0
3SU1153-6AA60-1AA0-Z | Y15 | 3SU1153-6AA60-1AA0-ZY15 | 1 | UN | 1 | 10 | C | D | EAR99 | N | 85369095 | 1 |  | 0.074 | KG | 26.13 | 26.13 | CP20 | CP20 | Indicator lights, 22 mm, round, metal, shiny, white, lens, smooth, with holder, LED module with integrated LED 110 V AC, screw terminal, with laser labeling, upper case and lower case, always upper case at the beginning of the word | - | 0 | 0
3SU1153-6AA60-1AA0-Z | Y19 | 3SU1153-6AA60-1AA0-ZY19 | 1 | UN | 1 | 10 | C | D | EAR99 | N | 85369095 | 1 |  | 0.074 | KG | 22.33 | 22.33 | CP20 | CP20 | Indicator lights, 22 mm, round, metal, shiny, white, lens, smooth, with holder, LED module with integrated LED 110 V AC, screw terminal, with laser labeling, inscription or symbol Customer-specific selection with SIRIUS ACT configurator (CIN) | - | 0 | 0
3SU1153-6AA60-3AA0 |  | 3SU1153-6AA60-3AA0 | 1 | UN | 1 | 5 | B | D | N | N | 85369095 | 1 | 4011209958807 | 0.08 | KG | 23.18 | 23.18 | CP20 | CP20 | Indicator lights, 22 mm, round, metal, shiny, white, lens, smooth, with holder, LED module with integrated LED 110 V AC, Spring-type terminal | - | 0 | 0
3SU1153-6AA60-3AA0-Z | X90 | 3SU1153-6AA60-3AA0-ZX90 | 1 | UN | 1 | 5 | B | D | EAR99 | N | 85369095 | 20 |  | 0.074 | KG | 23.18 | 23.18 | CP20 | CP20 | Indicator lights, 22 mm, round, metal, shiny, white, lens, smooth, with holder, LED module with integrated LED 110 V AC, spring-type terminal, Z=20-unit packaging | - | 0 | 0
3SU1153-6AA60-3AA0-Z | Y10 | 3SU1153-6AA60-3AA0-ZY10 | 1 | UN | 1 | 10 | C | D | EAR99 | N | 85369095 | 1 |  | 0.074 | KG | 27.93 | 27.93 | CP20 | CP20 | Indicator light, 22 mm, round, metal, shiny, white, lens, smooth, with holder, LED module with integrated LED 110 V AC, spring-type terminal, with laser labeling, upper case and lower case, always upper case at beginning of line | - | 0 | 0
3SU1153-6AA60-3AA0-Z | Y11 | 3SU1153-6AA60-3AA0-ZY11 | 1 | UN | 1 | 10 | C | D | EAR99 | N | 85369095 | 1 |  | 0.074 | KG | 27.93 | 27.93 | CP20 | CP20 | Indicator lights, 22 mm, round, metal, shiny, white, lens, smooth, with holder, LED module with integrated LED 110 V AC, spring-type terminal, with laser labeling, upper case | - | 0 | 0
3SU1153-6AA60-3AA0-Z | Y12 | 3SU1153-6AA60-3AA0-ZY12 | 1 | UN | 1 | 10 | C | D | EAR99 | N | 85369095 | 1 |  | 0.074 | KG | 27.93 | 27.93 | CP20 | CP20 | Indicator lights, 22 mm, round, metal, shiny, white, lens, smooth, with holder, LED module with integrated LED 110 V AC, spring-type terminal, with laser labeling, lower case | - | 0 | 0
3SU1153-6AA60-3AA0-Z | Y13 | 3SU1153-6AA60-3AA0-ZY13 | 1 | UN | 1 | 10 | C | D | EAR99 | N | 85369095 | 1 |  | 0.074 | KG | 27.93 | 27.93 | CP20 | CP20 | Indicator lights, 22 mm, round, metal, shiny, white, lens, smooth, with holder, LED module with integrated LED 110 V AC, spring-type terminal, with laser labeling, symbol number according to, ISO 7000 or IEC 60417 | - | 0 | 0
3SU1153-6AA60-3AA0-Z | Y15 | 3SU1153-6AA60-3AA0-ZY15 | 1 | UN | 1 | 10 | C | D | EAR99 | N | 85369095 | 1 |  | 0.074 | KG | 27.93 | 27.93 | CP20 | CP20 | Indicator lights, 22 mm, round, metal, shiny, white, lens, smooth, with holder, LED module with integrated LED 110 V AC, spring-type terminal, with laser labeling, upper case and lower case, always upper case at the beginning of the word | - | 0 | 0
3SU1153-6AA60-3AA0-Z | Y19 | 3SU1153-6AA60-3AA0-ZY19 | 1 | UN | 1 | 10 | C | D | EAR99 | N | 85369095 | 1 |  | 0.074 | KG | 24.13 | 24.13 | CP20 | CP20 | Indicator lights, 22 mm, round, metal, shiny, white, lens, smooth, with holder, LED module with integrated LED 110 V AC, spring-type terminal, with laser labeling, inscription or symbol Customer-specific selection with SIRIUS ACT configurator (CIN) | - | 0 | 0
3SU1153-6AA70-1AA0 |  | 3SU1153-6AA70-1AA0 | 1 | UN | 1 | 5 | B | D | N | N | 85369095 | 1 | 4011209958470 | 0.084 | KG | 21.38 | 21.38 | CP20 | CP20 | Indicator lights, 22 mm, round, metal, shiny, clear, lens, smooth, with holder, LED module with integrated LED 110 V AC, screw terminal | Lista Papel 2020 SI | 0 | 0
3SU1153-6AA70-1AA0-Z | X90 | 3SU1153-6AA70-1AA0-ZX90 | 1 | UN | 1 | 5 | B | D | EAR99 | N | 85369095 | 20 |  | 0.074 | KG | 21.38 | 21.38 | CP20 | CP20 | Indicator lights, 22 mm, round, metal, shiny, clear, lens, smooth, with holder, LED module with integrated LED 110 V AC, screw terminal, Z=20-unit packaging | - | 0 | 0
3SU1153-6AA70-1AA0-Z | Y10 | 3SU1153-6AA70-1AA0-ZY10 | 1 | UN | 1 | 10 | C | D | N | N | 85369095 | 1 |  | 0.03 | KG | 26.13 | 26.13 | CP20 | CP20 | Indicator light, 22 mm, round, metal, shiny, clear, lens, smooth, with holder, LED module with integrated LED 110 V AC, screw terminal, with laser labeling, upper case and lower case, always upper case at beginning of line | - | 0 | 0
3SU1153-6AA70-1AA0-Z | Y11 | 3SU1153-6AA70-1AA0-ZY11 | 1 | UN | 1 | 10 | C | D | N | N | 85369095 | 1 |  | 0.03 | KG | 26.13 | 26.13 | CP20 | CP20 | Indicator lights, 22 mm, round, metal, shiny, clear, lens, smooth, with holder, LED module with integrated LED 110 V AC, screw terminal, with laser labeling, upper case | - | 0 | 0
3SU1153-6AA70-1AA0-Z | Y12 | 3SU1153-6AA70-1AA0-ZY12 | 1 | UN | 1 | 10 | C | D | N | N | 85369095 | 1 |  | 0.12 | KG | 26.13 | 26.13 | CP20 | CP20 | Indicator lights, 22 mm, round, metal, shiny, clear, lens, smooth, with holder, LED module with integrated LED 110 V AC, screw terminal, with laser labeling, lower case | - | 0 | 0
3SU1153-6AA70-1AA0-Z | Y13 | 3SU1153-6AA70-1AA0-ZY13 | 1 | UN | 1 | 10 | C | D | N | N | 85369095 | 1 |  | 0.03 | KG | 26.13 | 26.13 | CP20 | CP20 | Indicator lights, 22 mm, round, metal, shiny, clear, lens, smooth, with holder, LED module with integrated LED 110 V AC, screw terminal, with laser labeling, symbol number according to, ISO 7000 or IEC 60417 | - | 0 | 0
3SU1153-6AA70-1AA0-Z | Y15 | 3SU1153-6AA70-1AA0-ZY15 | 1 | UN | 1 | 10 | C | D | N | N | 85369095 | 1 |  | 0.03 | KG | 26.13 | 26.13 | CP20 | CP20 | Indicator lights, 22 mm, round, metal, shiny, clear, lens, smooth, with holder, LED module with integrated LED 110 V AC, screw terminal, with laser labeling, upper case and lower case, always upper case at the beginning of the word | - | 0 | 0
3SU1153-6AA70-1AA0-Z | Y19 | 3SU1153-6AA70-1AA0-ZY19 | 1 | UN | 1 | 10 | C | D | N | N | 85369095 | 1 |  | 0.03 | KG | 22.33 | 22.33 | CP20 | CP20 | Indicator lights, 22 mm, round, metal, shiny, clear, lens, smooth, with holder, LED module with integrated LED 110 V AC, screw terminal, with laser labeling, inscription or symbol Customer-specific selection with SIRIUS ACT configurator (CIN) | - | 0 | 0
3SU1153-6AA70-3AA0 |  | 3SU1153-6AA70-3AA0 | 1 | UN | 1 | 5 | B | D | N | N | 85369095 | 1 | 4011209958821 | 0.08 | KG | 23.18 | 23.18 | CP20 | CP20 | Indicator lights, 22 mm, round, metal, shiny, clear, lens, smooth, with holder, LED module with integrated LED 110 V AC, Spring-type terminal | - | 0 | 0
3SU1153-6AA70-3AA0-Z | X90 | 3SU1153-6AA70-3AA0-ZX90 | 1 | UN | 1 | 5 | B | D | EAR99 | N | 85369095 | 20 |  | 0.074 | KG | 23.18 | 23.18 | CP20 | CP20 | Indicator lights, 22 mm, round, metal, shiny, clear, lens, smooth, with holder, LED module with integrated LED 110 V AC, spring-type terminal, Z=20-unit packaging | - | 0 | 0
3SU1153-6AA70-3AA0-Z | Y10 | 3SU1153-6AA70-3AA0-ZY10 | 1 | UN | 1 | 10 | C | D | EAR99 | N | 85369095 | 1 |  | 0.074 | KG | 27.93 | 27.93 | CP20 | CP20 | Indicator light, 22 mm, round, metal, shiny, clear, lens, smooth, with holder, LED module with integrated LED 110 V AC, spring-type terminal, with laser labeling, upper case and lower case, always upper case at beginning of line | - | 0 | 0
3SU1153-6AA70-3AA0-Z | Y11 | 3SU1153-6AA70-3AA0-ZY11 | 1 | UN | 1 | 10 | C | D | EAR99 | N | 85369095 | 1 |  | 0.074 | KG | 27.93 | 27.93 | CP20 | CP20 | Indicator lights, 22 mm, round, metal, shiny, clear, lens, smooth, with holder, LED module with integrated LED 110 V AC, spring-type terminal, with laser labeling, upper case | - | 0 | 0
3SU1153-6AA70-3AA0-Z | Y12 | 3SU1153-6AA70-3AA0-ZY12 | 1 | UN | 1 | 10 | C | D | EAR99 | N | 85369095 | 1 |  | 0.074 | KG | 27.93 | 27.93 | CP20 | CP20 | Indicator lights, 22 mm, round, metal, shiny, clear, lens, smooth, with holder, LED module with integrated LED 110 V AC, spring-type terminal, with laser labeling, lower case | - | 0 | 0
3SU1153-6AA70-3AA0-Z | Y13 | 3SU1153-6AA70-3AA0-ZY13 | 1 | UN | 1 | 10 | C | D | EAR99 | N | 85369095 | 1 |  | 0.074 | KG | 27.93 | 27.93 | CP20 | CP20 | Indicator lights, 22 mm, round, metal, shiny, clear, lens, smooth, with holder, LED module with integrated LED 110 V AC, spring-type terminal, with laser labeling, symbol number according to, ISO 7000 or IEC 60417 | - | 0 | 0
3SU1153-6AA70-3AA0-Z | Y15 | 3SU1153-6AA70-3AA0-ZY15 | 1 | UN | 1 | 10 | C | D | EAR99 | N | 85369095 | 1 |  | 0.074 | KG | 27.93 | 27.93 | CP20 | CP20 | Indicator lights, 22 mm, round, metal, shiny, clear, lens, smooth, with holder, LED module with integrated LED 110 V AC, spring-type terminal, with laser labeling, upper case and lower case, always upper case at the beginning of the word | - | 0 | 0
3SU1153-6AA70-3AA0-Z | Y19 | 3SU1153-6AA70-3AA0-ZY19 | 1 | UN | 1 | 10 | C | D | EAR99 | N | 85369095 | 1 |  | 0.074 | KG | 24.13 | 24.13 | CP20 | CP20 | Indicator lights, 22 mm, round, metal, shiny, clear, lens, smooth, with holder, LED module with integrated LED 110 V AC, spring-type terminal, with laser labeling, inscription or symbol Customer-specific selection with SIRIUS ACT configurator (CIN) | - | 0 | 0
3SU1156-0AB00-1BA0 |  | 3SU1156-0AB00-1BA0 | 1 | UN | 1 | 5 | B | D | N | N | 85365080 | 1 | 4011209966352 | 0.11 | KG | 29.74 | 29.74 | CP20 | CP20 | Illuminated pushbutton, 22 mm, round, metal, shiny, amber, pushbutton, flat, momentary contact type, with holder, 1 NO, LED module with integrated LED 230 V AC, screw terminal | - | 0 | 0
3SU1156-0AB00-1BA0-Z | X90 | 3SU1156-0AB00-1BA0-ZX90 | 1 | UN | 1 | 5 | B | D | EAR99 | N | 85365080 | 20 |  | 0.093 | KG | 29.74 | 29.74 | CP20 | CP20 | Illuminated pushbutton, 22 mm, round, metal, shiny, amber, pushbutton, flat, momentary contact type, with holder, 1NO, LED module with integrated LED 230 V AC, screw terminal, Z=20-unit packaging | - | 0 | 0
3SU1156-0AB00-1BA0-Z | Y10 | 3SU1156-0AB00-1BA0-ZY10 | 1 | UN | 1 | 10 | C | D | EAR99 | N | 85365080 | 1 |  | 0.093 | KG | 34.49 | 34.49 | CP20 | CP20 | Illuminated pushbutton, 22 mm, round, metal, shiny, amber, pushbutton, flat, momentary contact type, with holder, 1NO, LED module with integrated LED 230 V AC, screw terminal, with laser labeling, upper case and lower case, always upper case at beginning of line | - | 0 | 0
3SU1156-0AB00-1BA0-Z | Y11 | 3SU1156-0AB00-1BA0-ZY11 | 1 | UN | 1 | 10 | C | D | EAR99 | N | 85365080 | 1 |  | 0.093 | KG | 34.49 | 34.49 | CP20 | CP20 | Illuminated pushbutton, 22 mm, round, metal, shiny, amber, pushbutton, flat, momentary contact type, with holder, 1NO, LED module with integrated LED 230 V AC, screw terminal, with laser labeling, upper case | - | 0 | 0
3SU1156-0AB00-1BA0-Z | Y12 | 3SU1156-0AB00-1BA0-ZY12 | 1 | UN | 1 | 10 | C | D | EAR99 | N | 85365080 | 1 |  | 0.093 | KG | 34.49 | 34.49 | CP20 | CP20 | Illuminated pushbutton, 22 mm, round, metal, shiny, amber, pushbutton, flat, momentary contact type, with holder, 1NO, LED module with integrated LED 230 V AC, screw terminal, with laser labeling, lower case | - | 0 | 0
3SU1156-0AB00-1BA0-Z | Y13 | 3SU1156-0AB00-1BA0-ZY13 | 1 | UN | 1 | 10 | C | D | EAR99 | N | 85365080 | 1 |  | 0.093 | KG | 34.49 | 34.49 | CP20 | CP20 | Illuminated pushbutton, 22 mm, round, metal, shiny, amber, pushbutton, flat, momentary contact type, with holder, 1NO, LED module with integrated LED 230 V AC, screw terminal, with laser labeling, symbol number according to, ISO 7000 or IEC 60417 | - | 0 | 0
3SU1156-0AB00-1BA0-Z | Y15 | 3SU1156-0AB00-1BA0-ZY15 | 1 | UN | 1 | 10 | C | D | EAR99 | N | 85365080 | 1 |  | 0.093 | KG | 34.49 | 34.49 | CP20 | CP20 | Illuminated pushbutton, 22 mm, round, metal, shiny, amber, pushbutton, flat, momentary contact type, with holder, 1NO, LED module with integrated LED 230 V AC, screw terminal, with laser labeling, upper case and lower case, Always upper case at the beginning of the word | - | 0 | 0
3SU1156-0AB00-1BA0-Z | Y19 | 3SU1156-0AB00-1BA0-ZY19 | 1 | UN | 1 | 10 | C | D | EAR99 | N | 85365080 | 1 |  | 0.093 | KG | 30.69 | 30.69 | CP20 | CP20 | Illuminated pushbutton, 22 mm, round, metal, shiny, amber, pushbutton, flat, momentary contact type, with holder, 1NO, LED module with integrated LED 230 V AC, screw terminal, with laser labeling, inscription or symbol Customer-specific selection with SIRIUS ACT configurator (CIN) | - | 0 | 0
3SU1156-0AB00-1FA0 |  | 3SU1156-0AB00-1FA0 | 1 | UN | 1 | 5 | B | D | N | N | 85365080 | 1 | 4011209959637 | 0.104 | KG | 33.06 | 33.06 | CP20 | CP20 | Illuminated pushbutton, 22 mm, round, metal, shiny, amber, pushbutton, flat, momentary contact type, with holder, 1 NO+1 NC, LED module with integrated LED 230 V AC, screw terminal | - | 0 | 0
3SU1156-0AB00-1FA0-Z | X90 | 3SU1156-0AB00-1FA0-ZX90 | 1 | UN | 1 | 5 | B | D | EAR99 | N | 85365080 | 20 |  | 0.101 | KG | 33.06 | 33.06 | CP20 | CP20 | Illuminated pushbutton, 22 mm, round, metal, shiny, amber, pushbutton, flat, momentary contact type, with holder, 1 NO+1 NC, LED module with integrated LED 230 V AC, screw terminal, Z=20-unit packaging | - | 0 | 0
3SU1156-0AB00-1FA0-Z | Y10 | 3SU1156-0AB00-1FA0-ZY10 | 1 | UN | 1 | 10 | C | D | EAR99 | N | 85365080 | 1 |  | 0.101 | KG | 37.81 | 37.81 | CP20 | CP20 | Illuminated pushbutton, 22 mm, round, metal, shiny, amber, pushbutton, flat, momentary contact type, with holder, 1 NO+1 NC, LED module with integrated LED 230 V AC, screw terminal, with laser labeling, upper case and lower case, always upper case at beginning of line | - | 0 | 0
3SU1156-0AB00-1FA0-Z | Y11 | 3SU1156-0AB00-1FA0-ZY11 | 1 | UN | 1 | 10 | C | D | EAR99 | N | 85365080 | 1 |  | 0.101 | KG | 37.81 | 37.81 | CP20 | CP20 | Illuminated pushbutton, 22 mm, round, metal, shiny, amber, pushbutton, flat, momentary contact type, with holder, 1 NO+1 NC, LED module with integrated LED 230 V AC, screw terminal, with laser labeling, upper case | - | 0 | 0
3SU1156-0AB00-1FA0-Z | Y12 | 3SU1156-0AB00-1FA0-ZY12 | 1 | UN | 1 | 10 | C | D | EAR99 | N | 85365080 | 1 |  | 0.101 | KG | 37.81 | 37.81 | CP20 | CP20 | Illuminated pushbutton, 22 mm, round, metal, shiny, amber, pushbutton, flat, momentary contact type, with holder, 1 NO+1 NC, LED module with integrated LED 230 V AC, screw terminal, with laser labeling, lower case | - | 0 | 0
3SU1156-0AB00-1FA0-Z | Y13 | 3SU1156-0AB00-1FA0-ZY13 | 1 | UN | 1 | 10 | C | D | EAR99 | N | 85365080 | 1 |  | 0.101 | KG | 37.81 | 37.81 | CP20 | CP20 | Illuminated pushbutton, 22 mm, round, metal, shiny, amber, pushbutton, flat, momentary contact type, with holder, 1 NO+1 NC, LED module with integrated LED 230 V AC, screw terminal, with laser labeling, symbol number according to, ISO 7000 or IEC 60417 | - | 0 | 0
3SU1156-0AB00-1FA0-Z | Y15 | 3SU1156-0AB00-1FA0-ZY15 | 1 | UN | 1 | 10 | C | D | EAR99 | N | 85365080 | 1 |  | 0.101 | KG | 37.81 | 37.81 | CP20 | CP20 | Illuminated pushbutton, 22 mm, round, metal, shiny, amber, pushbutton, flat, momentary contact type, with holder, 1 NO+1 NC, LED module with integrated LED 230 V AC, screw terminal, with laser labeling, upper case and lower case, Always upper case at the beginning of the word | - | 0 | 0
3SU1156-0AB00-1FA0-Z | Y19 | 3SU1156-0AB00-1FA0-ZY19 | 1 | UN | 1 | 10 | C | D | EAR99 | N | 85365080 | 1 |  | 0.101 | KG | 34.01 | 34.01 | CP20 | CP20 | Illuminated pushbutton, 22 mm, round, metal, shiny, amber, pushbutton, flat, momentary contact type, with holder, 1 NO+1 NC, LED module with integrated LED 230 V AC, screw terminal, with laser labeling, inscription or symbol Customer-specific selection with SIRIUS ACT configurator (CIN) | - | 0 | 0
3SU1156-0AB20-1CA0 |  | 3SU1156-0AB20-1CA0 | 1 | UN | 1 | 5 | B | D | N | N | 85365080 | 1 | 4011209966468 | 0.098 | KG | 29.74 | 28.69 | CP20 | CP20 | Illuminated pushbutton, 22 mm, round, metal, shiny, red, pushbutton, flat, momentary contact type, with holder, 1 NC, LED module with integrated LED 230 V AC, screw terminal | Lista Papel 2020 SI | 0 | 0
3SU1156-0AB20-1CA0-Z | X90 | 3SU1156-0AB20-1CA0-ZX90 | 1 | UN | 1 | 5 | B | D | EAR99 | N | 85365080 | 20 |  | 0.093 | KG | 29.74 | 29.74 | CP20 | CP20 | Illuminated pushbutton, 22 mm, round, metal, shiny, red, pushbutton, flat, momentary contact type, with holder, 1NC, LED module with integrated LED 230 V AC, screw terminal, Z=20-unit packaging | - | 0 | 0
3SU1156-0AB20-1CA0-Z | Y10 | 3SU1156-0AB20-1CA0-ZY10 | 1 | UN | 1 | 10 | C | D | EAR99 | N | 85365080 | 1 |  | 0.093 | KG | 34.49 | 34.49 | CP20 | CP20 | Illuminated pushbutton, 22 mm, round, metal, shiny, red, pushbutton, flat, momentary contact type, with holder, 1NC, LED module with integrated LED 230 V AC, screw terminal, with laser labeling, upper case and lower case, always upper case at beginning of line | - | 0 | 0
3SU1156-0AB20-1CA0-Z | Y11 | 3SU1156-0AB20-1CA0-ZY11 | 1 | UN | 1 | 10 | C | D | EAR99 | N | 85365080 | 1 |  | 0.093 | KG | 34.49 | 34.49 | CP20 | CP20 | Illuminated pushbutton, 22 mm, round, metal, shiny, red, pushbutton, flat, momentary contact type, with holder, 1NC, LED module with integrated LED 230 V AC, screw terminal, with laser labeling, upper case | - | 0 | 0
3SU1156-0AB20-1CA0-Z | Y12 | 3SU1156-0AB20-1CA0-ZY12 | 1 | UN | 1 | 10 | C | D | EAR99 | N | 85365080 | 1 |  | 0.093 | KG | 34.49 | 34.49 | CP20 | CP20 | Illuminated pushbutton, 22 mm, round, metal, shiny, red, pushbutton, flat, momentary contact type, with holder, 1NC, LED module with integrated LED 230 V AC, screw terminal, with laser labeling, lower case | - | 0 | 0
3SU1156-0AB20-1CA0-Z | Y13 | 3SU1156-0AB20-1CA0-ZY13 | 1 | UN | 1 | 10 | C | D | EAR99 | N | 85365080 | 1 |  | 0.093 | KG | 34.49 | 34.49 | CP20 | CP20 | Illuminated pushbutton, 22 mm, round, metal, shiny, red, pushbutton, flat, momentary contact type, with holder, 1NC, LED module with integrated LED 230 V AC, screw terminal, with laser labeling, symbol number according to, ISO 7000 or IEC 60417 | - | 0 | 0
3SU1156-0AB20-1CA0-Z | Y15 | 3SU1156-0AB20-1CA0-ZY15 | 1 | UN | 1 | 10 | C | D | EAR99 | N | 85365080 | 1 |  | 0.093 | KG | 34.49 | 34.49 | CP20 | CP20 | Illuminated pushbutton, 22 mm, round, metal, shiny, red, pushbutton, flat, momentary contact type, with holder, 1NC, LED module with integrated LED 230 V AC, screw terminal, with laser labeling, upper case and lower case, Always upper case at the beginning of the word | - | 0 | 0
3SU1156-0AB20-1CA0-Z | Y19 | 3SU1156-0AB20-1CA0-ZY19 | 1 | UN | 1 | 10 | C | D | EAR99 | N | 85365080 | 1 |  | 0.093 | KG | 30.69 | 30.69 | CP20 | CP20 | Illuminated pushbutton, 22 mm, round, metal, shiny, red, pushbutton, flat, momentary contact type, with holder, 1NC, LED module with integrated LED 230 V AC, screw terminal, with laser labeling, inscription or symbol Customer-specific selection with SIRIUS ACT configurator (CIN) | - | 0 | 0
3SU1156-0AB20-1FA0 |  | 3SU1156-0AB20-1FA0 | 1 | UN | 1 | 5 | B | D | N | N | 85365080 | 1 | 4011209959644 | 0.11 | KG | 33.06 | 33.06 | CP20 | CP20 | Illuminated pushbutton, 22 mm, round, metal, shiny, red, pushbutton, flat, momentary contact type, with holder, 1 NO+1 NC, LED module with integrated LED 230 V AC, screw terminal | - | 0 | 0
3SU1156-0AB20-1FA0-Z | X90 | 3SU1156-0AB20-1FA0-ZX90 | 1 | UN | 1 | 5 | B | D | EAR99 | N | 85365080 | 20 |  | 0.101 | KG | 33.06 | 33.06 | CP20 | CP20 | Illuminated pushbutton, 22 mm, round, metal, shiny, red, pushbutton, flat, momentary contact type, with holder, 1 NO+1 NC, LED module with integrated LED 230 V AC, screw terminal, Z=20-unit packaging | - | 0 | 0
3SU1156-0AB20-1FA0-Z | Y10 | 3SU1156-0AB20-1FA0-ZY10 | 1 | UN | 1 | 10 | C | D | EAR99 | N | 85365080 | 1 |  | 0.101 | KG | 37.81 | 37.81 | CP20 | CP20 | Illuminated pushbutton, 22 mm, round, metal, shiny, red, pushbutton, flat, momentary contact type, with holder, 1 NO+1 NC, LED module with integrated LED 230 V AC, screw terminal, with laser labeling, upper case and lower case, always upper case at beginning of line | - | 0 | 0
3SU1156-0AB20-1FA0-Z | Y11 | 3SU1156-0AB20-1FA0-ZY11 | 1 | UN | 1 | 10 | C | D | EAR99 | N | 85365080 | 1 |  | 0.101 | KG | 37.81 | 37.81 | CP20 | CP20 | Illuminated pushbutton, 22 mm, round, metal, shiny, red, pushbutton, flat, momentary contact type, with holder, 1 NO+1 NC, LED module with integrated LED 230 V AC, screw terminal, with laser labeling, upper case | - | 0 | 0
3SU1156-0AB20-1FA0-Z | Y12 | 3SU1156-0AB20-1FA0-ZY12 | 1 | UN | 1 | 10 | C | D | EAR99 | N | 85365080 | 1 |  | 0.101 | KG | 37.81 | 37.81 | CP20 | CP20 | Illuminated pushbutton, 22 mm, round, metal, shiny, red, pushbutton, flat, momentary contact type, with holder, 1 NO+1 NC, LED module with integrated LED 230 V AC, screw terminal, with laser labeling, lower case | - | 0 | 0
3SU1156-0AB20-1FA0-Z | Y13 | 3SU1156-0AB20-1FA0-ZY13 | 1 | UN | 1 | 10 | C | D | EAR99 | N | 85365080 | 1 |  | 0.101 | KG | 37.81 | 37.81 | CP20 | CP20 | Illuminated pushbutton, 22 mm, round, Metal, shiny, red, pushbutton, flat, momentary contact type, with holder, 1 NO+1 NC, LED module with integrated LED 230 V AC, screw terminal, with laser labeling, symbol number according to, ISO 7000 or IEC 60417 | - | 0 | 0
3SU1156-0AB20-1FA0-Z | Y15 | 3SU1156-0AB20-1FA0-ZY15 | 1 | UN | 1 | 10 | C | D | EAR99 | N | 85365080 | 1 |  | 0.101 | KG | 37.81 | 37.81 | CP20 | CP20 | Illuminated pushbutton, 22 mm, round, Metal, shiny, red, pushbutton, flat, momentary contact type, with holder, 1 NO+1 NC, LED module with integrated LED 230 V AC, screw terminal, with laser labeling, upper case and lower case, always upper case at the beginning of the word | - | 0 | 0
3SU1156-0AB20-1FA0-Z | Y19 | 3SU1156-0AB20-1FA0-ZY19 | 1 | UN | 1 | 10 | C | D | EAR99 | N | 85365080 | 1 |  | 0.101 | KG | 34.01 | 34.01 | CP20 | CP20 | Illuminated pushbutton, 22 mm, round, Metal, shiny, red, pushbutton, flat, momentary contact type, with holder, 1 NO+1 NC, LED module with integrated LED 230 V AC, screw terminal, with laser labeling, inscription or symbol Customer-specific selection with SIRIUS ACT configurator (CIN) | - | 0 | 0
3SU1156-0AB20-3CA0 |  | 3SU1156-0AB20-3CA0 | 1 | UN | 1 | 5 | B | D | N | N | 85365080 | 1 | 4011209966475 | 0.1 | KG | 31.83 | 31.83 | CP20 | CP20 | Illuminated pushbutton, 22 mm, round, metal, shiny, red, pushbutton, flat, momentary contact type, with holder, 1 NC, LED module with integrated LED 230 V AC, Spring-type terminal | - | 0 | 0
3SU1156-0AB20-3CA0-Z | X90 | 3SU1156-0AB20-3CA0-ZX90 | 1 | UN | 1 | 5 | B | D | EAR99 | N | 85365080 | 20 |  | 0.093 | KG | 31.83 | 31.83 | CP20 | CP20 | Illuminated pushbutton, 22 mm, round, metal, shiny, red, pushbutton, flat, momentary contact type, with holder, 1NC, LED module with integrated LED 230 V AC, spring-type terminal, Z=20-unit packaging | - | 0 | 0
3SU1156-0AB20-3CA0-Z | Y10 | 3SU1156-0AB20-3CA0-ZY10 | 1 | UN | 1 | 10 | C | D | EAR99 | N | 85365080 | 1 |  | 0.093 | KG | 36.58 | 36.58 | CP20 | CP20 | Illuminated pushbutton, 22 mm, round, Metal, shiny, red, pushbutton, flat, momentary contact type, with holder, 1 NC, LED module with integrated LED 230 V AC, spring-type terminal, with laser labeling, upper case and lower case, always upper case at beginning of line | - | 0 | 0
3SU1156-0AB20-3CA0-Z | Y11 | 3SU1156-0AB20-3CA0-ZY11 | 1 | UN | 1 | 10 | C | D | EAR99 | N | 85365080 | 1 |  | 0.093 | KG | 36.58 | 36.58 | CP20 | CP20 | Illuminated pushbutton, 22 mm, round, Metal, shiny, red, pushbutton, flat, momentary contact type, with holder, 1 NC, LED module with integrated LED 230 V AC, spring-type terminal, with laser labeling, upper case | - | 0 | 0
3SU1156-0AB20-3CA0-Z | Y12 | 3SU1156-0AB20-3CA0-ZY12 | 1 | UN | 1 | 10 | C | D | EAR99 | N | 85365080 | 1 |  | 0.093 | KG | 36.58 | 36.58 | CP20 | CP20 | Illuminated pushbutton, 22 mm, round, Metal, shiny, red, pushbutton, flat, momentary contact type, with holder, 1 NC, LED module with integrated LED 230 V AC, spring-type terminal, with laser labeling, lower case | - | 0 | 0
3SU1156-0AB20-3CA0-Z | Y13 | 3SU1156-0AB20-3CA0-ZY13 | 1 | UN | 1 | 10 | C | D | EAR99 | N | 85365080 | 1 |  | 0.093 | KG | 36.58 | 36.58 | CP20 | CP20 | Illuminated pushbutton, 22 mm, round, Metal, shiny, red, pushbutton, flat, momentary contact type, with holder, 1 NC, LED module with integrated LED 230 V AC, spring-type terminal, with laser labeling, symbol number according to, ISO 7000 or IEC 60417 | - | 0 | 0
3SU1156-0AB20-3CA0-Z | Y15 | 3SU1156-0AB20-3CA0-ZY15 | 1 | UN | 1 | 10 | C | D | EAR99 | N | 85365080 | 1 |  | 0.093 | KG | 36.58 | 36.58 | CP20 | CP20 | Illuminated pushbutton, 22 mm, round, Metal, shiny, red, pushbutton, flat, momentary contact type, with holder, 1 NC, LED module with integrated LED 230 V AC, spring-type terminal, with laser labeling, upper case and lower case, always upper case at the beginning of the word | - | 0 | 0
3SU1156-0AB20-3CA0-Z | Y19 | 3SU1156-0AB20-3CA0-ZY19 | 1 | UN | 1 | 10 | C | D | EAR99 | N | 85365080 | 1 |  | 0.093 | KG | 32.78 | 32.78 | CP20 | CP20 | Illuminated pushbutton, 22 mm, round, Metal, shiny, red, pushbutton, flat, momentary contact type, with holder, 1 NC, LED module with integrated LED 230 V AC, spring-type terminal, with laser labeling, inscription or symbol Customer-specific selection with SIRIUS ACT configurator (CIN) | - | 0 | 0
3SU1156-0AB20-3FA0 |  | 3SU1156-0AB20-3FA0 | 1 | UN | 1 | 5 | B | D | N | N | 85365080 | 1 | 4011209966291 | 0.106 | KG | 35.63 | 35.63 | CP20 | CP20 | Illuminated pushbutton, 22 mm, round, metal, shiny, red, pushbutton, flat, momentary contact type, with holder, 1 NO+1 NC, LED module with integrated LED 230 V AC, Spring-type terminal | - | 0 | 0
3SU1156-0AB20-3FA0-Z | X90 | 3SU1156-0AB20-3FA0-ZX90 | 1 | UN | 1 | 5 | B | D | EAR99 | N | 85365080 | 20 |  | 0.101 | KG | 35.63 | 35.63 | CP20 | CP20 | Illuminated pushbutton, 22 mm, round, metal, shiny, red, pushbutton, flat, momentary contact type, with holder, 1 NO+1 NC, LED module with integrated LED 230 V AC, spring-type terminal, Z=20-unit packaging | - | 0 | 0
3SU1156-0AB20-3FA0-Z | Y10 | 3SU1156-0AB20-3FA0-ZY10 | 1 | UN | 1 | 10 | C | D | EAR99 | N | 85365080 | 1 |  | 0.101 | KG | 40.38 | 40.38 | CP20 | CP20 | Illuminated pushbutton, 22 mm, round, Metal, shiny, red, pushbutton, flat, momentary contact type, with holder, 1 NO+1 NC, LED module with integrated LED 230 V AC, spring-type terminal, with laser labeling, upper case and lower case, always upper case at beginning of line | - | 0 | 0
3SU1156-0AB20-3FA0-Z | Y11 | 3SU1156-0AB20-3FA0-ZY11 | 1 | UN | 1 | 10 | C | D | EAR99 | N | 85365080 | 1 |  | 0.101 | KG | 40.38 | 40.38 | CP20 | CP20 | Illuminated pushbutton, 22 mm, round, Metal, shiny, red, pushbutton, flat, momentary contact type, with holder, 1 NO+1 NC, LED module with integrated LED 230 V AC, spring-type terminal, with laser labeling, upper case | - | 0 | 0
3SU1156-0AB20-3FA0-Z | Y12 | 3SU1156-0AB20-3FA0-ZY12 | 1 | UN | 1 | 10 | C | D | EAR99 | N | 85365080 | 1 |  | 0.101 | KG | 40.38 | 40.38 | CP20 | CP20 | Illuminated pushbutton, 22 mm, round, Metal, shiny, red, pushbutton, flat, momentary contact type, with holder, 1 NO+1 NC, LED module with integrated LED 230 V AC, spring-type terminal, with laser labeling, lower case | - | 0 | 0
3SU1156-0AB20-3FA0-Z | Y13 | 3SU1156-0AB20-3FA0-ZY13 | 1 | UN | 1 | 10 | C | D | EAR99 | N | 85365080 | 1 |  | 0.101 | KG | 40.38 | 40.38 | CP20 | CP20 | Illuminated pushbutton, 22 mm, round, Metal, shiny, red, pushbutton, flat, momentary contact type, with holder, 1 NO+1 NC, LED module with integrated LED 230 V AC, spring-type terminal, with laser labeling, symbol number according to, ISO 7000 or IEC 60417 | - | 0 | 0
3SU1156-0AB20-3FA0-Z | Y15 | 3SU1156-0AB20-3FA0-ZY15 | 1 | UN | 1 | 10 | C | D | EAR99 | N | 85365080 | 1 |  | 0.101 | KG | 40.38 | 40.38 | CP20 | CP20 | Illuminated pushbutton, 22 mm, round, Metal, shiny, red, pushbutton, flat, momentary contact type, with holder, 1 NO+1 NC, LED module with integrated LED 230 V AC, spring-type terminal, with laser labeling, upper case and lower case, always upper case at the beginning of the word | - | 0 | 0
3SU1156-0AB20-3FA0-Z | Y19 | 3SU1156-0AB20-3FA0-ZY19 | 1 | UN | 1 | 10 | C | D | EAR99 | N | 85365080 | 1 |  | 0.101 | KG | 36.58 | 36.58 | CP20 | CP20 | Illuminated pushbutton, 22 mm, round, Metal, shiny, red, pushbutton, flat, momentary contact type, with holder, 1 NO+1 NC, LED module with integrated LED 230 V AC, spring-type terminal, with laser labeling, inscription or symbol Customer-specific selection with SIRIUS ACT configurator (CIN) | - | 0 | 0
3SU1156-0AB30-1BA0 |  | 3SU1156-0AB30-1BA0 | 1 | UN | 1 | 5 | B | D | N | N | 85365080 | 1 | 4011209966369 | 0.099 | KG | 29.74 | 28.69 | CP20 | CP20 | Illuminated pushbutton, 22 mm, round, metal, shiny, yellow, pushbutton, flat, momentary contact type, with holder, 1 NO, LED module with integrated LED 230 V AC, screw terminal | Lista Papel 2020 SI | 0 | 0
3SU1156-0AB30-1BA0-Z | X90 | 3SU1156-0AB30-1BA0-ZX90 | 1 | UN | 1 | 5 | B | D | EAR99 | N | 85365080 | 20 |  | 0.093 | KG | 29.74 | 29.74 | CP20 | CP20 | Illuminated pushbutton, 22 mm, round, metal, shiny, yellow, pushbutton, flat, momentary contact type, with holder, 1NO, LED module with integrated LED 230 V AC, screw terminal, Z=20-unit packaging | - | 0 | 0
3SU1156-0AB30-1BA0-Z | Y10 | 3SU1156-0AB30-1BA0-ZY10 | 1 | UN | 1 | 10 | C | D | EAR99 | N | 85365080 | 1 |  | 0.093 | KG | 34.49 | 34.49 | CP20 | CP20 | Illuminated pushbutton, 22 mm, round, Metal, shiny, yellow, pushbutton, flat, momentary contact type, with holder, 1NO, LED module with integrated LED 230 V AC, screw terminal, with laser labeling, upper case and lower case, always upper case at beginning of line | - | 0 | 0
3SU1156-0AB30-1BA0-Z | Y11 | 3SU1156-0AB30-1BA0-ZY11 | 1 | UN | 1 | 10 | C | D | EAR99 | N | 85365080 | 1 |  | 0.093 | KG | 34.49 | 34.49 | CP20 | CP20 | Illuminated pushbutton, 22 mm, round, Metal, shiny, yellow, pushbutton, flat, momentary contact type, with holder, 1NO, LED module with integrated LED 230 V AC, screw terminal, with laser labeling, upper case | - | 0 | 0
3SU1156-0AB30-1BA0-Z | Y12 | 3SU1156-0AB30-1BA0-ZY12 | 1 | UN | 1 | 10 | C | D | EAR99 | N | 85365080 | 1 |  | 0.093 | KG | 34.49 | 34.49 | CP20 | CP20 | Illuminated pushbutton, 22 mm, round, Metal, shiny, yellow, pushbutton, flat, momentary contact type, with holder, 1NO, LED module with integrated LED 230 V AC, screw terminal, with laser labeling, lower case | - | 0 | 0
3SU1156-0AB30-1BA0-Z | Y13 | 3SU1156-0AB30-1BA0-ZY13 | 1 | UN | 1 | 10 | C | D | EAR99 | N | 85365080 | 1 |  | 0.093 | KG | 34.49 | 34.49 | CP20 | CP20 | Illuminated pushbutton, 22 mm, round, Metal, shiny, yellow, pushbutton, flat, momentary contact type, with holder, 1NO, LED module with integrated LED 230 V AC, screw terminal, with laser labeling, symbol number according to, ISO 7000 or IEC 60417 | - | 0 | 0
3SU1156-0AB30-1BA0-Z | Y15 | 3SU1156-0AB30-1BA0-ZY15 | 1 | UN | 1 | 10 | C | D | EAR99 | N | 85365080 | 1 |  | 0.093 | KG | 34.49 | 34.49 | CP20 | CP20 | Illuminated pushbutton, 22 mm, round, Metal, shiny, yellow, pushbutton, flat, momentary contact type, with holder, 1NO, LED module with integrated LED 230 V AC, screw terminal, with laser labeling, upper case and lower case, always upper case at the beginning of the word | - | 0 | 0
3SU1156-0AB30-1BA0-Z | Y19 | 3SU1156-0AB30-1BA0-ZY19 | 1 | UN | 1 | 10 | C | D | EAR99 | N | 85365080 | 1 |  | 0.093 | KG | 30.69 | 30.69 | CP20 | CP20 | Illuminated pushbutton, 22 mm, round, Metal, shiny, yellow, pushbutton, flat, momentary contact type, with holder, 1NO, LED module with integrated LED 230 V AC, screw terminal, with laser labeling, inscription or symbol Customer-specific selection with SIRIUS ACT configurator (CIN) | - | 0 | 0
3SU1156-0AB30-1FA0 |  | 3SU1156-0AB30-1FA0 | 1 | UN | 1 | 5 | B | D | N | N | 85365080 | 1 | 4011209959651 | 0.11 | KG | 33.06 | 33.06 | CP20 | CP20 | Illuminated pushbutton, 22 mm, round, metal, shiny, yellow, pushbutton, flat, momentary contact type, with holder, 1 NO+1 NC, LED module with integrated LED 230 V AC, screw terminal | - | 0 | 0
3SU1156-0AB30-1FA0-Z | X90 | 3SU1156-0AB30-1FA0-ZX90 | 1 | UN | 1 | 5 | B | D | EAR99 | N | 85365080 | 20 |  | 0.101 | KG | 33.06 | 33.06 | CP20 | CP20 | Illuminated pushbutton, 22 mm, round, metal, shiny, yellow, pushbutton, flat, momentary contact type, with holder, 1 NO+1 NC, LED module with integrated LED 230 V AC, screw terminal, Z=20-unit packaging | - | 0 | 0
3SU1156-0AB30-1FA0-Z | Y10 | 3SU1156-0AB30-1FA0-ZY10 | 1 | UN | 1 | 10 | C | D | EAR99 | N | 85365080 | 1 |  | 0.101 | KG | 37.81 | 37.81 | CP20 | CP20 | Illuminated pushbutton, 22 mm, round, Metal, shiny, yellow, pushbutton, flat, momentary contact type, with holder, 1 NO+1 NC, LED module with integrated LED 230 V AC, screw terminal, with laser labeling, upper case and lower case, always upper case at beginning of line | - | 0 | 0
3SU1156-0AB30-1FA0-Z | Y11 | 3SU1156-0AB30-1FA0-ZY11 | 1 | UN | 1 | 10 | C | D | EAR99 | N | 85365080 | 1 |  | 0.101 | KG | 37.81 | 37.81 | CP20 | CP20 | Illuminated pushbutton, 22 mm, round, Metal, shiny, yellow, pushbutton, flat, momentary contact type, with holder, 1 NO+1 NC, LED module with integrated LED 230 V AC, screw terminal, with laser labeling, upper case | - | 0 | 0
3SU1156-0AB30-1FA0-Z | Y12 | 3SU1156-0AB30-1FA0-ZY12 | 1 | UN | 1 | 10 | C | D | EAR99 | N | 85365080 | 1 |  | 0.101 | KG | 37.81 | 37.81 | CP20 | CP20 | Illuminated pushbutton, 22 mm, round, Metal, shiny, yellow, pushbutton, flat, momentary contact type, with holder, 1 NO+1 NC, LED module with integrated LED 230 V AC, screw terminal, with laser labeling, lower case | - | 0 | 0
3SU1156-0AB30-1FA0-Z | Y13 | 3SU1156-0AB30-1FA0-ZY13 | 1 | UN | 1 | 10 | C | D | EAR99 | N | 85365080 | 1 |  | 0.101 | KG | 37.81 | 37.81 | CP20 | CP20 | Illuminated pushbutton, 22 mm, round, Metal, shiny, yellow, pushbutton, flat, momentary contact type, with holder, 1 NO+1 NC, LED module with integrated LED 230 V AC, screw terminal, with laser labeling, symbol number according to, ISO 7000 or IEC 60417 | - | 0 | 0
3SU1156-0AB30-1FA0-Z | Y15 | 3SU1156-0AB30-1FA0-ZY15 | 1 | UN | 1 | 10 | C | D | EAR99 | N | 85365080 | 1 |  | 0.101 | KG | 37.81 | 37.81 | CP20 | CP20 | Illuminated pushbutton, 22 mm, round, Metal, shiny, yellow, pushbutton, flat, momentary contact type, with holder, 1 NO+1 NC, LED module with integrated LED 230 V AC, screw terminal, with laser labeling, upper case and lower case, always upper case at the beginning of the word | - | 0 | 0
3SU1156-0AB30-1FA0-Z | Y19 | 3SU1156-0AB30-1FA0-ZY19 | 1 | UN | 1 | 10 | C | D | EAR99 | N | 85365080 | 1 |  | 0.101 | KG | 34.01 | 34.01 | CP20 | CP20 | Illuminated pushbutton, 22 mm, round, Metal, shiny, yellow, pushbutton, flat, momentary contact type, with holder, 1 NO+1 NC, LED module with integrated LED 230 V AC, screw terminal, with laser labeling, inscription or symbol Customer-specific selection with SIRIUS ACT configurator (CIN) | - | 0 | 0
3SU1156-0AB30-3BA0 |  | 3SU1156-0AB30-3BA0 | 1 | UN | 1 | 5 | B | D | N | N | 85365080 | 1 | 4011209966413 | 0.098 | KG | 31.83 | 31.83 | CP20 | CP20 | Illuminated pushbutton, 22 mm, round, metal, shiny, yellow, pushbutton, flat, momentary contact type, with holder, 1 NO, LED module with integrated LED 230 V AC, Spring-type terminal | - | 0 | 0
3SU1156-0AB30-3BA0-Z | X90 | 3SU1156-0AB30-3BA0-ZX90 | 1 | UN | 1 | 5 | B | D | EAR99 | N | 85365080 | 20 |  | 0.093 | KG | 31.83 | 31.83 | CP20 | CP20 | Illuminated pushbutton, 22 mm, round, metal, shiny, yellow, pushbutton, flat, momentary contact type, with holder, 1NO, LED module with integrated LED 230 V AC, spring-type terminal, Z=20-unit packaging | - | 0 | 0
3SU1156-0AB30-3BA0-Z | Y10 | 3SU1156-0AB30-3BA0-ZY10 | 1 | UN | 1 | 10 | C | D | EAR99 | N | 85365080 | 1 |  | 0.093 | KG | 36.58 | 36.58 | CP20 | CP20 | Illuminated pushbutton, 22 mm, round, Metal, shiny, yellow, pushbutton, flat, momentary contact type, with holder, 1NO, LED module with integrated LED 230 V AC, spring-type terminal, with laser labeling, upper case and lower case, always upper case at beginning of line | - | 0 | 0
3SU1156-0AB30-3BA0-Z | Y11 | 3SU1156-0AB30-3BA0-ZY11 | 1 | UN | 1 | 10 | C | D | EAR99 | N | 85365080 | 1 |  | 0.093 | KG | 36.58 | 36.58 | CP20 | CP20 | Illuminated pushbutton, 22 mm, round, Metal, shiny, yellow, pushbutton, flat, momentary contact type, with holder, 1NO, LED module with integrated LED 230 V AC, spring-type terminal, with laser labeling, upper case | - | 0 | 0
3SU1156-0AB30-3BA0-Z | Y12 | 3SU1156-0AB30-3BA0-ZY12 | 1 | UN | 1 | 10 | C | D | EAR99 | N | 85365080 | 1 |  | 0.093 | KG | 36.58 | 36.58 | CP20 | CP20 | Illuminated pushbutton, 22 mm, round, Metal, shiny, yellow, pushbutton, flat, momentary contact type, with holder, 1NO, LED module with integrated LED 230 V AC, spring-type terminal, with laser labeling, lower case | - | 0 | 0
3SU1156-0AB30-3BA0-Z | Y13 | 3SU1156-0AB30-3BA0-ZY13 | 1 | UN | 1 | 10 | C | D | EAR99 | N | 85365080 | 1 |  | 0.093 | KG | 36.58 | 36.58 | CP20 | CP20 | Illuminated pushbutton, 22 mm, round, Metal, shiny, yellow, pushbutton, flat, momentary contact type, with holder, 1NO, LED module with integrated LED 230 V AC, spring-type terminal, with laser labeling, symbol number according to, ISO 7000 or IEC 60417 | - | 0 | 0
3SU1156-0AB30-3BA0-Z | Y15 | 3SU1156-0AB30-3BA0-ZY15 | 1 | UN | 1 | 10 | C | D | EAR99 | N | 85365080 | 1 |  | 0.093 | KG | 36.58 | 36.58 | CP20 | CP20 | Illuminated pushbutton, 22 mm, round, Metal, shiny, yellow, pushbutton, flat, momentary contact type, with holder, 1NO, LED module with integrated LED 230 V AC, spring-type terminal, with laser labeling, upper case and lower case, always upper case at the beginning of the word | - | 0 | 0
3SU1156-0AB30-3BA0-Z | Y19 | 3SU1156-0AB30-3BA0-ZY19 | 1 | UN | 1 | 10 | C | D | EAR99 | N | 85365080 | 1 |  | 0.093 | KG | 32.78 | 32.78 | CP20 | CP20 | Illuminated pushbutton, 22 mm, round, Metal, shiny, yellow, pushbutton, flat, momentary contact type, with holder, 1NO, LED module with integrated LED 230 V AC, spring-type terminal, with laser labeling, inscription or symbol Customer-specific selection with SIRIUS ACT configurator (CIN) | - | 0 | 0
3SU1156-0AB30-3FA0 |  | 3SU1156-0AB30-3FA0 | 1 | UN | 1 | 5 | B | D | N | N | 85365080 | 1 | 4011209966307 | 0.105 | KG | 35.63 | 35.63 | CP20 | CP20 | Illuminated pushbutton, 22 mm, round, metal, shiny, yellow, pushbutton, flat, momentary contact type, with holder, 1 NO+1 NC, LED module with integrated LED 230 V AC, Spring-type terminal | - | 0 | 0
3SU1156-0AB30-3FA0-Z | X90 | 3SU1156-0AB30-3FA0-ZX90 | 1 | UN | 1 | 5 | B | D | EAR99 | N | 85365080 | 20 |  | 0.101 | KG | 35.63 | 35.63 | CP20 | CP20 | Illuminated pushbutton, 22 mm, round, metal, shiny, yellow, pushbutton, flat, momentary contact type, with holder, 1 NO+1 NC, LED module with integrated LED 230 V AC, spring-type terminal, Z=20-unit packaging | - | 0 | 0
3SU1156-0AB30-3FA0-Z | Y10 | 3SU1156-0AB30-3FA0-ZY10 | 1 | UN | 1 | 10 | C | D | EAR99 | N | 85365080 | 1 |  | 0.101 | KG | 40.38 | 40.38 | CP20 | CP20 | Illuminated pushbutton, 22 mm, round, Metal, shiny, yellow, pushbutton, flat, momentary contact type, with holder, 1 NO+1 NC, LED module with integrated LED 230 V AC, spring-type terminal, with laser labeling, upper case and lower case, always upper case at beginning of line | - | 0 | 0
3SU1156-0AB30-3FA0-Z | Y11 | 3SU1156-0AB30-3FA0-ZY11 | 1 | UN | 1 | 10 | C | D | EAR99 | N | 85365080 | 1 |  | 0.101 | KG | 40.38 | 40.38 | CP20 | CP20 | Illuminated pushbutton, 22 mm, round, Metal, shiny, yellow, pushbutton, flat, momentary contact type, with holder, 1 NO+1 NC, LED module with integrated LED 230 V AC, spring-type terminal, with laser labeling, upper case | - | 0 | 0
3SU1156-0AB30-3FA0-Z | Y12 | 3SU1156-0AB30-3FA0-ZY12 | 1 | UN | 1 | 10 | C | D | EAR99 | N | 85365080 | 1 |  | 0.101 | KG | 40.38 | 40.38 | CP20 | CP20 | Illuminated pushbutton, 22 mm, round, Metal, shiny, yellow, pushbutton, flat, momentary contact type, with holder, 1 NO+1 NC, LED module with integrated LED 230 V AC, spring-type terminal, with laser labeling, lower case | - | 0 | 0
3SU1156-0AB30-3FA0-Z | Y13 | 3SU1156-0AB30-3FA0-ZY13 | 1 | UN | 1 | 10 | C | D | EAR99 | N | 85365080 | 1 |  | 0.101 | KG | 40.38 | 40.38 | CP20 | CP20 | Illuminated pushbutton, 22 mm, round, Metal, shiny, yellow, pushbutton, flat, momentary contact type, with holder, 1 NO+1 NC, LED module with integrated LED 230 V AC, spring-type terminal, with laser labeling, symbol number according to, ISO 7000 or IEC 60417 | - | 0 | 0
3SU1156-0AB30-3FA0-Z | Y15 | 3SU1156-0AB30-3FA0-ZY15 | 1 | UN | 1 | 10 | C | D | EAR99 | N | 85365080 | 1 |  | 0.101 | KG | 40.38 | 40.38 | CP20 | CP20 | Illuminated pushbutton, 22 mm, round, Metal, shiny, yellow, pushbutton, flat, momentary contact type, with holder, 1 NO+1 NC, LED module with integrated LED 230 V AC, spring-type terminal, with laser labeling, upper case and lower case, always upper case at the beginning of the word | - | 0 | 0
3SU1156-0AB30-3FA0-Z | Y19 | 3SU1156-0AB30-3FA0-ZY19 | 1 | UN | 1 | 10 | C | D | EAR99 | N | 85365080 | 1 |  | 0.101 | KG | 36.58 | 36.58 | CP20 | CP20 | Illuminated pushbutton, 22 mm, round, Metal, shiny, yellow, pushbutton, flat, momentary contact type, with holder, 1 NO+1 NC, LED module with integrated LED 230 V AC, spring-type terminal, with laser labeling, inscription or symbol Customer-specific selection with SIRIUS ACT configurator (CIN) | - | 0 | 0
3SU1156-0AB40-1BA0 |  | 3SU1156-0AB40-1BA0 | 1 | UN | 1 | 3 | B | D | N | N | 85365080 | 1 | 4011209966376 | 0.098 | KG | 29.74 | 28.69 | CP20 | CP20 | Illuminated pushbutton, 22 mm, round, metal, shiny, green, pushbutton, flat, momentary contact type, with holder, 1 NO, LED module with integrated LED 230 V AC, screw terminal | Lista Papel 2020 SI | 0 | 0
3SU1156-0AB40-1BA0-Z | X90 | 3SU1156-0AB40-1BA0-ZX90 | 1 | UN | 1 | 5 | B | D | EAR99 | N | 85365080 | 20 |  | 0.093 | KG | 29.74 | 29.74 | CP20 | CP20 | Illuminated pushbutton, 22 mm, round, metal, shiny, green, pushbutton, flat, momentary contact type, with holder, 1NO, LED module with integrated LED 230 V AC, screw terminal, Z=20-unit packaging | - | 0 | 0
3SU1156-0AB40-1BA0-Z | Y10 | 3SU1156-0AB40-1BA0-ZY10 | 1 | UN | 1 | 10 | C | D | EAR99 | N | 85365080 | 1 |  | 0.093 | KG | 34.49 | 34.49 | CP20 | CP20 | Illuminated pushbutton, 22 mm, round, Metal, shiny, green, pushbutton, flat, momentary contact type, with holder, 1NO, LED module with integrated LED 230 V AC, screw terminal, with laser labeling, upper case and lower case, always upper case at beginning of line | - | 0 | 0
3SU1156-0AB40-1BA0-Z | Y11 | 3SU1156-0AB40-1BA0-ZY11 | 1 | UN | 1 | 10 | C | D | EAR99 | N | 85365080 | 1 |  | 0.093 | KG | 34.49 | 34.49 | CP20 | CP20 | Illuminated pushbutton, 22 mm, round, Metal, shiny, green, pushbutton, flat, momentary contact type, with holder, 1NO, LED module with integrated LED 230 V AC, screw terminal, with laser labeling, upper case | - | 0 | 0
3SU1156-0AB40-1BA0-Z | Y12 | 3SU1156-0AB40-1BA0-ZY12 | 1 | UN | 1 | 10 | C | D | EAR99 | N | 85365080 | 1 |  | 0.093 | KG | 34.49 | 34.49 | CP20 | CP20 | Illuminated pushbutton, 22 mm, round, Metal, shiny, green, pushbutton, flat, momentary contact type, with holder, 1NO, LED module with integrated LED 230 V AC, screw terminal, with laser labeling, lower case | - | 0 | 0
3SU1156-0AB40-1BA0-Z | Y13 | 3SU1156-0AB40-1BA0-ZY13 | 1 | UN | 1 | 10 | C | D | EAR99 | N | 85365080 | 1 |  | 0.093 | KG | 34.49 | 34.49 | CP20 | CP20 | Illuminated pushbutton, 22 mm, round, Metal, shiny, green, pushbutton, flat, momentary contact type, with holder, 1NO, LED module with integrated LED 230 V AC, screw terminal, with laser labeling, symbol number according to, ISO 7000 or IEC 60417 | - | 0 | 0
3SU1156-0AB40-1BA0-Z | Y15 | 3SU1156-0AB40-1BA0-ZY15 | 1 | UN | 1 | 10 | C | D | EAR99 | N | 85365080 | 1 |  | 0.093 | KG | 34.49 | 34.49 | CP20 | CP20 | Illuminated pushbutton, 22 mm, round, Metal, shiny, green, pushbutton, flat, momentary contact type, with holder, 1NO, LED module with integrated LED 230 V AC, screw terminal, with laser labeling, upper case and lower case, always upper case at the beginning of the word | - | 0 | 0
3SU1156-0AB40-1BA0-Z | Y19 | 3SU1156-0AB40-1BA0-ZY19 | 1 | UN | 1 | 10 | C | D | EAR99 | N | 85365080 | 1 |  | 0.093 | KG | 30.69 | 30.69 | CP20 | CP20 | Illuminated pushbutton, 22 mm, round, Metal, shiny, green, pushbutton, flat, momentary contact type, with holder, 1NO, LED module with integrated LED 230 V AC, screw terminal, with laser labeling, inscription or symbol Customer-specific selection with SIRIUS ACT configurator (CIN) | - | 0 | 0
3SU1156-0AB40-1FA0 |  | 3SU1156-0AB40-1FA0 | 1 | UN | 1 | 5 | B | D | N | N | 85365080 | 1 | 4011209959668 | 0.106 | KG | 33.06 | 33.06 | CP20 | CP20 | Illuminated pushbutton, 22 mm, round, metal, shiny, green, pushbutton, flat, momentary contact type, with holder, 1 NO+1 NC, LED module with integrated LED 230 V AC, screw terminal | - | 0 | 0
3SU1156-0AB40-1FA0-Z | X90 | 3SU1156-0AB40-1FA0-ZX90 | 1 | UN | 1 | 5 | B | D | EAR99 | N | 85365080 | 20 |  | 0.101 | KG | 33.06 | 33.06 | CP20 | CP20 | Illuminated pushbutton, 22 mm, round, metal, shiny, green, pushbutton, flat, momentary contact type, with holder, 1 NO+1 NC, LED module with integrated LED 230 V AC, screw terminal, Z=20-unit packaging | - | 0 | 0
3SU1156-0AB40-1FA0-Z | Y10 | 3SU1156-0AB40-1FA0-ZY10 | 1 | UN | 1 | 10 | C | D | EAR99 | N | 85365080 | 1 |  | 0.101 | KG | 37.81 | 37.81 | CP20 | CP20 | Illuminated pushbutton, 22 mm, round, Metal, shiny, green, pushbutton, flat, momentary contact type, with holder, 1 NO+1 NC, LED module with integrated LED 230 V AC, screw terminal, with laser labeling, upper case and lower case, always upper case at beginning of line | - | 0 | 0
3SU1156-0AB40-1FA0-Z | Y11 | 3SU1156-0AB40-1FA0-ZY11 | 1 | UN | 1 | 10 | C | D | EAR99 | N | 85365080 | 1 |  | 0.101 | KG | 37.81 | 37.81 | CP20 | CP20 | Illuminated pushbutton, 22 mm, round, Metal, shiny, green, pushbutton, flat, momentary contact type, with holder, 1 NO+1 NC, LED module with integrated LED 230 V AC, screw terminal, with laser labeling, upper case | - | 0 | 0
3SU1156-0AB40-1FA0-Z | Y12 | 3SU1156-0AB40-1FA0-ZY12 | 1 | UN | 1 | 10 | C | D | EAR99 | N | 85365080 | 1 |  | 0.101 | KG | 37.81 | 37.81 | CP20 | CP20 | Illuminated pushbutton, 22 mm, round, Metal, shiny, green, pushbutton, flat, momentary contact type, with holder, 1 NO+1 NC, LED module with integrated LED 230 V AC, screw terminal, with laser labeling, lower case | - | 0 | 0
3SU1156-0AB40-1FA0-Z | Y13 | 3SU1156-0AB40-1FA0-ZY13 | 1 | UN | 1 | 10 | C | D | EAR99 | N | 85365080 | 1 |  | 0.101 | KG | 37.81 | 37.81 | CP20 | CP20 | Illuminated pushbutton, 22 mm, round, Metal, shiny, green, pushbutton, flat, momentary contact type, with holder, 1 NO+1 NC, LED module with integrated LED 230 V AC, screw terminal, with laser labeling, symbol number according to, ISO 7000 or IEC 60417 | - | 0 | 0
3SU1156-0AB40-1FA0-Z | Y15 | 3SU1156-0AB40-1FA0-ZY15 | 1 | UN | 1 | 10 | C | D | EAR99 | N | 85365080 | 1 |  | 0.101 | KG | 37.81 | 37.81 | CP20 | CP20 | Illuminated pushbutton, 22 mm, round, Metal, shiny, green, pushbutton, flat, momentary contact type, with holder, 1 NO+1 NC, LED module with integrated LED 230 V AC, screw terminal, with laser labeling, upper case and lower case, always upper case at the beginning of the word | - | 0 | 0
3SU1156-0AB40-1FA0-Z | Y19 | 3SU1156-0AB40-1FA0-ZY19 | 1 | UN | 1 | 10 | C | D | EAR99 | N | 85365080 | 1 |  | 0.101 | KG | 34.01 | 34.01 | CP20 | CP20 | Illuminated pushbutton, 22 mm, round, Metal, shiny, green, pushbutton, flat, momentary contact type, with holder, 1 NO+1 NC, LED module with integrated LED 230 V AC, screw terminal, with laser labeling, inscription or symbol Customer-specific selection with SIRIUS ACT configurator (CIN) | - | 0 | 0
3SU1156-0AB40-3BA0 |  | 3SU1156-0AB40-3BA0 | 1 | UN | 1 | 5 | B | D | N | N | 85365080 | 1 | 4011209966420 | 0.1 | KG | 31.83 | 31.83 | CP20 | CP20 | Illuminated pushbutton, 22 mm, round, metal, shiny, green, pushbutton, flat, momentary contact type, with holder, 1 NO, LED module with integrated LED 230 V AC, Spring-type terminal | - | 0 | 0
3SU1156-0AB40-3BA0-Z | X90 | 3SU1156-0AB40-3BA0-ZX90 | 1 | UN | 1 | 5 | B | D | EAR99 | N | 85365080 | 20 |  | 0.093 | KG | 31.83 | 31.83 | CP20 | CP20 | Illuminated pushbutton, 22 mm, round, metal, shiny, green, pushbutton, flat, momentary contact type, with holder, 1NO, LED module with integrated LED 230 V AC, spring-type terminal, Z=20-unit packaging | - | 0 | 0
3SU1156-0AB40-3BA0-Z | Y10 | 3SU1156-0AB40-3BA0-ZY10 | 1 | UN | 1 | 10 | C | D | EAR99 | N | 85365080 | 1 |  | 0.093 | KG | 36.58 | 36.58 | CP20 | CP20 | Illuminated pushbutton, 22 mm, round, Metal, shiny, green, pushbutton, flat, momentary contact type, with holder, 1NO, LED module with integrated LED 230 V AC, spring-type terminal, with laser labeling, upper case and lower case, always upper case at beginning of line | - | 0 | 0
3SU1156-0AB40-3BA0-Z | Y11 | 3SU1156-0AB40-3BA0-ZY11 | 1 | UN | 1 | 10 | C | D | EAR99 | N | 85365080 | 1 |  | 0.093 | KG | 36.58 | 36.58 | CP20 | CP20 | Illuminated pushbutton, 22 mm, round, Metal, shiny, green, pushbutton, flat, momentary contact type, with holder, 1NO, LED module with integrated LED 230 V AC, spring-type terminal, with laser labeling, upper case | - | 0 | 0
3SU1156-0AB40-3BA0-Z | Y12 | 3SU1156-0AB40-3BA0-ZY12 | 1 | UN | 1 | 10 | C | D | EAR99 | N | 85365080 | 1 |  | 0.093 | KG | 36.58 | 36.58 | CP20 | CP20 | Illuminated pushbutton, 22 mm, round, Metal, shiny, green, pushbutton, flat, momentary contact type, with holder, 1NO, LED module with integrated LED 230 V AC, spring-type terminal, with laser labeling, lower case | - | 0 | 0
3SU1156-0AB40-3BA0-Z | Y13 | 3SU1156-0AB40-3BA0-ZY13 | 1 | UN | 1 | 10 | C | D | EAR99 | N | 85365080 | 1 |  | 0.093 | KG | 36.58 | 36.58 | CP20 | CP20 | Illuminated pushbutton, 22 mm, round, Metal, shiny, green, pushbutton, flat, momentary contact type, with holder, 1NO, LED module with integrated LED 230 V AC, spring-type terminal, with laser labeling, symbol number according to, ISO 7000 or IEC 60417 | - | 0 | 0
3SU1156-0AB40-3BA0-Z | Y15 | 3SU1156-0AB40-3BA0-ZY15 | 1 | UN | 1 | 10 | C | D | EAR99 | N | 85365080 | 1 |  | 0.093 | KG | 36.58 | 36.58 | CP20 | CP20 | Illuminated pushbutton, 22 mm, round, Metal, shiny, green, pushbutton, flat, momentary contact type, with holder, 1NO, LED module with integrated LED 230 V AC, spring-type terminal, with laser labeling, upper case and lower case, always upper case at the beginning of the word | - | 0 | 0
3SU1156-0AB40-3BA0-Z | Y19 | 3SU1156-0AB40-3BA0-ZY19 | 1 | UN | 1 | 10 | C | D | EAR99 | N | 85365080 | 1 |  | 0.093 | KG | 32.78 | 32.78 | CP20 | CP20 | Illuminated pushbutton, 22 mm, round, Metal, shiny, green, pushbutton, flat, momentary contact type, with holder, 1NO, LED module with integrated LED 230 V AC, spring-type terminal, with laser labeling, inscription or symbol Customer-specific selection with SIRIUS ACT configurator (CIN) | - | 0 | 0
3SU1156-0AB40-3FA0 |  | 3SU1156-0AB40-3FA0 | 1 | UN | 1 | 5 | B | D | N | N | 85365080 | 1 | 4011209966314 | 0.107 | KG | 35.63 | 35.63 | CP20 | CP20 | Illuminated pushbutton, 22 mm, round, metal, shiny, green, pushbutton, flat, momentary contact type, with holder, 1 NO+1 NC, LED module with integrated LED 230 V AC, Spring-type terminal | - | 0 | 0
3SU1156-0AB40-3FA0-Z | X90 | 3SU1156-0AB40-3FA0-ZX90 | 1 | UN | 1 | 5 | B | D | EAR99 | N | 85365080 | 20 |  | 0.101 | KG | 35.63 | 35.63 | CP20 | CP20 | Illuminated pushbutton, 22 mm, round, metal, shiny, green, pushbutton, flat, momentary contact type, with holder, 1 NO+1 NC, LED module with integrated LED 230 V AC, spring-type terminal, Z=20-unit packaging | - | 0 | 0
3SU1156-0AB40-3FA0-Z | Y10 | 3SU1156-0AB40-3FA0-ZY10 | 1 | UN | 1 | 10 | C | D | EAR99 | N | 85365080 | 1 |  | 0.101 | KG | 40.38 | 40.38 | CP20 | CP20 | Illuminated pushbutton, 22 mm, round, Metal, shiny, green, pushbutton, flat, momentary contact type, with holder, 1 NO+1 NC, LED module with integrated LED 230 V AC, spring-type terminal, with laser labeling, upper case and lower case, always upper case at beginning of line | - | 0 | 0
3SU1156-0AB40-3FA0-Z | Y11 | 3SU1156-0AB40-3FA0-ZY11 | 1 | UN | 1 | 10 | C | D | EAR99 | N | 85365080 | 1 |  | 0.101 | KG | 40.38 | 40.38 | CP20 | CP20 | Illuminated pushbutton, 22 mm, round, Metal, shiny, green, pushbutton, flat, momentary contact type, with holder, 1 NO+1 NC, LED module with integrated LED 230 V AC, spring-type terminal, with laser labeling, upper case | - | 0 | 0
3SU1156-0AB40-3FA0-Z | Y12 | 3SU1156-0AB40-3FA0-ZY12 | 1 | UN | 1 | 10 | C | D | EAR99 | N | 85365080 | 1 |  | 0.101 | KG | 40.38 | 40.38 | CP20 | CP20 | Illuminated pushbutton, 22 mm, round, Metal, shiny, green, pushbutton, flat, momentary contact type, with holder, 1 NO+1 NC, LED module with integrated LED 230 V AC, spring-type terminal, with laser labeling, lower case | - | 0 | 0
3SU1156-0AB40-3FA0-Z | Y13 | 3SU1156-0AB40-3FA0-ZY13 | 1 | UN | 1 | 10 | C | D | EAR99 | N | 85365080 | 1 |  | 0.101 | KG | 40.38 | 40.38 | CP20 | CP20 | Illuminated pushbutton, 22 mm, round, Metal, shiny, green, pushbutton, flat, momentary contact type, with holder, 1 NO+1 NC, LED module with integrated LED 230 V AC, spring-type terminal, with laser labeling, symbol number according to, ISO 7000 or IEC 60417 | - | 0 | 0
3SU1156-0AB40-3FA0-Z | Y15 | 3SU1156-0AB40-3FA0-ZY15 | 1 | UN | 1 | 10 | C | D | EAR99 | N | 85365080 | 1 |  | 0.101 | KG | 40.38 | 40.38 | CP20 | CP20 | Illuminated pushbutton, 22 mm, round, Metal, shiny, green, pushbutton, flat, momentary contact type, with holder, 1 NO+1 NC, LED module with integrated LED 230 V AC, spring-type terminal, with laser labeling, upper case and lower case, always upper case at the beginning of the word | - | 0 | 0
3SU1156-0AB40-3FA0-Z | Y19 | 3SU1156-0AB40-3FA0-ZY19 | 1 | UN | 1 | 10 | C | D | EAR99 | N | 85365080 | 1 |  | 0.101 | KG | 36.58 | 36.58 | CP20 | CP20 | Illuminated pushbutton, 22 mm, round, Metal, shiny, green, pushbutton, flat, momentary contact type, with holder, 1 NO+1 NC, LED module with integrated LED 230 V AC, spring-type terminal, with laser labeling, inscription or symbol Customer-specific selection with SIRIUS ACT configurator (CIN) | - | 0 | 0
3SU1156-0AB50-1BA0 |  | 3SU1156-0AB50-1BA0 | 1 | UN | 1 | 5 | B | D | N | N | 85365080 | 1 | 4011209966383 | 0.098 | KG | 29.74 | 28.69 | CP20 | CP20 | Illuminated pushbutton, 22 mm, round, metal, shiny, blue, pushbutton, flat, momentary contact type, with holder, 1 NO, LED module with integrated LED 230 V AC, screw terminal | Lista Papel 2020 SI | 0 | 0
3SU1156-0AB50-1BA0-Z | X90 | 3SU1156-0AB50-1BA0-ZX90 | 1 | UN | 1 | 5 | B | D | EAR99 | N | 85365080 | 20 |  | 0.093 | KG | 29.74 | 29.74 | CP20 | CP20 | Illuminated pushbutton, 22 mm, round, metal, shiny, blue, pushbutton, flat, momentary contact type, with holder, 1NO, LED module with integrated LED 230 V AC, screw terminal, Z=20-unit packaging | - | 0 | 0
3SU1156-0AB50-1BA0-Z | Y10 | 3SU1156-0AB50-1BA0-ZY10 | 1 | UN | 1 | 10 | C | D | EAR99 | N | 85365080 | 1 |  | 0.093 | KG | 34.49 | 34.49 | CP20 | CP20 | Illuminated pushbutton, 22 mm, round, Metal, shiny, blue, pushbutton, flat, momentary contact type, with holder, 1NO, LED module with integrated LED 230 V AC, screw terminal, with laser labeling, upper case and lower case, always upper case at beginning of line | - | 0 | 0
3SU1156-0AB50-1BA0-Z | Y11 | 3SU1156-0AB50-1BA0-ZY11 | 1 | UN | 1 | 10 | C | D | EAR99 | N | 85365080 | 1 |  | 0.093 | KG | 34.49 | 34.49 | CP20 | CP20 | Illuminated pushbutton, 22 mm, round, Metal, shiny, blue, pushbutton, flat, momentary contact type, with holder, 1NO, LED module with integrated LED 230 V AC, screw terminal, with laser labeling, upper case | - | 0 | 0
3SU1156-0AB50-1BA0-Z | Y12 | 3SU1156-0AB50-1BA0-ZY12 | 1 | UN | 1 | 10 | C | D | EAR99 | N | 85365080 | 1 |  | 0.093 | KG | 34.49 | 34.49 | CP20 | CP20 | Illuminated pushbutton, 22 mm, round, Metal, shiny, blue, pushbutton, flat, momentary contact type, with holder, 1NO, LED module with integrated LED 230 V AC, screw terminal, with laser labeling, lower case | - | 0 | 0
3SU1156-0AB50-1BA0-Z | Y13 | 3SU1156-0AB50-1BA0-ZY13 | 1 | UN | 1 | 10 | C | D | EAR99 | N | 85365080 | 1 |  | 0.093 | KG | 34.49 | 34.49 | CP20 | CP20 | Illuminated pushbutton, 22 mm, round, Metal, shiny, blue, pushbutton, flat, momentary contact type, with holder, 1NO, LED module with integrated LED 230 V AC, screw terminal, with laser labeling, symbol number according to, ISO 7000 or IEC 60417 | - | 0 | 0
3SU1156-0AB50-1BA0-Z | Y15 | 3SU1156-0AB50-1BA0-ZY15 | 1 | UN | 1 | 10 | C | D | EAR99 | N | 85365080 | 1 |  | 0.093 | KG | 34.49 | 34.49 | CP20 | CP20 | Illuminated pushbutton, 22 mm, round, Metal, shiny, blue, pushbutton, flat, momentary contact type, with holder, 1NO, LED module with integrated LED 230 V AC, screw terminal, with laser labeling, upper case and lower case, always upper case at the beginning of the word | - | 0 | 0
3SU1156-0AB50-1BA0-Z | Y19 | 3SU1156-0AB50-1BA0-ZY19 | 1 | UN | 1 | 10 | C | D | EAR99 | N | 85365080 | 1 |  | 0.093 | KG | 30.69 | 30.69 | CP20 | CP20 | Illuminated pushbutton, 22 mm, round, Metal, shiny, blue, pushbutton, flat, momentary contact type, with holder, 1NO, LED module with integrated LED 230 V AC, screw terminal, with laser labeling, inscription or symbol Customer-specific selection with SIRIUS ACT configurator (CIN) | - | 0 | 0
3SU1156-0AB50-1FA0 |  | 3SU1156-0AB50-1FA0 | 1 | UN | 1 | 5 | B | D | N | N | 85365080 | 1 | 4011209960459 | 0.11 | KG | 33.06 | 33.06 | CP20 | CP20 | Illuminated pushbutton, 22 mm, round, metal, shiny, blue, pushbutton, flat, momentary contact type, with holder, 1 NO+1 NC, LED module with integrated LED 230 V AC, screw terminal | - | 0 | 0
3SU1156-0AB50-1FA0-Z | X90 | 3SU1156-0AB50-1FA0-ZX90 | 1 | UN | 1 | 5 | B | D | EAR99 | N | 85365080 | 20 |  | 0.101 | KG | 33.06 | 33.06 | CP20 | CP20 | Illuminated pushbutton, 22 mm, round, metal, shiny, blue, pushbutton, flat, momentary contact type, with holder, 1 NO+1 NC, LED module with integrated LED 230 V AC, screw terminal, Z=20-unit packaging | - | 0 | 0
3SU1156-0AB50-1FA0-Z | Y10 | 3SU1156-0AB50-1FA0-ZY10 | 1 | UN | 1 | 10 | C | D | EAR99 | N | 85365080 | 1 |  | 0.101 | KG | 37.81 | 37.81 | CP20 | CP20 | Illuminated pushbutton, 22 mm, round, Metal, shiny, blue, pushbutton, flat, momentary contact type, with holder, 1 NO+1 NC, LED module with integrated LED 230 V AC, screw terminal, with laser labeling, upper case and lower case, always upper case at beginning of line | - | 0 | 0
3SU1156-0AB50-1FA0-Z | Y11 | 3SU1156-0AB50-1FA0-ZY11 | 1 | UN | 1 | 10 | C | D | EAR99 | N | 85365080 | 1 |  | 0.101 | KG | 37.81 | 37.81 | CP20 | CP20 | Illuminated pushbutton, 22 mm, round, Metal, shiny, blue, pushbutton, flat, momentary contact type, with holder, 1 NO+1 NC, LED module with integrated LED 230 V AC, screw terminal, with laser labeling, upper case | - | 0 | 0
3SU1156-0AB50-1FA0-Z | Y12 | 3SU1156-0AB50-1FA0-ZY12 | 1 | UN | 1 | 10 | C | D | EAR99 | N | 85365080 | 1 |  | 0.101 | KG | 37.81 | 37.81 | CP20 | CP20 | Illuminated pushbutton, 22 mm, round, Metal, shiny, blue, pushbutton, flat, momentary contact type, with holder, 1 NO+1 NC, LED module with integrated LED 230 V AC, screw terminal, with laser labeling, lower case | - | 0 | 0
3SU1156-0AB50-1FA0-Z | Y13 | 3SU1156-0AB50-1FA0-ZY13 | 1 | UN | 1 | 10 | C | D | EAR99 | N | 85365080 | 1 |  | 0.101 | KG | 37.81 | 37.81 | CP20 | CP20 | Illuminated pushbutton, 22 mm, round, Metal, shiny, blue, pushbutton, flat, momentary contact type, with holder, 1 NO+1 NC, LED module with integrated LED 230 V AC, screw terminal, with laser labeling, symbol number according to, ISO 7000 or IEC 60417 | - | 0 | 0
3SU1156-0AB50-1FA0-Z | Y15 | 3SU1156-0AB50-1FA0-ZY15 | 1 | UN | 1 | 10 | C | D | EAR99 | N | 85365080 | 1 |  | 0.101 | KG | 37.81 | 37.81 | CP20 | CP20 | Illuminated pushbutton, 22 mm, round, Metal, shiny, blue, pushbutton, flat, momentary contact type, with holder, 1 NO+1 NC, LED module with integrated LED 230 V AC, screw terminal, with laser labeling, upper case and lower case, always upper case at the beginning of the word | - | 0 | 0
3SU1156-0AB50-1FA0-Z | Y19 | 3SU1156-0AB50-1FA0-ZY19 | 1 | UN | 1 | 10 | C | D | EAR99 | N | 85365080 | 1 |  | 0.101 | KG | 34.01 | 34.01 | CP20 | CP20 | Illuminated pushbutton, 22 mm, round, Metal, shiny, blue, pushbutton, flat, momentary contact type, with holder, 1 NO+1 NC, LED module with integrated LED 230 V AC, screw terminal, with laser labeling, inscription or symbol Customer-specific selection with SIRIUS ACT configurator (CIN) | - | 0 | 0
3SU1156-0AB50-3BA0 |  | 3SU1156-0AB50-3BA0 | 1 | UN | 1 | 5 | B | D | N | N | 85365080 | 1 | 4011209966437 | 0.1 | KG | 31.83 | 31.83 | CP20 | CP20 | Illuminated pushbutton, 22 mm, round, metal, shiny, blue, pushbutton, flat, momentary contact type, with holder, 1 NO, LED module with integrated LED 230 V AC, Spring-type terminal | - | 0 | 0
3SU1156-0AB50-3BA0-Z | X90 | 3SU1156-0AB50-3BA0-ZX90 | 1 | UN | 1 | 5 | B | D | EAR99 | N | 85365080 | 20 |  | 0.093 | KG | 31.83 | 31.83 | CP20 | CP20 | Illuminated pushbutton, 22 mm, round, metal, shiny, blue, pushbutton, flat, momentary contact type, with holder, 1NO, LED module with integrated LED 230 V AC, spring-type terminal, Z=20-unit packaging | - | 0 | 0
3SU1156-0AB50-3BA0-Z | Y10 | 3SU1156-0AB50-3BA0-ZY10 | 1 | UN | 1 | 10 | C | D | EAR99 | N | 85365080 | 1 |  | 0.093 | KG | 36.58 | 36.58 | CP20 | CP20 | Illuminated pushbutton, 22 mm, round, Metal, shiny, blue, pushbutton, flat, momentary contact type, with holder, 1NO, LED module with integrated LED 230 V AC, spring-type terminal, with laser labeling, upper case and lower case, always upper case at beginning of line | - | 0 | 0
3SU1156-0AB50-3BA0-Z | Y11 | 3SU1156-0AB50-3BA0-ZY11 | 1 | UN | 1 | 10 | C | D | EAR99 | N | 85365080 | 1 |  | 0.093 | KG | 36.58 | 36.58 | CP20 | CP20 | Illuminated pushbutton, 22 mm, round, Metal, shiny, blue, pushbutton, flat, momentary contact type, with holder, 1NO, LED module with integrated LED 230 V AC, spring-type terminal, with laser labeling, upper case | - | 0 | 0
3SU1156-0AB50-3BA0-Z | Y12 | 3SU1156-0AB50-3BA0-ZY12 | 1 | UN | 1 | 10 | C | D | EAR99 | N | 85365080 | 1 |  | 0.093 | KG | 36.58 | 36.58 | CP20 | CP20 | Illuminated pushbutton, 22 mm, round, Metal, shiny, blue, pushbutton, flat, momentary contact type, with holder, 1NO, LED module with integrated LED 230 V AC, spring-type terminal, with laser labeling, lower case | - | 0 | 0
3SU1156-0AB50-3BA0-Z | Y13 | 3SU1156-0AB50-3BA0-ZY13 | 1 | UN | 1 | 10 | C | D | EAR99 | N | 85365080 | 1 |  | 0.093 | KG | 36.58 | 36.58 | CP20 | CP20 | Illuminated pushbutton, 22 mm, round, Metal, shiny, blue, pushbutton, flat, momentary contact type, with holder, 1NO, LED module with integrated LED 230 V AC, spring-type terminal, with laser labeling, symbol number according to, ISO 7000 or IEC 60417 | - | 0 | 0
3SU1156-0AB50-3BA0-Z | Y15 | 3SU1156-0AB50-3BA0-ZY15 | 1 | UN | 1 | 10 | C | D | EAR99 | N | 85365080 | 1 |  | 0.093 | KG | 36.58 | 36.58 | CP20 | CP20 | Illuminated pushbutton, 22 mm, round, Metal, shiny, blue, pushbutton, flat, momentary contact type, with holder, 1NO, LED module with integrated LED 230 V AC, spring-type terminal, with laser labeling, upper case and lower case, always upper case at the beginning of the word | - | 0 | 0
3SU1156-0AB50-3BA0-Z | Y19 | 3SU1156-0AB50-3BA0-ZY19 | 1 | UN | 1 | 10 | C | D | EAR99 | N | 85365080 | 1 |  | 0.093 | KG | 32.78 | 32.78 | CP20 | CP20 | Illuminated pushbutton, 22 mm, round, Metal, shiny, blue, pushbutton, flat, momentary contact type, with holder, 1NO, LED module with integrated LED 230 V AC, spring-type terminal, with laser labeling, inscription or symbol Customer-specific selection with SIRIUS ACT configurator (CIN) | - | 0 | 0
3SU1156-0AB50-3FA0 |  | 3SU1156-0AB50-3FA0 | 1 | UN | 1 | 5 | B | D | N | N | 85365080 | 1 | 4011209966321 | 0.101 | KG | 35.63 | 35.63 | CP20 | CP20 | Illuminated pushbutton, 22 mm, round, metal, shiny, blue, pushbutton, flat, momentary contact type, with holder, 1 NO+1 NC, LED module with integrated LED 230 V AC, Spring-type terminal | - | 0 | 0
3SU1156-0AB50-3FA0-Z | X90 | 3SU1156-0AB50-3FA0-ZX90 | 1 | UN | 1 | 5 | B | D | EAR99 | N | 85365080 | 20 |  | 0.101 | KG | 35.63 | 35.63 | CP20 | CP20 | Illuminated pushbutton, 22 mm, round, metal, shiny, blue, pushbutton, flat, momentary contact type, with holder, 1 NO+1 NC, LED module with integrated LED 230 V AC, spring-type terminal, Z=20-unit packaging | - | 0 | 0
3SU1156-0AB50-3FA0-Z | Y10 | 3SU1156-0AB50-3FA0-ZY10 | 1 | UN | 1 | 10 | C | D | EAR99 | N | 85365080 | 1 |  | 0.101 | KG | 40.38 | 40.38 | CP20 | CP20 | Illuminated pushbutton, 22 mm, round, Metal, shiny, blue, pushbutton, flat, momentary contact type, with holder, 1 NO+1 NC, LED module with integrated LED 230 V AC, spring-type terminal, with laser labeling, upper case and lower case, always upper case at beginning of line | - | 0 | 0
3SU1156-0AB50-3FA0-Z | Y11 | 3SU1156-0AB50-3FA0-ZY11 | 1 | UN | 1 | 10 | C | D | EAR99 | N | 85365080 | 1 |  | 0.101 | KG | 40.38 | 40.38 | CP20 | CP20 | Illuminated pushbutton, 22 mm, round, Metal, shiny, blue, pushbutton, flat, momentary contact type, with holder, 1 NO+1 NC, LED module with integrated LED 230 V AC, spring-type terminal, with laser labeling, upper case | - | 0 | 0
3SU1156-0AB50-3FA0-Z | Y12 | 3SU1156-0AB50-3FA0-ZY12 | 1 | UN | 1 | 10 | C | D | EAR99 | N | 85365080 | 1 |  | 0.101 | KG | 40.38 | 40.38 | CP20 | CP20 | Illuminated pushbutton, 22 mm, round, Metal, shiny, blue, pushbutton, flat, momentary contact type, with holder, 1 NO+1 NC, LED module with integrated LED 230 V AC, spring-type terminal, with laser labeling, lower case | - | 0 | 0
3SU1156-0AB50-3FA0-Z | Y13 | 3SU1156-0AB50-3FA0-ZY13 | 1 | UN | 1 | 10 | C | D | EAR99 | N | 85365080 | 1 |  | 0.101 | KG | 40.38 | 40.38 | CP20 | CP20 | Illuminated pushbutton, 22 mm, round, Metal, shiny, blue, pushbutton, flat, momentary contact type, with holder, 1 NO+1 NC, LED module with integrated LED 230 V AC, spring-type terminal, with laser labeling, symbol number according to, ISO 7000 or IEC 60417 | - | 0 | 0
3SU1156-0AB50-3FA0-Z | Y15 | 3SU1156-0AB50-3FA0-ZY15 | 1 | UN | 1 | 10 | C | D | EAR99 | N | 85365080 | 1 |  | 0.101 | KG | 40.38 | 40.38 | CP20 | CP20 | Illuminated pushbutton, 22 mm, round, Metal, shiny, blue, pushbutton, flat, momentary contact type, with holder, 1 NO+1 NC, LED module with integrated LED 230 V AC, spring-type terminal, with laser labeling, upper case and lower case, always upper case at the beginning of the word | - | 0 | 0
3SU1156-0AB50-3FA0-Z | Y19 | 3SU1156-0AB50-3FA0-ZY19 | 1 | UN | 1 | 10 | C | D | EAR99 | N | 85365080 | 1 |  | 0.101 | KG | 36.58 | 36.58 | CP20 | CP20 | Illuminated pushbutton, 22 mm, round, Metal, shiny, blue, pushbutton, flat, momentary contact type, with holder, 1 NO+1 NC, LED module with integrated LED 230 V AC, spring-type terminal, with laser labeling, inscription or symbol Customer-specific selection with SIRIUS ACT configurator (CIN) | - | 0 | 0
3SU1156-0AB60-1BA0 |  | 3SU1156-0AB60-1BA0 | 1 | UN | 1 | 5 | B | D | N | N | 85365080 | 1 | 4011209966390 | 0.1 | KG | 29.74 | 28.69 | CP20 | CP20 | Illuminated pushbutton, 22 mm, round, metal, shiny, white, pushbutton, flat, momentary contact type, with holder, 1 NO, LED module with integrated LED 230 V AC, screw terminal | Lista Papel 2020 SI | 0 | 0
3SU1156-0AB60-1BA0-Z | X90 | 3SU1156-0AB60-1BA0-ZX90 | 1 | UN | 1 | 5 | B | D | EAR99 | N | 85365080 | 20 |  | 0.093 | KG | 29.74 | 29.74 | CP20 | CP20 | Illuminated pushbutton, 22 mm, round, metal, shiny, white, pushbutton, flat, momentary contact type, with holder, 1NO, LED module with integrated LED 230 V AC, screw terminal, Z=20-unit packaging | - | 0 | 0
3SU1156-0AB60-1BA0-Z | Y10 | 3SU1156-0AB60-1BA0-ZY10 | 1 | UN | 1 | 10 | C | D | EAR99 | N | 85365080 | 1 |  | 0.093 | KG | 34.49 | 34.49 | CP20 | CP20 | Illuminated pushbutton, 22 mm, round, Metal, shiny, white, pushbutton, flat, momentary contact type, with holder, 1NO, LED module with integrated LED 230 V AC, screw terminal, with laser labeling, upper case and lower case, always upper case at beginning of line | - | 0 | 0
3SU1156-0AB60-1BA0-Z | Y11 | 3SU1156-0AB60-1BA0-ZY11 | 1 | UN | 1 | 10 | C | D | EAR99 | N | 85365080 | 1 |  | 0.093 | KG | 34.49 | 34.49 | CP20 | CP20 | Illuminated pushbutton, 22 mm, round, Metal, shiny, white, pushbutton, flat, momentary contact type, with holder, 1NO, LED module with integrated LED 230 V AC, screw terminal, with laser labeling, upper case | - | 0 | 0
3SU1156-0AB60-1BA0-Z | Y12 | 3SU1156-0AB60-1BA0-ZY12 | 1 | UN | 1 | 10 | C | D | EAR99 | N | 85365080 | 1 |  | 0.093 | KG | 34.49 | 34.49 | CP20 | CP20 | Illuminated pushbutton, 22 mm, round, Metal, shiny, white, pushbutton, flat, momentary contact type, with holder, 1NO, LED module with integrated LED 230 V AC, screw terminal, with laser labeling, lower case | - | 0 | 0
3SU1156-0AB60-1BA0-Z | Y13 | 3SU1156-0AB60-1BA0-ZY13 | 1 | UN | 1 | 10 | C | D | EAR99 | N | 85365080 | 1 |  | 0.093 | KG | 34.49 | 34.49 | CP20 | CP20 | Illuminated pushbutton, 22 mm, round, Metal, shiny, white, pushbutton, flat, momentary contact type, with holder, 1NO, LED module with integrated LED 230 V AC, screw terminal, with laser labeling, symbol number according to, ISO 7000 or IEC 60417 | - | 0 | 0
3SU1156-0AB60-1BA0-Z | Y15 | 3SU1156-0AB60-1BA0-ZY15 | 1 | UN | 1 | 10 | C | D | EAR99 | N | 85365080 | 1 |  | 0.093 | KG | 34.49 | 34.49 | CP20 | CP20 | Illuminated pushbutton, 22 mm, round, Metal, shiny, white, pushbutton, flat, momentary contact type, with holder, 1NO, LED module with integrated LED 230 V AC, screw terminal, with laser labeling, upper case and lower case, always upper case at the beginning of the word | - | 0 | 0
3SU1156-0AB60-1BA0-Z | Y19 | 3SU1156-0AB60-1BA0-ZY19 | 1 | UN | 1 | 10 | C | D | EAR99 | N | 85365080 | 1 |  | 0.093 | KG | 30.69 | 30.69 | CP20 | CP20 | Illuminated pushbutton, 22 mm, round, Metal, shiny, white, pushbutton, flat, momentary contact type, with holder, 1NO, LED module with integrated LED 230 V AC, screw terminal, with laser labeling, inscription or symbol Customer-specific selection with SIRIUS ACT configurator (CIN) | - | 0 | 0
3SU1156-0AB60-1FA0 |  | 3SU1156-0AB60-1FA0 | 1 | UN | 1 | 5 | B | D | N | N | 85365080 | 1 | 4011209966277 | 0.107 | KG | 33.06 | 33.06 | CP20 | CP20 | Illuminated pushbutton, 22 mm, round, metal, shiny, white, pushbutton, flat, momentary contact type, with holder, 1 NO+1 NC, LED module with integrated LED 230 V AC, screw terminal | - | 0 | 0
3SU1156-0AB60-1FA0-Z | X90 | 3SU1156-0AB60-1FA0-ZX90 | 1 | UN | 1 | 5 | B | D | EAR99 | N | 85365080 | 20 |  | 0.101 | KG | 33.06 | 33.06 | CP20 | CP20 | Illuminated pushbutton, 22 mm, round, metal, shiny, white, pushbutton, flat, momentary contact type, with holder, 1 NO+1 NC, LED module with integrated LED 230 V AC, screw terminal, Z=20-unit packaging | - | 0 | 0
3SU1156-0AB60-1FA0-Z | Y10 | 3SU1156-0AB60-1FA0-ZY10 | 1 | UN | 1 | 10 | C | D | EAR99 | N | 85365080 | 1 |  | 0.101 | KG | 37.81 | 37.81 | CP20 | CP20 | Illuminated pushbutton, 22 mm, round, Metal, shiny, white, pushbutton, flat, momentary contact type, with holder, 1 NO+1 NC, LED module with integrated LED 230 V AC, screw terminal, with laser labeling, upper case and lower case, always upper case at beginning of line | - | 0 | 0
3SU1156-0AB60-1FA0-Z | Y11 | 3SU1156-0AB60-1FA0-ZY11 | 1 | UN | 1 | 10 | C | D | EAR99 | N | 85365080 | 1 |  | 0.101 | KG | 37.81 | 37.81 | CP20 | CP20 | Illuminated pushbutton, 22 mm, round, Metal, shiny, white, pushbutton, flat, momentary contact type, with holder, 1 NO+1 NC, LED module with integrated LED 230 V AC, screw terminal, with laser labeling, upper case | - | 0 | 0
3SU1156-0AB60-1FA0-Z | Y12 | 3SU1156-0AB60-1FA0-ZY12 | 1 | UN | 1 | 10 | C | D | EAR99 | N | 85365080 | 1 |  | 0.101 | KG | 37.81 | 37.81 | CP20 | CP20 | Illuminated pushbutton, 22 mm, round, Metal, shiny, white, pushbutton, flat, momentary contact type, with holder, 1 NO+1 NC, LED module with integrated LED 230 V AC, screw terminal, with laser labeling, lower case | - | 0 | 0
3SU1156-0AB60-1FA0-Z | Y13 | 3SU1156-0AB60-1FA0-ZY13 | 1 | UN | 1 | 10 | C | D | EAR99 | N | 85365080 | 1 |  | 0.101 | KG | 37.81 | 37.81 | CP20 | CP20 | Illuminated pushbutton, 22 mm, round, Metal, shiny, white, pushbutton, flat, momentary contact type, with holder, 1 NO+1 NC, LED module with integrated LED 230 V AC, screw terminal, with laser labeling, symbol number according to, ISO 7000 or IEC 60417 | - | 0 | 0
3SU1156-0AB60-1FA0-Z | Y15 | 3SU1156-0AB60-1FA0-ZY15 | 1 | UN | 1 | 10 | C | D | EAR99 | N | 85365080 | 1 |  | 0.101 | KG | 37.81 | 37.81 | CP20 | CP20 | Illuminated pushbutton, 22 mm, round, Metal, shiny, white, pushbutton, flat, momentary contact type, with holder, 1 NO+1 NC, LED module with integrated LED 230 V AC, screw terminal, with laser labeling, upper case and lower case, always upper case at the beginning of the word | - | 0 | 0
3SU1156-0AB60-1FA0-Z | Y19 | 3SU1156-0AB60-1FA0-ZY19 | 1 | UN | 1 | 10 | C | D | EAR99 | N | 85365080 | 1 |  | 0.101 | KG | 34.01 | 34.01 | CP20 | CP20 | Illuminated pushbutton, 22 mm, round, Metal, shiny, white, pushbutton, flat, momentary contact type, with holder, 1 NO+1 NC, LED module with integrated LED 230 V AC, screw terminal, with laser labeling, inscription or symbol Customer-specific selection with SIRIUS ACT configurator (CIN) | - | 0 | 0
3SU1156-0AB60-3BA0 |  | 3SU1156-0AB60-3BA0 | 1 | UN | 1 | 5 | B | D | N | N | 85365080 | 1 | 4011209966444 | 0.096 | KG | 31.83 | 31.83 | CP20 | CP20 | Illuminated pushbutton, 22 mm, round, metal, shiny, white, pushbutton, flat, momentary contact type, with holder, 1 NO, LED module with integrated LED 230 V AC, Spring-type terminal | - | 0 | 0
3SU1156-0AB60-3BA0-Z | X90 | 3SU1156-0AB60-3BA0-ZX90 | 1 | UN | 1 | 5 | B | D | EAR99 | N | 85365080 | 20 |  | 0.093 | KG | 31.83 | 31.83 | CP20 | CP20 | Illuminated pushbutton, 22 mm, round, metal, shiny, white, pushbutton, flat, momentary contact type, with holder, 1NO, LED module with integrated LED 230 V AC, spring-type terminal, Z=20-unit packaging | - | 0 | 0
3SU1156-0AB60-3BA0-Z | Y10 | 3SU1156-0AB60-3BA0-ZY10 | 1 | UN | 1 | 10 | C | D | EAR99 | N | 85365080 | 1 |  | 0.093 | KG | 36.58 | 36.58 | CP20 | CP20 | Illuminated pushbutton, 22 mm, round, Metal, shiny, white, pushbutton, flat, momentary contact type, with holder, 1NO, LED module with integrated LED 230 V AC, spring-type terminal, with laser labeling, upper case and lower case, always upper case at beginning of line | - | 0 | 0
3SU1156-0AB60-3BA0-Z | Y11 | 3SU1156-0AB60-3BA0-ZY11 | 1 | UN | 1 | 10 | C | D | EAR99 | N | 85365080 | 1 |  | 0.093 | KG | 36.58 | 36.58 | CP20 | CP20 | Illuminated pushbutton, 22 mm, round, Metal, shiny, white, pushbutton, flat, momentary contact type, with holder, 1NO, LED module with integrated LED 230 V AC, spring-type terminal, with laser labeling, upper case | - | 0 | 0
3SU1156-0AB60-3BA0-Z | Y12 | 3SU1156-0AB60-3BA0-ZY12 | 1 | UN | 1 | 10 | C | D | EAR99 | N | 85365080 | 1 |  | 0.093 | KG | 36.58 | 36.58 | CP20 | CP20 | Illuminated pushbutton, 22 mm, round, Metal, shiny, white, pushbutton, flat, momentary contact type, with holder, 1NO, LED module with integrated LED 230 V AC, spring-type terminal, with laser labeling, lower case | - | 0 | 0
3SU1156-0AB60-3BA0-Z | Y13 | 3SU1156-0AB60-3BA0-ZY13 | 1 | UN | 1 | 10 | C | D | EAR99 | N | 85365080 | 1 |  | 0.093 | KG | 36.58 | 36.58 | CP20 | CP20 | Illuminated pushbutton, 22 mm, round, Metal, shiny, white, pushbutton, flat, momentary contact type, with holder, 1NO, LED module with integrated LED 230 V AC, spring-type terminal, with laser labeling, symbol number according to, ISO 7000 or IEC 60417 | - | 0 | 0
3SU1156-0AB60-3BA0-Z | Y15 | 3SU1156-0AB60-3BA0-ZY15 | 1 | UN | 1 | 10 | C | D | EAR99 | N | 85365080 | 1 |  | 0.093 | KG | 36.58 | 36.58 | CP20 | CP20 | Illuminated pushbutton, 22 mm, round, Metal, shiny, white, pushbutton, flat, momentary contact type, with holder, 1NO, LED module with integrated LED 230 V AC, spring-type terminal, with laser labeling, upper case and lower case, always upper case at the beginning of the word | - | 0 | 0
3SU1156-0AB60-3BA0-Z | Y19 | 3SU1156-0AB60-3BA0-ZY19 | 1 | UN | 1 | 10 | C | D | EAR99 | N | 85365080 | 1 |  | 0.093 | KG | 32.78 | 32.78 | CP20 | CP20 | Illuminated pushbutton, 22 mm, round, Metal, shiny, white, pushbutton, flat, momentary contact type, with holder, 1NO, LED module with integrated LED 230 V AC, spring-type terminal, with laser labeling, inscription or symbol Customer-specific selection with SIRIUS ACT configurator (CIN) | - | 0 | 0
3SU1156-0AB60-3FA0 |  | 3SU1156-0AB60-3FA0 | 1 | UN | 1 | 5 | B | D | N | N | 85365080 | 1 | 4011209966338 | 0.1 | KG | 35.63 | 35.63 | CP20 | CP20 | Illuminated pushbutton, 22 mm, round, metal, shiny, white, pushbutton, flat, momentary contact type, with holder, 1 NO+1 NC, LED module with integrated LED 230 V AC, Spring-type terminal | - | 0 | 0
3SU1156-0AB60-3FA0-Z | X90 | 3SU1156-0AB60-3FA0-ZX90 | 1 | UN | 1 | 5 | B | D | EAR99 | N | 85365080 | 20 |  | 0.101 | KG | 35.63 | 35.63 | CP20 | CP20 | Illuminated pushbutton, 22 mm, round, metal, shiny, white, pushbutton, flat, momentary contact type, with holder, 1 NO+1 NC, LED module with integrated LED 230 V AC, spring-type terminal, Z=20-unit packaging | - | 0 | 0
3SU1156-0AB60-3FA0-Z | Y10 | 3SU1156-0AB60-3FA0-ZY10 | 1 | UN | 1 | 10 | C | D | EAR99 | N | 85365080 | 1 |  | 0.101 | KG | 40.38 | 40.38 | CP20 | CP20 | Illuminated pushbutton, 22 mm, round, Metal, shiny, white, pushbutton, flat, momentary contact type, with holder, 1 NO+1 NC, LED module with integrated LED 230 V AC, spring-type terminal, with laser labeling, upper case and lower case, always upper case at beginning of line | - | 0 | 0
3SU1156-0AB60-3FA0-Z | Y11 | 3SU1156-0AB60-3FA0-ZY11 | 1 | UN | 1 | 10 | C | D | EAR99 | N | 85365080 | 1 |  | 0.101 | KG | 40.38 | 40.38 | CP20 | CP20 | Illuminated pushbutton, 22 mm, round, Metal, shiny, white, pushbutton, flat, momentary contact type, with holder, 1 NO+1 NC, LED module with integrated LED 230 V AC, spring-type terminal, with laser labeling, upper case | - | 0 | 0
3SU1156-0AB60-3FA0-Z | Y12 | 3SU1156-0AB60-3FA0-ZY12 | 1 | UN | 1 | 10 | C | D | EAR99 | N | 85365080 | 1 |  | 0.101 | KG | 40.38 | 40.38 | CP20 | CP20 | Illuminated pushbutton, 22 mm, round, Metal, shiny, white, pushbutton, flat, momentary contact type, with holder, 1 NO+1 NC, LED module with integrated LED 230 V AC, spring-type terminal, with laser labeling, lower case | - | 0 | 0
3SU1156-0AB60-3FA0-Z | Y13 | 3SU1156-0AB60-3FA0-ZY13 | 1 | UN | 1 | 10 | C | D | EAR99 | N | 85365080 | 1 |  | 0.101 | KG | 40.38 | 40.38 | CP20 | CP20 | Illuminated pushbutton, 22 mm, round, Metal, shiny, white, pushbutton, flat, momentary contact type, with holder, 1 NO+1 NC, LED module with integrated LED 230 V AC, spring-type terminal, with laser labeling, symbol number according to, ISO 7000 or IEC 60417 | - | 0 | 0
3SU1156-0AB60-3FA0-Z | Y15 | 3SU1156-0AB60-3FA0-ZY15 | 1 | UN | 1 | 10 | C | D | EAR99 | N | 85365080 | 1 |  | 0.101 | KG | 40.38 | 40.38 | CP20 | CP20 | Illuminated pushbutton, 22 mm, round, Metal, shiny, white, pushbutton, flat, momentary contact type, with holder, 1 NO+1 NC, LED module with integrated LED 230 V AC, spring-type terminal, with laser labeling, upper case and lower case, always upper case at the beginning of the word | - | 0 | 0
3SU1156-0AB60-3FA0-Z | Y19 | 3SU1156-0AB60-3FA0-ZY19 | 1 | UN | 1 | 10 | C | D | EAR99 | N | 85365080 | 1 |  | 0.101 | KG | 36.58 | 36.58 | CP20 | CP20 | Illuminated pushbutton, 22 mm, round, Metal, shiny, white, pushbutton, flat, momentary contact type, with holder, 1 NO+1 NC, LED module with integrated LED 230 V AC, spring-type terminal, with laser labeling, inscription or symbol Customer-specific selection with SIRIUS ACT configurator (CIN) | - | 0 | 0
3SU1156-0AB70-1BA0 |  | 3SU1156-0AB70-1BA0 | 1 | UN | 1 | 5 | B | D | N | N | 85365080 | 1 | 4011209966406 | 0.1 | KG | 29.74 | 28.69 | CP20 | CP20 | Illuminated pushbutton, 22 mm, round, metal, shiny, transparent, pushbutton, flat, momentary contact type, with holder, 1 NO, LED module with integrated LED 230 V AC, screw terminal | Lista Papel 2020 SI | 0 | 0
3SU1156-0AB70-1BA0-Z | X90 | 3SU1156-0AB70-1BA0-ZX90 | 1 | UN | 1 | 5 | B | D | EAR99 | N | 85365080 | 20 |  | 0.093 | KG | 29.74 | 29.74 | CP20 | CP20 | Illuminated pushbutton, 22 mm, round, metal, shiny, transparent, pushbutton, flat, momentary contact type, with holder, 1NO, LED module with integrated LED 230 V AC, screw terminal, Z=20-unit packaging | - | 0 | 0
3SU1156-0AB70-1BA0-Z | Y10 | 3SU1156-0AB70-1BA0-ZY10 | 1 | UN | 1 | 10 | C | D | EAR99 | N | 85365080 | 1 |  | 0.093 | KG | 34.49 | 34.49 | CP20 | CP20 | Illuminated pushbutton, 22 mm, round, Metal, shiny, transparent, pushbutton, flat, momentary contact type, with holder, 1NO, LED module with integrated LED 230 V AC, screw terminal, with laser labeling, upper case and lower case, always upper case at beginning of line | - | 0 | 0
3SU1156-0AB70-1BA0-Z | Y11 | 3SU1156-0AB70-1BA0-ZY11 | 1 | UN | 1 | 10 | C | D | EAR99 | N | 85365080 | 1 |  | 0.093 | KG | 34.49 | 34.49 | CP20 | CP20 | Illuminated pushbutton, 22 mm, round, Metal, shiny, transparent, pushbutton, flat, momentary contact type, with holder, 1NO, LED module with integrated LED 230 V AC, screw terminal, with laser labeling, upper case | - | 0 | 0
3SU1156-0AB70-1BA0-Z | Y12 | 3SU1156-0AB70-1BA0-ZY12 | 1 | UN | 1 | 10 | C | D | EAR99 | N | 85365080 | 1 |  | 0.093 | KG | 34.49 | 34.49 | CP20 | CP20 | Illuminated pushbutton, 22 mm, round, Metal, shiny, transparent, pushbutton, flat, momentary contact type, with holder, 1NO, LED module with integrated LED 230 V AC, screw terminal, with laser labeling, lower case | - | 0 | 0
3SU1156-0AB70-1BA0-Z | Y13 | 3SU1156-0AB70-1BA0-ZY13 | 1 | UN | 1 | 10 | C | D | EAR99 | N | 85365080 | 1 |  | 0.093 | KG | 34.49 | 34.49 | CP20 | CP20 | Illuminated pushbutton, 22 mm, round, Metal, shiny, transparent, pushbutton, flat, momentary contact type, with holder, 1NO, LED module with integrated LED 230 V AC, screw terminal, with laser labeling, symbol number according to, ISO 7000 or IEC 60417 | - | 0 | 0
3SU1156-0AB70-1BA0-Z | Y15 | 3SU1156-0AB70-1BA0-ZY15 | 1 | UN | 1 | 10 | C | D | EAR99 | N | 85365080 | 1 |  | 0.093 | KG | 34.49 | 34.49 | CP20 | CP20 | Illuminated pushbutton, 22 mm, round, Metal, shiny, transparent, pushbutton, flat, momentary contact type, with holder, 1NO, LED module with integrated LED 230 V AC, screw terminal, with laser labeling, upper case and lower case, always upper case at the beginning of the word | - | 0 | 0
3SU1156-0AB70-1BA0-Z | Y19 | 3SU1156-0AB70-1BA0-ZY19 | 1 | UN | 1 | 10 | C | D | EAR99 | N | 85365080 | 1 |  | 0.093 | KG | 30.69 | 30.69 | CP20 | CP20 | Illuminated pushbutton, 22 mm, round, Metal, shiny, transparent, pushbutton, flat, momentary contact type, with holder, 1NO, LED module with integrated LED 230 V AC, screw terminal, with laser labeling, inscription or symbol Customer-specific selection with SIRIUS ACT configurator (CIN) | - | 0 | 0
3SU1156-0AB70-1FA0 |  | 3SU1156-0AB70-1FA0 | 1 | UN | 1 | 5 | B | D | N | N | 85365080 | 1 | 4011209966284 | 0.105 | KG | 33.06 | 33.06 | CP20 | CP20 | Illuminated pushbutton, 22 mm, round, metal, shiny, clear, pushbutton, flat, momentary contact type, with holder, 1 NO+1 NC, LED module with integrated LED 230 V AC, screw terminal | - | 0 | 0
3SU1156-0AB70-1FA0-Z | X90 | 3SU1156-0AB70-1FA0-ZX90 | 1 | UN | 1 | 5 | B | D | EAR99 | N | 85365080 | 20 |  | 0.101 | KG | 33.06 | 33.06 | CP20 | CP20 | Illuminated pushbutton, 22 mm, round, metal, shiny, clear, pushbutton, flat, momentary contact type, with holder, 1 NO+1 NC, LED module with integrated LED 230 V AC, screw terminal, Z=20-unit packaging | - | 0 | 0
3SU1156-0AB70-1FA0-Z | Y10 | 3SU1156-0AB70-1FA0-ZY10 | 1 | UN | 1 | 10 | C | D | EAR99 | N | 85365080 | 1 |  | 0.101 | KG | 37.81 | 37.81 | CP20 | CP20 | Illuminated pushbutton, 22 mm, round, Metal, shiny, clear, pushbutton, flat, momentary contact type, with holder, 1 NO+1 NC, LED module with integrated LED 230 V AC, screw terminal, with laser labeling, upper case and lower case, always upper case at beginning of line | - | 0 | 0
3SU1156-0AB70-1FA0-Z | Y11 | 3SU1156-0AB70-1FA0-ZY11 | 1 | UN | 1 | 10 | C | D | EAR99 | N | 85365080 | 1 |  | 0.101 | KG | 37.81 | 37.81 | CP20 | CP20 | Illuminated pushbutton, 22 mm, round, Metal, shiny, clear, pushbutton, flat, momentary contact type, with holder, 1 NO+1 NC, LED module with integrated LED 230 V AC, screw terminal, with laser labeling, upper case | - | 0 | 0
3SU1156-0AB70-1FA0-Z | Y12 | 3SU1156-0AB70-1FA0-ZY12 | 1 | UN | 1 | 10 | C | D | EAR99 | N | 85365080 | 1 |  | 0.101 | KG | 37.81 | 37.81 | CP20 | CP20 | Illuminated pushbutton, 22 mm, round, Metal, shiny, clear, pushbutton, flat, momentary contact type, with holder, 1 NO+1 NC, LED module with integrated LED 230 V AC, screw terminal, with laser labeling, lower case | - | 0 | 0
3SU1156-0AB70-1FA0-Z | Y13 | 3SU1156-0AB70-1FA0-ZY13 | 1 | UN | 1 | 10 | C | D | EAR99 | N | 85365080 | 1 |  | 0.101 | KG | 37.81 | 37.81 | CP20 | CP20 | Illuminated pushbutton, 22 mm, round, Metal, shiny, clear, pushbutton, flat, momentary contact type, with holder, 1 NO+1 NC, LED module with integrated LED 230 V AC, screw terminal, with laser labeling, symbol number according to, ISO 7000 or IEC 60417 | - | 0 | 0
3SU1156-0AB70-1FA0-Z | Y15 | 3SU1156-0AB70-1FA0-ZY15 | 1 | UN | 1 | 10 | C | D | EAR99 | N | 85365080 | 1 |  | 0.101 | KG | 37.81 | 37.81 | CP20 | CP20 | Illuminated pushbutton, 22 mm, round, Metal, shiny, clear, pushbutton, flat, momentary contact type, with holder, 1 NO+1 NC, LED module with integrated LED 230 V AC, screw terminal, with laser labeling, upper case and lower case, always upper case at the beginning of the word | - | 0 | 0
3SU1156-0AB70-1FA0-Z | Y19 | 3SU1156-0AB70-1FA0-ZY19 | 1 | UN | 1 | 10 | C | D | EAR99 | N | 85365080 | 1 |  | 0.101 | KG | 34.01 | 34.01 | CP20 | CP20 | Illuminated pushbutton, 22 mm, round, Metal, shiny, clear, pushbutton, flat, momentary contact type, with holder, 1 NO+1 NC, LED module with integrated LED 230 V AC, screw terminal, with laser labeling, inscription or symbol Customer-specific selection with SIRIUS ACT configurator (CIN) | - | 0 | 0
3SU1156-0AB70-3BA0 |  | 3SU1156-0AB70-3BA0 | 1 | UN | 1 | 5 | B | D | N | N | 85365080 | 1 | 4011209966451 | 0.1 | KG | 31.83 | 31.83 | CP20 | CP20 | Illuminated pushbutton, 22 mm, round, metal, shiny, transparent, pushbutton, flat, momentary contact type, with holder, 1 NO, LED module with integrated LED 230 V AC, Spring-type terminal | - | 0 | 0
3SU1156-0AB70-3BA0-Z | X90 | 3SU1156-0AB70-3BA0-ZX90 | 1 | UN | 1 | 5 | B | D | EAR99 | N | 85365080 | 20 |  | 0.093 | KG | 31.83 | 31.83 | CP20 | CP20 | Illuminated pushbutton, 22 mm, round, metal, shiny, transparent, pushbutton, flat, momentary contact type, with holder, 1NO, LED module with integrated LED 230 V AC, spring-type terminal, Z=20-unit packaging | - | 0 | 0
3SU1156-0AB70-3BA0-Z | Y10 | 3SU1156-0AB70-3BA0-ZY10 | 1 | UN | 1 | 10 | C | D | EAR99 | N | 85365080 | 1 |  | 0.093 | KG | 36.58 | 36.58 | CP20 | CP20 | Illuminated pushbutton, 22 mm, round, Metal, shiny, transparent, pushbutton, flat, momentary contact type, with holder, 1NO, LED module with integrated LED 230 V AC, spring-type terminal, with laser labeling, upper case and lower case, always upper case at beginning of line | - | 0 | 0
3SU1156-0AB70-3BA0-Z | Y11 | 3SU1156-0AB70-3BA0-ZY11 | 1 | UN | 1 | 10 | C | D | EAR99 | N | 85365080 | 1 |  | 0.093 | KG | 36.58 | 36.58 | CP20 | CP20 | Illuminated pushbutton, 22 mm, round, Metal, shiny, transparent, pushbutton, flat, momentary contact type, with holder, 1NO, LED module with integrated LED 230 V AC, spring-type terminal, with laser labeling, upper case | - | 0 | 0
3SU1156-0AB70-3BA0-Z | Y12 | 3SU1156-0AB70-3BA0-ZY12 | 1 | UN | 1 | 10 | C | D | EAR99 | N | 85365080 | 1 |  | 0.093 | KG | 36.58 | 36.58 | CP20 | CP20 | Illuminated pushbutton, 22 mm, round, Metal, shiny, transparent, pushbutton, flat, momentary contact type, with holder, 1NO, LED module with integrated LED 230 V AC, spring-type terminal, with laser labeling, lower case | - | 0 | 0
3SU1156-0AB70-3BA0-Z | Y13 | 3SU1156-0AB70-3BA0-ZY13 | 1 | UN | 1 | 10 | C | D | EAR99 | N | 85365080 | 1 |  | 0.093 | KG | 36.58 | 36.58 | CP20 | CP20 | Illuminated pushbutton, 22 mm, round, Metal, shiny, transparent, pushbutton, flat, momentary contact type, with holder, 1NO, LED module with integrated LED 230 V AC, spring-type terminal, with laser labeling, symbol number according to, ISO 7000 or IEC 60417 | - | 0 | 0
3SU1156-0AB70-3BA0-Z | Y15 | 3SU1156-0AB70-3BA0-ZY15 | 1 | UN | 1 | 10 | C | D | EAR99 | N | 85365080 | 1 |  | 0.093 | KG | 36.58 | 36.58 | CP20 | CP20 | Illuminated pushbutton, 22 mm, round, Metal, shiny, transparent, pushbutton, flat, momentary contact type, with holder, 1NO, LED module with integrated LED 230 V AC, spring-type terminal, with laser labeling, upper case and lower case, always upper case at the beginning of the word | - | 0 | 0
3SU1156-0AB70-3BA0-Z | Y19 | 3SU1156-0AB70-3BA0-ZY19 | 1 | UN | 1 | 10 | C | D | EAR99 | N | 85365080 | 1 |  | 0.093 | KG | 32.78 | 32.78 | CP20 | CP20 | Illuminated pushbutton, 22 mm, round, Metal, shiny, transparent, pushbutton, flat, momentary contact type, with holder, 1NO, LED module with integrated LED 230 V AC, spring-type terminal, with laser labeling, inscription or symbol Customer-specific selection with SIRIUS ACT configurator (CIN) | - | 0 | 0
3SU1156-0AB70-3FA0 |  | 3SU1156-0AB70-3FA0 | 1 | UN | 1 | 5 | B | D | N | N | 85365080 | 1 | 4011209966345 | 0.101 | KG | 35.63 | 35.63 | CP20 | CP20 | Illuminated pushbutton, 22 mm, round, metal, shiny, transparent, pushbutton, flat, momentary contact type, with holder, 1 NO+1 NC, LED module with integrated LED 230 V AC, Spring-type terminal | - | 0 | 0
3SU1156-0AB70-3FA0-Z | X90 | 3SU1156-0AB70-3FA0-ZX90 | 1 | UN | 1 | 5 | B | D | EAR99 | N | 85365080 | 20 |  | 0.101 | KG | 35.63 | 35.63 | CP20 | CP20 | Illuminated pushbutton, 22 mm, round, metal, shiny, transparent, pushbutton, flat, momentary contact type, with holder, 1 NO+1 NC, LED module with integrated LED 230 V AC, spring-type terminal, Z=20-unit packaging | - | 0 | 0
3SU1156-0AB70-3FA0-Z | Y10 | 3SU1156-0AB70-3FA0-ZY10 | 1 | UN | 1 | 10 | C | D | EAR99 | N | 85365080 | 1 |  | 0.101 | KG | 40.38 | 40.38 | CP20 | CP20 | Illuminated pushbutton, 22 mm, round, Metal, shiny, transparent, pushbutton, flat, momentary contact type, with holder, 1 NO+1 NC, LED module with integrated LED 230 V AC, spring-type terminal, with laser labeling, upper case and lower case, always upper case at beginning of line | - | 0 | 0
3SU1156-0AB70-3FA0-Z | Y11 | 3SU1156-0AB70-3FA0-ZY11 | 1 | UN | 1 | 10 | C | D | EAR99 | N | 85365080 | 1 |  | 0.101 | KG | 40.38 | 40.38 | CP20 | CP20 | Illuminated pushbutton, 22 mm, round, Metal, shiny, transparent, pushbutton, flat, momentary contact type, with holder, 1 NO+1 NC, LED module with integrated LED 230 V AC, spring-type terminal, with laser labeling, upper case | - | 0 | 0
3SU1156-0AB70-3FA0-Z | Y12 | 3SU1156-0AB70-3FA0-ZY12 | 1 | UN | 1 | 10 | C | D | EAR99 | N | 85365080 | 1 |  | 0.101 | KG | 40.38 | 40.38 | CP20 | CP20 | Illuminated pushbutton, 22 mm, round, Metal, shiny, transparent, pushbutton, flat, momentary contact type, with holder, 1 NO+1 NC, LED module with integrated LED 230 V AC, spring-type terminal, with laser labeling, lower case | - | 0 | 0
3SU1156-0AB70-3FA0-Z | Y13 | 3SU1156-0AB70-3FA0-ZY13 | 1 | UN | 1 | 10 | C | D | EAR99 | N | 85365080 | 1 |  | 0.101 | KG | 40.38 | 40.38 | CP20 | CP20 | Illuminated pushbutton, 22 mm, round, Metal, shiny, transparent, pushbutton, flat, momentary contact type, with holder, 1 NO+1 NC, LED module with integrated LED 230 V AC, spring-type terminal, with laser labeling, symbol number according to, ISO 7000 or IEC 60417 | - | 0 | 0
3SU1156-0AB70-3FA0-Z | Y15 | 3SU1156-0AB70-3FA0-ZY15 | 1 | UN | 1 | 10 | C | D | EAR99 | N | 85365080 | 1 |  | 0.101 | KG | 40.38 | 40.38 | CP20 | CP20 | Illuminated pushbutton, 22 mm, round, Metal, shiny, transparent, pushbutton, flat, momentary contact type, with holder, 1 NO+1 NC, LED module with integrated LED 230 V AC, spring-type terminal, with laser labeling, upper case and lower case, always upper case at the beginning of the word | - | 0 | 0
3SU1156-0AB70-3FA0-Z | Y19 | 3SU1156-0AB70-3FA0-ZY19 | 1 | UN | 1 | 10 | C | D | EAR99 | N | 85365080 | 1 |  | 0.101 | KG | 36.58 | 36.58 | CP20 | CP20 | Illuminated pushbutton, 22 mm, round, Metal, shiny, transparent, pushbutton, flat, momentary contact type, with holder, 1 NO+1 NC, LED module with integrated LED 230 V AC, spring-type terminal, with laser labeling, inscription or symbol Customer-specific selection with SIRIUS ACT configurator (CIN) | - | 0 | 0
3SU1156-6AA20-1AA0 |  | 3SU1156-6AA20-1AA0 | 1 | UN | 1 | 1 | A | D | N | N | 85369095 | 1 | 4011209966482 | 0.082 | KG | 21.38 | 21.38 | CP20 | CP20 | Indicator lights, 22 mm, round, metal, shiny, red, lens, smooth, with holder, LED module with integrated LED 230 V AC, screw terminal | Lista Papel 2020 SI | 0 | 0
3SU1156-6AA20-1AA0-Z | X90 | 3SU1156-6AA20-1AA0-ZX90 | 1 | UN | 1 | 5 | B | D | EAR99 | N | 85369095 | 20 |  | 0.074 | KG | 21.38 | 21.38 | CP20 | CP20 | Indicator lights, 22 mm, round, metal, shiny, red, lens, smooth, with holder, LED module with integrated LED 230 V AC, screw terminal, Z=20-unit packaging | - | 0 | 0
3SU1156-6AA20-1AA0-Z | Y10 | 3SU1156-6AA20-1AA0-ZY10 | 1 | UN | 1 | 10 | C | D | EAR99 | N | 85369095 | 1 |  | 0.074 | KG | 26.13 | 26.13 | CP20 | CP20 | Indicator lights, 22 mm, round, Metal, shiny, red, lens, smooth, with holder, LED module with integrated LED 230 V AC, screw terminal, with laser labeling, upper case and lower case, always upper case at beginning of line | - | 0 | 0
3SU1156-6AA20-1AA0-Z | Y11 | 3SU1156-6AA20-1AA0-ZY11 | 1 | UN | 1 | 10 | C | D | EAR99 | N | 85369095 | 1 |  | 0.074 | KG | 26.13 | 26.13 | CP20 | CP20 | Indicator lights, 22 mm, round, Metal, shiny, red, lens, smooth, with holder, LED module with integrated LED 230 V AC, screw terminal, with laser labeling, upper case | - | 0 | 0
3SU1156-6AA20-1AA0-Z | Y12 | 3SU1156-6AA20-1AA0-ZY12 | 1 | UN | 1 | 10 | C | D | EAR99 | N | 85369095 | 1 |  | 0.074 | KG | 26.13 | 26.13 | CP20 | CP20 | Indicator lights, 22 mm, round, Metal, shiny, red, lens, smooth, with holder, LED module with integrated LED 230 V AC, screw terminal, with laser labeling, lower case | - | 0 | 0
3SU1156-6AA20-1AA0-Z | Y13 | 3SU1156-6AA20-1AA0-ZY13 | 1 | UN | 1 | 10 | C | D | EAR99 | N | 85369095 | 1 |  | 0.074 | KG | 26.13 | 26.13 | CP20 | CP20 | Indicator lights, 22 mm, round, Metal, shiny, red, lens, smooth, with holder, LED module with integrated LED 230 V AC, screw terminal, with laser labeling, symbol number according to, ISO 7000 or IEC 60417 | - | 0 | 0
3SU1156-6AA20-1AA0-Z | Y15 | 3SU1156-6AA20-1AA0-ZY15 | 1 | UN | 1 | 10 | C | D | EAR99 | N | 85369095 | 1 |  | 0.074 | KG | 26.13 | 26.13 | CP20 | CP20 | Indicator lights, 22 mm, round, Metal, shiny, red, lens, smooth, with holder, LED module with integrated LED 230 V AC, screw terminal, with laser labeling, upper case and lower case, always upper case at the beginning of the word | - | 0 | 0
3SU1156-6AA20-1AA0-Z | Y19 | 3SU1156-6AA20-1AA0-ZY19 | 1 | UN | 1 | 10 | C | D | EAR99 | N | 85369095 | 1 |  | 0.074 | KG | 22.33 | 22.33 | CP20 | CP20 | Indicator lights, 22 mm, round, Metal, shiny, red, lens, smooth, with holder, LED module with integrated LED 230 V AC, screw terminal, with laser labeling, inscription or symbol Customer-specific selection with SIRIUS ACT configurator (CIN) | - | 0 | 0
3SU1156-6AA20-3AA0 |  | 3SU1156-6AA20-3AA0 | 1 | UN | 1 | 5 | B | D | N | N | 85369095 | 1 | 4011209967328 | 0.08 | KG | 21.38 | 21.38 | CP20 | CP20 | Indicator lights, 22 mm, round, metal, shiny, red, lens, smooth, with holder, LED module with integrated LED 230 V AC, Spring-type terminal | - | 0 | 0
3SU1156-6AA20-3AA0-Z | X90 | 3SU1156-6AA20-3AA0-ZX90 | 1 | UN | 1 | 5 | B | D | EAR99 | N | 85369095 | 20 |  | 0.074 | KG | 21.38 | 21.38 | CP20 | CP20 | Indicator lights, 22 mm, round, metal, shiny, red, lens, smooth, with holder, LED module with integrated LED 230 V AC, spring-type terminal, Z=20-unit packaging | - | 0 | 0
3SU1156-6AA20-3AA0-Z | Y10 | 3SU1156-6AA20-3AA0-ZY10 | 1 | UN | 1 | 10 | C | D | EAR99 | N | 85369095 | 1 |  | 0.074 | KG | 26.13 | 26.13 | CP20 | CP20 | Indicator lights, 22 mm, round, Metal, shiny, red, lens, smooth, with holder, LED module with integrated LED 230 V AC, spring-type terminal, with laser labeling, upper case and lower case, always upper case at beginning of line | - | 0 | 0
3SU1156-6AA20-3AA0-Z | Y11 | 3SU1156-6AA20-3AA0-ZY11 | 1 | UN | 1 | 10 | C | D | EAR99 | N | 85369095 | 1 |  | 0.074 | KG | 26.13 | 26.13 | CP20 | CP20 | Indicator lights, 22 mm, round, Metal, shiny, red, lens, smooth, with holder, LED module with integrated LED 230 V AC, spring-type terminal, with laser labeling, upper case | - | 0 | 0
3SU1156-6AA20-3AA0-Z | Y12 | 3SU1156-6AA20-3AA0-ZY12 | 1 | UN | 1 | 10 | C | D | EAR99 | N | 85369095 | 1 |  | 0.074 | KG | 26.13 | 26.13 | CP20 | CP20 | Indicator lights, 22 mm, round, Metal, shiny, red, lens, smooth, with holder, LED module with integrated LED 230 V AC, spring-type terminal, with laser labeling, lower case | - | 0 | 0
3SU1156-6AA20-3AA0-Z | Y13 | 3SU1156-6AA20-3AA0-ZY13 | 1 | UN | 1 | 10 | C | D | EAR99 | N | 85369095 | 1 |  | 0.074 | KG | 26.13 | 26.13 | CP20 | CP20 | Indicator lights, 22 mm, round, Metal, shiny, red, lens, smooth, with holder, LED module with integrated LED 230 V AC, spring-type terminal, with laser labeling, symbol number according to, ISO 7000 or IEC 60417 | - | 0 | 0
3SU1156-6AA20-3AA0-Z | Y15 | 3SU1156-6AA20-3AA0-ZY15 | 1 | UN | 1 | 10 | C | D | EAR99 | N | 85369095 | 1 |  | 0.074 | KG | 26.13 | 26.13 | CP20 | CP20 | Indicator lights, 22 mm, round, Metal, shiny, red, lens, smooth, with holder, LED module with integrated LED 230 V AC, spring-type terminal, with laser labeling, upper case and lower case, always upper case at the beginning of the word | - | 0 | 0
3SU1156-6AA20-3AA0-Z | Y19 | 3SU1156-6AA20-3AA0-ZY19 | 1 | UN | 1 | 10 | C | D | EAR99 | N | 85369095 | 1 |  | 0.074 | KG | 22.33 | 22.33 | CP20 | CP20 | Indicator lights, 22 mm, round, Metal, shiny, red, lens, smooth, with holder, LED module with integrated LED 230 V AC, spring-type terminal, with laser labeling, inscription or symbol Customer-specific selection with SIRIUS ACT configurator (CIN) | - | 0 | 0
3SU1156-6AA30-1AA0 |  | 3SU1156-6AA30-1AA0 | 1 | UN | 1 | 3 | B | D | N | N | 85369095 | 1 | 4011209966499 | 0.082 | KG | 21.38 | 21.38 | CP20 | CP20 | Indicator lights, 22 mm, round, metal, shiny, yellow, lens, smooth, with holder, LED module with integrated LED 230 V AC, screw terminal | Lista Papel 2020 SI | 0 | 0
3SU1156-6AA30-1AA0-Z | X90 | 3SU1156-6AA30-1AA0-ZX90 | 1 | UN | 1 | 5 | B | D | EAR99 | N | 85369095 | 20 |  | 0.074 | KG | 21.38 | 21.38 | CP20 | CP20 | Indicator lights, 22 mm, round, metal, shiny, yellow, lens, smooth, with holder, LED module with integrated LED 230 V AC, screw terminal, Z=20-unit packaging | - | 0 | 0
3SU1156-6AA30-1AA0-Z | Y10 | 3SU1156-6AA30-1AA0-ZY10 | 1 | UN | 1 | 10 | C | D | EAR99 | N | 85369095 | 1 |  | 0.074 | KG | 26.13 | 26.13 | CP20 | CP20 | Indicator lights, 22 mm, round, Metal, shiny, yellow, lens, smooth, with holder, LED module with integrated LED 230 V AC, screw terminal, with laser labeling, upper case and lower case, always upper case at beginning of line | - | 0 | 0
3SU1156-6AA30-1AA0-Z | Y11 | 3SU1156-6AA30-1AA0-ZY11 | 1 | UN | 1 | 10 | C | D | EAR99 | N | 85369095 | 1 |  | 0.074 | KG | 26.13 | 26.13 | CP20 | CP20 | Indicator lights, 22 mm, round, Metal, shiny, yellow, lens, smooth, with holder, LED module with integrated LED 230 V AC, screw terminal, with laser labeling, upper case | - | 0 | 0
3SU1156-6AA30-1AA0-Z | Y12 | 3SU1156-6AA30-1AA0-ZY12 | 1 | UN | 1 | 10 | C | D | EAR99 | N | 85369095 | 1 |  | 0.074 | KG | 26.13 | 26.13 | CP20 | CP20 | Indicator lights, 22 mm, round, Metal, shiny, yellow, lens, smooth, with holder, LED module with integrated LED 230 V AC, screw terminal, with laser labeling, lower case | - | 0 | 0
3SU1156-6AA30-1AA0-Z | Y13 | 3SU1156-6AA30-1AA0-ZY13 | 1 | UN | 1 | 10 | C | D | EAR99 | N | 85369095 | 1 |  | 0.074 | KG | 26.13 | 26.13 | CP20 | CP20 | Indicator lights, 22 mm, round, Metal, shiny, yellow, lens, smooth, with holder, LED module with integrated LED 230 V AC, screw terminal, with laser labeling, symbol number according to, ISO 7000 or IEC 60417 | - | 0 | 0
3SU1156-6AA30-1AA0-Z | Y15 | 3SU1156-6AA30-1AA0-ZY15 | 1 | UN | 1 | 10 | C | D | EAR99 | N | 85369095 | 1 |  | 0.074 | KG | 26.13 | 26.13 | CP20 | CP20 | Indicator lights, 22 mm, round, Metal, shiny, yellow, lens, smooth, with holder, LED module with integrated LED 230 V AC, screw terminal, with laser labeling, upper case and lower case, always upper case at the beginning of the word | - | 0 | 0
3SU1156-6AA30-1AA0-Z | Y19 | 3SU1156-6AA30-1AA0-ZY19 | 1 | UN | 1 | 10 | C | D | EAR99 | N | 85369095 | 1 |  | 0.074 | KG | 22.33 | 22.33 | CP20 | CP20 | Indicator lights, 22 mm, round, Metal, shiny, yellow, lens, smooth, with holder, LED module with integrated LED 230 V AC, screw terminal, with laser labeling, inscription or symbol Customer-specific selection with SIRIUS ACT configurator (CIN) | - | 0 | 0
3SU1156-6AA30-3AA0 |  | 3SU1156-6AA30-3AA0 | 1 | UN | 1 | 5 | B | D | N | N | 85369095 | 1 | 4011209967335 | 0.083 | KG | 23.18 | 23.18 | CP20 | CP20 | Indicator lights, 22 mm, round, metal, shiny, yellow, lens, smooth, with holder, LED module with integrated LED 230 V AC, Spring-type terminal | - | 0 | 0
3SU1156-6AA30-3AA0-Z | X90 | 3SU1156-6AA30-3AA0-ZX90 | 1 | UN | 1 | 5 | B | D | EAR99 | N | 85369095 | 20 |  | 0.074 | KG | 23.18 | 23.18 | CP20 | CP20 | Indicator lights, 22 mm, round, metal, shiny, yellow, lens, smooth, with holder, LED module with integrated LED 230 V AC, spring-type terminal, Z=20-unit packaging | - | 0 | 0
3SU1156-6AA30-3AA0-Z | Y10 | 3SU1156-6AA30-3AA0-ZY10 | 1 | UN | 1 | 10 | C | D | EAR99 | N | 85369095 | 1 |  | 0.074 | KG | 27.93 | 27.93 | CP20 | CP20 | Indicator lights, 22 mm, round, Metal, shiny, yellow, lens, smooth, with holder, LED module with integrated LED 230 V AC, spring-type terminal, with laser labeling, upper case and lower case, always upper case at beginning of line | - | 0 | 0
3SU1156-6AA30-3AA0-Z | Y11 | 3SU1156-6AA30-3AA0-ZY11 | 1 | UN | 1 | 10 | C | D | EAR99 | N | 85369095 | 1 |  | 0.074 | KG | 27.93 | 27.93 | CP20 | CP20 | Indicator lights, 22 mm, round, Metal, shiny, yellow, lens, smooth, with holder, LED module with integrated LED 230 V AC, spring-type terminal, with laser labeling, upper case | - | 0 | 0
3SU1156-6AA30-3AA0-Z | Y12 | 3SU1156-6AA30-3AA0-ZY12 | 1 | UN | 1 | 10 | C | D | EAR99 | N | 85369095 | 1 |  | 0.074 | KG | 27.93 | 27.93 | CP20 | CP20 | Indicator lights, 22 mm, round, Metal, shiny, yellow, lens, smooth, with holder, LED module with integrated LED 230 V AC, spring-type terminal, with laser labeling, lower case | - | 0 | 0
3SU1156-6AA30-3AA0-Z | Y13 | 3SU1156-6AA30-3AA0-ZY13 | 1 | UN | 1 | 10 | C | D | EAR99 | N | 85369095 | 1 |  | 0.074 | KG | 27.93 | 27.93 | CP20 | CP20 | Indicator lights, 22 mm, round, Metal, shiny, yellow, lens, smooth, with holder, LED module with integrated LED 230 V AC, spring-type terminal, with laser labeling, symbol number according to, ISO 7000 or IEC 60417 | - | 0 | 0
3SU1156-6AA30-3AA0-Z | Y15 | 3SU1156-6AA30-3AA0-ZY15 | 1 | UN | 1 | 10 | C | D | EAR99 | N | 85369095 | 1 |  | 0.074 | KG | 27.93 | 27.93 | CP20 | CP20 | Indicator lights, 22 mm, round, Metal, shiny, yellow, lens, smooth, with holder, LED module with integrated LED 230 V AC, spring-type terminal, with laser labeling, upper case and lower case, always upper case at the beginning of the word | - | 0 | 0
3SU1156-6AA30-3AA0-Z | Y19 | 3SU1156-6AA30-3AA0-ZY19 | 1 | UN | 1 | 10 | C | D | EAR99 | N | 85369095 | 1 |  | 0.074 | KG | 24.13 | 24.13 | CP20 | CP20 | Indicator lights, 22 mm, round, Metal, shiny, yellow, lens, smooth, with holder, LED module with integrated LED 230 V AC, spring-type terminal, with laser labeling, inscription or symbol Customer-specific selection with SIRIUS ACT configurator (CIN) | - | 0 | 0
3SU1156-6AA40-1AA0 |  | 3SU1156-6AA40-1AA0 | 1 | UN | 1 | 1 | A | D | N | N | 85369095 | 1 | 4011209966505 | 0.082 | KG | 21.38 | 21.38 | CP20 | CP20 | Indicator lights, 22 mm, round, metal, shiny, green, lens, smooth, with holder, LED module with integrated LED 230 V AC, screw terminal | Lista Papel 2020 SI | 0 | 0
3SU1156-6AA40-1AA0-Z | X90 | 3SU1156-6AA40-1AA0-ZX90 | 1 | UN | 1 | 5 | B | D | EAR99 | N | 85369095 | 20 |  | 0.074 | KG | 21.38 | 21.38 | CP20 | CP20 | Indicator lights, 22 mm, round, metal, shiny, green, lens, smooth, with holder, LED module with integrated LED 230 V AC, screw terminal, Z=20-unit packaging | - | 0 | 0
3SU1156-6AA40-1AA0-Z | Y10 | 3SU1156-6AA40-1AA0-ZY10 | 1 | UN | 1 | 10 | C | D | EAR99 | N | 85369095 | 1 |  | 0.074 | KG | 26.13 | 26.13 | CP20 | CP20 | Indicator lights, 22 mm, round, Metal, shiny, green, lens, smooth, with holder, LED module with integrated LED 230 V AC, screw terminal, with laser labeling, upper case and lower case, always upper case at beginning of line | - | 0 | 0
3SU1156-6AA40-1AA0-Z | Y11 | 3SU1156-6AA40-1AA0-ZY11 | 1 | UN | 1 | 10 | C | D | EAR99 | N | 85369095 | 1 |  | 0.074 | KG | 26.13 | 26.13 | CP20 | CP20 | Indicator lights, 22 mm, round, Metal, shiny, green, lens, smooth, with holder, LED module with integrated LED 230 V AC, screw terminal, with laser labeling, upper case | - | 0 | 0
3SU1156-6AA40-1AA0-Z | Y12 | 3SU1156-6AA40-1AA0-ZY12 | 1 | UN | 1 | 10 | C | D | EAR99 | N | 85369095 | 1 |  | 0.074 | KG | 26.13 | 26.13 | CP20 | CP20 | Indicator lights, 22 mm, round, Metal, shiny, green, lens, smooth, with holder, LED module with integrated LED 230 V AC, screw terminal, with laser labeling, lower case | - | 0 | 0
3SU1156-6AA40-1AA0-Z | Y13 | 3SU1156-6AA40-1AA0-ZY13 | 1 | UN | 1 | 10 | C | D | EAR99 | N | 85369095 | 1 |  | 0.074 | KG | 26.13 | 26.13 | CP20 | CP20 | Indicator lights, 22 mm, round, Metal, shiny, green, lens, smooth, with holder, LED module with integrated LED 230 V AC, screw terminal, with laser labeling, symbol number according to, ISO 7000 or IEC 60417 | - | 0 | 0
3SU1156-6AA40-1AA0-Z | Y15 | 3SU1156-6AA40-1AA0-ZY15 | 1 | UN | 1 | 10 | C | D | EAR99 | N | 85369095 | 1 |  | 0.074 | KG | 26.13 | 26.13 | CP20 | CP20 | Indicator lights, 22 mm, round, Metal, shiny, green, lens, smooth, with holder, LED module with integrated LED 230 V AC, screw terminal, with laser labeling, upper case and lower case, always upper case at the beginning of the word | - | 0 | 0
3SU1156-6AA40-1AA0-Z | Y19 | 3SU1156-6AA40-1AA0-ZY19 | 1 | UN | 1 | 10 | C | D | EAR99 | N | 85369095 | 1 |  | 0.074 | KG | 22.33 | 22.33 | CP20 | CP20 | Indicator lights, 22 mm, round, Metal, shiny, green, lens, smooth, with holder, LED module with integrated LED 230 V AC, screw terminal, with laser labeling, inscription or symbol Customer-specific selection with SIRIUS ACT configurator (CIN) | - | 0 | 0
3SU1156-6AA40-3AA0 |  | 3SU1156-6AA40-3AA0 | 1 | UN | 1 | 5 | B | D | N | N | 85369095 | 1 | 4011209967342 | 0.083 | KG | 23.18 | 23.18 | CP20 | CP20 | Indicator lights, 22 mm, round, metal, shiny, green, lens, smooth, with holder, LED module with integrated LED 230 V AC, Spring-type terminal | - | 0 | 0
3SU1156-6AA40-3AA0-Z | X90 | 3SU1156-6AA40-3AA0-ZX90 | 1 | UN | 1 | 5 | B | D | EAR99 | N | 85369095 | 20 |  | 0.074 | KG | 23.18 | 23.18 | CP20 | CP20 | Indicator lights, 22 mm, round, metal, shiny, green, lens, smooth, with holder, LED module with integrated LED 230 V AC, spring-type terminal, Z=20-unit packaging | - | 0 | 0
3SU1156-6AA40-3AA0-Z | Y10 | 3SU1156-6AA40-3AA0-ZY10 | 1 | UN | 1 | 10 | C | D | EAR99 | N | 85369095 | 1 |  | 0.074 | KG | 27.93 | 27.93 | CP20 | CP20 | Indicator lights, 22 mm, round, Metal, shiny, green, lens, smooth, with holder, LED module with integrated LED 230 V AC, spring-type terminal, with laser labeling, upper case and lower case, always upper case at beginning of line | - | 0 | 0
3SU1156-6AA40-3AA0-Z | Y11 | 3SU1156-6AA40-3AA0-ZY11 | 1 | UN | 1 | 10 | C | D | EAR99 | N | 85369095 | 1 |  | 0.074 | KG | 27.93 | 27.93 | CP20 | CP20 | Indicator lights, 22 mm, round, Metal, shiny, green, lens, smooth, with holder, LED module with integrated LED 230 V AC, spring-type terminal, with laser labeling, upper case | - | 0 | 0
3SU1156-6AA40-3AA0-Z | Y12 | 3SU1156-6AA40-3AA0-ZY12 | 1 | UN | 1 | 10 | C | D | EAR99 | N | 85369095 | 1 |  | 0.074 | KG | 27.93 | 27.93 | CP20 | CP20 | Indicator lights, 22 mm, round, Metal, shiny, green, lens, smooth, with holder, LED module with integrated LED 230 V AC, spring-type terminal, with laser labeling, lower case | - | 0 | 0
3SU1156-6AA40-3AA0-Z | Y13 | 3SU1156-6AA40-3AA0-ZY13 | 1 | UN | 1 | 10 | C | D | EAR99 | N | 85369095 | 1 |  | 0.074 | KG | 27.93 | 27.93 | CP20 | CP20 | Indicator lights, 22 mm, round, Metal, shiny, green, lens, smooth, with holder, LED module with integrated LED 230 V AC, spring-type terminal, with laser labeling, symbol number according to, ISO 7000 or IEC 60417 | - | 0 | 0
3SU1156-6AA40-3AA0-Z | Y15 | 3SU1156-6AA40-3AA0-ZY15 | 1 | UN | 1 | 10 | C | D | EAR99 | N | 85369095 | 1 |  | 0.074 | KG | 27.93 | 27.93 | CP20 | CP20 | Indicator lights, 22 mm, round, Metal, shiny, green, lens, smooth, with holder, LED module with integrated LED 230 V AC, spring-type terminal, with laser labeling, upper case and lower case, always upper case at the beginning of the word | - | 0 | 0
3SU1156-6AA40-3AA0-Z | Y19 | 3SU1156-6AA40-3AA0-ZY19 | 1 | UN | 1 | 10 | C | D | EAR99 | N | 85369095 | 1 |  | 0.074 | KG | 24.13 | 24.13 | CP20 | CP20 | Indicator lights, 22 mm, round, Metal, shiny, green, lens, smooth, with holder, LED module with integrated LED 230 V AC, spring-type terminal, with laser labeling, inscription or symbol Customer-specific selection with SIRIUS ACT configurator (CIN) | - | 0 | 0
3SU1156-6AA50-1AA0 |  | 3SU1156-6AA50-1AA0 | 1 | UN | 1 | 5 | B | D | N | N | 85369095 | 1 | 4011209966512 | 0.081 | KG | 21.38 | 21.38 | CP20 | CP20 | Indicator lights, 22 mm, round, metal, shiny, blue, lens, smooth, with holder, LED module with integrated LED 230 V AC, screw terminal | Lista Papel 2020 SI | 0 | 0
3SU1156-6AA50-1AA0-Z | X90 | 3SU1156-6AA50-1AA0-ZX90 | 1 | UN | 1 | 5 | B | D | EAR99 | N | 85369095 | 20 |  | 0.074 | KG | 21.38 | 21.38 | CP20 | CP20 | Indicator lights, 22 mm, round, metal, shiny, blue, lens, smooth, with holder, LED module with integrated LED 230 V AC, screw terminal, Z=20-unit packaging | - | 0 | 0
3SU1156-6AA50-1AA0-Z | Y10 | 3SU1156-6AA50-1AA0-ZY10 | 1 | UN | 1 | 10 | C | D | EAR99 | N | 85369095 | 1 |  | 0.074 | KG | 26.13 | 26.13 | CP20 | CP20 | Indicator lights, 22 mm, round, Metal, shiny, blue, lens, smooth, with holder, LED module with integrated LED 230 V AC, screw terminal, with laser labeling, upper case and lower case, always upper case at beginning of line | - | 0 | 0
3SU1156-6AA50-1AA0-Z | Y11 | 3SU1156-6AA50-1AA0-ZY11 | 1 | UN | 1 | 10 | C | D | EAR99 | N | 85369095 | 1 |  | 0.074 | KG | 26.13 | 26.13 | CP20 | CP20 | Indicator lights, 22 mm, round, Metal, shiny, blue, lens, smooth, with holder, LED module with integrated LED 230 V AC, screw terminal, with laser labeling, upper case | - | 0 | 0
3SU1156-6AA50-1AA0-Z | Y12 | 3SU1156-6AA50-1AA0-ZY12 | 1 | UN | 1 | 10 | C | D | EAR99 | N | 85369095 | 1 |  | 0.074 | KG | 26.13 | 26.13 | CP20 | CP20 | Indicator lights, 22 mm, round, Metal, shiny, blue, lens, smooth, with holder, LED module with integrated LED 230 V AC, screw terminal, with laser labeling, lower case | - | 0 | 0
3SU1156-6AA50-1AA0-Z | Y13 | 3SU1156-6AA50-1AA0-ZY13 | 1 | UN | 1 | 10 | C | D | EAR99 | N | 85369095 | 1 |  | 0.074 | KG | 26.13 | 26.13 | CP20 | CP20 | Indicator lights, 22 mm, round, Metal, shiny, blue, lens, smooth, with holder, LED module with integrated LED 230 V AC, screw terminal, with laser labeling, symbol number according to, ISO 7000 or IEC 60417 | - | 0 | 0
3SU1156-6AA50-1AA0-Z | Y15 | 3SU1156-6AA50-1AA0-ZY15 | 1 | UN | 1 | 10 | C | D | EAR99 | N | 85369095 | 1 |  | 0.074 | KG | 26.13 | 26.13 | CP20 | CP20 | Indicator lights, 22 mm, round, Metal, shiny, blue, lens, smooth, with holder, LED module with integrated LED 230 V AC, screw terminal, with laser labeling, upper case and lower case, always upper case at the beginning of the word | - | 0 | 0
3SU1156-6AA50-1AA0-Z | Y19 | 3SU1156-6AA50-1AA0-ZY19 | 1 | UN | 1 | 10 | C | D | EAR99 | N | 85369095 | 1 |  | 0.074 | KG | 22.33 | 22.33 | CP20 | CP20 | Indicator lights, 22 mm, round, Metal, shiny, blue, lens, smooth, with holder, LED module with integrated LED 230 V AC, screw terminal, with laser labeling, inscription or symbol Customer-specific selection with SIRIUS ACT configurator (CIN) | - | 0 | 0
3SU1156-6AA50-3AA0 |  | 3SU1156-6AA50-3AA0 | 1 | UN | 1 | 5 | B | D | N | N | 85369095 | 1 | 4011209967359 | 0.08 | KG | 23.18 | 23.18 | CP20 | CP20 | Indicator lights, 22 mm, round, metal, shiny, blue, lens, smooth, with holder, LED module with integrated LED 230 V AC, Spring-type terminal | - | 0 | 0
3SU1156-6AA50-3AA0-Z | X90 | 3SU1156-6AA50-3AA0-ZX90 | 1 | UN | 1 | 5 | B | D | EAR99 | N | 85369095 | 20 |  | 0.074 | KG | 23.18 | 23.18 | CP20 | CP20 | Indicator lights, 22 mm, round, metal, shiny, blue, lens, smooth, with holder, LED module with integrated LED 230 V AC, spring-type terminal, Z=20-unit packaging | - | 0 | 0
3SU1156-6AA50-3AA0-Z | Y10 | 3SU1156-6AA50-3AA0-ZY10 | 1 | UN | 1 | 10 | C | D | EAR99 | N | 85369095 | 1 |  | 0.074 | KG | 27.93 | 27.93 | CP20 | CP20 | Indicator lights, 22 mm, round, Metal, shiny, blue, lens, smooth, with holder, LED module with integrated LED 230 V AC, spring-type terminal, with laser labeling, upper case and lower case, always upper case at beginning of line | - | 0 | 0
3SU1156-6AA50-3AA0-Z | Y11 | 3SU1156-6AA50-3AA0-ZY11 | 1 | UN | 1 | 10 | C | D | EAR99 | N | 85369095 | 1 |  | 0.074 | KG | 27.93 | 27.93 | CP20 | CP20 | Indicator lights, 22 mm, round, Metal, shiny, blue, lens, smooth, with holder, LED module with integrated LED 230 V AC, spring-type terminal, with laser labeling, upper case | - | 0 | 0
3SU1156-6AA50-3AA0-Z | Y12 | 3SU1156-6AA50-3AA0-ZY12 | 1 | UN | 1 | 10 | C | D | EAR99 | N | 85369095 | 1 |  | 0.074 | KG | 27.93 | 27.93 | CP20 | CP20 | Indicator lights, 22 mm, round, Metal, shiny, blue, lens, smooth, with holder, LED module with integrated LED 230 V AC, spring-type terminal, with laser labeling, lower case | - | 0 | 0
3SU1156-6AA50-3AA0-Z | Y13 | 3SU1156-6AA50-3AA0-ZY13 | 1 | UN | 1 | 10 | C | D | EAR99 | N | 85369095 | 1 |  | 0.074 | KG | 27.93 | 27.93 | CP20 | CP20 | Indicator lights, 22 mm, round, Metal, shiny, blue, lens, smooth, with holder, LED module with integrated LED 230 V AC, spring-type terminal, with laser labeling, symbol number according to, ISO 7000 or IEC 60417 | - | 0 | 0
3SU1156-6AA50-3AA0-Z | Y15 | 3SU1156-6AA50-3AA0-ZY15 | 1 | UN | 1 | 10 | C | D | EAR99 | N | 85369095 | 1 |  | 0.074 | KG | 27.93 | 27.93 | CP20 | CP20 | Indicator lights, 22 mm, round, Metal, shiny, blue, lens, smooth, with holder, LED module with integrated LED 230 V AC, spring-type terminal, with laser labeling, upper case and lower case, always upper case at the beginning of the word | - | 0 | 0
3SU1156-6AA50-3AA0-Z | Y19 | 3SU1156-6AA50-3AA0-ZY19 | 1 | UN | 1 | 10 | C | D | EAR99 | N | 85369095 | 1 |  | 0.074 | KG | 24.13 | 24.13 | CP20 | CP20 | Indicator lights, 22 mm, round, Metal, shiny, blue, lens, smooth, with holder, LED module with integrated LED 230 V AC, spring-type terminal, with laser labeling, inscription or symbol Customer-specific selection with SIRIUS ACT configurator (CIN) | - | 0 | 0
3SU1156-6AA60-1AA0 |  | 3SU1156-6AA60-1AA0 | 1 | UN | 1 | 3 | B | D | N | N | 85369095 | 1 | 4011209966529 | 0.086 | KG | 21.38 | 21.38 | CP20 | CP20 | Indicator lights, 22 mm, round, metal, shiny, white, lens, smooth, with holder, LED module with integrated LED 230 V AC, screw terminal | Lista Papel 2020 SI | 0 | 0
3SU1156-6AA60-1AA0-Z | X90 | 3SU1156-6AA60-1AA0-ZX90 | 1 | UN | 1 | 5 | B | D | N | N | 85369095 | 20 | 4047621063270 | 0.091 | KG | 21.38 | 21.38 | CP20 | CP20 | Indicator lights, 22 mm, round, metal, shiny, white, lens, smooth, with holder, LED module with integrated LED 230 V AC, screw terminal, Z=20-unit packaging | - | 0 | 0
3SU1156-6AA60-1AA0-Z | Y10 | 3SU1156-6AA60-1AA0-ZY10 | 1 | UN | 1 | 10 | C | D | EAR99 | N | 85369095 | 1 |  | 0.074 | KG | 26.13 | 26.13 | CP20 | CP20 | Indicator lights, 22 mm, round, Metal, shiny, white, lens, smooth, with holder, LED module with integrated LED 230 V AC, screw terminal, with laser labeling, upper case and lower case, always upper case at beginning of line | - | 0 | 0
3SU1156-6AA60-1AA0-Z | Y11 | 3SU1156-6AA60-1AA0-ZY11 | 1 | UN | 1 | 10 | C | D | EAR99 | N | 85369095 | 1 |  | 0.074 | KG | 26.13 | 26.13 | CP20 | CP20 | Indicator lights, 22 mm, round, Metal, shiny, white, lens, smooth, with holder, LED module with integrated LED 230 V AC, screw terminal, with laser labeling, upper case | - | 0 | 0
3SU1156-6AA60-1AA0-Z | Y12 | 3SU1156-6AA60-1AA0-ZY12 | 1 | UN | 1 | 10 | C | D | EAR99 | N | 85369095 | 1 |  | 0.074 | KG | 26.13 | 26.13 | CP20 | CP20 | Indicator lights, 22 mm, round, Metal, shiny, white, lens, smooth, with holder, LED module with integrated LED 230 V AC, screw terminal, with laser labeling, lower case | - | 0 | 0
3SU1156-6AA60-1AA0-Z | Y13 | 3SU1156-6AA60-1AA0-ZY13 | 1 | UN | 1 | 10 | C | D | EAR99 | N | 85369095 | 1 |  | 0.074 | KG | 26.13 | 26.13 | CP20 | CP20 | Indicator lights, 22 mm, round, Metal, shiny, white, lens, smooth, with holder, LED module with integrated LED 230 V AC, screw terminal, with laser labeling, symbol number according to, ISO 7000 or IEC 60417 | - | 0 | 0
3SU1156-6AA60-1AA0-Z | Y15 | 3SU1156-6AA60-1AA0-ZY15 | 1 | UN | 1 | 10 | C | D | EAR99 | N | 85369095 | 1 |  | 0.074 | KG | 26.13 | 26.13 | CP20 | CP20 | Indicator lights, 22 mm, round, Metal, shiny, white, lens, smooth, with holder, LED module with integrated LED 230 V AC, screw terminal, with laser labeling, upper case and lower case, always upper case at the beginning of the word | - | 0 | 0
3SU1156-6AA60-1AA0-Z | Y19 | 3SU1156-6AA60-1AA0-ZY19 | 1 | UN | 1 | 10 | C | D | EAR99 | N | 85369095 | 1 |  | 0.074 | KG | 22.33 | 22.33 | CP20 | CP20 | Indicator lights, 22 mm, round, Metal, shiny, white, lens, smooth, with holder, LED module with integrated LED 230 V AC, screw terminal, with laser labeling, inscription or symbol Customer-specific selection with SIRIUS ACT configurator (CIN) | - | 0 | 0
3SU1156-6AA60-3AA0 |  | 3SU1156-6AA60-3AA0 | 1 | UN | 1 | 5 | B | D | N | N | 85369095 | 1 | 4011209967366 | 0.079 | KG | 23.18 | 23.18 | CP20 | CP20 | Indicator lights, 22 mm, round, metal, shiny, white, lens, smooth, with holder, LED module with integrated LED 230 V AC, Spring-type terminal | - | 0 | 0
3SU1156-6AA60-3AA0-Z | X90 | 3SU1156-6AA60-3AA0-ZX90 | 1 | UN | 1 | 5 | B | D | EAR99 | N | 85369095 | 20 |  | 0.074 | KG | 23.18 | 23.18 | CP20 | CP20 | Indicator lights, 22 mm, round, metal, shiny, white, lens, smooth, with holder, LED module with integrated LED 230 V AC, spring-type terminal, Z=20-unit packaging | - | 0 | 0
3SU1156-6AA60-3AA0-Z | Y10 | 3SU1156-6AA60-3AA0-ZY10 | 1 | UN | 1 | 10 | C | D | EAR99 | N | 85369095 | 1 |  | 0.074 | KG | 27.93 | 27.93 | CP20 | CP20 | Indicator lights, 22 mm, round, Metal, shiny, white, lens, smooth, with holder, LED module with integrated LED 230 V AC, spring-type terminal, with laser labeling, upper case and lower case, always upper case at beginning of line | - | 0 | 0
3SU1156-6AA60-3AA0-Z | Y11 | 3SU1156-6AA60-3AA0-ZY11 | 1 | UN | 1 | 10 | C | D | EAR99 | N | 85369095 | 1 |  | 0.074 | KG | 27.93 | 27.93 | CP20 | CP20 | Indicator lights, 22 mm, round, Metal, shiny, white, lens, smooth, with holder, LED module with integrated LED 230 V AC, spring-type terminal, with laser labeling, upper case | - | 0 | 0
3SU1156-6AA60-3AA0-Z | Y12 | 3SU1156-6AA60-3AA0-ZY12 | 1 | UN | 1 | 10 | C | D | EAR99 | N | 85369095 | 1 |  | 0.074 | KG | 27.93 | 27.93 | CP20 | CP20 | Indicator lights, 22 mm, round, Metal, shiny, white, lens, smooth, with holder, LED module with integrated LED 230 V AC, spring-type terminal, with laser labeling, lower case | - | 0 | 0
3SU1156-6AA60-3AA0-Z | Y13 | 3SU1156-6AA60-3AA0-ZY13 | 1 | UN | 1 | 10 | C | D | EAR99 | N | 85369095 | 1 |  | 0.074 | KG | 27.93 | 27.93 | CP20 | CP20 | Indicator lights, 22 mm, round, Metal, shiny, white, lens, smooth, with holder, LED module with integrated LED 230 V AC, spring-type terminal, with laser labeling, symbol number according to, ISO 7000 or IEC 60417 | - | 0 | 0
3SU1156-6AA60-3AA0-Z | Y15 | 3SU1156-6AA60-3AA0-ZY15 | 1 | UN | 1 | 10 | C | D | EAR99 | N | 85369095 | 1 |  | 0.074 | KG | 27.93 | 27.93 | CP20 | CP20 | Indicator lights, 22 mm, round, Metal, shiny, white, lens, smooth, with holder, LED module with integrated LED 230 V AC, spring-type terminal, with laser labeling, upper case and lower case, always upper case at the beginning of the word | - | 0 | 0
3SU1156-6AA60-3AA0-Z | Y19 | 3SU1156-6AA60-3AA0-ZY19 | 1 | UN | 1 | 10 | C | D | EAR99 | N | 85369095 | 1 |  | 0.074 | KG | 24.13 | 24.13 | CP20 | CP20 | Indicator lights, 22 mm, round, Metal, shiny, white, lens, smooth, with holder, LED module with integrated LED 230 V AC, spring-type terminal, with laser labeling, inscription or symbol Customer-specific selection with SIRIUS ACT configurator (CIN) | - | 0 | 0
3SU1156-6AA70-1AA0 |  | 3SU1156-6AA70-1AA0 | 1 | UN | 1 | 5 | B | D | N | N | 85369095 | 1 | 4011209967311 | 0.08 | KG | 21.38 | 21.38 | CP20 | CP20 | Indicator lights, 22 mm, round, metal, shiny, clear, lens, smooth, with holder, LED module with integrated LED 230 V AC, screw terminal | Lista Papel 2020 SI | 0 | 0
3SU1156-6AA70-1AA0-Z | X90 | 3SU1156-6AA70-1AA0-ZX90 | 1 | UN | 1 | 5 | B | D | EAR99 | N | 85369095 | 20 |  | 0.074 | KG | 21.38 | 21.38 | CP20 | CP20 | Indicator lights, 22 mm, round, metal, shiny, clear, lens, smooth, with holder, LED module with integrated LED 230 V AC, screw terminal, Z=20-unit packaging | - | 0 | 0
3SU1156-6AA70-1AA0-Z | Y10 | 3SU1156-6AA70-1AA0-ZY10 | 1 | UN | 1 | 10 | C | D | EAR99 | N | 85369095 | 1 |  | 0.074 | KG | 26.13 | 26.13 | CP20 | CP20 | Indicator lights, 22 mm, round, Metal, shiny, clear, lens, smooth, with holder, LED module with integrated LED 230 V AC, screw terminal, with laser labeling, upper case and lower case, always upper case at beginning of line | - | 0 | 0
3SU1156-6AA70-1AA0-Z | Y11 | 3SU1156-6AA70-1AA0-ZY11 | 1 | UN | 1 | 10 | C | D | EAR99 | N | 85369095 | 1 |  | 0.074 | KG | 26.13 | 26.13 | CP20 | CP20 | Indicator lights, 22 mm, round, Metal, shiny, clear, lens, smooth, with holder, LED module with integrated LED 230 V AC, screw terminal, with laser labeling, upper case | - | 0 | 0
3SU1156-6AA70-1AA0-Z | Y12 | 3SU1156-6AA70-1AA0-ZY12 | 1 | UN | 1 | 10 | C | D | EAR99 | N | 85369095 | 1 |  | 0.074 | KG | 26.13 | 26.13 | CP20 | CP20 | Indicator lights, 22 mm, round, Metal, shiny, clear, lens, smooth, with holder, LED module with integrated LED 230 V AC, screw terminal, with laser labeling, lower case | - | 0 | 0
3SU1156-6AA70-1AA0-Z | Y13 | 3SU1156-6AA70-1AA0-ZY13 | 1 | UN | 1 | 10 | C | D | EAR99 | N | 85369095 | 1 |  | 0.074 | KG | 26.13 | 26.13 | CP20 | CP20 | Indicator lights, 22 mm, round, Metal, shiny, clear, lens, smooth, with holder, LED module with integrated LED 230 V AC, screw terminal, with laser labeling, symbol number according to, ISO 7000 or IEC 60417 | - | 0 | 0
3SU1156-6AA70-1AA0-Z | Y15 | 3SU1156-6AA70-1AA0-ZY15 | 1 | UN | 1 | 10 | C | D | EAR99 | N | 85369095 | 1 |  | 0.074 | KG | 26.13 | 26.13 | CP20 | CP20 | Indicator lights, 22 mm, round, Metal, shiny, clear, lens, smooth, with holder, LED module with integrated LED 230 V AC, screw terminal, with laser labeling, upper case and lower case, always upper case at the beginning of the word | - | 0 | 0
3SU1156-6AA70-1AA0-Z | Y19 | 3SU1156-6AA70-1AA0-ZY19 | 1 | UN | 1 | 10 | C | D | EAR99 | N | 85369095 | 1 |  | 0.074 | KG | 22.33 | 22.33 | CP20 | CP20 | Indicator lights, 22 mm, round, Metal, shiny, clear, lens, smooth, with holder, LED module with integrated LED 230 V AC, screw terminal, with laser labeling, inscription or symbol Customer-specific selection with SIRIUS ACT configurator (CIN) | - | 0 | 0
3SU1156-6AA70-3AA0 |  | 3SU1156-6AA70-3AA0 | 1 | UN | 1 | 5 | B | D | N | N | 85369095 | 1 | 4011209967373 | 0.083 | KG | 23.18 | 23.18 | CP20 | CP20 | Indicator lights, 22 mm, round, metal, shiny, clear, lens, smooth, with holder, LED module with integrated LED 230 V AC, Spring-type terminal | - | 0 | 0
3SU1156-6AA70-3AA0-Z | X90 | 3SU1156-6AA70-3AA0-ZX90 | 1 | UN | 1 | 5 | B | D | EAR99 | N | 85369095 | 20 |  | 0.074 | KG | 23.18 | 23.18 | CP20 | CP20 | Indicator lights, 22 mm, round, metal, shiny, clear, lens, smooth, with holder, LED module with integrated LED 230 V AC, spring-type terminal, Z=20-unit packaging | - | 0 | 0
3SU1156-6AA70-3AA0-Z | Y10 | 3SU1156-6AA70-3AA0-ZY10 | 1 | UN | 1 | 10 | C | D | EAR99 | N | 85369095 | 1 |  | 0.074 | KG | 27.93 | 27.93 | CP20 | CP20 | Indicator lights, 22 mm, round, Metal, shiny, clear, lens, smooth, with holder, LED module with integrated LED 230 V AC, spring-type terminal, with laser labeling, upper case and lower case, always upper case at beginning of line | - | 0 | 0
3SU1156-6AA70-3AA0-Z | Y11 | 3SU1156-6AA70-3AA0-ZY11 | 1 | UN | 1 | 10 | C | D | EAR99 | N | 85369095 | 1 |  | 0.074 | KG | 27.93 | 27.93 | CP20 | CP20 | Indicator lights, 22 mm, round, Metal, shiny, clear, lens, smooth, with holder, LED module with integrated LED 230 V AC, spring-type terminal, with laser labeling, upper case | - | 0 | 0
3SU1156-6AA70-3AA0-Z | Y12 | 3SU1156-6AA70-3AA0-ZY12 | 1 | UN | 1 | 10 | C | D | EAR99 | N | 85369095 | 1 |  | 0.074 | KG | 27.93 | 27.93 | CP20 | CP20 | Indicator lights, 22 mm, round, Metal, shiny, clear, lens, smooth, with holder, LED module with integrated LED 230 V AC, spring-type terminal, with laser labeling, lower case | - | 0 | 0
3SU1156-6AA70-3AA0-Z | Y13 | 3SU1156-6AA70-3AA0-ZY13 | 1 | UN | 1 | 10 | C | D | EAR99 | N | 85369095 | 1 |  | 0.074 | KG | 27.93 | 27.93 | CP20 | CP20 | Indicator lights, 22 mm, round, Metal, shiny, clear, lens, smooth, with holder, LED module with integrated LED 230 V AC, spring-type terminal, with laser labeling, symbol number according to, ISO 7000 or IEC 60417 | - | 0 | 0
3SU1156-6AA70-3AA0-Z | Y15 | 3SU1156-6AA70-3AA0-ZY15 | 1 | UN | 1 | 10 | C | D | EAR99 | N | 85369095 | 1 |  | 0.074 | KG | 27.93 | 27.93 | CP20 | CP20 | Indicator lights, 22 mm, round, Metal, shiny, clear, lens, smooth, with holder, LED module with integrated LED 230 V AC, spring-type terminal, with laser labeling, upper case and lower case, always upper case at the beginning of the word | - | 0 | 0
3SU1156-6AA70-3AA0-Z | Y19 | 3SU1156-6AA70-3AA0-ZY19 | 1 | UN | 1 | 10 | C | D | EAR99 | N | 85369095 | 1 |  | 0.074 | KG | 24.13 | 24.13 | CP20 | CP20 | Indicator lights, 22 mm, round, Metal, shiny, clear, lens, smooth, with holder, LED module with integrated LED 230 V AC, spring-type terminal, with laser labeling, inscription or symbol Customer-specific selection with SIRIUS ACT configurator (CIN) | - | 0 | 0
3SU1158-1HB20-1PT0 |  | 3SU1158-1HB20-1PT0 | 1 | UN | 1 | 5 | B | D | N | N | 85365080 | 1 | 4047621043586 | 0.177 | KG | 42.28 | 42.28 | CP20 | CP20 | EMERGENCY STOP mushroom pushbutton, illuminable, 22 mm, round, metal, shiny, red, 40 mm, positive latching, acc. to EN ISO 13850, rotate-to-unlatch, with yellow washer, inscription: EMERGENCY STOP, with holder, 1 NC, 1 NC, LED module with integrated LED, 24-240 V AC/DC, red, screw terminal | - | 0 | 0
3SU1158-3AB42-1MA0 |  | 3SU1158-3AB42-1MA0 | 1 | UN | 1 | 5 | B | D | N | N | 85365080 | 1 | 4047621055060 | 0.135 | KG | 45.51 | 45.51 | CP20 | CP20 | Illuminated twin pushbutton, 22 mm, round, metal, shiny, green, red, pushbuttons, flat momentary contact type, with holder, 1 NO, 1 NC, LED module, with integrated LED 230 V AC, white, screw terminal | - | 0 | 0
3SU1160-0JB35-1BX0 |  | 3SU1160-0JB35-1BX0 | 1 | UN | 1 | 5 | B | D | N | N | 85365080 | 1 |  | 0.125 | KG | 53.77 | 53.77 | CP20 | CP20 | Pushbutton, 30 mm, round, metal, matte, yellow, pushbutton, flat, momentary contact type, customer-specific inscription, holder, 1 NO, screw terminal <<Christmas special>> |  | 0 | 7
3SU1160-0JB36-1BX0 |  | 3SU1160-0JB36-1BX0 | 1 | UN | 1 | 5 | B | D | N | N | 85365080 | 1 |  | 0.125 | KG | 53.77 | 53.77 | CP20 | CP20 | Pushbutton, 30 mm, round, metal, matte, yellow, pushbutton, flat, momentary contact type, customer-specific inscription, Holder, 1 NO, screw terminal <<Easter promotion>> |  | 0 | 7
3SU1160-0JB65-1BX0 |  | 3SU1160-0JB65-1BX0 | 1 | UN | 1 | 5 | B | D | N | N | 85365080 | 1 |  | 0.126 | KG | 53.77 | 53.77 | CP20 | CP20 | pushbutton, 30 mm, round, metal, matte, white, pushbutton, flat, momentary contact type, 1 NO, screw terminal <<New Year campaign>> |  | 0 | 7
3SU1200-0EB20-0AA0 |  | 3SU1200-0EB20-0AA0 | 1 | UN | 1 | 5 | B | D | N | N | 85389099 | 1 | 4011209973886 | 0.05 | KG | 18.24 | 18.24 | CP20 | CP20 | Pushbutton, compact, with extended stroke (12 mm), 22 mm, round, plastic, red, pushbutton, flat, momentary contact type, with holder | - | 0 | 0
3SU1200-0EB20-0AA0-Z | X90 | 3SU1200-0EB20-0AA0-ZX90 | 1 | UN | 1 | 5 | B | D | EAR99 | N | 85389099 | 50 |  | 0.018 | KG | 18.24 | 18.24 | CP20 | CP20 | Pushbutton, compact, with extended stroke (12 mm), 22 mm, round, plastic, red, pushbutton, flat, momentary contact type, with holder, Z=50-unit packaging | - | 0 | 0
3SU1200-0EB20-0AA0-Z | Y10 | 3SU1200-0EB20-0AA0-ZY10 | 1 | UN | 1 | 10 | C | D | N | N | 85389099 | 1 |  | 0.018 | KG | 22.99 | 22.99 | CP20 | CP20 | Pushbutton, compact, with extended stroke (12 mm), 22 mm, round, plastic, red, pushbutton, flat, momentary contact type, with holder, with laser labeling, upper case and lower case, always upper case at beginning of line | - | 0 | 0
3SU1200-0EB20-0AA0-Z | Y11 | 3SU1200-0EB20-0AA0-ZY11 | 1 | UN | 1 | 10 | C | D | N | N | 85389099 | 1 |  | 0.018 | KG | 22.99 | 22.99 | CP20 | CP20 | Pushbutton, compact, with extended stroke (12 mm), 22 mm, round, plastic, red, pushbutton, flat, momentary contact type, with holder, with laser labeling, upper case | - | 0 | 0
3SU1200-0EB20-0AA0-Z | Y12 | 3SU1200-0EB20-0AA0-ZY12 | 1 | UN | 1 | 10 | C | D | N | N | 85389099 | 1 |  | 0.018 | KG | 22.99 | 22.99 | CP20 | CP20 | Pushbutton, compact, with extended stroke (12 mm), 22 mm, round, plastic, red, pushbutton, flat, momentary contact type, with holder, with laser labeling, lower case | - | 0 | 0
3SU1200-0EB20-0AA0-Z | Y13 | 3SU1200-0EB20-0AA0-ZY13 | 1 | UN | 1 | 10 | C | D | N | N | 85389099 | 1 |  | 0.018 | KG | 22.99 | 22.99 | CP20 | CP20 | Pushbutton, compact, with extended stroke (12 mm), 22 mm, round, plastic, red, pushbutton, flat, momentary contact type, with holder, with laser labeling, symbol number according to, ISO 7000 or IEC 60417 | - | 0 | 0
3SU1200-0EB20-0AA0-Z | Y15 | 3SU1200-0EB20-0AA0-ZY15 | 1 | UN | 1 | 10 | C | D | N | N | 85389099 | 1 | 4047621044330 | 0.018 | KG | 22.99 | 22.99 | CP20 | CP20 | Pushbutton, compact, with extended stroke (12 mm), 22 mm, round, plastic, red, pushbutton, flat, momentary contact type, with holder, with laser labeling, upper case and lower case, always upper case at the beginning of the word | - | 0 | 0
3SU1200-0EB20-0AA0-Z | Y19 | 3SU1200-0EB20-0AA0-ZY19 | 1 | UN | 1 | 10 | C | D | N | N | 85389099 | 1 |  | 0.047 | KG | 19.19 | 19.19 | CP20 | CP20 | Pushbutton, compact, with extended stroke (12 mm), 22 mm, round, plastic, red, pushbutton, flat, momentary contact type, with holder, with laser labeling, inscription or symbol Customer-specific selection with SIRIUS ACT configurator (CIN) | - | 0 | 0
3SU1200-0EB40-0AA0 |  | 3SU1200-0EB40-0AA0 | 1 | UN | 1 | 5 | B | D | N | N | 85389099 | 1 | 4011209973879 | 0.049 | KG | 18.24 | 18.24 | CP20 | CP20 | Pushbutton, compact, with extended stroke (12 mm), 22 mm, round, plastic, green, pushbutton, flat, momentary contact type, with holder | - | 0 | 0
3SU1200-0EB40-0AA0-Z | X90 | 3SU1200-0EB40-0AA0-ZX90 | 1 | UN | 1 | 5 | B | D | EAR99 | N | 85389099 | 50 |  | 0.018 | KG | 18.24 | 18.24 | CP20 | CP20 | Pushbutton, compact, with extended stroke (12 mm), 22 mm, round, plastic, green, pushbutton, flat, momentary contact type, with holder, Z=50-unit packaging | - | 0 | 0
3SU1200-0EB40-0AA0-Z | Y10 | 3SU1200-0EB40-0AA0-ZY10 | 1 | UN | 1 | 10 | C | D | N | N | 85389099 | 1 |  | 0.017 | KG | 22.99 | 22.99 | CP20 | CP20 | Pushbutton, compact, with extended stroke (12 mm), 22 mm, round, plastic, green, pushbutton, flat, momentary contact type, with holder, with laser labeling, upper case and lower case, always upper case at beginning of line | - | 0 | 0
3SU1200-0EB40-0AA0-Z | Y11 | 3SU1200-0EB40-0AA0-ZY11 | 1 | UN | 1 | 10 | C | D | N | N | 85389099 | 1 |  | 0.017 | KG | 22.99 | 22.99 | CP20 | CP20 | Pushbutton, compact, with extended stroke (12 mm), 22 mm, round, plastic, green, pushbutton, flat, momentary contact type, with holder, with laser labeling, upper case | - | 0 | 0
3SU1200-0EB40-0AA0-Z | Y12 | 3SU1200-0EB40-0AA0-ZY12 | 1 | UN | 1 | 10 | C | D | N | N | 85389099 | 1 |  | 0.017 | KG | 22.99 | 22.99 | CP20 | CP20 | Pushbutton, compact, with extended stroke (12 mm), 22 mm, round, plastic, green, pushbutton, flat, momentary contact type, with holder, with laser labeling, lower case | - | 0 | 0
3SU1200-0EB40-0AA0-Z | Y13 | 3SU1200-0EB40-0AA0-ZY13 | 1 | UN | 1 | 10 | C | D | N | N | 85389099 | 1 |  | 0.017 | KG | 22.99 | 22.99 | CP20 | CP20 | Pushbutton, compact, with extended stroke (12 mm), 22 mm, round, plastic, green, pushbutton, flat, momentary contact type, with holder, with laser labeling, symbol number according to, ISO 7000 or IEC 60417 | - | 0 | 0
3SU1200-0EB40-0AA0-Z | Y15 | 3SU1200-0EB40-0AA0-ZY15 | 1 | UN | 1 | 10 | C | D | N | N | 85389099 | 1 |  | 0.017 | KG | 22.99 | 22.99 | CP20 | CP20 | Pushbutton, compact, with extended stroke (12 mm), 22 mm, round, plastic, green, pushbutton, flat, momentary contact type, with holder, with laser labeling, upper case and lower case, always upper case at the beginning of the word | - | 0 | 0
3SU1200-0EB40-0AA0-Z | Y19 | 3SU1200-0EB40-0AA0-ZY19 | 1 | UN | 1 | 10 | C | D | N | N | 85389099 | 1 |  | 0.1 | KG | 19.19 | 19.19 | CP20 | CP20 | Pushbutton, compact, with extended stroke (12 mm), 22 mm, round, plastic, green, pushbutton, flat, momentary contact type, with holder, with laser labeling, inscription or symbol Customer-specific selection with SIRIUS ACT configurator (CIN) | - | 0 | 0
3SU1200-0FB10-0AA0 |  | 3SU1200-0FB10-0AA0 | 1 | UN | 1 | 1 | A | D | N | N | 85389099 | 1 | 4011209973848 | 0.052 | KG | 18.24 | 17.29 | CP20 | CP20 | Pushbutton, compact, with extended stroke (12 mm), 22 mm, round, plastic, black, pushbutton, raised, momentary contact type, with holder | Lista Papel 2020 SI | 0 | 0
3SU1200-0FB10-0AA0-Z | X90 | 3SU1200-0FB10-0AA0-ZX90 | 1 | UN | 1 | 5 | B | D | EAR99 | N | 85389099 | 50 |  | 0.018 | KG | 18.24 | 18.24 | CP20 | CP20 | Pushbutton, compact, with extended stroke (12 mm), 22 mm, round, plastic, black, pushbutton, raised, momentary contact type, with holder, Z=50-unit packaging | - | 0 | 0
3SU1200-0FB10-0AA0-Z | Y10 | 3SU1200-0FB10-0AA0-ZY10 | 1 | UN | 1 | 10 | C | D | EAR99 | N | 85389099 | 1 |  | 0.018 | KG | 22.99 | 22.99 | CP20 | CP20 | Pushbutton, compact, with extended stroke (12 mm), 22 mm, round, plastic, black, pushbutton, high, momentary contact type, with holder, with laser labeling, upper case and lower case, always upper case at beginning of line | - | 0 | 0
3SU1200-0FB10-0AA0-Z | Y11 | 3SU1200-0FB10-0AA0-ZY11 | 1 | UN | 1 | 10 | C | D | EAR99 | N | 85389099 | 1 |  | 0.018 | KG | 22.99 | 22.99 | CP20 | CP20 | Pushbutton, compact, with extended stroke (12 mm), 22 mm, round, plastic, black, pushbutton, high, momentary contact type, with holder, with laser labeling, upper case | - | 0 | 0
3SU1200-0FB10-0AA0-Z | Y12 | 3SU1200-0FB10-0AA0-ZY12 | 1 | UN | 1 | 10 | C | D | EAR99 | N | 85389099 | 1 |  | 0.018 | KG | 22.99 | 22.99 | CP20 | CP20 | Pushbutton, compact, with extended stroke (12 mm), 22 mm, round, plastic, black, pushbutton, high, momentary contact type, with holder, with laser labeling, lower case | - | 0 | 0
3SU1200-0FB10-0AA0-Z | Y13 | 3SU1200-0FB10-0AA0-ZY13 | 1 | UN | 1 | 10 | C | D | EAR99 | N | 85389099 | 1 |  | 0.018 | KG | 22.99 | 22.99 | CP20 | CP20 | Pushbutton, compact, with extended stroke (12 mm), 22 mm, round, plastic, black, pushbutton, high, momentary contact type, with holder, with laser labeling, symbol number according to, ISO 7000 or IEC 60417 | - | 0 | 0
3SU1200-0FB10-0AA0-Z | Y15 | 3SU1200-0FB10-0AA0-ZY15 | 1 | UN | 1 | 10 | C | D | EAR99 | N | 85389099 | 1 |  | 0.018 | KG | 22.99 | 22.99 | CP20 | CP20 | Pushbutton, compact, with extended stroke (12 mm), 22 mm, round, plastic, black, pushbutton, high, momentary contact type, with holder, with laser labeling, upper case and lower case, always upper case at the beginning of the word | - | 0 | 0
3SU1200-0FB10-0AA0-Z | Y19 | 3SU1200-0FB10-0AA0-ZY19 | 1 | UN | 1 | 10 | C | D | EAR99 | N | 85389099 | 1 |  | 0.018 | KG | 19.19 | 19.19 | CP20 | CP20 | Pushbutton, compact, with extended stroke (12 mm), 22 mm, round, plastic, black, pushbutton, high, momentary contact type, with holder, with laser labeling, inscription or symbol Customer-specific selection with SIRIUS ACT configurator (CIN) | - | 0 | 0
3SU1200-0FB20-0AA0 |  | 3SU1200-0FB20-0AA0 | 1 | UN | 1 | 5 | B | D | N | N | 85389099 | 1 | 4047621015286 | 0.052 | KG | 18.24 | 18.24 | CP20 | CP20 | Pushbutton, compact, with extended stroke (12 mm), 22 mm, round, plastic, red, pushbutton, raised, momentary contact type, with holder | - | 0 | 0
3SU1200-0FB20-0AA0-Z | Y19 | 3SU1200-0FB20-0AA0-ZY19 | 1 | UN | 1 | 10 | C | D | N | N | 85389099 | 1 |  | 0.052 | KG | 19.19 | 19.19 | CP20 | CP20 | PUSHBUTTON, COMPACT, WITH EXTENDED STROKE (12MM), 22MM, ROUND, PLASTIC, RED, RAISED BUTTON, MOMENTARY CONTACT TYPE, WITH HOLDER, WITH LASER INSCRIPTION, INSCRIPTION OR GRAPHIC SYMBOL CUSTOMIZED EQUIPMENT USING THE SIRIUS-ACT CONFIGURATOR (CIN) | - | 0 | 0
3SU1200-0KB10-0AA0 |  | 3SU1200-0KB10-0AA0 | 1 | UN | 1 | 5 | B | D | N | N | 85389099 | 1 | 4047621055022 | 0.053 | KG | 34.49 | 34.49 | CP20 | CP20 | Pushbutton, compact, with extended stroke (12 mm), 22 mm, round, plastic, black, pushbutton, raised, momentary contact type, with holder, with extension plunger, with label holder, Frame bottom square, with labeling plate 12.5 mm x 27 mm, black, with inscription: Reset | - | 0 | 0
3SU1200-0KB10-0AA0-Z | Y19 | 3SU1200-0KB10-0AA0-ZY19 | 1 | UN | 1 | 10 | C | D | N | N | 85389099 | 1 |  | 0.056 | KG | 35.44 | 35.44 | CP20 | CP20 | Pushbutton, compact, with extended stroke (12 mm), 22 mm, round, plastic, black, pushbutton, raised, momentary contact type, with holder, with extension plunger, with label holder, bottom of frame square, with labeling plate 12,5 mm x 27 mm, black, with inscription: Reset, Customer-specific selection with SIRIUS ACT configurator (CIN) | - | 0 | 0
3SU1200-1SK10-2SA0 |  | 3SU1200-1SK10-2SA0 | 1 | UN | 1 | 1 | A | D | N | N | 85365019 | 1 | 4011209950580 | 0.131 | KG | 402.8 | 402.8 | CP20 | CP20 | sensor switches, compact, 22 mm, round, plastic, black, momentary contact type, with holder, Operating voltage 24 V DC, M12 connector, 4-pole | - | 0 | 0
3SU1200-1SK10-2SA0-Z | Y19 | 3SU1200-1SK10-2SA0-ZY19 | 1 | UN | 1 | 10 | C | D | N | N | 85365019 | 1 |  | 0.131 | KG | 403.75 | 403.75 | CP20 | CP20 | Sensor switch, compact, 22 mm, round, plastic, black, momentary contact type, with holder, operating voltage 24 V DC, M12 connector, 4-pole, customer-specific selection with SIRIUS ACT configurator (CIN) | - | 0 | 0
3SU1200-2PQ10-1AA0 |  | 3SU1200-2PQ10-1AA0 | 1 | UN | 1 | 1 | A | D | N | N | 85334010 | 1 | 4011209954014 | 0.069 | KG | 53.96 | 53.96 | CP20 | CP20 | Potentiometer, compact, 22 mm, round, plastic, black, 1k ohm, with holder, screw terminal | - | 0 | 0
3SU1200-2PQ10-1AA0-Z | X90 | 3SU1200-2PQ10-1AA0-ZX90 | 1 | UN | 1 | 5 | B | D | EAR99 | N | 85334010 | 50 |  | 0.039 | KG | 53.96 | 53.96 | CP20 | CP20 | Potentiometer, compact, 22 mm, round, plastic, black, 1k ohm, with holder, screw terminal, Z=50-unit packaging | - | 0 | 0
3SU1200-2PQ10-1AA0-Z | Y10 | 3SU1200-2PQ10-1AA0-ZY10 | 1 | UN | 1 | 10 | C | D | EAR99 | N | 85334010 | 1 |  | 0.039 | KG | 58.71 | 58.71 | CP20 | CP20 | Potentiometer, compact, 22 mm, round, plastic, black, 1k ohm, with holder, screw terminal, with laser labeling, upper case and lower case, always upper case at beginning of line | - | 0 | 0
3SU1200-2PQ10-1AA0-Z | Y11 | 3SU1200-2PQ10-1AA0-ZY11 | 1 | UN | 1 | 10 | C | D | EAR99 | N | 85334010 | 1 |  | 0.039 | KG | 58.71 | 58.71 | CP20 | CP20 | Potentiometer, compact, 22 mm, round, plastic, black, 1k ohm, with holder, screw terminal, with laser labeling, upper case | - | 0 | 0
3SU1200-2PQ10-1AA0-Z | Y12 | 3SU1200-2PQ10-1AA0-ZY12 | 1 | UN | 1 | 10 | C | D | EAR99 | N | 85334010 | 1 |  | 0.039 | KG | 58.71 | 58.71 | CP20 | CP20 | Potentiometer, compact, 22 mm, round, plastic, black, 1k ohm, with holder, screw terminal, with laser labeling, lower case | - | 0 | 0
3SU1200-2PQ10-1AA0-Z | Y15 | 3SU1200-2PQ10-1AA0-ZY15 | 1 | UN | 1 | 10 | C | D | EAR99 | N | 85334010 | 1 |  | 0.039 | KG | 58.71 | 58.71 | CP20 | CP20 | Potentiometer, compact, 22 mm, round, plastic, black, 1k ohm, with holder, screw terminal, with laser labeling, upper case and lower case, always upper case at the beginning of the word | - | 0 | 0
3SU1200-2PQ10-1AA0-Z | Y19 | 3SU1200-2PQ10-1AA0-ZY19 | 1 | UN | 1 | 10 | C | D | EAR99 | N | 85334010 | 1 |  | 0.039 | KG | 54.91 | 54.91 | CP20 | CP20 | Potentiometer, compact, 22 mm, round, plastic, black, 1k ohm, with holder, screw terminal, with laser labeling, inscription or symbol Customer-specific selection with SIRIUS ACT configurator (CIN) | - | 0 | 0
3SU1200-2PR10-1AA0 |  | 3SU1200-2PR10-1AA0 | 1 | UN | 1 | 1 | A | D | N | N | 85334010 | 1 | 4011209954038 | 0.066 | KG | 53.96 | 53.96 | CP20 | CP20 | Potentiometer, compact, 22 mm, round, plastic, black, 4.7k ohm, with holder, screw terminal | - | 0 | 0
3SU1200-2PR10-1AA0-Z | X90 | 3SU1200-2PR10-1AA0-ZX90 | 1 | UN | 1 | 5 | B | D | EAR99 | N | 85334010 | 50 |  | 0.07 | KG | 53.96 | 53.96 | CP20 | CP20 | Potentiometer, compact, 22 mm, round, plastic, black, 4.7k ohm, with holder, screw terminal, Z=50-unit packaging | - | 0 | 0
3SU1200-2PR10-1AA0-Z | Y10 | 3SU1200-2PR10-1AA0-ZY10 | 1 | UN | 1 | 10 | C | D | N | N | 85334010 | 1 |  | 0.065 | KG | 58.71 | 58.71 | CP20 | CP20 | Potentiometer, compact, 22 mm, round, plastic, black, 4.7k ohm, with holder, screw terminal, with laser labeling, upper case and lower case, always upper case at beginning of line | - | 0 | 0
3SU1200-2PR10-1AA0-Z | Y11 | 3SU1200-2PR10-1AA0-ZY11 | 1 | UN | 1 | 10 | C | D | N | N | 85334010 | 1 |  | 0.039 | KG | 58.71 | 58.71 | CP20 | CP20 | Potentiometer, compact, 22 mm, round, plastic, black, 4.7k ohm, with holder, screw terminal, with laser labeling, upper case | - | 0 | 0
3SU1200-2PR10-1AA0-Z | Y12 | 3SU1200-2PR10-1AA0-ZY12 | 1 | UN | 1 | 10 | C | D | N | N | 85334010 | 1 |  | 0.039 | KG | 58.71 | 58.71 | CP20 | CP20 | Potentiometer, compact, 22 mm, round, plastic, black, 4.7k ohm, with holder, screw terminal, with laser labeling, lower case | - | 0 | 0
3SU1200-2PR10-1AA0-Z | Y15 | 3SU1200-2PR10-1AA0-ZY15 | 1 | UN | 1 | 10 | C | D | N | N | 85334010 | 1 |  | 0.077 | KG | 58.71 | 58.71 | CP20 | CP20 | Potentiometer, compact, 22 mm, round, plastic, black, 4.7k ohm, with holder, screw terminal, with laser labeling, upper case and lower case, always upper case at the beginning of the word | - | 0 | 0
3SU1200-2PR10-1AA0-Z | Y19 | 3SU1200-2PR10-1AA0-ZY19 | 1 | UN | 1 | 10 | C | D | N | N | 85334010 | 1 |  | 0.065 | KG | 54.91 | 54.91 | CP20 | CP20 | Potentiometer, compact, 22 mm, round, plastic, black, 4.7k ohm, with holder, screw terminal, with laser labeling, inscription or symbol Customer-specific selection with SIRIUS ACT configurator (CIN) | - | 0 | 0
3SU1200-2PS10-1AA0 |  | 3SU1200-2PS10-1AA0 | 1 | UN | 1 | 1 | A | D | N | N | 85334010 | 1 | 4011209954045 | 0.073 | KG | 53.96 | 53.96 | CP20 | CP20 | Potentiometer, compact, 22 mm, round, plastic, black, 10k ohm, with holder, screw terminal | - | 0 | 0
3SU1200-2PS10-1AA0-Z | X90 | 3SU1200-2PS10-1AA0-ZX90 | 1 | UN | 1 | 5 | B | D | N | N | 85334010 | 50 | 4047621012810 | 0.07 | KG | 53.96 | 53.96 | CP20 | CP20 | Potentiometer, compact, 22 mm, round, plastic, black, 10k ohm, with holder, screw terminal, Z=50-unit packaging | - | 0 | 0
3SU1200-2PS10-1AA0-Z | Y10 | 3SU1200-2PS10-1AA0-ZY10 | 1 | UN | 1 | 10 | C | D | N | N | 85334010 | 1 |  | 0.07 | KG | 58.71 | 58.71 | CP20 | CP20 | Potentiometer, compact, 22 mm, round, plastic, black, 10k ohm, with holder, screw terminal, with laser labeling, upper case and lower case, always upper case at beginning of line | - | 0 | 0
3SU1200-2PS10-1AA0-Z | Y11 | 3SU1200-2PS10-1AA0-ZY11 | 1 | UN | 1 | 10 | C | D | N | N | 85334010 | 1 |  | 0.065 | KG | 58.71 | 58.71 | CP20 | CP20 | Potentiometer, compact, 22 mm, round, plastic, black, 10k ohm, with holder, screw terminal, with laser labeling, upper case | - | 0 | 0
3SU1200-2PS10-1AA0-Z | Y12 | 3SU1200-2PS10-1AA0-ZY12 | 1 | UN | 1 | 10 | C | D | N | N | 85334010 | 1 |  | 0.065 | KG | 58.71 | 58.71 | CP20 | CP20 | Potentiometer, compact, 22 mm, round, plastic, black, 10k ohm, with holder, screw terminal, with laser labeling, lower case | - | 0 | 0
3SU1200-2PS10-1AA0-Z | Y15 | 3SU1200-2PS10-1AA0-ZY15 | 1 | UN | 1 | 10 | C | D | N | N | 85334010 | 1 |  | 0.065 | KG | 58.71 | 58.71 | CP20 | CP20 | Potentiometer, compact, 22 mm, round, plastic, black, 10k ohm, with holder, screw terminal, with laser labeling, upper case and lower case, always upper case at the beginning of the word | - | 0 | 0
3SU1200-2PS10-1AA0-Z | Y19 | 3SU1200-2PS10-1AA0-ZY19 | 1 | UN | 1 | 10 | C | D | N | N | 85334010 | 1 |  | 0.045 | KG | 54.91 | 54.91 | CP20 | CP20 | Potentiometer, compact, 22 mm, round, plastic, black, 10k ohm, with holder, screw terminal, with laser labeling, inscription or symbol Customer-specific selection with SIRIUS ACT configurator (CIN) | - | 0 | 0
3SU1200-2PT10-1AA0 |  | 3SU1200-2PT10-1AA0 | 1 | UN | 1 | 1 | A | D | N | N | 85334010 | 1 | 4011209955202 | 0.07 | KG | 53.96 | 53.96 | CP20 | CP20 | Potentiometer, compact, 22 mm, round, plastic, black, 47k ohm, with holder, screw terminal | - | 0 | 0
3SU1200-2PT10-1AA0-Z | X90 | 3SU1200-2PT10-1AA0-ZX90 | 1 | UN | 1 | 5 | B | D | EAR99 | N | 85334010 | 50 |  | 0.039 | KG | 53.96 | 53.96 | CP20 | CP20 | Potentiometer, compact, 22 mm, round, plastic, black, 47k ohm, with holder, screw terminal, Z=50-unit packaging | - | 0 | 0
3SU1200-2PT10-1AA0-Z | Y10 | 3SU1200-2PT10-1AA0-ZY10 | 1 | UN | 1 | 10 | C | D | EAR99 | N | 85334010 | 1 |  | 0.039 | KG | 58.71 | 58.71 | CP20 | CP20 | Potentiometer, compact, 22 mm, round, plastic, black, 47k ohm, with holder, screw terminal, with laser labeling, upper case and lower case, always upper case at beginning of line | - | 0 | 0
3SU1200-2PT10-1AA0-Z | Y11 | 3SU1200-2PT10-1AA0-ZY11 | 1 | UN | 1 | 10 | C | D | EAR99 | N | 85334010 | 1 |  | 0.039 | KG | 58.71 | 58.71 | CP20 | CP20 | Potentiometer, compact, 22 mm, round, plastic, black, 47k ohm, with holder, screw terminal, with laser labeling, upper case | - | 0 | 0
3SU1200-2PT10-1AA0-Z | Y12 | 3SU1200-2PT10-1AA0-ZY12 | 1 | UN | 1 | 10 | C | D | EAR99 | N | 85334010 | 1 |  | 0.039 | KG | 58.71 | 58.71 | CP20 | CP20 | Potentiometer, compact, 22 mm, round, plastic, black, 47k ohm, with holder, screw terminal, with laser labeling, lower case | - | 0 | 0
3SU1200-2PT10-1AA0-Z | Y15 | 3SU1200-2PT10-1AA0-ZY15 | 1 | UN | 1 | 10 | C | D | EAR99 | N | 85334010 | 1 |  | 0.039 | KG | 58.71 | 58.71 | CP20 | CP20 | Potentiometer, compact, 22 mm, round, plastic, black, 47k ohm, with holder, screw terminal, with laser labeling, upper case and lower case, always upper case at the beginning of the word | - | 0 | 0
3SU1200-2PT10-1AA0-Z | Y19 | 3SU1200-2PT10-1AA0-ZY19 | 1 | UN | 1 | 10 | C | D | EAR99 | N | 85334010 | 1 |  | 0.039 | KG | 54.91 | 54.91 | CP20 | CP20 | Potentiometer, compact, 22 mm, round, plastic, black, 47k ohm, with holder, screw terminal, with laser labeling, inscription or symbol Customer-specific selection with SIRIUS ACT configurator (CIN) | - | 0 | 0
3SU1200-2PU10-1AA0 |  | 3SU1200-2PU10-1AA0 | 1 | UN | 1 | 1 | A | D | N | N | 85334010 | 1 | 4011209954052 | 0.07 | KG | 53.96 | 53.96 | CP20 | CP20 | Potentiometer, compact, 22 mm, round, plastic, black, 100k ohm, with holder, screw terminal | - | 0 | 0
3SU1200-2PU10-1AA0-Z | X90 | 3SU1200-2PU10-1AA0-ZX90 | 1 | UN | 1 | 5 | B | D | EAR99 | N | 85334010 | 50 |  | 0.039 | KG | 53.96 | 53.96 | CP20 | CP20 | Potentiometer, compact, 22 mm, round, plastic, black, 100k ohm, with holder, screw terminal, Z=50-unit packaging | - | 0 | 0
3SU1200-2PU10-1AA0-Z | Y10 | 3SU1200-2PU10-1AA0-ZY10 | 1 | UN | 1 | 10 | C | D | EAR99 | N | 85334010 | 1 |  | 0.039 | KG | 58.71 | 58.71 | CP20 | CP20 | Potentiometer, compact, 22 mm, round, plastic, black, 100k ohm, with holder, screw terminal, with laser labeling, upper case and lower case, always upper case at beginning of line | - | 0 | 0
3SU1200-2PU10-1AA0-Z | Y11 | 3SU1200-2PU10-1AA0-ZY11 | 1 | UN | 1 | 10 | C | D | EAR99 | N | 85334010 | 1 |  | 0.039 | KG | 58.71 | 58.71 | CP20 | CP20 | Potentiometer, compact, 22 mm, round, plastic, black, 100k ohm, with holder, screw terminal, with laser labeling, upper case | - | 0 | 0
3SU1200-2PU10-1AA0-Z | Y12 | 3SU1200-2PU10-1AA0-ZY12 | 1 | UN | 1 | 10 | C | D | EAR99 | N | 85334010 | 1 |  | 0.039 | KG | 58.71 | 58.71 | CP20 | CP20 | Potentiometer, compact, 22 mm, round, plastic, black, 100k ohm, with holder, screw terminal, with laser labeling, lower case | - | 0 | 0
3SU1200-2PU10-1AA0-Z | Y15 | 3SU1200-2PU10-1AA0-ZY15 | 1 | UN | 1 | 10 | C | D | EAR99 | N | 85334010 | 1 |  | 0.039 | KG | 58.71 | 58.71 | CP20 | CP20 | Potentiometer, compact, 22 mm, round, plastic, black, 100k ohm, with holder, screw terminal, with laser labeling, upper case and lower case, always upper case at the beginning of the word | - | 0 | 0
3SU1200-2PU10-1AA0-Z | Y19 | 3SU1200-2PU10-1AA0-ZY19 | 1 | UN | 1 | 10 | C | D | EAR99 | N | 85334010 | 1 |  | 0.039 | KG | 54.91 | 54.91 | CP20 | CP20 | Potentiometer, compact, 22 mm, round, plastic, black, 100k ohm, with holder, screw terminal, with laser labeling, inscription or symbol Customer-specific selection with SIRIUS ACT configurator (CIN) | - | 0 | 0
3SU1200-2PV10-1AA0 |  | 3SU1200-2PV10-1AA0 | 1 | UN | 1 | 1 | A | D | N | N | 85334010 | 1 | 4011209954069 | 0.066 | KG | 53.96 | 53.96 | CP20 | CP20 | Potentiometer, compact, 22 mm, round, plastic, black, 470k ohm, with holder, screw terminal | - | 0 | 0
3SU1200-2PV10-1AA0-Z | X90 | 3SU1200-2PV10-1AA0-ZX90 | 1 | UN | 1 | 5 | B | D | EAR99 | N | 85334010 | 50 |  | 0.039 | KG | 53.96 | 53.96 | CP20 | CP20 | Potentiometer, compact, 22 mm, round, plastic, black, 470k ohm, with holder, screw terminal, Z=50-unit packaging | - | 0 | 0
3SU1200-2PV10-1AA0-Z | Y10 | 3SU1200-2PV10-1AA0-ZY10 | 1 | UN | 1 | 10 | C | D | EAR99 | N | 85334010 | 1 |  | 0.039 | KG | 58.71 | 58.71 | CP20 | CP20 | Potentiometer, compact, 22 mm, round, plastic, black, 470k ohm, with holder, screw terminal, with laser labeling, upper case and lower case, always upper case at beginning of line | - | 0 | 0
3SU1200-2PV10-1AA0-Z | Y11 | 3SU1200-2PV10-1AA0-ZY11 | 1 | UN | 1 | 10 | C | D | EAR99 | N | 85334010 | 1 |  | 0.039 | KG | 58.71 | 58.71 | CP20 | CP20 | Potentiometer, compact, 22 mm, round, plastic, black, 470k ohm, with holder, screw terminal, with laser labeling, upper case | - | 0 | 0
3SU1200-2PV10-1AA0-Z | Y12 | 3SU1200-2PV10-1AA0-ZY12 | 1 | UN | 1 | 10 | C | D | EAR99 | N | 85334010 | 1 |  | 0.039 | KG | 58.71 | 58.71 | CP20 | CP20 | Potentiometer, compact, 22 mm, round, plastic, black, 470k ohm, with holder, screw terminal, with laser labeling, lower case | - | 0 | 0
3SU1200-2PV10-1AA0-Z | Y15 | 3SU1200-2PV10-1AA0-ZY15 | 1 | UN | 1 | 10 | C | D | EAR99 | N | 85334010 | 1 |  | 0.039 | KG | 58.71 | 58.71 | CP20 | CP20 | Potentiometer, compact, 22 mm, round, plastic, black, 470k ohm, with holder, screw terminal, with laser labeling, upper case and lower case, always upper case at the beginning of the word | - | 0 | 0
3SU1200-2PV10-1AA0-Z | Y19 | 3SU1200-2PV10-1AA0-ZY19 | 1 | UN | 1 | 10 | C | D | EAR99 | N | 85334010 | 1 |  | 0.039 | KG | 54.91 | 54.91 | CP20 | CP20 | Potentiometer, compact, 22 mm, round, plastic, black, 470k ohm, with holder, screw terminal, with laser labeling, inscription or symbol Customer-specific selection with SIRIUS ACT configurator (CIN) | - | 0 | 0
3SU1200-2PW10-1AA0 |  | 3SU1200-2PW10-1AA0 | 1 | UN | 1 | 5 | B | D | N | N | 85334010 | 1 | 4047621016276 | 0.07 | KG | 53.96 | 53.96 | CP20 | CP20 | Potentiometer, compact, 22 mm, round, plastic, black, 2.2k ohm, with holder, screw terminal | - | 0 | 0
3SU1200-2PW10-1AA0-Z | Y19 | 3SU1200-2PW10-1AA0-ZY19 | 1 | UN | 1 | 10 | C | D | N | N | 85334010 | 1 |  | 0.066 | KG | 54.91 | 54.91 | CP20 | CP20 | Potentiometer, compact, 22 mm, round, plastic, black, 2.2 kOhm, with holder, screw terminal, customer-specific selection with SIRIUS ACT configurator (CIN) | - | 0 | 0
3SU1200-6KB10-1AA0 |  | 3SU1200-6KB10-1AA0 | 1 | UN | 1 | 5 | B | D | N | N | 85318070 | 1 | 4047621044927 | 0.001 | KG | 39.05 | 39.05 | CP20 | CP20 | acoustic signal device, compact, 22 mm, round, plastic, black, Continuous tone 2.4 kHz, IP40, Sound pressure min. 80 dB/10 cm, with holder, Operating voltage 24 V AC/DC, screw terminal | - | 0 | 0
3SU1200-6KB10-1AA0-Z | X90 | 3SU1200-6KB10-1AA0-ZX90 | 1 | UN | 1 | 5 | B | D | N | N | 85318070 | 50 | 4047621064994 | 0.05 | KG | 39.05 | 39.05 | CP20 | CP20 | acoustic signal device, compact, 22 mm, round, plastic, black, Continuous tone 2.4 kHz, IP40, Sound pressure min. 80 dB/10 cm, with holder, Operating voltage 24 V AC/DC, screw terminal, Z=50-unit packaging | - | 0 | 0
3SU1200-6KB10-1AA0-Z | Y19 | 3SU1200-6KB10-1AA0-ZY19 | 1 | UN | 1 | 10 | C | D | N | N | 85318070 | 1 |  | 0.001 | KG | 40 | 40 | CP20 | CP20 | acoustic signal device, compact, 22 mm, round, plastic, black, Continuous tone 2.4 kHz, IP40, Sound pressure min. 80 dB/10 cm, with holder, Operating voltage 24 V AC/DC, screw terminal, Customer-specific selection with SIRIUS ACT configurator (CIN) | - | 0 | 0
3SU1200-6KC10-1AA0 |  | 3SU1200-6KC10-1AA0 | 1 | UN | 1 | 5 | B | D | N | N | 85318070 | 1 | 4047621044934 | 0.001 | KG | 39.05 | 39.05 | CP20 | CP20 | acoustic signal device, compact, 22 mm, round, plastic, black, Continuous tone 2.4 kHz, IP40, Sound pressure min. 80 dB/10 cm, with holder, Operating voltage 110 V AC, screw terminal | - | 0 | 0
3SU1200-6KC10-1AA0-Z | X90 | 3SU1200-6KC10-1AA0-ZX90 | 1 | UN | 1 | 5 | B | D | N | N | 85318070 | 50 |  | 0.034 | KG | 39.05 | 39.05 | CP20 | CP20 | acoustic signal device, compact, 22 mm, round, plastic, black, Continuous tone 2.4 kHz, IP40, Sound pressure min. 80 dB/10 cm, with holder, Operating voltage 110 V AC, screw terminal, Z=50-unit packaging | - | 0 | 0
3SU1200-6KC10-1AA0-Z | Y19 | 3SU1200-6KC10-1AA0-ZY19 | 1 | UN | 1 | 10 | C | D | N | N | 85318070 | 1 |  | 0.001 | KG | 40 | 40 | CP20 | CP20 | acoustic signal device, compact, 22 mm, round, plastic, black, Continuous tone 2.4 kHz, IP40, Sound pressure min. 80 dB/10 cm, with holder, Operating voltage 110 V AC, screw terminal, Customer-specific selection with SIRIUS ACT configurator (CIN) | - | 0 | 0
3SU1200-6KF10-1AA0 |  | 3SU1200-6KF10-1AA0 | 1 | UN | 1 | 5 | B | D | N | N | 85318070 | 1 | 4047621044941 | 0.001 | KG | 39.05 | 39.05 | CP20 | CP20 | acoustic signal device, compact, 22 mm, round, plastic, black, Continuous tone 2.4 kHz, IP40, Sound pressure min. 80 dB/10 cm, with holder, Operating voltage 230 V AC, screw terminal | - | 0 | 0
3SU1200-6KF10-1AA0-Z | X90 | 3SU1200-6KF10-1AA0-ZX90 | 1 | UN | 1 | 5 | B | D | N | N | 85318070 | 50 |  | 0.034 | KG | 39.05 | 39.05 | CP20 | CP20 | acoustic signal device, compact, 22 mm, round, plastic, black, Continuous tone 2.4 kHz, IP40, Sound pressure min. 80 dB/10 cm, with holder, Operating voltage 230 V AC, screw terminal, Z=50-unit packaging | - | 0 | 0
3SU1200-6KF10-1AA0-Z | Y19 | 3SU1200-6KF10-1AA0-ZY19 | 1 | UN | 1 | 10 | C | D | N | N | 85318070 | 1 |  | 0.001 | KG | 40 | 40 | CP20 | CP20 | acoustic signal device, compact, 22 mm, round, plastic, black, Continuous tone 2.4 kHz, IP40, Sound pressure min. 80 dB/10 cm, with holder, Operating voltage 230 V AC, screw terminal, Customer-specific selection with SIRIUS ACT configurator (CIN) | - | 0 | 0
3SU1200-6KG10-1AA0 |  | 3SU1200-6KG10-1AA0 | 1 | UN | 1 | 6 | C | D | EAR99 | N | 85369095 | 1 | 4011209946606 | 0.001 | KG | 33.63 | 33.63 | CP20 | CP20 | acoustic signal device, compact, 22 mm, round, plastic, black, continuous tone 2.4 kHz, IP40, sound pressure max. 75 dB/10 cm, with holder, operating voltage 6-24 V AC/DC, screw terminal | - | 0 | 9
3SU1200-6KG10-1AA0-Z | X90 | 3SU1200-6KG10-1AA0-ZX90 | 1 | UN | 1 | 10 | C | D | EAR99 | N | 85369095 | 50 |  | 0.018 | KG | 33.63 | 33.63 | CP20 | CP20 | acoustic signal device, compact, 22 mm, round, plastic, black, continuous tone 2.4 kHz, IP40, sound pressure max. 75 dB/10 cm, with holder, operating voltage 6-24 V AC/DC, screw terminal, Z=50-unit packaging | - | 0 | 9
3SU1200-6KH10-1AA0 |  | 3SU1200-6KH10-1AA0 | 1 | UN | 1 | 8 | C | D | N | N | 85369095 | 1 | 4011209946613 | 0.001 | G | 40.19 | 40.19 | CP20 | CP20 | acoustic signal device, compact, 22 mm, round, plastic, black, continuous tone 2.4 kHz, IP40, sound pressure max. 75 dB/10 cm, with holder, operating voltage 24-240 V AC/DC, screw terminal | - | 0 | 9
3SU1200-6KH10-1AA0-Z | X90 | 3SU1200-6KH10-1AA0-ZX90 | 1 | UN | 1 | 10 | C | D | EAR99 | N | 85369095 | 50 |  | 0.018 | KG | 40.19 | 40.19 | CP20 | CP20 | acoustic signal device, compact, 22 mm, round, plastic, black, continuous tone 2.4 kHz, IP40, sound pressure max. 75 dB/10 cm, with holder, operating voltage 24-240 V AC/DC, screw terminal, Z=50-unit packaging | - | 0 | 9
3SU1201-0EB20-0AA0 |  | 3SU1201-0EB20-0AA0 | 1 | UN | 1 | 1 | A | D | N | N | 85389099 | 1 | 4011209973855 | 0.048 | KG | 18.24 | 18.24 | CP20 | CP20 | Pushbutton, compact, with extended stroke (12 mm), 22 mm, round, plastic, red transparent, pushbutton, flat, momentary contact type, with holder | - | 0 | 0
3SU1201-0EB20-0AA0-Z | X90 | 3SU1201-0EB20-0AA0-ZX90 | 1 | UN | 1 | 5 | B | D | EAR99 | N | 85389099 | 50 |  | 0.023 | KG | 18.24 | 18.24 | CP20 | CP20 | Pushbutton, compact, with extended stroke (12 mm), 22 mm, round, plastic, red transparent, pushbutton, flat, momentary contact type, with holder, Z=50-unit packaging | - | 0 | 0
3SU1201-0EB20-0AA0-Z | Y10 | 3SU1201-0EB20-0AA0-ZY10 | 1 | UN | 1 | 10 | C | D | EAR99 | N | 85389099 | 1 |  | 0.023 | KG | 22.99 | 22.99 | CP20 | CP20 | Pushbutton, compact, with extended stroke (12 mm), 22 mm, round, plastic, red transparent, pushbutton, flat, momentary contact type, with holder, with laser labeling, upper case and lower case, always upper case at beginning of line | - | 0 | 0
3SU1201-0EB20-0AA0-Z | Y11 | 3SU1201-0EB20-0AA0-ZY11 | 1 | UN | 1 | 10 | C | D | EAR99 | N | 85389099 | 1 |  | 0.023 | KG | 22.99 | 22.99 | CP20 | CP20 | Pushbutton, compact, with extended stroke (12 mm), 22 mm, round, plastic, red transparent, pushbutton, flat, momentary contact type, with holder, with laser labeling, upper case | - | 0 | 0
3SU1201-0EB20-0AA0-Z | Y12 | 3SU1201-0EB20-0AA0-ZY12 | 1 | UN | 1 | 10 | C | D | EAR99 | N | 85389099 | 1 |  | 0.023 | KG | 22.99 | 22.99 | CP20 | CP20 | Pushbutton, compact, with extended stroke (12 mm), 22 mm, round, plastic, red transparent, pushbutton, flat, momentary contact type, with holder, with laser labeling, lower case | - | 0 | 0
3SU1201-0EB20-0AA0-Z | Y13 | 3SU1201-0EB20-0AA0-ZY13 | 1 | UN | 1 | 10 | C | D | EAR99 | N | 85389099 | 1 |  | 0.023 | KG | 22.99 | 22.99 | CP20 | CP20 | Pushbutton, compact, with extended stroke (12 mm), 22 mm, round, plastic, red transparent, pushbutton, flat, momentary contact type, with holder, with laser labeling, symbol number according to, ISO 7000 or IEC 60417 | - | 0 | 0
3SU1201-0EB20-0AA0-Z | Y15 | 3SU1201-0EB20-0AA0-ZY15 | 1 | UN | 1 | 10 | C | D | EAR99 | N | 85389099 | 1 |  | 0.023 | KG | 22.99 | 22.99 | CP20 | CP20 | Pushbutton, compact, with extended stroke (12 mm), 22 mm, round, plastic, red transparent, pushbutton, flat, momentary contact type, with holder, with laser labeling, upper case and lower case, always upper case at the beginning of the word | - | 0 | 0
3SU1201-0EB20-0AA0-Z | Y19 | 3SU1201-0EB20-0AA0-ZY19 | 1 | UN | 1 | 10 | C | D | EAR99 | N | 85389099 | 1 |  | 0.023 | KG | 19.19 | 19.19 | CP20 | CP20 | Pushbutton, compact, with extended stroke (12 mm), 22 mm, round, plastic, red transparent, pushbutton, flat, momentary contact type, with holder, with laser labeling, inscription or symbol Customer-specific selection with SIRIUS ACT configurator (CIN) | - | 0 | 0
3SU1201-0EB70-0AA0 |  | 3SU1201-0EB70-0AA0 | 1 | UN | 1 | 1 | A | D | N | N | 85389099 | 1 | 4011209973862 | 0.049 | KG | 18.24 | 18.24 | CP20 | CP20 | Pushbutton, compact, with extended stroke (12 mm), 22 mm, round, plastic, clear, pushbutton, flat, momentary contact type, with holder | - | 0 | 0
3SU1201-0EB70-0AA0-Z | X90 | 3SU1201-0EB70-0AA0-ZX90 | 1 | UN | 1 | 5 | B | D | EAR99 | N | 85389099 | 50 |  | 0.023 | KG | 18.24 | 18.24 | CP20 | CP20 | Pushbutton, compact, with extended stroke (12 mm), 22 mm, round, plastic, clear, pushbutton, flat, momentary contact type, with holder, Z=50-unit packaging | - | 0 | 0
3SU1201-0EB70-0AA0-Z | Y10 | 3SU1201-0EB70-0AA0-ZY10 | 1 | UN | 1 | 10 | C | D | EAR99 | N | 85389099 | 1 |  | 0.023 | KG | 22.99 | 22.99 | CP20 | CP20 | Pushbutton, compact, with extended stroke (12 mm), 22 mm, round, plastic, clear, pushbutton, flat, momentary contact type, with holder, with laser labeling, upper case and lower case, always upper case at beginning of line | - | 0 | 0
3SU1201-0EB70-0AA0-Z | Y11 | 3SU1201-0EB70-0AA0-ZY11 | 1 | UN | 1 | 10 | C | D | EAR99 | N | 85389099 | 1 |  | 0.023 | KG | 22.99 | 22.99 | CP20 | CP20 | Pushbutton, compact, with extended stroke (12 mm), 22 mm, round, plastic, clear, pushbutton, flat, momentary contact type, with holder, with laser labeling, upper case | - | 0 | 0
3SU1201-0EB70-0AA0-Z | Y12 | 3SU1201-0EB70-0AA0-ZY12 | 1 | UN | 1 | 10 | C | D | EAR99 | N | 85389099 | 1 |  | 0.023 | KG | 22.99 | 22.99 | CP20 | CP20 | Pushbutton, compact, with extended stroke (12 mm), 22 mm, round, plastic, clear, pushbutton, flat, momentary contact type, with holder, with laser labeling, lower case | - | 0 | 0
3SU1201-0EB70-0AA0-Z | Y13 | 3SU1201-0EB70-0AA0-ZY13 | 1 | UN | 1 | 10 | C | D | EAR99 | N | 85389099 | 1 |  | 0.023 | KG | 22.99 | 22.99 | CP20 | CP20 | Pushbutton, compact, with extended stroke (12 mm), 22 mm, round, plastic, clear, pushbutton, flat, momentary contact type, with holder, with laser labeling, symbol number according to, ISO 7000 or IEC 60417 | - | 0 | 0
3SU1201-0EB70-0AA0-Z | Y15 | 3SU1201-0EB70-0AA0-ZY15 | 1 | UN | 1 | 10 | C | D | EAR99 | N | 85389099 | 1 |  | 0.023 | KG | 22.99 | 22.99 | CP20 | CP20 | Pushbutton, compact, with extended stroke (12 mm), 22 mm, round, plastic, clear, pushbutton, flat, momentary contact type, with holder, with laser labeling, upper case and lower case, always upper case at the beginning of the word | - | 0 | 0
3SU1201-0EB70-0AA0-Z | Y19 | 3SU1201-0EB70-0AA0-ZY19 | 1 | UN | 1 | 10 | C | D | EAR99 | N | 85389099 | 1 |  | 0.023 | KG | 19.19 | 19.19 | CP20 | CP20 | Pushbutton, compact, with extended stroke (12 mm), 22 mm, round, plastic, clear, pushbutton, flat, momentary contact type, with holder, with laser labeling, inscription or symbol Customer-specific selection with SIRIUS ACT configurator (CIN) | - | 0 | 0
3SU1201-6AB00-1AA0 |  | 3SU1201-6AB00-1AA0 | 1 | UN | 1 | 3 | B | D | N | N | 85369095 | 1 | 4011209945043 | 0.05 | KG | 12.35 | 12.35 | CP20 | CP20 | Indicator lights, compact, 22 mm, round, plastic, amber, lens, smooth, with holder, Operating voltage 24 V AC/DC, screw terminal | Lista Papel 2020 SI | 0 | 0
3SU1201-6AB00-1AA0-Z | X90 | 3SU1201-6AB00-1AA0-ZX90 | 1 | UN | 1 | 5 | B | D | EAR99 | N | 85369095 | 50 |  | 0.019 | KG | 12.35 | 12.35 | CP20 | CP20 | Indicator lights, compact, 22 mm, round, plastic, amber, lens, smooth, with holder, Operating voltage 24 V AC/DC, screw terminal, Z=50-unit packaging | - | 0 | 0
3SU1201-6AB00-1AA0-Z | Y10 | 3SU1201-6AB00-1AA0-ZY10 | 1 | UN | 1 | 10 | C | D | EAR99 | N | 85369095 | 1 |  | 0.019 | KG | 17.1 | 17.1 | CP20 | CP20 | Indicator lights, compact, 22 mm, round, plastic, amber, lens, smooth, with holder, Operating voltage 24 V AC/DC, screw terminal, with laser labeling, upper case and lower case, always upper case at beginning of line | - | 0 | 0
3SU1201-6AB00-1AA0-Z | Y11 | 3SU1201-6AB00-1AA0-ZY11 | 1 | UN | 1 | 10 | C | D | EAR99 | N | 85369095 | 1 |  | 0.019 | KG | 17.1 | 17.1 | CP20 | CP20 | Indicator lights, compact, 22 mm, round, plastic, amber, lens, smooth, with holder, Operating voltage 24 V AC/DC, screw terminal, with laser labeling, upper case | - | 0 | 0
3SU1201-6AB00-1AA0-Z | Y12 | 3SU1201-6AB00-1AA0-ZY12 | 1 | UN | 1 | 10 | C | D | EAR99 | N | 85369095 | 1 |  | 0.019 | KG | 17.1 | 17.1 | CP20 | CP20 | Indicator lights, compact, 22 mm, round, plastic, amber, lens, smooth, with holder, Operating voltage 24 V AC/DC, screw terminal, with laser labeling, lower case | - | 0 | 0
3SU1201-6AB00-1AA0-Z | Y13 | 3SU1201-6AB00-1AA0-ZY13 | 1 | UN | 1 | 10 | C | D | EAR99 | N | 85369095 | 1 |  | 0.019 | KG | 17.1 | 17.1 | CP20 | CP20 | Indicator lights, compact, 22 mm, round, plastic, amber, lens, smooth, with holder, Operating voltage 24 V AC/DC, screw terminal, with laser labeling, symbol number according to, ISO 7000 or IEC 60417 | - | 0 | 0
3SU1201-6AB00-1AA0-Z | Y15 | 3SU1201-6AB00-1AA0-ZY15 | 1 | UN | 1 | 10 | C | D | EAR99 | N | 85369095 | 1 |  | 0.019 | KG | 17.1 | 17.1 | CP20 | CP20 | Indicator lights, compact, 22 mm, round, plastic, amber, lens, smooth, with holder, Operating voltage 24 V AC/DC, screw terminal, with laser labeling, upper case and lower case, always upper case at the beginning of the word | - | 0 | 0
3SU1201-6AB00-1AA0-Z | Y19 | 3SU1201-6AB00-1AA0-ZY19 | 1 | UN | 1 | 10 | C | D | EAR99 | N | 85369095 | 1 |  | 0.019 | KG | 13.3 | 13.3 | CP20 | CP20 | Indicator lights, compact, 22 mm, round, plastic, amber, lens, smooth, with holder, Operating voltage 24 V AC/DC, screw terminal, with laser labeling, inscription or symbol Customer-specific selection with SIRIUS ACT configurator (CIN) | - | 0 | 0
3SU1201-6AB20-1AA0 |  | 3SU1201-6AB20-1AA0 | 1 | UN | 1 | 1 | A | D | N | N | 85369095 | 1 | 4011209944992 | 0.049 | KG | 12.35 | 12.35 | CP20 | CP20 | Indicator lights, compact, 22 mm, round, plastic, red, lens, smooth, with holder, Operating voltage 24 V AC/DC, screw terminal | Lista Papel 2020 SI | 0 | 0
3SU1201-6AB20-1AA0-Z | X90 | 3SU1201-6AB20-1AA0-ZX90 | 1 | UN | 1 | 5 | B | D | EAR99 | N | 85369095 | 50 |  | 0.019 | KG | 12.35 | 12.35 | CP20 | CP20 | Indicator lights, compact, 22 mm, round, plastic, red, lens, smooth, with holder, Operating voltage 24 V AC/DC, screw terminal, Z=50-unit packaging | - | 0 | 0
3SU1201-6AB20-1AA0-Z | Y10 | 3SU1201-6AB20-1AA0-ZY10 | 1 | UN | 1 | 10 | C | D | N | N | 85369095 | 1 |  | 0.019 | KG | 17.1 | 17.1 | CP20 | CP20 | Indicator lights, compact, 22 mm, round, plastic, red, lens, smooth, with holder, Operating voltage 24 V AC/DC, screw terminal, with laser labeling, upper case and lower case, always upper case at beginning of line | - | 0 | 0
3SU1201-6AB20-1AA0-Z | Y11 | 3SU1201-6AB20-1AA0-ZY11 | 1 | UN | 1 | 10 | C | D | N | N | 85369095 | 1 |  | 0.019 | KG | 17.1 | 17.1 | CP20 | CP20 | Indicator lights, compact, 22 mm, round, plastic, red, lens, smooth, with holder, Operating voltage 24 V AC/DC, screw terminal, with laser labeling, upper case | - | 0 | 0
3SU1201-6AB20-1AA0-Z | Y12 | 3SU1201-6AB20-1AA0-ZY12 | 1 | UN | 1 | 10 | C | D | N | N | 85369095 | 1 |  | 0.019 | KG | 17.1 | 17.1 | CP20 | CP20 | Indicator lights, compact, 22 mm, round, plastic, red, lens, smooth, with holder, Operating voltage 24 V AC/DC, screw terminal, with laser labeling, lower case | - | 0 | 0
3SU1201-6AB20-1AA0-Z | Y13 | 3SU1201-6AB20-1AA0-ZY13 | 1 | UN | 1 | 10 | C | D | N | N | 85369095 | 1 |  | 0.019 | KG | 17.1 | 17.1 | CP20 | CP20 | Indicator lights, compact, 22 mm, round, plastic, red, lens, smooth, with holder, Operating voltage 24 V AC/DC, screw terminal, with laser labeling, symbol number according to, ISO 7000 or IEC 60417 | - | 0 | 0
3SU1201-6AB20-1AA0-Z | Y15 | 3SU1201-6AB20-1AA0-ZY15 | 1 | UN | 1 | 10 | C | D | N | N | 85369095 | 1 |  | 0.019 | KG | 17.1 | 17.1 | CP20 | CP20 | Indicator lights, compact, 22 mm, round, plastic, red, lens, smooth, with holder, Operating voltage 24 V AC/DC, screw terminal, with laser labeling, upper case and lower case, always upper case at the beginning of the word | - | 0 | 0
3SU1201-6AB20-1AA0-Z | Y19 | 3SU1201-6AB20-1AA0-ZY19 | 1 | UN | 1 | 10 | C | D | N | N | 85369095 | 1 |  | 0.05 | KG | 13.3 | 13.3 | CP20 | CP20 | Indicator lights, compact, 22 mm, round, plastic, red, lens, smooth, with holder, Operating voltage 24 V AC/DC, screw terminal, with laser labeling, inscription or symbol Customer-specific selection with SIRIUS ACT configurator (CIN) | - | 0 | 0
3SU1201-6AB30-1AA0 |  | 3SU1201-6AB30-1AA0 | 1 | UN | 1 | 1 | A | D | N | N | 85369095 | 1 | 4011209944985 | 0.051 | KG | 12.35 | 12.35 | CP20 | CP20 | Indicator lights, compact, 22 mm, round, plastic, yellow, lens, smooth, with holder, Operating voltage 24 V AC/DC, screw terminal | Lista Papel 2020 SI | 0 | 0
3SU1201-6AB30-1AA0-Z | X90 | 3SU1201-6AB30-1AA0-ZX90 | 1 | UN | 1 | 5 | B | D | EAR99 | N | 85369095 | 50 |  | 0.019 | KG | 12.35 | 12.35 | CP20 | CP20 | Indicator lights, compact, 22 mm, round, plastic, yellow, lens, smooth, with holder, Operating voltage 24 V AC/DC, screw terminal, Z=50-unit packaging | - | 0 | 0
3SU1201-6AB30-1AA0-Z | Y10 | 3SU1201-6AB30-1AA0-ZY10 | 1 | UN | 1 | 10 | C | D | N | N | 85369095 | 1 |  | 0.019 | KG | 17.1 | 17.1 | CP20 | CP20 | Indicator lights, compact, 22 mm, round, plastic, yellow, lens, smooth, with holder, Operating voltage 24 V AC/DC, screw terminal, with laser labeling, upper case and lower case, always upper case at beginning of line | - | 0 | 0
3SU1201-6AB30-1AA0-Z | Y11 | 3SU1201-6AB30-1AA0-ZY11 | 1 | UN | 1 | 10 | C | D | N | N | 85369095 | 1 |  | 0.019 | KG | 17.1 | 17.1 | CP20 | CP20 | Indicator lights, compact, 22 mm, round, plastic, yellow, lens, smooth, with holder, Operating voltage 24 V AC/DC, screw terminal, with laser labeling, upper case | - | 0 | 0
3SU1201-6AB30-1AA0-Z | Y12 | 3SU1201-6AB30-1AA0-ZY12 | 1 | UN | 1 | 10 | C | D | N | N | 85369095 | 1 |  | 0.019 | KG | 17.1 | 17.1 | CP20 | CP20 | Indicator lights, compact, 22 mm, round, plastic, yellow, lens, smooth, with holder, Operating voltage 24 V AC/DC, screw terminal, with laser labeling, lower case | - | 0 | 0
3SU1201-6AB30-1AA0-Z | Y13 | 3SU1201-6AB30-1AA0-ZY13 | 1 | UN | 1 | 10 | C | D | N | N | 85369095 | 1 |  | 0.019 | KG | 17.1 | 17.1 | CP20 | CP20 | Indicator lights, compact, 22 mm, round, plastic, yellow, lens, smooth, with holder, Operating voltage 24 V AC/DC, screw terminal, with laser labeling, symbol number according to, ISO 7000 or IEC 60417 | - | 0 | 0
3SU1201-6AB30-1AA0-Z | Y15 | 3SU1201-6AB30-1AA0-ZY15 | 1 | UN | 1 | 10 | C | D | N | N | 85369095 | 1 |  | 0.019 | KG | 17.1 | 17.1 | CP20 | CP20 | Indicator lights, compact, 22 mm, round, plastic, yellow, lens, smooth, with holder, Operating voltage 24 V AC/DC, screw terminal, with laser labeling, upper case and lower case, always upper case at the beginning of the word | - | 0 | 0
3SU1201-6AB30-1AA0-Z | Y19 | 3SU1201-6AB30-1AA0-ZY19 | 1 | UN | 1 | 10 | C | D | N | N | 85369095 | 1 |  | 0.05 | KG | 13.3 | 13.3 | CP20 | CP20 | Indicator lights, compact, 22 mm, round, plastic, yellow, lens, smooth, with holder, Operating voltage 24 V AC/DC, screw terminal, with laser labeling, inscription or symbol Customer-specific selection with SIRIUS ACT configurator (CIN) | - | 0 | 0
3SU1201-6AB40-1AA0 |  | 3SU1201-6AB40-1AA0 | 1 | UN | 1 | 1 | A | D | N | N | 85369095 | 1 | 4011209945005 | 0.048 | KG | 12.35 | 12.35 | CP20 | CP20 | Indicator lights, compact, 22 mm, round, plastic, green, lens, smooth, with holder, Operating voltage 24 V AC/DC, screw terminal | Lista Papel 2020 SI | 0 | 0
3SU1201-6AB40-1AA0-Z | X90 | 3SU1201-6AB40-1AA0-ZX90 | 1 | UN | 1 | 5 | B | D | EAR99 | N | 85369095 | 50 |  | 0.019 | KG | 12.35 | 12.35 | CP20 | CP20 | Indicator lights, compact, 22 mm, round, plastic, green, lens, smooth, with holder, Operating voltage 24 V AC/DC, screw terminal, Z=50-unit packaging | - | 0 | 0
3SU1201-6AB40-1AA0-Z | Y10 | 3SU1201-6AB40-1AA0-ZY10 | 1 | UN | 1 | 10 | C | D | EAR99 | N | 85369095 | 1 |  | 0.019 | KG | 17.1 | 17.1 | CP20 | CP20 | Indicator lights, compact, 22 mm, round, plastic, green, lens, smooth, with holder, Operating voltage 24 V AC/DC, screw terminal, with laser labeling, upper case and lower case, always upper case at beginning of line | - | 0 | 0
3SU1201-6AB40-1AA0-Z | Y11 | 3SU1201-6AB40-1AA0-ZY11 | 1 | UN | 1 | 10 | C | D | EAR99 | N | 85369095 | 1 |  | 0.019 | KG | 17.1 | 17.1 | CP20 | CP20 | Indicator lights, compact, 22 mm, round, plastic, green, lens, smooth, with holder, Operating voltage 24 V AC/DC, screw terminal, with laser labeling, upper case | - | 0 | 0
3SU1201-6AB40-1AA0-Z | Y12 | 3SU1201-6AB40-1AA0-ZY12 | 1 | UN | 1 | 10 | C | D | EAR99 | N | 85369095 | 1 |  | 0.019 | KG | 17.1 | 17.1 | CP20 | CP20 | Indicator lights, compact, 22 mm, round, plastic, green, lens, smooth, with holder, Operating voltage 24 V AC/DC, screw terminal, with laser labeling, lower case | - | 0 | 0
3SU1201-6AB40-1AA0-Z | Y13 | 3SU1201-6AB40-1AA0-ZY13 | 1 | UN | 1 | 10 | C | D | EAR99 | N | 85369095 | 1 |  | 0.019 | KG | 17.1 | 17.1 | CP20 | CP20 | Indicator lights, compact, 22 mm, round, plastic, green, lens, smooth, with holder, Operating voltage 24 V AC/DC, screw terminal, with laser labeling, symbol number according to, ISO 7000 or IEC 60417 | - | 0 | 0
3SU1201-6AB40-1AA0-Z | Y15 | 3SU1201-6AB40-1AA0-ZY15 | 1 | UN | 1 | 10 | C | D | EAR99 | N | 85369095 | 1 |  | 0.019 | KG | 17.1 | 17.1 | CP20 | CP20 | Indicator lights, compact, 22 mm, round, plastic, green, lens, smooth, with holder, Operating voltage 24 V AC/DC, screw terminal, with laser labeling, upper case and lower case, always upper case at the beginning of the word | - | 0 | 0
3SU1201-6AB40-1AA0-Z | Y19 | 3SU1201-6AB40-1AA0-ZY19 | 1 | UN | 1 | 10 | C | D | N | N | 85369095 | 1 |  | 0.045 | KG | 13.3 | 13.3 | CP20 | CP20 | Indicator lights, compact, 22 mm, round, plastic, green, lens, smooth, with holder, Operating voltage 24 V AC/DC, screw terminal, with laser labeling, inscription or symbol Customer-specific selection with SIRIUS ACT configurator (CIN) | - | 0 | 0
3SU1201-6AB50-1AA0 |  | 3SU1201-6AB50-1AA0 | 1 | UN | 1 | 3 | B | D | N | N | 85369095 | 1 | 4011209945012 | 0.051 | KG | 12.35 | 12.35 | CP20 | CP20 | Indicator lights, compact, 22 mm, round, plastic, blue, lens, smooth, with holder, Operating voltage 24 V AC/DC, screw terminal | Lista Papel 2020 SI | 0 | 0
3SU1201-6AB50-1AA0-Z | X90 | 3SU1201-6AB50-1AA0-ZX90 | 1 | UN | 1 | 5 | B | D | EAR99 | N | 85369095 | 50 |  | 0.019 | KG | 12.35 | 12.35 | CP20 | CP20 | Indicator lights, compact, 22 mm, round, plastic, blue, lens, smooth, with holder, Operating voltage 24 V AC/DC, screw terminal, Z=50-unit packaging | - | 0 | 0
3SU1201-6AB50-1AA0-Z | Y10 | 3SU1201-6AB50-1AA0-ZY10 | 1 | UN | 1 | 10 | C | D | N | N | 85369095 | 1 |  | 0.019 | KG | 17.1 | 17.1 | CP20 | CP20 | Indicator lights, compact, 22 mm, round, plastic, blue, lens, smooth, with holder, Operating voltage 24 V AC/DC, screw terminal, with laser labeling, upper case and lower case, always upper case at beginning of line | - | 0 | 0
3SU1201-6AB50-1AA0-Z | Y11 | 3SU1201-6AB50-1AA0-ZY11 | 1 | UN | 1 | 10 | C | D | N | N | 85369095 | 1 |  | 0.019 | KG | 17.1 | 17.1 | CP20 | CP20 | Indicator lights, compact, 22 mm, round, plastic, blue, lens, smooth, with holder, Operating voltage 24 V AC/DC, screw terminal, with laser labeling, upper case | - | 0 | 0
3SU1201-6AB50-1AA0-Z | Y12 | 3SU1201-6AB50-1AA0-ZY12 | 1 | UN | 1 | 10 | C | D | N | N | 85369095 | 1 |  | 0.019 | KG | 17.1 | 17.1 | CP20 | CP20 | Indicator lights, compact, 22 mm, round, plastic, blue, lens, smooth, with holder, Operating voltage 24 V AC/DC, screw terminal, with laser labeling, lower case | - | 0 | 0
3SU1201-6AB50-1AA0-Z | Y13 | 3SU1201-6AB50-1AA0-ZY13 | 1 | UN | 1 | 10 | C | D | N | N | 85369095 | 1 |  | 0.019 | KG | 17.1 | 17.1 | CP20 | CP20 | Indicator lights, compact, 22 mm, round, plastic, blue, lens, smooth, with holder, Operating voltage 24 V AC/DC, screw terminal, with laser labeling, symbol number according to, ISO 7000 or IEC 60417 | - | 0 | 0
3SU1201-6AB50-1AA0-Z | Y15 | 3SU1201-6AB50-1AA0-ZY15 | 1 | UN | 1 | 10 | C | D | N | N | 85369095 | 1 |  | 0.019 | KG | 17.1 | 17.1 | CP20 | CP20 | Indicator lights, compact, 22 mm, round, plastic, blue, lens, smooth, with holder, Operating voltage 24 V AC/DC, screw terminal, with laser labeling, upper case and lower case, always upper case at the beginning of the word | - | 0 | 0
3SU1201-6AB50-1AA0-Z | Y19 | 3SU1201-6AB50-1AA0-ZY19 | 1 | UN | 1 | 10 | C | D | N | N | 85369095 | 1 |  | 0.05 | KG | 13.3 | 13.3 | CP20 | CP20 | Indicator lights, compact, 22 mm, round, plastic, blue, lens, smooth, with holder, Operating voltage 24 V AC/DC, screw terminal, with laser labeling, inscription or symbol Customer-specific selection with SIRIUS ACT configurator (CIN) | - | 0 | 0
3SU1201-6AB60-1AA0 |  | 3SU1201-6AB60-1AA0 | 1 | UN | 1 | 1 | A | D | N | N | 85369095 | 1 | 4011209945029 | 0.049 | KG | 12.35 | 12.35 | CP20 | CP20 | Indicator lights, compact, 22 mm, round, plastic, white, lens, smooth, with holder, Operating voltage 24 V AC/DC, screw terminal | Lista Papel 2020 SI | 0 | 0
3SU1201-6AB60-1AA0-Z | X90 | 3SU1201-6AB60-1AA0-ZX90 | 1 | UN | 1 | 5 | B | D | EAR99 | N | 85369095 | 50 |  | 0.019 | KG | 12.35 | 12.35 | CP20 | CP20 | Indicator lights, compact, 22 mm, round, plastic, white, lens, smooth, with holder, Operating voltage 24 V AC/DC, screw terminal, Z=50-unit packaging | - | 0 | 0
3SU1201-6AB60-1AA0-Z | Y10 | 3SU1201-6AB60-1AA0-ZY10 | 1 | UN | 1 | 10 | C | D | N | N | 85369095 | 1 |  | 0.019 | KG | 17.1 | 17.1 | CP20 | CP20 | Indicator lights, compact, 22 mm, round, plastic, white, lens, smooth, with holder, Operating voltage 24 V AC/DC, screw terminal, with laser labeling, upper case and lower case, always upper case at beginning of line | - | 0 | 0
3SU1201-6AB60-1AA0-Z | Y11 | 3SU1201-6AB60-1AA0-ZY11 | 1 | UN | 1 | 10 | C | D | N | N | 85369095 | 1 |  | 0.019 | KG | 17.1 | 17.1 | CP20 | CP20 | Indicator lights, compact, 22 mm, round, plastic, white, lens, smooth, with holder, Operating voltage 24 V AC/DC, screw terminal, with laser labeling, upper case | - | 0 | 0
3SU1201-6AB60-1AA0-Z | Y12 | 3SU1201-6AB60-1AA0-ZY12 | 1 | UN | 1 | 10 | C | D | N | N | 85369095 | 1 |  | 0.019 | KG | 17.1 | 17.1 | CP20 | CP20 | Indicator lights, compact, 22 mm, round, plastic, white, lens, smooth, with holder, Operating voltage 24 V AC/DC, screw terminal, with laser labeling, lower case | - | 0 | 0
3SU1201-6AB60-1AA0-Z | Y13 | 3SU1201-6AB60-1AA0-ZY13 | 1 | UN | 1 | 10 | C | D | N | N | 85369095 | 1 |  | 0.019 | KG | 17.1 | 17.1 | CP20 | CP20 | Indicator lights, compact, 22 mm, round, plastic, white, lens, smooth, with holder, Operating voltage 24 V AC/DC, screw terminal, with laser labeling, symbol number according to, ISO 7000 or IEC 60417 | - | 0 | 0
3SU1201-6AB60-1AA0-Z | Y15 | 3SU1201-6AB60-1AA0-ZY15 | 1 | UN | 1 | 10 | C | D | N | N | 85369095 | 1 |  | 0.019 | KG | 17.1 | 17.1 | CP20 | CP20 | Indicator lights, compact, 22 mm, round, plastic, white, lens, smooth, with holder, Operating voltage 24 V AC/DC, screw terminal, with laser labeling, upper case and lower case, always upper case at the beginning of the word | - | 0 | 0
3SU1201-6AB60-1AA0-Z | Y19 | 3SU1201-6AB60-1AA0-ZY19 | 1 | UN | 1 | 10 | C | D | N | N | 85369095 | 1 |  | 0.047 | KG | 13.3 | 13.3 | CP20 | CP20 | Indicator lights, compact, 22 mm, round, plastic, white, lens, smooth, with holder, Operating voltage 24 V AC/DC, screw terminal, with laser labeling, inscription or symbol Customer-specific selection with SIRIUS ACT configurator (CIN) | - | 0 | 0
3SU1201-6AB70-1AA0 |  | 3SU1201-6AB70-1AA0 | 1 | UN | 1 | 1 | A | D | N | N | 85369095 | 1 | 4011209945036 | 0.051 | KG | 12.35 | 12.35 | CP20 | CP20 | Indicator lights, compact, 22 mm, round, plastic, clear, lens, smooth, with holder, Operating voltage 24 V AC/DC, screw terminal | Lista Papel 2020 SI | 0 | 0
3SU1201-6AB70-1AA0-Z | X90 | 3SU1201-6AB70-1AA0-ZX90 | 1 | UN | 1 | 5 | B | D | EAR99 | N | 85369095 | 50 |  | 0.019 | KG | 12.35 | 12.35 | CP20 | CP20 | Indicator lights, compact, 22 mm, round, plastic, clear, lens, smooth, with holder, Operating voltage 24 V AC/DC, screw terminal, Z=50-unit packaging | - | 0 | 0
3SU1201-6AB70-1AA0-Z | Y10 | 3SU1201-6AB70-1AA0-ZY10 | 1 | UN | 1 | 10 | C | D | EAR99 | N | 85369095 | 1 |  | 0.019 | KG | 17.1 | 17.1 | CP20 | CP20 | Indicator lights, compact, 22 mm, round, plastic, clear, lens, smooth, with holder, Operating voltage 24 V AC/DC, screw terminal, with laser labeling, upper case and lower case, always upper case at beginning of line | - | 0 | 0
3SU1201-6AB70-1AA0-Z | Y11 | 3SU1201-6AB70-1AA0-ZY11 | 1 | UN | 1 | 10 | C | D | EAR99 | N | 85369095 | 1 |  | 0.019 | KG | 17.1 | 17.1 | CP20 | CP20 | Indicator lights, compact, 22 mm, round, plastic, clear, lens, smooth, with holder, Operating voltage 24 V AC/DC, screw terminal, with laser labeling, upper case | - | 0 | 0
3SU1201-6AB70-1AA0-Z | Y12 | 3SU1201-6AB70-1AA0-ZY12 | 1 | UN | 1 | 10 | C | D | EAR99 | N | 85369095 | 1 |  | 0.019 | KG | 17.1 | 17.1 | CP20 | CP20 | Indicator lights, compact, 22 mm, round, plastic, clear, lens, smooth, with holder, Operating voltage 24 V AC/DC, screw terminal, with laser labeling, lower case | - | 0 | 0
3SU1201-6AB70-1AA0-Z | Y13 | 3SU1201-6AB70-1AA0-ZY13 | 1 | UN | 1 | 10 | C | D | EAR99 | N | 85369095 | 1 |  | 0.019 | KG | 17.1 | 17.1 | CP20 | CP20 | Indicator lights, compact, 22 mm, round, plastic, clear, lens, smooth, with holder, Operating voltage 24 V AC/DC, screw terminal, with laser labeling, symbol number according to, ISO 7000 or IEC 60417 | - | 0 | 0
3SU1201-6AB70-1AA0-Z | Y15 | 3SU1201-6AB70-1AA0-ZY15 | 1 | UN | 1 | 10 | C | D | EAR99 | N | 85369095 | 1 |  | 0.019 | KG | 17.1 | 17.1 | CP20 | CP20 | Indicator lights, compact, 22 mm, round, plastic, clear, lens, smooth, with holder, Operating voltage 24 V AC/DC, screw terminal, with laser labeling, upper case and lower case, always upper case at the beginning of the word | - | 0 | 0
3SU1201-6AB70-1AA0-Z | Y19 | 3SU1201-6AB70-1AA0-ZY19 | 1 | UN | 1 | 10 | C | D | EAR99 | N | 85369095 | 1 |  | 0.019 | KG | 13.3 | 13.3 | CP20 | CP20 | Indicator lights, compact, 22 mm, round, plastic, clear, lens, smooth, with holder, Operating voltage 24 V AC/DC, screw terminal, with laser labeling, inscription or symbol Customer-specific selection with SIRIUS ACT configurator (CIN) | - | 0 | 0
3SU1201-6AC00-1AA0 |  | 3SU1201-6AC00-1AA0 | 1 | UN | 1 | 5 | B | D | N | N | 85369095 | 1 | 4011209945111 | 0.049 | KG | 16.72 | 16.72 | CP20 | CP20 | Indicator lights, compact, 22 mm, round, plastic, amber, lens, smooth, with holder, Operating voltage 110 V AC, screw terminal | Lista Papel 2020 SI | 0 | 0
3SU1201-6AC00-1AA0-Z | X90 | 3SU1201-6AC00-1AA0-ZX90 | 1 | UN | 1 | 5 | B | D | EAR99 | N | 85369095 | 50 |  | 0.019 | KG | 16.72 | 16.72 | CP20 | CP20 | Indicator lights, compact, 22 mm, round, plastic, amber, lens, smooth, with holder, Operating voltage 110 V AC, screw terminal, Z=50-unit packaging | - | 0 | 0
3SU1201-6AC00-1AA0-Z | Y10 | 3SU1201-6AC00-1AA0-ZY10 | 1 | UN | 1 | 10 | C | D | EAR99 | N | 85369095 | 1 |  | 0.019 | KG | 21.47 | 21.47 | CP20 | CP20 | Indicator lights, compact, 22 mm, round, plastic, amber, lens, smooth, with holder, Operating voltage 110 V AC, screw terminal, with laser labeling, upper case and lower case, always upper case at beginning of line | - | 0 | 0
3SU1201-6AC00-1AA0-Z | Y11 | 3SU1201-6AC00-1AA0-ZY11 | 1 | UN | 1 | 10 | C | D | EAR99 | N | 85369095 | 1 |  | 0.019 | KG | 21.47 | 21.47 | CP20 | CP20 | Indicator lights, compact, 22 mm, round, plastic, amber, lens, smooth, with holder, Operating voltage 110 V AC, screw terminal, with laser labeling, upper case | - | 0 | 0
3SU1201-6AC00-1AA0-Z | Y12 | 3SU1201-6AC00-1AA0-ZY12 | 1 | UN | 1 | 10 | C | D | EAR99 | N | 85369095 | 1 |  | 0.019 | KG | 21.47 | 21.47 | CP20 | CP20 | Indicator lights, compact, 22 mm, round, plastic, amber, lens, smooth, with holder, Operating voltage 110 V AC, screw terminal, with laser labeling, lower case | - | 0 | 0
3SU1201-6AC00-1AA0-Z | Y13 | 3SU1201-6AC00-1AA0-ZY13 | 1 | UN | 1 | 10 | C | D | EAR99 | N | 85369095 | 1 |  | 0.019 | KG | 21.47 | 21.47 | CP20 | CP20 | Indicator lights, compact, 22 mm, round, plastic, amber, lens, smooth, with holder, Operating voltage 110 V AC, screw terminal, with laser labeling, symbol number according to, ISO 7000 or IEC 60417 | - | 0 | 0
3SU1201-6AC00-1AA0-Z | Y15 | 3SU1201-6AC00-1AA0-ZY15 | 1 | UN | 1 | 10 | C | D | EAR99 | N | 85369095 | 1 |  | 0.019 | KG | 21.47 | 21.47 | CP20 | CP20 | Indicator lights, compact, 22 mm, round, plastic, amber, lens, smooth, with holder, Operating voltage 110 V AC, screw terminal, with laser labeling, upper case and lower case, always upper case at the beginning of the word | - | 0 | 0
3SU1201-6AC00-1AA0-Z | Y19 | 3SU1201-6AC00-1AA0-ZY19 | 1 | UN | 1 | 10 | C | D | EAR99 | N | 85369095 | 1 |  | 0.019 | KG | 17.67 | 17.67 | CP20 | CP20 | Indicator lights, compact, 22 mm, round, plastic, amber, lens, smooth, with holder, Operating voltage 110 V AC, screw terminal, with laser labeling, inscription or symbol Customer-specific selection with SIRIUS ACT configurator (CIN) | - | 0 | 0
3SU1201-6AC20-1AA0 |  | 3SU1201-6AC20-1AA0 | 1 | UN | 1 | 3 | B | D | N | N | 85369095 | 1 | 4011209945067 | 0.051 | KG | 16.72 | 16.72 | CP20 | CP20 | Indicator lights, compact, 22 mm, round, plastic, red, lens, smooth, with holder, Operating voltage 110 V AC, screw terminal | Lista Papel 2020 SI | 0 | 0
3SU1201-6AC20-1AA0-Z | X90 | 3SU1201-6AC20-1AA0-ZX90 | 1 | UN | 1 | 5 | B | D | EAR99 | N | 85369095 | 50 |  | 0.019 | KG | 16.72 | 16.72 | CP20 | CP20 | Indicator lights, compact, 22 mm, round, plastic, red, lens, smooth, with holder, Operating voltage 110 V AC, screw terminal, Z=50-unit packaging | - | 0 | 0
3SU1201-6AC20-1AA0-Z | Y10 | 3SU1201-6AC20-1AA0-ZY10 | 1 | UN | 1 | 10 | C | D | EAR99 | N | 85369095 | 1 |  | 0.019 | KG | 21.47 | 21.47 | CP20 | CP20 | Indicator lights, compact, 22 mm, round, plastic, red, lens, smooth, with holder, Operating voltage 110 V AC, screw terminal, with laser labeling, upper case and lower case, always upper case at beginning of line | - | 0 | 0
3SU1201-6AC20-1AA0-Z | Y11 | 3SU1201-6AC20-1AA0-ZY11 | 1 | UN | 1 | 10 | C | D | EAR99 | N | 85369095 | 1 |  | 0.019 | KG | 21.47 | 21.47 | CP20 | CP20 | Indicator lights, compact, 22 mm, round, plastic, red, lens, smooth, with holder, Operating voltage 110 V AC, screw terminal, with laser labeling, upper case | - | 0 | 0
3SU1201-6AC20-1AA0-Z | Y12 | 3SU1201-6AC20-1AA0-ZY12 | 1 | UN | 1 | 10 | C | D | EAR99 | N | 85369095 | 1 |  | 0.019 | KG | 21.47 | 21.47 | CP20 | CP20 | Indicator lights, compact, 22 mm, round, plastic, red, lens, smooth, with holder, Operating voltage 110 V AC, screw terminal, with laser labeling, lower case | - | 0 | 0
3SU1201-6AC20-1AA0-Z | Y13 | 3SU1201-6AC20-1AA0-ZY13 | 1 | UN | 1 | 10 | C | D | EAR99 | N | 85369095 | 1 |  | 0.019 | KG | 21.47 | 21.47 | CP20 | CP20 | Indicator lights, compact, 22 mm, round, plastic, red, lens, smooth, with holder, Operating voltage 110 V AC, screw terminal, with laser labeling, symbol number according to, ISO 7000 or IEC 60417 | - | 0 | 0
3SU1201-6AC20-1AA0-Z | Y15 | 3SU1201-6AC20-1AA0-ZY15 | 1 | UN | 1 | 10 | C | D | EAR99 | N | 85369095 | 1 |  | 0.019 | KG | 21.47 | 21.47 | CP20 | CP20 | Indicator lights, compact, 22 mm, round, plastic, red, lens, smooth, with holder, Operating voltage 110 V AC, screw terminal, with laser labeling, upper case and lower case, always upper case at the beginning of the word | - | 0 | 0
3SU1201-6AC20-1AA0-Z | Y19 | 3SU1201-6AC20-1AA0-ZY19 | 1 | UN | 1 | 10 | C | D | EAR99 | N | 85369095 | 1 |  | 0.019 | KG | 17.67 | 17.67 | CP20 | CP20 | Indicator lights, compact, 22 mm, round, plastic, red, lens, smooth, with holder, Operating voltage 110 V AC, screw terminal, with laser labeling, inscription or symbol Customer-specific selection with SIRIUS ACT configurator (CIN) | - | 0 | 0
3SU1201-6AC24-1AA0 |  | 3SU1201-6AC24-1AA0 | 1 | UN | 1 | 1 | A | D | N | N | 85369095 | 1 | 4011209946507 | 0.052 | KG | 22.42 | 22.42 | CP20 | CP20 | Indicator light with glow lamp, compact, 22 mm, round, plastic, clear with red-green-yellow LED, Lens smooth, with holder, Operating voltage 110 V AC, screw terminal | - | 0 | 0
3SU1201-6AC24-1AA0-Z | X90 | 3SU1201-6AC24-1AA0-ZX90 | 1 | UN | 1 | 5 | B | D | EAR99 | N | 85369095 | 50 |  | 0.019 | KG | 22.42 | 22.42 | CP20 | CP20 | Indicator light with glow lamp compact, 22 mm, round, plastic, clear with red-green-yellow LED, Lens smooth, with holder, Operating voltage 110 V AC, screw terminal, Z=50-unit packaging | - | 0 | 0
3SU1201-6AC24-1AA0-Z | Y10 | 3SU1201-6AC24-1AA0-ZY10 | 1 | UN | 1 | 10 | C | D | EAR99 | N | 85369095 | 1 |  | 0.019 | KG | 27.17 | 27.17 | CP20 | CP20 | Indicator light with LED lamp compact, 22 mm, round, plastic, clear with red-green-yellow LED, Lens smooth, with holder, Operating voltage 110 V AC, screw terminal, with laser labeling, upper case and lower case, always upper case at beginning of line | - | 0 | 0
3SU1201-6AC24-1AA0-Z | Y11 | 3SU1201-6AC24-1AA0-ZY11 | 1 | UN | 1 | 10 | C | D | EAR99 | N | 85369095 | 1 |  | 0.019 | KG | 27.17 | 27.17 | CP20 | CP20 | Indicator light with LED lamp compact, 22 mm, round, plastic, clear with red-green-yellow LED, Lens smooth, with holder, Operating voltage 110 V AC, screw terminal, with laser labeling, upper case | - | 0 | 0
3SU1201-6AC24-1AA0-Z | Y12 | 3SU1201-6AC24-1AA0-ZY12 | 1 | UN | 1 | 10 | C | D | EAR99 | N | 85369095 | 1 |  | 0.019 | KG | 27.17 | 27.17 | CP20 | CP20 | Indicator light with LED lamp compact, 22 mm, round, plastic, clear with red-green-yellow LED, Lens smooth, with holder, Operating voltage 110 V AC, screw terminal, with laser labeling, lower case | - | 0 | 0
3SU1201-6AC24-1AA0-Z | Y13 | 3SU1201-6AC24-1AA0-ZY13 | 1 | UN | 1 | 10 | C | D | EAR99 | N | 85369095 | 1 |  | 0.019 | KG | 27.17 | 27.17 | CP20 | CP20 | Indicator light with LED lamp compact, 22 mm, round, plastic, clear with red-green-yellow LED, Lens smooth, with holder, Operating voltage 110 V AC, screw terminal, with laser labeling, symbol number according to ISO7000 or IEC60417 | - | 0 | 0
3SU1201-6AC24-1AA0-Z | Y15 | 3SU1201-6AC24-1AA0-ZY15 | 1 | UN | 1 | 10 | C | D | EAR99 | N | 85369095 | 1 |  | 0.019 | KG | 27.17 | 27.17 | CP20 | CP20 | Indicator light with LED lamp compact, 22 mm, round, plastic, clear with red-green-yellow LED, Lens smooth, with holder, Operating voltage 110 V AC, screw terminal, with laser labeling, upper case and lower case, always upper case at the beginning of the word | - | 0 | 0
3SU1201-6AC24-1AA0-Z | Y19 | 3SU1201-6AC24-1AA0-ZY19 | 1 | UN | 1 | 10 | C | D | EAR99 | N | 85369095 | 1 |  | 0.019 | KG | 23.37 | 23.37 | CP20 | CP20 | Indicator light with LED lamp compact, 22 mm, round, plastic, clear with red-green-yellow LED, Lens smooth, with holder, Operating voltage 110 V AC, screw terminal, with laser labeling, inscription or symbol, Customer-specific selection with SIRIUS ACT configurator (CIN) | - | 0 | 0
3SU1201-6AC30-1AA0 |  | 3SU1201-6AC30-1AA0 | 1 | UN | 1 | 3 | B | D | N | N | 85369095 | 1 | 4011209945050 | 0.049 | KG | 16.72 | 16.72 | CP20 | CP20 | Indicator lights, compact, 22 mm, round, plastic, yellow, lens, smooth, with holder, Operating voltage 110 V AC, screw terminal | Lista Papel 2020 SI | 0 | 0
3SU1201-6AC30-1AA0-Z | X90 | 3SU1201-6AC30-1AA0-ZX90 | 1 | UN | 1 | 5 | B | D | EAR99 | N | 85369095 | 50 |  | 0.019 | KG | 16.72 | 16.72 | CP20 | CP20 | Indicator lights, compact, 22 mm, round, plastic, yellow, lens, smooth, with holder, Operating voltage 110 V AC, screw terminal, Z=50-unit packaging | - | 0 | 0
3SU1201-6AC30-1AA0-Z | Y10 | 3SU1201-6AC30-1AA0-ZY10 | 1 | UN | 1 | 10 | C | D | EAR99 | N | 85369095 | 1 |  | 0.019 | KG | 21.47 | 21.47 | CP20 | CP20 | Indicator lights, compact, 22 mm, round, plastic, yellow, lens, smooth, with holder, Operating voltage 110 V AC, screw terminal, with laser labeling, upper case and lower case, always upper case at beginning of line | - | 0 | 0
3SU1201-6AC30-1AA0-Z | Y11 | 3SU1201-6AC30-1AA0-ZY11 | 1 | UN | 1 | 10 | C | D | EAR99 | N | 85369095 | 1 |  | 0.019 | KG | 21.47 | 21.47 | CP20 | CP20 | Indicator lights, compact, 22 mm, round, plastic, yellow, lens, smooth, with holder, Operating voltage 110 V AC, screw terminal, with laser labeling, upper case | - | 0 | 0
3SU1201-6AC30-1AA0-Z | Y12 | 3SU1201-6AC30-1AA0-ZY12 | 1 | UN | 1 | 10 | C | D | EAR99 | N | 85369095 | 1 |  | 0.019 | KG | 21.47 | 21.47 | CP20 | CP20 | Indicator lights, compact, 22 mm, round, plastic, yellow, lens, smooth, with holder, Operating voltage 110 V AC, screw terminal, with laser labeling, lower case | - | 0 | 0
3SU1201-6AC30-1AA0-Z | Y13 | 3SU1201-6AC30-1AA0-ZY13 | 1 | UN | 1 | 10 | C | D | EAR99 | N | 85369095 | 1 |  | 0.019 | KG | 21.47 | 21.47 | CP20 | CP20 | Indicator lights, compact, 22 mm, round, plastic, yellow, lens, smooth, with holder, Operating voltage 110 V AC, screw terminal, with laser labeling, symbol number according to, ISO 7000 or IEC 60417 | - | 0 | 0
3SU1201-6AC30-1AA0-Z | Y15 | 3SU1201-6AC30-1AA0-ZY15 | 1 | UN | 1 | 10 | C | D | EAR99 | N | 85369095 | 1 |  | 0.019 | KG | 21.47 | 21.47 | CP20 | CP20 | Indicator lights, compact, 22 mm, round, plastic, yellow, lens, smooth, with holder, Operating voltage 110 V AC, screw terminal, with laser labeling, upper case and lower case, always upper case at the beginning of the word | - | 0 | 0
3SU1201-6AC30-1AA0-Z | Y19 | 3SU1201-6AC30-1AA0-ZY19 | 1 | UN | 1 | 10 | C | D | EAR99 | N | 85369095 | 1 |  | 0.019 | KG | 17.67 | 17.67 | CP20 | CP20 | Indicator lights, compact, 22 mm, round, plastic, yellow, lens, smooth, with holder, Operating voltage 110 V AC, screw terminal, with laser labeling, inscription or symbol Customer-specific selection with SIRIUS ACT configurator (CIN) | - | 0 | 0
3SU1201-6AC40-1AA0 |  | 3SU1201-6AC40-1AA0 | 1 | UN | 1 | 3 | B | D | N | N | 85369095 | 1 | 4011209945074 | 0.048 | KG | 16.72 | 16.72 | CP20 | CP20 | Indicator lights, compact, 22 mm, round, plastic, green, lens, smooth, with holder, Operating voltage 110 V AC, screw terminal | Lista Papel 2020 SI | 0 | 0
3SU1201-6AC40-1AA0-Z | X90 | 3SU1201-6AC40-1AA0-ZX90 | 1 | UN | 1 | 5 | B | D | EAR99 | N | 85369095 | 50 |  | 0.019 | KG | 16.72 | 16.72 | CP20 | CP20 | Indicator lights, compact, 22 mm, round, plastic, green, lens, smooth, with holder, Operating voltage 110 V AC, screw terminal, Z=50-unit packaging | - | 0 | 0
3SU1201-6AC40-1AA0-Z | Y10 | 3SU1201-6AC40-1AA0-ZY10 | 1 | UN | 1 | 10 | C | D | N | N | 85369095 | 1 |  | 0.019 | KG | 21.47 | 21.47 | CP20 | CP20 | Indicator lights, compact, 22 mm, round, plastic, green, lens, smooth, with holder, Operating voltage 110 V AC, screw terminal, with laser labeling, upper case and lower case, always upper case at beginning of line | - | 0 | 0
3SU1201-6AC40-1AA0-Z | Y11 | 3SU1201-6AC40-1AA0-ZY11 | 1 | UN | 1 | 10 | C | D | N | N | 85369095 | 1 |  | 0.05 | KG | 21.47 | 21.47 | CP20 | CP20 | Indicator lights, compact, 22 mm, round, plastic, green, lens, smooth, with holder, Operating voltage 110 V AC, screw terminal, with laser labeling, upper case | - | 0 | 0
3SU1201-6AC40-1AA0-Z | Y12 | 3SU1201-6AC40-1AA0-ZY12 | 1 | UN | 1 | 10 | C | D | N | N | 85369095 | 1 |  | 0.019 | KG | 21.47 | 21.47 | CP20 | CP20 | Indicator lights, compact, 22 mm, round, plastic, green, lens, smooth, with holder, Operating voltage 110 V AC, screw terminal, with laser labeling, lower case | - | 0 | 0
3SU1201-6AC40-1AA0-Z | Y13 | 3SU1201-6AC40-1AA0-ZY13 | 1 | UN | 1 | 10 | C | D | N | N | 85369095 | 1 |  | 0.019 | KG | 21.47 | 21.47 | CP20 | CP20 | Indicator lights, compact, 22 mm, round, plastic, green, lens, smooth, with holder, Operating voltage 110 V AC, screw terminal, with laser labeling, symbol number according to, ISO 7000 or IEC 60417 | - | 0 | 0
3SU1201-6AC40-1AA0-Z | Y15 | 3SU1201-6AC40-1AA0-ZY15 | 1 | UN | 1 | 10 | C | D | N | N | 85369095 | 1 |  | 0.019 | KG | 21.47 | 21.47 | CP20 | CP20 | Indicator lights, compact, 22 mm, round, plastic, green, lens, smooth, with holder, Operating voltage 110 V AC, screw terminal, with laser labeling, upper case and lower case, always upper case at the beginning of the word | - | 0 | 0
3SU1201-6AC40-1AA0-Z | Y19 | 3SU1201-6AC40-1AA0-ZY19 | 1 | UN | 1 | 10 | C | D | N | N | 85369095 | 1 |  | 0.019 | KG | 17.67 | 17.67 | CP20 | CP20 | Indicator lights, compact, 22 mm, round, plastic, green, lens, smooth, with holder, Operating voltage 110 V AC, screw terminal, with laser labeling, inscription or symbol Customer-specific selection with SIRIUS ACT configurator (CIN) | - | 0 | 0
3SU1201-6AC50-1AA0 |  | 3SU1201-6AC50-1AA0 | 1 | UN | 1 | 5 | B | D | N | N | 85369095 | 1 | 4011209945081 | 0.051 | KG | 16.72 | 16.72 | CP20 | CP20 | Indicator lights, compact, 22 mm, round, plastic, blue, lens, smooth, with holder, Operating voltage 110 V AC, screw terminal | Lista Papel 2020 SI | 0 | 0
3SU1201-6AC50-1AA0-Z | X90 | 3SU1201-6AC50-1AA0-ZX90 | 1 | UN | 1 | 5 | B | D | EAR99 | N | 85369095 | 50 |  | 0.019 | KG | 16.72 | 16.72 | CP20 | CP20 | Indicator lights, compact, 22 mm, round, plastic, blue, lens, smooth, with holder, Operating voltage 110 V AC, screw terminal, Z=50-unit packaging | - | 0 | 0
3SU1201-6AC50-1AA0-Z | Y10 | 3SU1201-6AC50-1AA0-ZY10 | 1 | UN | 1 | 10 | C | D | EAR99 | N | 85369095 | 1 |  | 0.019 | KG | 21.47 | 21.47 | CP20 | CP20 | Indicator lights, compact, 22 mm, round, plastic, blue, lens, smooth, with holder, Operating voltage 110 V AC, screw terminal, with laser labeling, upper case and lower case, always upper case at beginning of line | - | 0 | 0
3SU1201-6AC50-1AA0-Z | Y11 | 3SU1201-6AC50-1AA0-ZY11 | 1 | UN | 1 | 10 | C | D | EAR99 | N | 85369095 | 1 |  | 0.019 | KG | 21.47 | 21.47 | CP20 | CP20 | Indicator lights, compact, 22 mm, round, plastic, blue, lens, smooth, with holder, Operating voltage 110 V AC, screw terminal, with laser labeling, upper case | - | 0 | 0
3SU1201-6AC50-1AA0-Z | Y12 | 3SU1201-6AC50-1AA0-ZY12 | 1 | UN | 1 | 10 | C | D | EAR99 | N | 85369095 | 1 |  | 0.019 | KG | 21.47 | 21.47 | CP20 | CP20 | Indicator lights, compact, 22 mm, round, plastic, blue, lens, smooth, with holder, Operating voltage 110 V AC, screw terminal, with laser labeling, lower case | - | 0 | 0
3SU1201-6AC50-1AA0-Z | Y13 | 3SU1201-6AC50-1AA0-ZY13 | 1 | UN | 1 | 10 | C | D | EAR99 | N | 85369095 | 1 |  | 0.019 | KG | 21.47 | 21.47 | CP20 | CP20 | Indicator lights, compact, 22 mm, round, plastic, blue, lens, smooth, with holder, Operating voltage 110 V AC, screw terminal, with laser labeling, symbol number according to, ISO 7000 or IEC 60417 | - | 0 | 0
3SU1201-6AC50-1AA0-Z | Y15 | 3SU1201-6AC50-1AA0-ZY15 | 1 | UN | 1 | 10 | C | D | EAR99 | N | 85369095 | 1 |  | 0.019 | KG | 21.47 | 21.47 | CP20 | CP20 | Indicator lights, compact, 22 mm, round, plastic, blue, lens, smooth, with holder, Operating voltage 110 V AC, screw terminal, with laser labeling, upper case and lower case, always upper case at the beginning of the word | - | 0 | 0
3SU1201-6AC50-1AA0-Z | Y19 | 3SU1201-6AC50-1AA0-ZY19 | 1 | UN | 1 | 10 | C | D | EAR99 | N | 85369095 | 1 |  | 0.019 | KG | 17.67 | 17.67 | CP20 | CP20 | Indicator lights, compact, 22 mm, round, plastic, blue, lens, smooth, with holder, Operating voltage 110 V AC, screw terminal, with laser labeling, inscription or symbol Customer-specific selection with SIRIUS ACT configurator (CIN) | - | 0 | 0
3SU1201-6AC60-1AA0 |  | 3SU1201-6AC60-1AA0 | 1 | UN | 1 | 3 | B | D | N | N | 85369095 | 1 | 4011209945098 | 0.049 | KG | 16.72 | 16.72 | CP20 | CP20 | Indicator lights, compact, 22 mm, round, plastic, white, lens, smooth, with holder, Operating voltage 110 V AC, screw terminal | Lista Papel 2020 SI | 0 | 0
3SU1201-6AC60-1AA0-Z | X90 | 3SU1201-6AC60-1AA0-ZX90 | 1 | UN | 1 | 5 | B | D | EAR99 | N | 85369095 | 50 |  | 0.019 | KG | 16.72 | 16.72 | CP20 | CP20 | Indicator lights, compact, 22 mm, round, plastic, white, lens, smooth, with holder, Operating voltage 110 V AC, screw terminal, Z=50-unit packaging | - | 0 | 0
3SU1201-6AC60-1AA0-Z | Y10 | 3SU1201-6AC60-1AA0-ZY10 | 1 | UN | 1 | 10 | C | D | EAR99 | N | 85369095 | 1 |  | 0.019 | KG | 21.47 | 21.47 | CP20 | CP20 | Indicator lights, compact, 22 mm, round, plastic, white, lens, smooth, with holder, Operating voltage 110 V AC, screw terminal, with laser labeling, upper case and lower case, always upper case at beginning of line | - | 0 | 0
3SU1201-6AC60-1AA0-Z | Y11 | 3SU1201-6AC60-1AA0-ZY11 | 1 | UN | 1 | 10 | C | D | EAR99 | N | 85369095 | 1 |  | 0.019 | KG | 21.47 | 21.47 | CP20 | CP20 | Indicator lights, compact, 22 mm, round, plastic, white, lens, smooth, with holder, Operating voltage 110 V AC, screw terminal, with laser labeling, upper case | - | 0 | 0
3SU1201-6AC60-1AA0-Z | Y12 | 3SU1201-6AC60-1AA0-ZY12 | 1 | UN | 1 | 10 | C | D | EAR99 | N | 85369095 | 1 |  | 0.019 | KG | 21.47 | 21.47 | CP20 | CP20 | Indicator lights, compact, 22 mm, round, plastic, white, lens, smooth, with holder, Operating voltage 110 V AC, screw terminal, with laser labeling, lower case | - | 0 | 0
3SU1201-6AC60-1AA0-Z | Y13 | 3SU1201-6AC60-1AA0-ZY13 | 1 | UN | 1 | 10 | C | D | EAR99 | N | 85369095 | 1 |  | 0.019 | KG | 21.47 | 21.47 | CP20 | CP20 | Indicator lights, compact, 22 mm, round, plastic, white, lens, smooth, with holder, Operating voltage 110 V AC, screw terminal, with laser labeling, symbol number according to, ISO 7000 or IEC 60417 | - | 0 | 0
3SU1201-6AC60-1AA0-Z | Y15 | 3SU1201-6AC60-1AA0-ZY15 | 1 | UN | 1 | 10 | C | D | EAR99 | N | 85369095 | 1 |  | 0.019 | KG | 21.47 | 21.47 | CP20 | CP20 | Indicator lights, compact, 22 mm, round, plastic, white, lens, smooth, with holder, Operating voltage 110 V AC, screw terminal, with laser labeling, upper case and lower case, always upper case at the beginning of the word | - | 0 | 0
3SU1201-6AC60-1AA0-Z | Y19 | 3SU1201-6AC60-1AA0-ZY19 | 1 | UN | 1 | 10 | C | D | EAR99 | N | 85369095 | 1 |  | 0.019 | KG | 17.67 | 17.67 | CP20 | CP20 | Indicator lights, compact, 22 mm, round, plastic, white, lens, smooth, with holder, Operating voltage 110 V AC, screw terminal, with laser labeling, inscription or symbol Customer-specific selection with SIRIUS ACT configurator (CIN) | - | 0 | 0
3SU1201-6AC70-1AA0 |  | 3SU1201-6AC70-1AA0 | 1 | UN | 1 | 5 | B | D | N | N | 85369095 | 1 | 4011209945104 | 0.049 | KG | 16.72 | 16.72 | CP20 | CP20 | Indicator lights, compact, 22 mm, round, plastic, clear, lens, smooth, with holder, Operating voltage 110 V AC, screw terminal | Lista Papel 2020 SI | 0 | 0
3SU1201-6AC70-1AA0-Z | X90 | 3SU1201-6AC70-1AA0-ZX90 | 1 | UN | 1 | 5 | B | D | EAR99 | N | 85369095 | 50 |  | 0.019 | KG | 16.72 | 16.72 | CP20 | CP20 | Indicator lights, compact, 22 mm, round, plastic, clear, lens, smooth, with holder, Operating voltage 110 V AC, screw terminal, Z=50-unit packaging | - | 0 | 0
3SU1201-6AC70-1AA0-Z | Y10 | 3SU1201-6AC70-1AA0-ZY10 | 1 | UN | 1 | 10 | C | D | EAR99 | N | 85369095 | 1 |  | 0.019 | KG | 21.47 | 21.47 | CP20 | CP20 | Indicator lights, compact, 22 mm, round, plastic, clear, lens, smooth, with holder, Operating voltage 110 V AC, screw terminal, with laser labeling, upper case and lower case, always upper case at beginning of line | - | 0 | 0
3SU1201-6AC70-1AA0-Z | Y11 | 3SU1201-6AC70-1AA0-ZY11 | 1 | UN | 1 | 10 | C | D | EAR99 | N | 85369095 | 1 |  | 0.019 | KG | 21.47 | 21.47 | CP20 | CP20 | Indicator lights, compact, 22 mm, round, plastic, clear, lens, smooth, with holder, Operating voltage 110 V AC, screw terminal, with laser labeling, upper case | - | 0 | 0
3SU1201-6AC70-1AA0-Z | Y12 | 3SU1201-6AC70-1AA0-ZY12 | 1 | UN | 1 | 10 | C | D | EAR99 | N | 85369095 | 1 |  | 0.019 | KG | 21.47 | 21.47 | CP20 | CP20 | Indicator lights, compact, 22 mm, round, plastic, clear, lens, smooth, with holder, Operating voltage 110 V AC, screw terminal, with laser labeling, lower case | - | 0 | 0
3SU1201-6AC70-1AA0-Z | Y13 | 3SU1201-6AC70-1AA0-ZY13 | 1 | UN | 1 | 10 | C | D | EAR99 | N | 85369095 | 1 |  | 0.019 | KG | 21.47 | 21.47 | CP20 | CP20 | Indicator lights, compact, 22 mm, round, plastic, clear, lens, smooth, with holder, Operating voltage 110 V AC, screw terminal, with laser labeling, symbol number according to, ISO 7000 or IEC 60417 | - | 0 | 0
3SU1201-6AC70-1AA0-Z | Y15 | 3SU1201-6AC70-1AA0-ZY15 | 1 | UN | 1 | 10 | C | D | EAR99 | N | 85369095 | 1 |  | 0.019 | KG | 21.47 | 21.47 | CP20 | CP20 | Indicator lights, compact, 22 mm, round, plastic, clear, lens, smooth, with holder, Operating voltage 110 V AC, screw terminal, with laser labeling, upper case and lower case, always upper case at the beginning of the word | - | 0 | 0
3SU1201-6AC70-1AA0-Z | Y19 | 3SU1201-6AC70-1AA0-ZY19 | 1 | UN | 1 | 10 | C | D | EAR99 | N | 85369095 | 1 |  | 0.019 | KG | 17.67 | 17.67 | CP20 | CP20 | Indicator lights, compact, 22 mm, round, plastic, clear, lens, smooth, with holder, Operating voltage 110 V AC, screw terminal, with laser labeling, inscription or symbol Customer-specific selection with SIRIUS ACT configurator (CIN) | - | 0 | 0
3SU1201-6AF00-1AA0 |  | 3SU1201-6AF00-1AA0 | 1 | UN | 1 | 5 | B | D | N | N | 85369095 | 1 | 4011209945180 | 0.049 | KG | 14.92 | 14.92 | CP20 | CP20 | Indicator lights, compact, 22 mm, round, plastic, amber, lens, smooth, with holder, Operating voltage 230 V AC, screw terminal | Lista Papel 2020 SI | 0 | 0
3SU1201-6AF00-1AA0-Z | X90 | 3SU1201-6AF00-1AA0-ZX90 | 1 | UN | 1 | 5 | B | D | EAR99 | N | 85369095 | 50 |  | 0.019 | KG | 14.92 | 14.92 | CP20 | CP20 | Indicator lights, compact, 22 mm, round, plastic, amber, lens, smooth, with holder, Operating voltage 230 V AC, screw terminal, Z=50-unit packaging | - | 0 | 0
3SU1201-6AF00-1AA0-Z | Y10 | 3SU1201-6AF00-1AA0-ZY10 | 1 | UN | 1 | 10 | C | D | N | N | 85318070 | 1 |  | 0.019 | KG | 19.67 | 19.67 | CP20 | CP20 | Indicator lights, compact, 22 mm, round, plastic, amber, lens, smooth, with holder, Operating voltage 230 V AC, screw terminal, with laser labeling, upper case and lower case, always upper case at beginning of line | - | 0 | 0
3SU1201-6AF00-1AA0-Z | Y11 | 3SU1201-6AF00-1AA0-ZY11 | 1 | UN | 1 | 10 | C | D | N | N | 85318070 | 1 |  | 0.019 | KG | 19.67 | 19.67 | CP20 | CP20 | Indicator lights, compact, 22 mm, round, plastic, amber, lens, smooth, with holder, Operating voltage 230 V AC, screw terminal, with laser labeling, upper case | - | 0 | 0
3SU1201-6AF00-1AA0-Z | Y12 | 3SU1201-6AF00-1AA0-ZY12 | 1 | UN | 1 | 10 | C | D | N | N | 85318070 | 1 |  | 0.019 | KG | 19.67 | 19.67 | CP20 | CP20 | Indicator lights, compact, 22 mm, round, plastic, amber, lens, smooth, with holder, Operating voltage 230 V AC, screw terminal, with laser labeling, lower case | - | 0 | 0
3SU1201-6AF00-1AA0-Z | Y13 | 3SU1201-6AF00-1AA0-ZY13 | 1 | UN | 1 | 10 | C | D | N | N | 85318070 | 1 |  | 0.019 | KG | 19.67 | 19.67 | CP20 | CP20 | Indicator lights, compact, 22 mm, round, plastic, amber, lens, smooth, with holder, Operating voltage 230 V AC, screw terminal, with laser labeling, symbol number according to, ISO 7000 or IEC 60417 | - | 0 | 0
3SU1201-6AF00-1AA0-Z | Y15 | 3SU1201-6AF00-1AA0-ZY15 | 1 | UN | 1 | 10 | C | D | N | N | 85318070 | 1 |  | 0.019 | KG | 19.67 | 19.67 | CP20 | CP20 | Indicator lights, compact, 22 mm, round, plastic, amber, lens, smooth, with holder, Operating voltage 230 V AC, screw terminal, with laser labeling, upper case and lower case, always upper case at the beginning of the word | - | 0 | 0
3SU1201-6AF00-1AA0-Z | Y19 | 3SU1201-6AF00-1AA0-ZY19 | 1 | UN | 1 | 10 | C | D | N | N | 85318070 | 1 |  | 0.05 | KG | 15.87 | 15.87 | CP20 | CP20 | Indicator lights, compact, 22 mm, round, plastic, amber, lens, smooth, with holder, Operating voltage 230 V AC, screw terminal, with laser labeling, inscription or symbol Customer-specific selection with SIRIUS ACT configurator (CIN) | - | 0 | 0
3SU1201-6AF20-1AA0 |  | 3SU1201-6AF20-1AA0 | 1 | UN | 1 | 3 | B | D | N | N | 85369095 | 1 | 4011209945135 | 0.048 | KG | 14.92 | 14.92 | CP20 | CP20 | Indicator lights, compact, 22 mm, round, plastic, red, lens, smooth, with holder, Operating voltage 230 V AC, screw terminal | Lista Papel 2020 SI | 0 | 0
3SU1201-6AF20-1AA0-Z | X90 | 3SU1201-6AF20-1AA0-ZX90 | 1 | UN | 1 | 5 | B | D | EAR99 | N | 85369095 | 50 |  | 0.019 | KG | 14.92 | 14.92 | CP20 | CP20 | Indicator lights, compact, 22 mm, round, plastic, red, lens, smooth, with holder, Operating voltage 230 V AC, screw terminal, Z=50-unit packaging | - | 0 | 0
3SU1201-6AF20-1AA0-Z | Y10 | 3SU1201-6AF20-1AA0-ZY10 | 1 | UN | 1 | 10 | C | D | N | N | 85369095 | 1 |  | 0.019 | KG | 19.67 | 19.67 | CP20 | CP20 | Indicator lights, compact, 22 mm, round, plastic, red, lens, smooth, with holder, Operating voltage 230 V AC, screw terminal, with laser labeling, upper case and lower case, always upper case at beginning of line | - | 0 | 0
3SU1201-6AF20-1AA0-Z | Y11 | 3SU1201-6AF20-1AA0-ZY11 | 1 | UN | 1 | 10 | C | D | N | N | 85369095 | 1 |  | 0.019 | KG | 19.67 | 19.67 | CP20 | CP20 | Indicator lights, compact, 22 mm, round, plastic, red, lens, smooth, with holder, Operating voltage 230 V AC, screw terminal, with laser labeling, upper case | - | 0 | 0
3SU1201-6AF20-1AA0-Z | Y12 | 3SU1201-6AF20-1AA0-ZY12 | 1 | UN | 1 | 10 | C | D | N | N | 85369095 | 1 |  | 0.019 | KG | 19.67 | 19.67 | CP20 | CP20 | Indicator lights, compact, 22 mm, round, plastic, red, lens, smooth, with holder, Operating voltage 230 V AC, screw terminal, with laser labeling, lower case | - | 0 | 0
3SU1201-6AF20-1AA0-Z | Y13 | 3SU1201-6AF20-1AA0-ZY13 | 1 | UN | 1 | 10 | C | D | N | N | 85369095 | 1 |  | 0.019 | KG | 19.67 | 19.67 | CP20 | CP20 | Indicator lights, compact, 22 mm, round, plastic, red, lens, smooth, with holder, Operating voltage 230 V AC, screw terminal, with laser labeling, symbol number according to, ISO 7000 or IEC 60417 | - | 0 | 0
3SU1201-6AF20-1AA0-Z | Y15 | 3SU1201-6AF20-1AA0-ZY15 | 1 | UN | 1 | 10 | C | D | N | N | 85369095 | 1 |  | 0.019 | KG | 19.67 | 19.67 | CP20 | CP20 | Indicator lights, compact, 22 mm, round, plastic, red, lens, smooth, with holder, Operating voltage 230 V AC, screw terminal, with laser labeling, upper case and lower case, always upper case at the beginning of the word | - | 0 | 0
3SU1201-6AF20-1AA0-Z | Y19 | 3SU1201-6AF20-1AA0-ZY19 | 1 | UN | 1 | 10 | C | D | N | N | 85369095 | 1 |  | 0.054 | KG | 15.87 | 15.87 | CP20 | CP20 | Indicator lights, compact, 22 mm, round, plastic, red, lens, smooth, with holder, Operating voltage 230 V AC, screw terminal, with laser labeling, inscription or symbol Customer-specific selection with SIRIUS ACT configurator (CIN) | - | 0 | 0
3SU1201-6AF24-1AA0 |  | 3SU1201-6AF24-1AA0 | 1 | UN | 1 | 1 | A | D | N | N | 85369095 | 1 | 4011209946514 | 0.052 | KG | 22.42 | 22.42 | CP20 | CP20 | Indicator light with glow lamp, compact, 22 mm, round, plastic, clear with red-green-yellow LED, lens, smooth, with holder, Operating voltage 230 V AC, screw terminal | Lista Papel 2020 SI | 0 | 0
3SU1201-6AF24-1AA0-Z | X90 | 3SU1201-6AF24-1AA0-ZX90 | 1 | UN | 1 | 5 | B | D | EAR99 | N | 85369095 | 50 |  | 0.019 | KG | 22.42 | 22.42 | CP20 | CP20 | Indicator light with glow lamp compact, 22 mm, round, plastic, clear with red-green-yellow LED, Lens smooth, with holder, Operating voltage 230 V AC, screw terminal, Z=50-unit packaging | - | 0 | 0
3SU1201-6AF24-1AA0-Z | Y10 | 3SU1201-6AF24-1AA0-ZY10 | 1 | UN | 1 | 10 | C | D | N | N | 85369095 | 1 |  | 0.019 | KG | 27.17 | 27.17 | CP20 | CP20 | Indicator light with LED lamp compact, 22 mm, round, plastic, clear with red-green-yellow LED, Lens smooth, with holder, Operating voltage 230 V AC, screw terminal, with laser labeling, upper case and lower case, always upper case at beginning of line | - | 0 | 0
3SU1201-6AF24-1AA0-Z | Y11 | 3SU1201-6AF24-1AA0-ZY11 | 1 | UN | 1 | 10 | C | D | N | N | 85369095 | 1 |  | 0.019 | KG | 27.17 | 27.17 | CP20 | CP20 | Indicator light with LED lamp compact, 22 mm, round, plastic, clear with red-green-yellow LED, Lens smooth, with holder, Operating voltage 230 V AC, screw terminal, with laser labeling, upper case | - | 0 | 0
3SU1201-6AF24-1AA0-Z | Y12 | 3SU1201-6AF24-1AA0-ZY12 | 1 | UN | 1 | 10 | C | D | N | N | 85369095 | 1 |  | 0.019 | KG | 27.17 | 27.17 | CP20 | CP20 | Indicator light with LED lamp compact, 22 mm, round, plastic, clear with red-green-yellow LED, Lens smooth, with holder, Operating voltage 230 V AC, screw terminal, with laser labeling, lower case | - | 0 | 0
3SU1201-6AF24-1AA0-Z | Y13 | 3SU1201-6AF24-1AA0-ZY13 | 1 | UN | 1 | 10 | C | D | N | N | 85369095 | 1 |  | 0.019 | KG | 27.17 | 27.17 | CP20 | CP20 | Indicator light with LED lamp compact, 22 mm, round, plastic, clear with red-green-yellow LED, Lens smooth, with holder, Operating voltage 230 V AC, screw terminal, with laser labeling, symbol number according to ISO7000 or IEC60417 | - | 0 | 0
3SU1201-6AF24-1AA0-Z | Y15 | 3SU1201-6AF24-1AA0-ZY15 | 1 | UN | 1 | 10 | C | D | N | N | 85369095 | 1 |  | 0.019 | KG | 27.17 | 27.17 | CP20 | CP20 | Indicator light with LED lamp compact, 22 mm, round, plastic, clear with red-green-yellow LED, Lens smooth, with holder, Operating voltage 230 V AC, screw terminal, with laser labeling, upper case and lower case, always upper case at the beginning of the word | - | 0 | 0
3SU1201-6AF24-1AA0-Z | Y19 | 3SU1201-6AF24-1AA0-ZY19 | 1 | UN | 1 | 10 | C | D | N | N | 85369095 | 1 |  | 0.077 | KG | 23.37 | 23.37 | CP20 | CP20 | Indicator light with LED lamp compact, 22 mm, round, plastic, clear with red-green-yellow LED, Lens smooth, with holder, Operating voltage 230 V AC, screw terminal, with laser labeling, inscription or symbol, Customer-specific selection with SIRIUS ACT configurator (CIN) | - | 0 | 0
3SU1201-6AF30-1AA0 |  | 3SU1201-6AF30-1AA0 | 1 | UN | 1 | 3 | B | D | N | N | 85369095 | 1 | 4011209945128 | 0.048 | KG | 14.92 | 14.92 | CP20 | CP20 | Indicator lights, compact, 22 mm, round, plastic, yellow, lens, smooth, with holder, Operating voltage 230 V AC, screw terminal | Lista Papel 2020 SI | 0 | 0
3SU1201-6AF30-1AA0-Z | X90 | 3SU1201-6AF30-1AA0-ZX90 | 1 | UN | 1 | 5 | B | D | EAR99 | N | 85369095 | 50 |  | 0.019 | KG | 14.92 | 14.92 | CP20 | CP20 | Indicator lights, compact, 22 mm, round, plastic, yellow, lens, smooth, with holder, Operating voltage 230 V AC, screw terminal, Z=50-unit packaging | - | 0 | 0
3SU1201-6AF30-1AA0-Z | Y10 | 3SU1201-6AF30-1AA0-ZY10 | 1 | UN | 1 | 10 | C | D | EAR99 | N | 85369095 | 1 |  | 0.019 | KG | 19.67 | 19.67 | CP20 | CP20 | Indicator lights, compact, 22 mm, round, plastic, yellow, lens, smooth, with holder, Operating voltage 230 V AC, screw terminal, with laser labeling, upper case and lower case, always upper case at beginning of line | - | 0 | 0
3SU1201-6AF30-1AA0-Z | Y11 | 3SU1201-6AF30-1AA0-ZY11 | 1 | UN | 1 | 10 | C | D | EAR99 | N | 85369095 | 1 |  | 0.019 | KG | 19.67 | 19.67 | CP20 | CP20 | Indicator lights, compact, 22 mm, round, plastic, yellow, lens, smooth, with holder, Operating voltage 230 V AC, screw terminal, with laser labeling, upper case | - | 0 | 0
3SU1201-6AF30-1AA0-Z | Y12 | 3SU1201-6AF30-1AA0-ZY12 | 1 | UN | 1 | 10 | C | D | EAR99 | N | 85369095 | 1 |  | 0.019 | KG | 19.67 | 19.67 | CP20 | CP20 | Indicator lights, compact, 22 mm, round, plastic, yellow, lens, smooth, with holder, Operating voltage 230 V AC, screw terminal, with laser labeling, lower case | - | 0 | 0
3SU1201-6AF30-1AA0-Z | Y13 | 3SU1201-6AF30-1AA0-ZY13 | 1 | UN | 1 | 10 | C | D | EAR99 | N | 85369095 | 1 |  | 0.019 | KG | 19.67 | 19.67 | CP20 | CP20 | Indicator lights, compact, 22 mm, round, plastic, yellow, lens, smooth, with holder, Operating voltage 230 V AC, screw terminal, with laser labeling, symbol number according to, ISO 7000 or IEC 60417 | - | 0 | 0
3SU1201-6AF30-1AA0-Z | Y15 | 3SU1201-6AF30-1AA0-ZY15 | 1 | UN | 1 | 10 | C | D | EAR99 | N | 85369095 | 1 |  | 0.019 | KG | 19.67 | 19.67 | CP20 | CP20 | Indicator lights, compact, 22 mm, round, plastic, yellow, lens, smooth, with holder, Operating voltage 230 V AC, screw terminal, with laser labeling, upper case and lower case, always upper case at the beginning of the word | - | 0 | 0
3SU1201-6AF30-1AA0-Z | Y19 | 3SU1201-6AF30-1AA0-ZY19 | 1 | UN | 1 | 10 | C | D | EAR99 | N | 85369095 | 1 |  | 0.019 | KG | 15.87 | 15.87 | CP20 | CP20 | Indicator lights, compact, 22 mm, round, plastic, yellow, lens, smooth, with holder, Operating voltage 230 V AC, screw terminal, with laser labeling, inscription or symbol Customer-specific selection with SIRIUS ACT configurator (CIN) | - | 0 | 0
3SU1201-6AF40-1AA0 |  | 3SU1201-6AF40-1AA0 | 1 | UN | 1 | 3 | B | D | N | N | 85369095 | 1 | 4011209945142 | 0.05 | KG | 14.92 | 14.92 | CP20 | CP20 | Indicator lights, compact, 22 mm, round, plastic, green, lens, smooth, with holder, Operating voltage 230 V AC, screw terminal | Lista Papel 2020 SI | 0 | 0
3SU1201-6AF40-1AA0-Z | X90 | 3SU1201-6AF40-1AA0-ZX90 | 1 | UN | 1 | 5 | B | D | EAR99 | N | 85369095 | 50 |  | 0.019 | KG | 14.92 | 14.92 | CP20 | CP20 | Indicator lights, compact, 22 mm, round, plastic, green, lens, smooth, with holder, Operating voltage 230 V AC, screw terminal, Z=50-unit packaging | - | 0 | 0
3SU1201-6AF40-1AA0-Z | Y10 | 3SU1201-6AF40-1AA0-ZY10 | 1 | UN | 1 | 10 | C | D | N | N | 85318070 | 1 |  | 0.019 | KG | 19.67 | 19.67 | CP20 | CP20 | Indicator lights, compact, 22 mm, round, plastic, green, lens, smooth, with holder, Operating voltage 230 V AC, screw terminal, with laser labeling, upper case and lower case, always upper case at beginning of line | - | 0 | 0
3SU1201-6AF40-1AA0-Z | Y11 | 3SU1201-6AF40-1AA0-ZY11 | 1 | UN | 1 | 10 | C | D | N | N | 85318070 | 1 |  | 0.019 | KG | 19.67 | 19.67 | CP20 | CP20 | Indicator lights, compact, 22 mm, round, plastic, green, lens, smooth, with holder, Operating voltage 230 V AC, screw terminal, with laser labeling, upper case | - | 0 | 0
3SU1201-6AF40-1AA0-Z | Y12 | 3SU1201-6AF40-1AA0-ZY12 | 1 | UN | 1 | 10 | C | D | N | N | 85318070 | 1 |  | 0.019 | KG | 19.67 | 19.67 | CP20 | CP20 | Indicator lights, compact, 22 mm, round, plastic, green, lens, smooth, with holder, Operating voltage 230 V AC, screw terminal, with laser labeling, lower case | - | 0 | 0
3SU1201-6AF40-1AA0-Z | Y13 | 3SU1201-6AF40-1AA0-ZY13 | 1 | UN | 1 | 10 | C | D | N | N | 85318070 | 1 |  | 0.019 | KG | 19.67 | 19.67 | CP20 | CP20 | Indicator lights, compact, 22 mm, round, plastic, green, lens, smooth, with holder, Operating voltage 230 V AC, screw terminal, with laser labeling, symbol number according to, ISO 7000 or IEC 60417 | - | 0 | 0
3SU1201-6AF40-1AA0-Z | Y15 | 3SU1201-6AF40-1AA0-ZY15 | 1 | UN | 1 | 10 | C | D | N | N | 85318070 | 1 |  | 0.019 | KG | 19.67 | 19.67 | CP20 | CP20 | Indicator lights, compact, 22 mm, round, plastic, green, lens, smooth, with holder, Operating voltage 230 V AC, screw terminal, with laser labeling, upper case and lower case, always upper case at the beginning of the word | - | 0 | 0
3SU1201-6AF40-1AA0-Z | Y19 | 3SU1201-6AF40-1AA0-ZY19 | 1 | UN | 1 | 10 | C | D | N | N | 85318070 | 1 |  | 0.05 | KG | 15.87 | 15.87 | CP20 | CP20 | Indicator lights, compact, 22 mm, round, plastic, green, lens, smooth, with holder, Operating voltage 230 V AC, screw terminal, with laser labeling, inscription or symbol Customer-specific selection with SIRIUS ACT configurator (CIN) | - | 0 | 0
3SU1201-6AF50-1AA0 |  | 3SU1201-6AF50-1AA0 | 1 | UN | 1 | 5 | B | D | N | N | 85369095 | 1 | 4011209945159 | 0.049 | KG | 14.92 | 14.92 | CP20 | CP20 | Indicator lights, compact, 22 mm, round, plastic, blue, lens, smooth, with holder, Operating voltage 230 V AC, screw terminal | Lista Papel 2020 SI | 0 | 0
3SU1201-6AF50-1AA0-Z | X90 | 3SU1201-6AF50-1AA0-ZX90 | 1 | UN | 1 | 5 | B | D | EAR99 | N | 85369095 | 50 |  | 0.019 | KG | 14.92 | 14.92 | CP20 | CP20 | Indicator lights, compact, 22 mm, round, plastic, blue, lens, smooth, with holder, Operating voltage 230 V AC, screw terminal, Z=50-unit packaging | - | 0 | 0
3SU1201-6AF50-1AA0-Z | Y10 | 3SU1201-6AF50-1AA0-ZY10 | 1 | UN | 1 | 10 | C | D | N | N | 85318070 | 1 |  | 0.019 | KG | 19.67 | 19.67 | CP20 | CP20 | Indicator lights, compact, 22 mm, round, plastic, blue, lens, smooth, with holder, Operating voltage 230 V AC, screw terminal, with laser labeling, upper case and lower case, always upper case at beginning of line | - | 0 | 0
3SU1201-6AF50-1AA0-Z | Y11 | 3SU1201-6AF50-1AA0-ZY11 | 1 | UN | 1 | 10 | C | D | N | N | 85318070 | 1 |  | 0.019 | KG | 19.67 | 19.67 | CP20 | CP20 | Indicator lights, compact, 22 mm, round, plastic, blue, lens, smooth, with holder, Operating voltage 230 V AC, screw terminal, with laser labeling, upper case | - | 0 | 0
3SU1201-6AF50-1AA0-Z | Y12 | 3SU1201-6AF50-1AA0-ZY12 | 1 | UN | 1 | 10 | C | D | N | N | 85318070 | 1 |  | 0.019 | KG | 19.67 | 19.67 | CP20 | CP20 | Indicator lights, compact, 22 mm, round, plastic, blue, lens, smooth, with holder, Operating voltage 230 V AC, screw terminal, with laser labeling, lower case | - | 0 | 0
3SU1201-6AF50-1AA0-Z | Y13 | 3SU1201-6AF50-1AA0-ZY13 | 1 | UN | 1 | 10 | C | D | N | N | 85318070 | 1 |  | 0.019 | KG | 19.67 | 19.67 | CP20 | CP20 | Indicator lights, compact, 22 mm, round, plastic, blue, lens, smooth, with holder, Operating voltage 230 V AC, screw terminal, with laser labeling, symbol number according to, ISO 7000 or IEC 60417 | - | 0 | 0
3SU1201-6AF50-1AA0-Z | Y15 | 3SU1201-6AF50-1AA0-ZY15 | 1 | UN | 1 | 10 | C | D | N | N | 85318070 | 1 |  | 0.019 | KG | 19.67 | 19.67 | CP20 | CP20 | Indicator lights, compact, 22 mm, round, plastic, blue, lens, smooth, with holder, Operating voltage 230 V AC, screw terminal, with laser labeling, upper case and lower case, always upper case at the beginning of the word | - | 0 | 0
3SU1201-6AF50-1AA0-Z | Y19 | 3SU1201-6AF50-1AA0-ZY19 | 1 | UN | 1 | 10 | C | D | N | N | 85318070 | 1 |  | 0.05 | KG | 15.87 | 15.87 | CP20 | CP20 | Indicator lights, compact, 22 mm, round, plastic, blue, lens, smooth, with holder, Operating voltage 230 V AC, screw terminal, with laser labeling, inscription or symbol Customer-specific selection with SIRIUS ACT configurator (CIN) | - | 0 | 0
3SU1201-6AF60-1AA0 |  | 3SU1201-6AF60-1AA0 | 1 | UN | 1 | 3 | B | D | N | N | 85369095 | 1 | 4011209945166 | 0.05 | KG | 14.92 | 14.92 | CP20 | CP20 | Indicator lights, compact, 22 mm, round, plastic, white, lens, smooth, with holder, Operating voltage 230 V AC, screw terminal | Lista Papel 2020 SI | 0 | 0
3SU1201-6AF60-1AA0-Z | X90 | 3SU1201-6AF60-1AA0-ZX90 | 1 | UN | 1 | 5 | B | D | N | N | 85369095 | 50 |  | 0.013 | KG | 14.92 | 14.92 | CP20 | CP20 | Indicator lights, compact, 22 mm, round, plastic, white, lens, smooth, with holder, Operating voltage 230 V AC, screw terminal, Z=50-unit packaging | - | 0 | 0
3SU1201-6AF60-1AA0-Z | Y10 | 3SU1201-6AF60-1AA0-ZY10 | 1 | UN | 1 | 10 | C | D | N | N | 85369095 | 1 |  | 0.019 | KG | 19.67 | 19.67 | CP20 | CP20 | Indicator lights, compact, 22 mm, round, plastic, white, lens, smooth, with holder, Operating voltage 230 V AC, screw terminal, with laser labeling, upper case and lower case, always upper case at beginning of line | - | 0 | 0
3SU1201-6AF60-1AA0-Z | Y11 | 3SU1201-6AF60-1AA0-ZY11 | 1 | UN | 1 | 10 | C | D | N | N | 85369095 | 1 |  | 0.019 | KG | 19.67 | 19.67 | CP20 | CP20 | Indicator lights, compact, 22 mm, round, plastic, white, lens, smooth, with holder, Operating voltage 230 V AC, screw terminal, with laser labeling, upper case | - | 0 | 0
3SU1201-6AF60-1AA0-Z | Y12 | 3SU1201-6AF60-1AA0-ZY12 | 1 | UN | 1 | 10 | C | D | N | N | 85369095 | 1 |  | 0.019 | KG | 19.67 | 19.67 | CP20 | CP20 | Indicator lights, compact, 22 mm, round, plastic, white, lens, smooth, with holder, Operating voltage 230 V AC, screw terminal, with laser labeling, lower case | - | 0 | 0
3SU1201-6AF60-1AA0-Z | Y13 | 3SU1201-6AF60-1AA0-ZY13 | 1 | UN | 1 | 10 | C | D | N | N | 85369095 | 1 |  | 0.019 | KG | 19.67 | 19.67 | CP20 | CP20 | Indicator lights, compact, 22 mm, round, plastic, white, lens, smooth, with holder, Operating voltage 230 V AC, screw terminal, with laser labeling, symbol number according to, ISO 7000 or IEC 60417 | - | 0 | 0
3SU1201-6AF60-1AA0-Z | Y15 | 3SU1201-6AF60-1AA0-ZY15 | 1 | UN | 1 | 10 | C | D | N | N | 85369095 | 1 |  | 0.019 | KG | 19.67 | 19.67 | CP20 | CP20 | Indicator lights, compact, 22 mm, round, plastic, white, lens, smooth, with holder, Operating voltage 230 V AC, screw terminal, with laser labeling, upper case and lower case, always upper case at the beginning of the word | - | 0 | 0
3SU1201-6AF60-1AA0-Z | Y19 | 3SU1201-6AF60-1AA0-ZY19 | 1 | UN | 1 | 10 | C | D | N | N | 85369095 | 1 |  | 0.054 | KG | 15.87 | 15.87 | CP20 | CP20 | Indicator lights, compact, 22 mm, round, plastic, white, lens, smooth, with holder, Operating voltage 230 V AC, screw terminal, with laser labeling, inscription or symbol Customer-specific selection with SIRIUS ACT configurator (CIN) | - | 0 | 0
3SU1201-6AF70-1AA0 |  | 3SU1201-6AF70-1AA0 | 1 | UN | 1 | 5 | B | D | N | N | 85369095 | 1 | 4011209945173 | 0.049 | KG | 14.92 | 14.92 | CP20 | CP20 | Indicator lights, compact, 22 mm, round, plastic, clear, lens, smooth, with holder, Operating voltage 230 V AC, screw terminal | Lista Papel 2020 SI | 0 | 0
3SU1201-6AF70-1AA0-Z | X90 | 3SU1201-6AF70-1AA0-ZX90 | 1 | UN | 1 | 5 | B | D | EAR99 | N | 85369095 | 50 |  | 0.019 | KG | 14.92 | 14.92 | CP20 | CP20 | Indicator lights, compact, 22 mm, round, plastic, clear, lens, smooth, with holder, Operating voltage 230 V AC, screw terminal, Z=50-unit packaging | - | 0 | 0
3SU1201-6AF70-1AA0-Z | Y10 | 3SU1201-6AF70-1AA0-ZY10 | 1 | UN | 1 | 10 | C | D | EAR99 | N | 85369095 | 1 |  | 0.019 | KG | 19.67 | 19.67 | CP20 | CP20 | Indicator lights, compact, 22 mm, round, plastic, clear, lens, smooth, with holder, Operating voltage 230 V AC, screw terminal, with laser labeling, upper case and lower case, always upper case at beginning of line | - | 0 | 0
3SU1201-6AF70-1AA0-Z | Y11 | 3SU1201-6AF70-1AA0-ZY11 | 1 | UN | 1 | 10 | C | D | EAR99 | N | 85369095 | 1 |  | 0.019 | KG | 19.67 | 19.67 | CP20 | CP20 | Indicator lights, compact, 22 mm, round, plastic, clear, lens, smooth, with holder, Operating voltage 230 V AC, screw terminal, with laser labeling, upper case | - | 0 | 0
3SU1201-6AF70-1AA0-Z | Y12 | 3SU1201-6AF70-1AA0-ZY12 | 1 | UN | 1 | 10 | C | D | EAR99 | N | 85369095 | 1 |  | 0.019 | KG | 19.67 | 19.67 | CP20 | CP20 | Indicator lights, compact, 22 mm, round, plastic, clear, lens, smooth, with holder, Operating voltage 230 V AC, screw terminal, with laser labeling, lower case | - | 0 | 0
3SU1201-6AF70-1AA0-Z | Y13 | 3SU1201-6AF70-1AA0-ZY13 | 1 | UN | 1 | 10 | C | D | EAR99 | N | 85369095 | 1 |  | 0.019 | KG | 19.67 | 19.67 | CP20 | CP20 | Indicator lights, compact, 22 mm, round, plastic, clear, lens, smooth, with holder, Operating voltage 230 V AC, screw terminal, with laser labeling, symbol number according to, ISO 7000 or IEC 60417 | - | 0 | 0
3SU1201-6AF70-1AA0-Z | Y15 | 3SU1201-6AF70-1AA0-ZY15 | 1 | UN | 1 | 10 | C | D | EAR99 | N | 85369095 | 1 |  | 0.019 | KG | 19.67 | 19.67 | CP20 | CP20 | Indicator lights, compact, 22 mm, round, plastic, clear, lens, smooth, with holder, Operating voltage 230 V AC, screw terminal, with laser labeling, upper case and lower case, always upper case at the beginning of the word | - | 0 | 0
3SU1201-6AF70-1AA0-Z | Y19 | 3SU1201-6AF70-1AA0-ZY19 | 1 | UN | 1 | 10 | C | D | EAR99 | N | 85369095 | 1 |  | 0.019 | KG | 15.87 | 15.87 | CP20 | CP20 | Indicator lights, compact, 22 mm, round, plastic, clear, lens, smooth, with holder, Operating voltage 230 V AC, screw terminal, with laser labeling, inscription or symbol Customer-specific selection with SIRIUS ACT configurator (CIN) | - | 0 | 0
3SU1201-6AG24-1AA0 |  | 3SU1201-6AG24-1AA0 | 1 | UN | 1 | 1 | A | D | N | N | 85369095 | 1 | 4011209946491 | 0.05 | KG | 16.72 | 16.72 | CP20 | CP20 | Indicator light with glow lamp, compact, 22 mm, round, plastic, clear with red-green-yellow LED, lens, smooth, with holder, Operating voltage 6-24 V AC/DC, screw terminal | Lista Papel 2020 SI | 0 | 0
3SU1201-6AG24-1AA0-Z | X90 | 3SU1201-6AG24-1AA0-ZX90 | 1 | UN | 1 | 5 | B | D | EAR99 | N | 85369095 | 50 |  | 0.019 | KG | 16.72 | 16.72 | CP20 | CP20 | Indicator light with LED lamp compact, 22 mm, round, plastic, clear with red-green-yellow LED, lens, smooth, with holder, Operating voltage 6-24 V AC/DC, screw terminal, Z=50-unit packaging | - | 0 | 0
3SU1201-6AG24-1AA0-Z | Y10 | 3SU1201-6AG24-1AA0-ZY10 | 1 | UN | 1 | 10 | C | D | N | N | 85369095 | 1 |  | 0.054 | KG | 21.47 | 21.47 | CP20 | CP20 | Indicator light with LED lamp compact, 22 mm, round, plastic, clear with red-green-yellow LED, lens, smooth, with holder, Operating voltage 6-24 V AC/DC, screw terminal, with laser labeling, upper case and lower case, always upper case at beginning of line | - | 0 | 0
3SU1201-6AG24-1AA0-Z | Y11 | 3SU1201-6AG24-1AA0-ZY11 | 1 | UN | 1 | 10 | C | D | N | N | 85369095 | 1 |  | 0.019 | KG | 21.47 | 21.47 | CP20 | CP20 | Indicator light with LED lamp compact, 22 mm, round, plastic, clear with red-green-yellow LED, lens, smooth, with holder, Operating voltage 6-24 V AC/DC, screw terminal, with laser labeling, upper case | - | 0 | 0
3SU1201-6AG24-1AA0-Z | Y12 | 3SU1201-6AG24-1AA0-ZY12 | 1 | UN | 1 | 10 | C | D | N | N | 85369095 | 1 |  | 0.019 | KG | 21.47 | 21.47 | CP20 | CP20 | Indicator light with LED lamp compact, 22 mm, round, plastic, clear with red-green-yellow LED, lens, smooth, with holder, Operating voltage 6-24 V AC/DC, screw terminal, with laser labeling, lower case | - | 0 | 0
3SU1201-6AG24-1AA0-Z | Y13 | 3SU1201-6AG24-1AA0-ZY13 | 1 | UN | 1 | 10 | C | D | N | N | 85369095 | 1 |  | 0.019 | KG | 21.47 | 21.47 | CP20 | CP20 | Indicator light with LED lamp compact, 22 mm, round, plastic, clear with red-green-yellow LED, lens, smooth, with holder, Operating voltage 6-24 V AC/DC, screw terminal, with laser labeling, symbol number according to, ISO 7000 or IEC 60417 | - | 0 | 0
3SU1201-6AG24-1AA0-Z | Y15 | 3SU1201-6AG24-1AA0-ZY15 | 1 | UN | 1 | 10 | C | D | N | N | 85369095 | 1 |  | 0.019 | KG | 21.47 | 21.47 | CP20 | CP20 | Indicator light with LED lamp compact, 22 mm, round, plastic, clear with red-green-yellow LED, lens, smooth, with holder, Operating voltage 6-24 V AC/DC, screw terminal, with laser labeling, upper case and lower case, always upper case at the beginning of the word | - | 0 | 0
3SU1201-6AG24-1AA0-Z | Y19 | 3SU1201-6AG24-1AA0-ZY19 | 1 | UN | 1 | 10 | C | D | N | N | 85369095 | 1 |  | 0.05 | KG | 17.67 | 17.67 | CP20 | CP20 | Indicator light with LED lamp compact, 22 mm, round, plastic, clear with red-green-yellow LED, lens, smooth, with holder, Operating voltage 6-24 V AC/DC, screw terminal, with laser labeling, inscription or symbol Customer-specific selection with SIRIUS ACT configurator (CIN) | - | 0 | 0
3SU1230-0EB20-0AA0 |  | 3SU1230-0EB20-0AA0 | 1 | UN | 1 | 5 | B | D | N | N | 85389099 | 1 | 4011209961548 | 0.07 | KG | 27.65 | 27.65 | CP20 | CP20 | Pushbutton, compact, with extended stroke (12 mm), 22 mm, round, plastic with metal front ring, red, pushbutton, flat, momentary contact type, with holder | - | 0 | 0
3SU1230-0EB20-0AA0-Z | X90 | 3SU1230-0EB20-0AA0-ZX90 | 1 | UN | 1 | 5 | B | D | EAR99 | N | 85389099 | 50 |  | 0.033 | KG | 27.65 | 27.65 | CP20 | CP20 | Pushbutton, compact, with extended stroke (12 mm), 22 mm, round, plastic with metal front ring, red, pushbutton, flat, momentary contact type, with holder, Z=50-unit packaging | - | 0 | 0
3SU1230-0EB20-0AA0-Z | Y10 | 3SU1230-0EB20-0AA0-ZY10 | 1 | UN | 1 | 10 | C | D | EAR99 | N | 85389099 | 1 |  | 0.033 | KG | 32.4 | 32.4 | CP20 | CP20 | Pushbutton, compact, with extended stroke (12 mm), 22 mm, round, plastic with metal front ring, red, pushbutton, flat, momentary contact type, with holder, with laser labeling, upper case and lower case, always upper case at beginning of line | - | 0 | 0
3SU1230-0EB20-0AA0-Z | Y11 | 3SU1230-0EB20-0AA0-ZY11 | 1 | UN | 1 | 10 | C | D | EAR99 | N | 85389099 | 1 |  | 0.033 | KG | 32.4 | 32.4 | CP20 | CP20 | Pushbutton, compact, with extended stroke (12 mm), 22 mm, round, plastic with metal front ring, red, pushbutton, flat, momentary contact type, with holder, with laser labeling, upper case | - | 0 | 0
3SU1230-0EB20-0AA0-Z | Y12 | 3SU1230-0EB20-0AA0-ZY12 | 1 | UN | 1 | 10 | C | D | EAR99 | N | 85389099 | 1 |  | 0.033 | KG | 32.4 | 32.4 | CP20 | CP20 | Pushbutton, compact, with extended stroke (12 mm), 22 mm, round, plastic with metal front ring, red, pushbutton, flat, momentary contact type, with holder, with laser labeling, lower case | - | 0 | 0
3SU1230-0EB20-0AA0-Z | Y13 | 3SU1230-0EB20-0AA0-ZY13 | 1 | UN | 1 | 10 | C | D | EAR99 | N | 85389099 | 1 |  | 0.033 | KG | 32.4 | 32.4 | CP20 | CP20 | Pushbutton, compact, with extended stroke (12 mm), 22 mm, round, plastic with metal front ring, red, pushbutton, flat, momentary contact type, with holder, with laser labeling, symbol number according to, ISO 7000 or IEC 60417 | - | 0 | 0
3SU1230-0EB20-0AA0-Z | Y15 | 3SU1230-0EB20-0AA0-ZY15 | 1 | UN | 1 | 10 | C | D | EAR99 | N | 85389099 | 1 |  | 0.033 | KG | 32.4 | 32.4 | CP20 | CP20 | Pushbutton, compact, with extended stroke (12 mm), 22 mm, round, plastic with metal front ring, red, pushbutton, flat, momentary contact type, with holder, with laser labeling, upper case and lower case, always upper case at the beginning of the word | - | 0 | 0
3SU1230-0EB20-0AA0-Z | Y19 | 3SU1230-0EB20-0AA0-ZY19 | 1 | UN | 1 | 10 | C | D | EAR99 | N | 85389099 | 1 |  | 0.033 | KG | 28.6 | 28.6 | CP20 | CP20 | Pushbutton, compact, with extended stroke (12 mm), 22 mm, round, plastic with metal front ring, red, pushbutton, flat, momentary contact type, with holder, with laser labeling, inscription or symbol Customer-specific selection with SIRIUS ACT configurator (CIN) | - | 0 | 0
3SU1230-0EB40-0AA0 |  | 3SU1230-0EB40-0AA0 | 1 | UN | 1 | 5 | B | D | N | N | 85389099 | 1 | 4011209961531 | 0.073 | KG | 27.65 | 27.65 | CP20 | CP20 | Pushbutton, compact, with extended stroke (12 mm), 22 mm, round, plastic with metal front ring, green, pushbutton, flat, momentary contact type, with holder | - | 0 | 0
3SU1230-0EB40-0AA0-Z | X90 | 3SU1230-0EB40-0AA0-ZX90 | 1 | UN | 1 | 5 | B | D | EAR99 | N | 85389099 | 50 |  | 0.033 | KG | 27.65 | 27.65 | CP20 | CP20 | Pushbutton, compact, with extended stroke (12 mm), 22 mm, round, plastic with metal front ring, green, pushbutton, flat, momentary contact type, with holder, Z=50-unit packaging | - | 0 | 0
3SU1230-0EB40-0AA0-Z | Y10 | 3SU1230-0EB40-0AA0-ZY10 | 1 | UN | 1 | 10 | C | D | N | N | 85389099 | 1 |  | 0.033 | KG | 32.4 | 32.4 | CP20 | CP20 | Pushbutton, compact, with extended stroke (12 mm), 22 mm, round, plastic with metal front ring, green, pushbutton, flat, momentary contact type, with holder, with laser labeling, upper case and lower case, always upper case at beginning of line | - | 0 | 0
3SU1230-0EB40-0AA0-Z | Y11 | 3SU1230-0EB40-0AA0-ZY11 | 1 | UN | 1 | 10 | C | D | N | N | 85389099 | 1 |  | 0.033 | KG | 32.4 | 32.4 | CP20 | CP20 | Pushbutton, compact, with extended stroke (12 mm), 22 mm, round, plastic with metal front ring, green, pushbutton, flat, momentary contact type, with holder, with laser labeling, upper case | - | 0 | 0
3SU1230-0EB40-0AA0-Z | Y12 | 3SU1230-0EB40-0AA0-ZY12 | 1 | UN | 1 | 10 | C | D | N | N | 85389099 | 1 |  | 0.033 | KG | 32.4 | 32.4 | CP20 | CP20 | Pushbutton, compact, with extended stroke (12 mm), 22 mm, round, plastic with metal front ring, green, pushbutton, flat, momentary contact type, with holder, with laser labeling, lower case | - | 0 | 0
3SU1230-0EB40-0AA0-Z | Y13 | 3SU1230-0EB40-0AA0-ZY13 | 1 | UN | 1 | 10 | C | D | N | N | 85389099 | 1 |  | 0.033 | KG | 32.4 | 32.4 | CP20 | CP20 | Pushbutton, compact, with extended stroke (12 mm), 22 mm, round, plastic with metal front ring, green, pushbutton, flat, momentary contact type, with holder, with laser labeling, symbol number according to, ISO 7000 or IEC 60417 | - | 0 | 0
3SU1230-0EB40-0AA0-Z | Y15 | 3SU1230-0EB40-0AA0-ZY15 | 1 | UN | 1 | 10 | C | D | N | N | 85389099 | 1 |  | 0.033 | KG | 32.4 | 32.4 | CP20 | CP20 | Pushbutton, compact, with extended stroke (12 mm), 22 mm, round, plastic with metal front ring, green, pushbutton, flat, momentary contact type, with holder, with laser labeling, upper case and lower case, always upper case at the beginning of the word | - | 0 | 0
3SU1230-0EB40-0AA0-Z | Y19 | 3SU1230-0EB40-0AA0-ZY19 | 1 | UN | 1 | 10 | C | D | N | N | 85389099 | 1 |  | 0.065 | KG | 28.6 | 28.6 | CP20 | CP20 | Pushbutton, compact, with extended stroke (12 mm), 22 mm, round, plastic with metal front ring, green, pushbutton, flat, momentary contact type, with holder, with laser labeling, inscription or symbol Customer-specific selection with SIRIUS ACT configurator (CIN) | - | 0 | 0
3SU1230-0FB10-0AA0 |  | 3SU1230-0FB10-0AA0 | 1 | UN | 1 | 3 | B | D | N | N | 85389099 | 1 | 4011209961500 | 0.07 | KG | 27.65 | 18.34 | CP20 | CP20 | Pushbutton, compact, with extended stroke (12 mm), 22 mm, round, plastic with metal front ring, black, pushbutton, raised, momentary contact type, with holder | Lista Papel 2020 SI | 0 | 0
3SU1230-0FB10-0AA0-Z | X90 | 3SU1230-0FB10-0AA0-ZX90 | 1 | UN | 1 | 5 | B | D | EAR99 | N | 85389099 | 50 |  | 0.033 | KG | 27.65 | 27.65 | CP20 | CP20 | Pushbutton, compact, with extended stroke (12 mm), 22 mm, round, plastic with metal front ring, black, pushbutton, raised, momentary contact type, with holder, Z=50-unit packaging | - | 0 | 0
3SU1230-0FB10-0AA0-Z | Y10 | 3SU1230-0FB10-0AA0-ZY10 | 1 | UN | 1 | 10 | C | D | EAR99 | N | 85389099 | 1 |  | 0.033 | KG | 32.4 | 32.4 | CP20 | CP20 | Pushbutton, compact, with extended stroke (12 mm), 22 mm, round, plastic with metal front ring, black, pushbutton, high, momentary contact type, with holder, with laser labeling, upper case and lower case, always upper case at beginning of line | - | 0 | 0
3SU1230-0FB10-0AA0-Z | Y11 | 3SU1230-0FB10-0AA0-ZY11 | 1 | UN | 1 | 10 | C | D | EAR99 | N | 85389099 | 1 |  | 0.033 | KG | 32.4 | 32.4 | CP20 | CP20 | Pushbutton, compact, with extended stroke (12 mm), 22 mm, round, plastic with metal front ring, black, pushbutton, high, momentary contact type, with holder, with laser labeling, upper case | - | 0 | 0
3SU1230-0FB10-0AA0-Z | Y12 | 3SU1230-0FB10-0AA0-ZY12 | 1 | UN | 1 | 10 | C | D | EAR99 | N | 85389099 | 1 |  | 0.033 | KG | 32.4 | 32.4 | CP20 | CP20 | Pushbutton, compact, with extended stroke (12 mm), 22 mm, round, plastic with metal front ring, black, pushbutton, high, momentary contact type, with holder, with laser labeling, lower case | - | 0 | 0
3SU1230-0FB10-0AA0-Z | Y13 | 3SU1230-0FB10-0AA0-ZY13 | 1 | UN | 1 | 10 | C | D | EAR99 | N | 85389099 | 1 |  | 0.033 | KG | 32.4 | 32.4 | CP20 | CP20 | Pushbutton, compact, with extended stroke (12 mm), 22 mm, round, plastic with metal front ring, black, pushbutton, high, momentary contact type, with holder, with laser labeling, symbol number according to, ISO 7000 or IEC 60417 | - | 0 | 0
3SU1230-0FB10-0AA0-Z | Y15 | 3SU1230-0FB10-0AA0-ZY15 | 1 | UN | 1 | 10 | C | D | EAR99 | N | 85389099 | 1 |  | 0.033 | KG | 32.4 | 32.4 | CP20 | CP20 | Pushbutton, compact, with extended stroke (12 mm), 22 mm, round, plastic with metal front ring, black, pushbutton, high, momentary contact type, with holder, with laser labeling, upper case and lower case, always upper case at the beginning of the word | - | 0 | 0
3SU1230-0FB10-0AA0-Z | Y19 | 3SU1230-0FB10-0AA0-ZY19 | 1 | UN | 1 | 10 | C | D | EAR99 | N | 85389099 | 1 |  | 0.033 | KG | 28.6 | 28.6 | CP20 | CP20 | Pushbutton, compact, with extended stroke (12 mm), 22 mm, round, plastic with metal front ring, black, pushbutton, high, momentary contact type, with holder, with laser labeling, inscription or symbol Customer-specific selection with SIRIUS ACT configurator (CIN) | - | 0 | 0
3SU1231-0EB20-0AA0 |  | 3SU1231-0EB20-0AA0 | 1 | UN | 1 | 3 | B | D | N | N | 85389099 | 1 | 4011209961517 | 0.068 | KG | 27.65 | 27.65 | CP20 | CP20 | Pushbutton, compact, with extended stroke (12 mm), 22 mm, round, plastic with metal front ring, red transparent, pushbutton, flat, momentary contact type, with holder | - | 0 | 0
3SU1231-0EB20-0AA0-Z | X90 | 3SU1231-0EB20-0AA0-ZX90 | 1 | UN | 1 | 5 | B | D | EAR99 | N | 85389099 | 50 |  | 0.034 | KG | 27.65 | 27.65 | CP20 | CP20 | Pushbutton, compact, with extended stroke (12 mm), 22 mm, round, plastic with metal front ring, red transparent, pushbutton, flat, momentary contact type, with holder, Z=50-unit packaging | - | 0 | 0
3SU1231-0EB20-0AA0-Z | Y10 | 3SU1231-0EB20-0AA0-ZY10 | 1 | UN | 1 | 10 | C | D | EAR99 | N | 85389099 | 1 |  | 0.034 | KG | 32.4 | 32.4 | CP20 | CP20 | Pushbutton, compact, with extended stroke (12 mm), 22 mm, round, plastic with metal front ring, red transparent, pushbutton, flat, momentary contact type, with holder, with laser labeling, upper case and lower case, always upper case at beginning of line | - | 0 | 0
3SU1231-0EB20-0AA0-Z | Y11 | 3SU1231-0EB20-0AA0-ZY11 | 1 | UN | 1 | 10 | C | D | EAR99 | N | 85389099 | 1 |  | 0.034 | KG | 32.4 | 32.4 | CP20 | CP20 | Pushbutton, compact, with extended stroke (12 mm), 22 mm, round, plastic with metal front ring, red transparent, pushbutton, flat, momentary contact type, with holder, with laser labeling, upper case | - | 0 | 0
3SU1231-0EB20-0AA0-Z | Y12 | 3SU1231-0EB20-0AA0-ZY12 | 1 | UN | 1 | 10 | C | D | EAR99 | N | 85389099 | 1 |  | 0.034 | KG | 32.4 | 32.4 | CP20 | CP20 | Pushbutton, compact, with extended stroke (12 mm), 22 mm, round, plastic with metal front ring, red transparent, pushbutton, flat, momentary contact type, with holder, with laser labeling, lower case | - | 0 | 0
3SU1231-0EB20-0AA0-Z | Y13 | 3SU1231-0EB20-0AA0-ZY13 | 1 | UN | 1 | 10 | C | D | EAR99 | N | 85389099 | 1 |  | 0.034 | KG | 32.4 | 32.4 | CP20 | CP20 | Pushbutton, compact, with extended stroke (12 mm), 22 mm, round, plastic with metal front ring, red transparent, pushbutton, flat, momentary contact type, with holder, with laser labeling, symbol number according to, ISO 7000 or IEC 60417 | - | 0 | 0
3SU1231-0EB20-0AA0-Z | Y15 | 3SU1231-0EB20-0AA0-ZY15 | 1 | UN | 1 | 10 | C | D | EAR99 | N | 85389099 | 1 |  | 0.034 | KG | 32.4 | 32.4 | CP20 | CP20 | Pushbutton, compact, with extended stroke (12 mm), 22 mm, round, plastic with metal front ring, red transparent, pushbutton, flat, momentary contact type, with holder, with laser labeling, upper case and lower case, always upper case at the beginning of the word | - | 0 | 0
3SU1231-0EB20-0AA0-Z | Y19 | 3SU1231-0EB20-0AA0-ZY19 | 1 | UN | 1 | 10 | C | D | EAR99 | N | 85389099 | 1 |  | 0.034 | KG | 28.6 | 28.6 | CP20 | CP20 | Pushbutton, compact, with extended stroke (12 mm), 22 mm, round, plastic with metal front ring, red transparent, pushbutton, flat, momentary contact type, with holder, with laser labeling, inscription or symbol Customer-specific selection with SIRIUS ACT configurator (CIN) | - | 0 | 0
3SU1231-0EB70-0AA0 |  | 3SU1231-0EB70-0AA0 | 1 | UN | 1 | 3 | B | D | N | N | 85389099 | 1 | 4011209961524 | 0.07 | KG | 27.65 | 27.65 | CP20 | CP20 | Pushbutton, compact, with extended stroke (12 mm), 22 mm, round, plastic with metal front ring, clear, pushbutton, flat, momentary contact type, with holder | - | 0 | 0
3SU1231-0EB70-0AA0-Z | X90 | 3SU1231-0EB70-0AA0-ZX90 | 1 | UN | 1 | 5 | B | D | EAR99 | N | 85389099 | 50 |  | 0.034 | KG | 27.65 | 27.65 | CP20 | CP20 | Pushbutton, compact, with extended stroke (12 mm), 22 mm, round, plastic with metal front ring, clear, pushbutton, flat, momentary contact type, with holder, Z=50-unit packaging | - | 0 | 0
3SU1231-0EB70-0AA0-Z | Y10 | 3SU1231-0EB70-0AA0-ZY10 | 1 | UN | 1 | 10 | C | D | EAR99 | N | 85389099 | 1 |  | 0.034 | KG | 32.4 | 32.4 | CP20 | CP20 | Pushbutton, compact, with extended stroke (12 mm), 22 mm, round, plastic with metal front ring, clear, pushbutton, flat, momentary contact type, with holder, with laser labeling, upper case and lower case, always upper case at beginning of line | - | 0 | 0
3SU1231-0EB70-0AA0-Z | Y11 | 3SU1231-0EB70-0AA0-ZY11 | 1 | UN | 1 | 10 | C | D | EAR99 | N | 85389099 | 1 |  | 0.034 | KG | 32.4 | 32.4 | CP20 | CP20 | Pushbutton, compact, with extended stroke (12 mm), 22 mm, round, plastic with metal front ring, clear, pushbutton, flat, momentary contact type, with holder, with laser labeling, upper case | - | 0 | 0
3SU1231-0EB70-0AA0-Z | Y12 | 3SU1231-0EB70-0AA0-ZY12 | 1 | UN | 1 | 10 | C | D | EAR99 | N | 85389099 | 1 |  | 0.034 | KG | 32.4 | 32.4 | CP20 | CP20 | Pushbutton, compact, with extended stroke (12 mm), 22 mm, round, plastic with metal front ring, clear, pushbutton, flat, momentary contact type, with holder, with laser labeling, lower case | - | 0 | 0
3SU1231-0EB70-0AA0-Z | Y13 | 3SU1231-0EB70-0AA0-ZY13 | 1 | UN | 1 | 10 | C | D | EAR99 | N | 85389099 | 1 |  | 0.034 | KG | 32.4 | 32.4 | CP20 | CP20 | Pushbutton, compact, with extended stroke (12 mm), 22 mm, round, plastic with metal front ring, clear, pushbutton, flat, momentary contact type, with holder, with laser labeling, symbol number according to, ISO 7000 or IEC 60417 | - | 0 | 0
3SU1231-0EB70-0AA0-Z | Y15 | 3SU1231-0EB70-0AA0-ZY15 | 1 | UN | 1 | 10 | C | D | EAR99 | N | 85389099 | 1 |  | 0.034 | KG | 32.4 | 32.4 | CP20 | CP20 | Pushbutton, compact, with extended stroke (12 mm), 22 mm, round, plastic with metal front ring, clear, pushbutton, flat, momentary contact type, with holder, with laser labeling, upper case and lower case, always upper case at the beginning of the word | - | 0 | 0
3SU1231-0EB70-0AA0-Z | Y19 | 3SU1231-0EB70-0AA0-ZY19 | 1 | UN | 1 | 10 | C | D | EAR99 | N | 85389099 | 1 |  | 0.034 | KG | 28.6 | 28.6 | CP20 | CP20 | Pushbutton, compact, with extended stroke (12 mm), 22 mm, round, plastic with metal front ring, clear, pushbutton, flat, momentary contact type, with holder, with laser labeling, inscription or symbol Customer-specific selection with SIRIUS ACT configurator (CIN) | - | 0 | 0
3SU1250-0EB20-0AA0 |  | 3SU1250-0EB20-0AA0 | 1 | UN | 1 | 5 | B | D | N | N | 85389099 | 1 | 4011209973930 | 0.105 | KG | 20.33 | 20.33 | CP20 | CP20 | Pushbutton, compact, with extended stroke (12 mm), 22 mm, round, metal, red, pushbutton, flat, momentary contact type, with holder | - | 0 | 0
3SU1250-0EB20-0AA0-Z | X90 | 3SU1250-0EB20-0AA0-ZX90 | 1 | UN | 1 | 5 | B | D | EAR99 | N | 85389099 | 50 |  | 0.057 | KG | 20.33 | 20.33 | CP20 | CP20 | Pushbutton, compact, with extended stroke (12 mm), 22 mm, round, Metal, red, pushbutton, flat, momentary contact type, with holder, Z=50-unit packaging | - | 0 | 0
3SU1250-0EB20-0AA0-Z | Y10 | 3SU1250-0EB20-0AA0-ZY10 | 1 | UN | 1 | 10 | C | D | EAR99 | N | 85389099 | 1 |  | 0.057 | KG | 25.08 | 25.08 | CP20 | CP20 | Pushbutton, compact, with extended stroke (12 mm), 22 mm, round, Metal, red, pushbutton, flat, momentary contact type, with holder, with laser labeling, upper case and lower case, always upper case at beginning of line | - | 0 | 0
3SU1250-0EB20-0AA0-Z | Y11 | 3SU1250-0EB20-0AA0-ZY11 | 1 | UN | 1 | 10 | C | D | EAR99 | N | 85389099 | 1 |  | 0.057 | KG | 25.08 | 25.08 | CP20 | CP20 | Pushbutton, compact, with extended stroke (12 mm), 22 mm, round, Metal, red, pushbutton, flat, momentary contact type, with holder, with laser labeling, upper case | - | 0 | 0
3SU1250-0EB20-0AA0-Z | Y12 | 3SU1250-0EB20-0AA0-ZY12 | 1 | UN | 1 | 10 | C | D | EAR99 | N | 85389099 | 1 |  | 0.057 | KG | 25.08 | 25.08 | CP20 | CP20 | Pushbutton, compact, with extended stroke (12 mm), 22 mm, round, Metal, red, pushbutton, flat, momentary contact type, with holder, with laser labeling, lower case | - | 0 | 0
3SU1250-0EB20-0AA0-Z | Y13 | 3SU1250-0EB20-0AA0-ZY13 | 1 | UN | 1 | 10 | C | D | EAR99 | N | 85389099 | 1 |  | 0.057 | KG | 25.08 | 25.08 | CP20 | CP20 | Pushbutton, compact, with extended stroke (12 mm), 22 mm, round, Metal, red, pushbutton, flat, momentary contact type, with holder, with laser labeling, symbol number according to, ISO 7000 or IEC 60417 | - | 0 | 0
3SU1250-0EB20-0AA0-Z | Y15 | 3SU1250-0EB20-0AA0-ZY15 | 1 | UN | 1 | 10 | C | D | EAR99 | N | 85389099 | 1 |  | 0.057 | KG | 25.08 | 25.08 | CP20 | CP20 | Pushbutton, compact, with extended stroke (12 mm), 22 mm, round, Metal, red, pushbutton, flat, momentary contact type, with holder, with laser labeling, upper case and lower case, always upper case at the beginning of the word | - | 0 | 0
3SU1250-0EB20-0AA0-Z | Y19 | 3SU1250-0EB20-0AA0-ZY19 | 1 | UN | 1 | 10 | C | D | EAR99 | N | 85389099 | 1 |  | 0.057 | KG | 21.28 | 21.28 | CP20 | CP20 | Pushbutton, compact, with extended stroke (12 mm), 22 mm, round, Metal, red, pushbutton, flat, momentary contact type, with holder, with laser labeling, inscription or symbol Customer-specific selection with SIRIUS ACT configurator (CIN) | - | 0 | 0
3SU1250-0EB40-0AA0 |  | 3SU1250-0EB40-0AA0 | 1 | UN | 1 | 5 | B | D | N | N | 85389099 | 1 | 4011209973923 | 0.103 | KG | 20.33 | 20.33 | CP20 | CP20 | Pushbutton, compact, with extended stroke (12 mm), 22 mm, round, metal, green, pushbutton, flat, momentary contact type, with holder | - | 0 | 0
3SU1250-0EB40-0AA0-Z | X90 | 3SU1250-0EB40-0AA0-ZX90 | 1 | UN | 1 | 5 | B | D | EAR99 | N | 85389099 | 50 |  | 0.057 | KG | 20.33 | 20.33 | CP20 | CP20 | Pushbutton, compact, with extended stroke (12 mm), 22 mm, round, Metal, green, pushbutton, flat, momentary contact type, with holder, Z=50-unit packaging | - | 0 | 0
3SU1250-0EB40-0AA0-Z | Y10 | 3SU1250-0EB40-0AA0-ZY10 | 1 | UN | 1 | 10 | C | D | EAR99 | N | 85389099 | 1 |  | 0.057 | KG | 25.08 | 25.08 | CP20 | CP20 | Pushbutton, compact, with extended stroke (12 mm), 22 mm, round, Metal, green, pushbutton, flat, momentary contact type, with holder, with laser labeling, upper case and lower case, always upper case at beginning of line | - | 0 | 0
3SU1250-0EB40-0AA0-Z | Y11 | 3SU1250-0EB40-0AA0-ZY11 | 1 | UN | 1 | 10 | C | D | EAR99 | N | 85389099 | 1 |  | 0.057 | KG | 25.08 | 25.08 | CP20 | CP20 | Pushbutton, compact, with extended stroke (12 mm), 22 mm, round, Metal, green, pushbutton, flat, momentary contact type, with holder, with laser labeling, upper case | - | 0 | 0
3SU1250-0EB40-0AA0-Z | Y12 | 3SU1250-0EB40-0AA0-ZY12 | 1 | UN | 1 | 10 | C | D | EAR99 | N | 85389099 | 1 |  | 0.057 | KG | 25.08 | 25.08 | CP20 | CP20 | Pushbutton, compact, with extended stroke (12 mm), 22 mm, round, Metal, green, pushbutton, flat, momentary contact type, with holder, with laser labeling, lower case | - | 0 | 0
3SU1250-0EB40-0AA0-Z | Y13 | 3SU1250-0EB40-0AA0-ZY13 | 1 | UN | 1 | 10 | C | D | EAR99 | N | 85389099 | 1 |  | 0.057 | KG | 25.08 | 25.08 | CP20 | CP20 | Pushbutton, compact, with extended stroke (12 mm), 22 mm, round, Metal, green, pushbutton, flat, momentary contact type, with holder, with laser labeling, symbol number according to, ISO 7000 or IEC 60417 | - | 0 | 0
3SU1250-0EB40-0AA0-Z | Y15 | 3SU1250-0EB40-0AA0-ZY15 | 1 | UN | 1 | 10 | C | D | EAR99 | N | 85389099 | 1 |  | 0.057 | KG | 25.08 | 25.08 | CP20 | CP20 | Pushbutton, compact, with extended stroke (12 mm), 22 mm, round, Metal, green, pushbutton, flat, momentary contact type, with holder, with laser labeling, upper case and lower case, always upper case at the beginning of the word | - | 0 | 0
3SU1250-0EB40-0AA0-Z | Y19 | 3SU1250-0EB40-0AA0-ZY19 | 1 | UN | 1 | 10 | C | D | EAR99 | N | 85389099 | 1 |  | 0.057 | KG | 21.28 | 21.28 | CP20 | CP20 | Pushbutton, compact, with extended stroke (12 mm), 22 mm, round, Metal, green, pushbutton, flat, momentary contact type, with holder, with laser labeling, inscription or symbol Customer-specific selection with SIRIUS ACT configurator (CIN) | - | 0 | 0
3SU1250-0EB50-0AA0 |  | 3SU1250-0EB50-0AA0 | 1 | UN | 1 | 7 | C | D | N | N | 85389099 | 1 | 4047621015279 | 0.106 | KG | 20.33 | 20.33 | CP20 | CP20 | Pushbutton, compact, with extended stroke (12 mm), 22 mm, round, metal, blue, pushbutton, flat, momentary contact type, with holder | - | 0 | 0
3SU1250-0EB50-0AA0-Z | X90 | 3SU1250-0EB50-0AA0-ZX90 | 1 | UN | 1 | 5 | B | D | N | N | 85389099 | 50 |  | 0.057 | KG | 20.33 | 20.33 | CP20 | CP20 | Pushbutton, compact, with extended stroke (12 mm), 22 mm, round, Metal, blue, pushbutton, flat, momentary contact type, with holder, Z=50-unit packaging | - | 0 | 0
3SU1250-0EB50-0AA0-Z | Y10 | 3SU1250-0EB50-0AA0-ZY10 | 1 | UN | 1 | 7 | C | D | N | N | 85389099 | 1 |  | 0.108 | KG | 25.08 | 25.08 | CP20 | CP20 | Pushbutton, compact, with extended stroke (12 mm), 22 mm, round, Metal, blue, pushbutton, flat, momentary contact type, with holder, with laser labeling, upper case and lower case, always upper case at beginning of line | - | 0 | 0
3SU1250-0EB50-0AA0-Z | Y11 | 3SU1250-0EB50-0AA0-ZY11 | 1 | UN | 1 | 7 | C | D | N | N | 85389099 | 1 |  | 0.103 | KG | 25.08 | 25.08 | CP20 | CP20 | Pushbutton, compact, with extended stroke (12 mm), 22 mm, round, Metal, blue, pushbutton, flat, momentary contact type, with holder, with laser labeling, upper case | - | 0 | 0
3SU1250-0EB50-0AA0-Z | Y12 | 3SU1250-0EB50-0AA0-ZY12 | 1 | UN | 1 | 7 | C | D | N | N | 85389099 | 1 |  | 0.108 | KG | 25.08 | 25.08 | CP20 | CP20 | Pushbutton, compact, with extended stroke (12 mm), 22 mm, round, Metal, blue, pushbutton, flat, momentary contact type, with holder, with laser labeling, lower case | - | 0 | 0
3SU1250-0EB50-0AA0-Z | Y13 | 3SU1250-0EB50-0AA0-ZY13 | 1 | UN | 1 | 7 | C | D | N | N | 85389099 | 1 |  | 0.108 | KG | 25.08 | 25.08 | CP20 | CP20 | Pushbutton, compact, with extended stroke (12 mm), 22 mm, round, Metal, blue, pushbutton, flat, momentary contact type, with holder, with laser labeling, symbol number according to, ISO 7000 or IEC 60417 | - | 0 | 0
3SU1250-0EB50-0AA0-Z | Y15 | 3SU1250-0EB50-0AA0-ZY15 | 1 | UN | 1 | 7 | C | D | N | N | 85389099 | 1 |  | 0.108 | KG | 25.08 | 25.08 | CP20 | CP20 | Pushbutton, compact, with extended stroke (12 mm), 22 mm, round, Metal, blue, pushbutton, flat, momentary contact type, with holder, with laser labeling, upper case and lower case, always upper case at the beginning of the word | - | 0 | 0
3SU1250-0EB50-0AA0-Z | Y19 | 3SU1250-0EB50-0AA0-ZY19 | 1 | UN | 1 | 7 | C | D | N | N | 85389099 | 1 |  | 0.1 | KG | 21.28 | 21.28 | CP20 | CP20 | Pushbutton, compact, with extended stroke (12 mm), 22 mm, round, Metal, blue, pushbutton, flat, momentary contact type, with holder, with laser labeling, inscription or symbol Customer-specific selection with SIRIUS ACT configurator (CIN) | - | 0 | 0
3SU1250-0FB10-0AA0 |  | 3SU1250-0FB10-0AA0 | 1 | UN | 1 | 1 | A | D | N | N | 85389099 | 1 | 4011209973893 | 0.108 | KG | 20.33 | 19.48 | CP20 | CP20 | Pushbutton, compact, with extended stroke (12 mm), 22 mm, round, metal, black, pushbutton, raised, momentary contact type, with holder | Lista Papel 2020 SI | 0 | 0
3SU1250-0FB10-0AA0-Z | X90 | 3SU1250-0FB10-0AA0-ZX90 | 1 | UN | 1 | 5 | B | D | EAR99 | N | 85389099 | 50 |  | 0.057 | KG | 20.33 | 20.33 | CP20 | CP20 | Pushbutton, compact, with extended stroke (12 mm), 22 mm, round, Metal, black, pushbutton, raised, momentary contact type, with holder, Z=50-unit packaging | - | 0 | 0
3SU1250-0FB10-0AA0-Z | Y10 | 3SU1250-0FB10-0AA0-ZY10 | 1 | UN | 1 | 10 | C | D | EAR99 | N | 85389099 | 1 |  | 0.057 | KG | 25.08 | 25.08 | CP20 | CP20 | Pushbutton, compact, with extended stroke (12 mm), 22 mm, round, Metal, black, pushbutton, high, momentary contact type, with holder, with laser labeling, upper case and lower case, always upper case at beginning of line | - | 0 | 0
3SU1250-0FB10-0AA0-Z | Y11 | 3SU1250-0FB10-0AA0-ZY11 | 1 | UN | 1 | 10 | C | D | EAR99 | N | 85389099 | 1 |  | 0.057 | KG | 25.08 | 25.08 | CP20 | CP20 | Pushbutton, compact, with extended stroke (12 mm), 22 mm, round, Metal, black, pushbutton, high, momentary contact type, with holder, with laser labeling, upper case | - | 0 | 0
3SU1250-0FB10-0AA0-Z | Y12 | 3SU1250-0FB10-0AA0-ZY12 | 1 | UN | 1 | 10 | C | D | EAR99 | N | 85389099 | 1 |  | 0.057 | KG | 25.08 | 25.08 | CP20 | CP20 | Pushbutton, compact, with extended stroke (12 mm), 22 mm, round, Metal, black, pushbutton, high, momentary contact type, with holder, with laser labeling, lower case | - | 0 | 0
3SU1250-0FB10-0AA0-Z | Y13 | 3SU1250-0FB10-0AA0-ZY13 | 1 | UN | 1 | 10 | C | D | EAR99 | N | 85389099 | 1 |  | 0.057 | KG | 25.08 | 25.08 | CP20 | CP20 | Pushbutton, compact, with extended stroke (12 mm), 22 mm, round, Metal, black, pushbutton, high, momentary contact type, with holder, with laser labeling, symbol number according to, ISO 7000 or IEC 60417 | - | 0 | 0
3SU1250-0FB10-0AA0-Z | Y15 | 3SU1250-0FB10-0AA0-ZY15 | 1 | UN | 1 | 10 | C | D | EAR99 | N | 85389099 | 1 |  | 0.057 | KG | 25.08 | 25.08 | CP20 | CP20 | Pushbutton, compact, with extended stroke (12 mm), 22 mm, round, Metal, black, pushbutton, high, momentary contact type, with holder, with laser labeling, upper case and lower case, always upper case at the beginning of the word | - | 0 | 0
3SU1250-0FB10-0AA0-Z | Y19 | 3SU1250-0FB10-0AA0-ZY19 | 1 | UN | 1 | 10 | C | D | EAR99 | N | 85389099 | 1 |  | 0.057 | KG | 21.28 | 21.28 | CP20 | CP20 | Pushbutton, compact, with extended stroke (12 mm), 22 mm, round, Metal, black, pushbutton, high, momentary contact type, with holder, with laser labeling, inscription or symbol Customer-specific selection with SIRIUS ACT configurator (CIN) | - | 0 | 0
3SU1250-2PQ10-1AA0 |  | 3SU1250-2PQ10-1AA0 | 1 | UN | 1 | 1 | A | D | N | N | 85334010 | 1 | 4011209954076 | 0.111 | KG | 58.24 | 58.24 | CP20 | CP20 | Potentiometer, compact, 22 mm, round, metal, black, 1k ohm, with holder, screw terminal | - | 0 | 0
3SU1250-2PQ10-1AA0-Z | X90 | 3SU1250-2PQ10-1AA0-ZX90 | 1 | UN | 1 | 5 | B | D | EAR99 | N | 85334010 | 50 |  | 0.058 | KG | 58.24 | 58.24 | CP20 | CP20 | Potentiometer, compact, 22 mm, round, Metal, black, 1k ohm, with holder, screw terminal, Z=50-unit packaging | - | 0 | 0
3SU1250-2PQ10-1AA0-Z | Y10 | 3SU1250-2PQ10-1AA0-ZY10 | 1 | UN | 1 | 10 | C | D | EAR99 | N | 85334010 | 1 |  | 0.058 | KG | 62.99 | 62.99 | CP20 | CP20 | Potentiometer, compact, 22 mm, round, Metal, black, 1k ohm, with holder, screw terminal, with laser labeling, upper case and lower case, always upper case at beginning of line | - | 0 | 0
3SU1250-2PQ10-1AA0-Z | Y11 | 3SU1250-2PQ10-1AA0-ZY11 | 1 | UN | 1 | 10 | C | D | EAR99 | N | 85334010 | 1 |  | 0.058 | KG | 62.99 | 62.99 | CP20 | CP20 | Potentiometer, compact, 22 mm, round, Metal, black, 1k ohm, with holder, screw terminal, with laser labeling, upper case | - | 0 | 0
3SU1250-2PQ10-1AA0-Z | Y12 | 3SU1250-2PQ10-1AA0-ZY12 | 1 | UN | 1 | 10 | C | D | EAR99 | N | 85334010 | 1 |  | 0.058 | KG | 62.99 | 62.99 | CP20 | CP20 | Potentiometer, compact, 22 mm, round, Metal, black, 1k ohm, with holder, screw terminal, with laser labeling, lower case | - | 0 | 0
3SU1250-2PQ10-1AA0-Z | Y15 | 3SU1250-2PQ10-1AA0-ZY15 | 1 | UN | 1 | 10 | C | D | EAR99 | N | 85334010 | 1 |  | 0.058 | KG | 62.99 | 62.99 | CP20 | CP20 | Potentiometer, compact, 22 mm, round, Metal, black, 1k ohm, with holder, screw terminal, with laser labeling, upper case and lower case, always upper case at the beginning of the word | - | 0 | 0
3SU1250-2PQ10-1AA0-Z | Y19 | 3SU1250-2PQ10-1AA0-ZY19 | 1 | UN | 1 | 10 | C | D | EAR99 | N | 85334010 | 1 |  | 0.058 | KG | 59.19 | 59.19 | CP20 | CP20 | Potentiometer, compact, 22 mm, round, Metal, black, 1k ohm, with holder, screw terminal, with laser labeling, inscription or symbol Customer-specific selection with SIRIUS ACT configurator (CIN) | - | 0 | 0
3SU1250-2PR10-1AA0 |  | 3SU1250-2PR10-1AA0 | 1 | UN | 1 | 1 | A | D | N | N | 85334010 | 1 | 4011209954083 | 0.107 | KG | 58.24 | 58.24 | CP20 | CP20 | Potentiometer, compact, 22 mm, round, metal, black, 4.7k ohm, with holder, screw terminal | - | 0 | 0
3SU1250-2PR10-1AA0-Z | X90 | 3SU1250-2PR10-1AA0-ZX90 | 1 | UN | 1 | 5 | B | D | EAR99 | N | 85334010 | 50 |  | 0.058 | KG | 58.24 | 58.24 | CP20 | CP20 | Potentiometer, compact, 22 mm, round, Metal, black, 4.7k ohm, with holder, screw terminal, Z=50-unit packaging | - | 0 | 0
3SU1250-2PR10-1AA0-Z | Y10 | 3SU1250-2PR10-1AA0-ZY10 | 1 | UN | 1 | 10 | C | D | EAR99 | N | 85334010 | 1 |  | 0.058 | KG | 62.99 | 62.99 | CP20 | CP20 | Potentiometer, compact, 22 mm, round, Metal, black, 4.7k ohm, with holder, screw terminal, with laser labeling, upper case and lower case, always upper case at beginning of line | - | 0 | 0
3SU1250-2PR10-1AA0-Z | Y11 | 3SU1250-2PR10-1AA0-ZY11 | 1 | UN | 1 | 10 | C | D | EAR99 | N | 85334010 | 1 |  | 0.058 | KG | 62.99 | 62.99 | CP20 | CP20 | Potentiometer, compact, 22 mm, round, Metal, black, 4.7k ohm, with holder, screw terminal, with laser labeling, upper case | - | 0 | 0
3SU1250-2PR10-1AA0-Z | Y12 | 3SU1250-2PR10-1AA0-ZY12 | 1 | UN | 1 | 10 | C | D | EAR99 | N | 85334010 | 1 |  | 0.058 | KG | 62.99 | 62.99 | CP20 | CP20 | Potentiometer, compact, 22 mm, round, Metal, black, 4.7k ohm, with holder, screw terminal, with laser labeling, lower case | - | 0 | 0
3SU1250-2PR10-1AA0-Z | Y15 | 3SU1250-2PR10-1AA0-ZY15 | 1 | UN | 1 | 10 | C | D | EAR99 | N | 85334010 | 1 |  | 0.058 | KG | 62.99 | 62.99 | CP20 | CP20 | Potentiometer, compact, 22 mm, round, Metal, black, 4.7k ohm, with holder, screw terminal, with laser labeling, upper case and lower case, always upper case at the beginning of the word | - | 0 | 0
3SU1250-2PR10-1AA0-Z | Y19 | 3SU1250-2PR10-1AA0-ZY19 | 1 | UN | 1 | 10 | C | D | EAR99 | N | 85334010 | 1 |  | 0.058 | KG | 59.19 | 59.19 | CP20 | CP20 | Potentiometer, compact, 22 mm, round, Metal, black, 4.7k ohm, with holder, screw terminal, with laser labeling, inscription or symbol Customer-specific selection with SIRIUS ACT configurator (CIN) | - | 0 | 0
3SU1250-2PS10-1AA0 |  | 3SU1250-2PS10-1AA0 | 1 | UN | 1 | 1 | A | D | N | N | 85334010 | 1 | 4011209954090 | 0.107 | KG | 58.24 | 58.24 | CP20 | CP20 | Potentiometer, compact, 22 mm, round, metal, black, 10k ohm, with holder, screw terminal | - | 0 | 0
3SU1250-2PS10-1AA0-Z | X90 | 3SU1250-2PS10-1AA0-ZX90 | 1 | UN | 1 | 5 | B | D | EAR99 | N | 85334010 | 50 |  | 0.058 | KG | 58.24 | 58.24 | CP20 | CP20 | Potentiometer, compact, 22 mm, round, Metal, black, 10k ohm, with holder, screw terminal, Z=50-unit packaging | - | 0 | 0
3SU1250-2PS10-1AA0-Z | Y10 | 3SU1250-2PS10-1AA0-ZY10 | 1 | UN | 1 | 10 | C | D | N | N | 85334010 | 1 | 4047621073026 | 0.058 | KG | 62.99 | 62.99 | CP20 | CP20 | Potentiometer, compact, 22 mm, round, Metal, black, 10k ohm, with holder, screw terminal, with laser labeling, upper case and lower case, always upper case at beginning of line | - | 0 | 0
3SU1250-2PS10-1AA0-Z | Y11 | 3SU1250-2PS10-1AA0-ZY11 | 1 | UN | 1 | 10 | C | D | N | N | 85334010 | 1 | 4047621073033 | 0.058 | KG | 62.99 | 62.99 | CP20 | CP20 | Potentiometer, compact, 22 mm, round, Metal, black, 10k ohm, with holder, screw terminal, with laser labeling, upper case | - | 0 | 0
3SU1250-2PS10-1AA0-Z | Y12 | 3SU1250-2PS10-1AA0-ZY12 | 1 | UN | 1 | 10 | C | D | N | N | 85334010 | 1 | 4047621073040 | 0.058 | KG | 62.99 | 62.99 | CP20 | CP20 | Potentiometer, compact, 22 mm, round, Metal, black, 10k ohm, with holder, screw terminal, with laser labeling, lower case | - | 0 | 0
3SU1250-2PS10-1AA0-Z | Y15 | 3SU1250-2PS10-1AA0-ZY15 | 1 | UN | 1 | 10 | C | D | N | N | 85334010 | 1 | 4047621073064 | 0.058 | KG | 62.99 | 62.99 | CP20 | CP20 | Potentiometer, compact, 22 mm, round, Metal, black, 10k ohm, with holder, screw terminal, with laser labeling, upper case and lower case, always upper case at the beginning of the word | - | 0 | 0
3SU1250-2PS10-1AA0-Z | Y19 | 3SU1250-2PS10-1AA0-ZY19 | 1 | UN | 1 | 10 | C | D | N | N | 85334010 | 1 | 4047621073071 | 0.11 | KG | 59.19 | 59.19 | CP20 | CP20 | Potentiometer, compact, 22 mm, round, Metal, black, 10k ohm, with holder, screw terminal, with laser labeling, inscription or symbol Customer-specific selection with SIRIUS ACT configurator (CIN) | - | 0 | 0
3SU1250-2PT10-1AA0 |  | 3SU1250-2PT10-1AA0 | 1 | UN | 1 | 1 | A | D | N | N | 85334010 | 1 | 4011209954106 | 0.104 | KG | 58.24 | 58.24 | CP20 | CP20 | Potentiometer, compact, 22 mm, round, metal, black, 47k ohm, with holder, screw terminal | - | 0 | 0
3SU1250-2PT10-1AA0-Z | X90 | 3SU1250-2PT10-1AA0-ZX90 | 1 | UN | 1 | 5 | B | D | EAR99 | N | 85334010 | 50 |  | 0.058 | KG | 58.24 | 58.24 | CP20 | CP20 | Potentiometer, compact, 22 mm, round, Metal, black, 47k ohm, with holder, screw terminal, Z=50-unit packaging | - | 0 | 0
3SU1250-2PT10-1AA0-Z | Y10 | 3SU1250-2PT10-1AA0-ZY10 | 1 | UN | 1 | 10 | C | D | EAR99 | N | 85334010 | 1 |  | 0.058 | KG | 62.99 | 62.99 | CP20 | CP20 | Potentiometer, compact, 22 mm, round, Metal, black, 47k ohm, with holder, screw terminal, with laser labeling, upper case and lower case, always upper case at beginning of line | - | 0 | 0
3SU1250-2PT10-1AA0-Z | Y11 | 3SU1250-2PT10-1AA0-ZY11 | 1 | UN | 1 | 10 | C | D | EAR99 | N | 85334010 | 1 |  | 0.058 | KG | 62.99 | 62.99 | CP20 | CP20 | Potentiometer, compact, 22 mm, round, Metal, black, 47k ohm, with holder, screw terminal, with laser labeling, upper case | - | 0 | 0
3SU1250-2PT10-1AA0-Z | Y12 | 3SU1250-2PT10-1AA0-ZY12 | 1 | UN | 1 | 10 | C | D | EAR99 | N | 85334010 | 1 |  | 0.058 | KG | 62.99 | 62.99 | CP20 | CP20 | Potentiometer, compact, 22 mm, round, Metal, black, 47k ohm, with holder, screw terminal, with laser labeling, lower case | - | 0 | 0
3SU1250-2PT10-1AA0-Z | Y15 | 3SU1250-2PT10-1AA0-ZY15 | 1 | UN | 1 | 10 | C | D | EAR99 | N | 85334010 | 1 |  | 0.058 | KG | 62.99 | 62.99 | CP20 | CP20 | Potentiometer, compact, 22 mm, round, Metal, black, 47k ohm, with holder, screw terminal, with laser labeling, upper case and lower case, always upper case at the beginning of the word | - | 0 | 0
3SU1250-2PT10-1AA0-Z | Y19 | 3SU1250-2PT10-1AA0-ZY19 | 1 | UN | 1 | 10 | C | D | EAR99 | N | 85334010 | 1 |  | 0.058 | KG | 59.19 | 59.19 | CP20 | CP20 | Potentiometer, compact, 22 mm, round, Metal, black, 47k ohm, with holder, screw terminal, with laser labeling, inscription or symbol Customer-specific selection with SIRIUS ACT configurator (CIN) | - | 0 | 0
3SU1250-2PU10-1AA0 |  | 3SU1250-2PU10-1AA0 | 1 | UN | 1 | 1 | A | D | N | N | 85334010 | 1 | 4011209954113 | 0.106 | KG | 58.24 | 58.24 | CP20 | CP20 | Potentiometer, compact, 22 mm, round, metal, black, 100k ohm, with holder, screw terminal | - | 0 | 0
3SU1250-2PU10-1AA0-Z | X90 | 3SU1250-2PU10-1AA0-ZX90 | 1 | UN | 1 | 5 | B | D | EAR99 | N | 85334010 | 50 |  | 0.058 | KG | 58.24 | 58.24 | CP20 | CP20 | Potentiometer, compact, 22 mm, round, Metal, black, 100k ohm, with holder, screw terminal, Z=50-unit packaging | - | 0 | 0
3SU1250-2PU10-1AA0-Z | Y10 | 3SU1250-2PU10-1AA0-ZY10 | 1 | UN | 1 | 10 | C | D | EAR99 | N | 85334010 | 1 |  | 0.058 | KG | 62.99 | 62.99 | CP20 | CP20 | Potentiometer, compact, 22 mm, round, Metal, black, 100k ohm, with holder, screw terminal, with laser labeling, upper case and lower case, always upper case at beginning of line | - | 0 | 0
3SU1250-2PU10-1AA0-Z | Y11 | 3SU1250-2PU10-1AA0-ZY11 | 1 | UN | 1 | 10 | C | D | EAR99 | N | 85334010 | 1 |  | 0.058 | KG | 62.99 | 62.99 | CP20 | CP20 | Potentiometer, compact, 22 mm, round, Metal, black, 100k ohm, with holder, screw terminal, with laser labeling, upper case | - | 0 | 0
3SU1250-2PU10-1AA0-Z | Y12 | 3SU1250-2PU10-1AA0-ZY12 | 1 | UN | 1 | 10 | C | D | EAR99 | N | 85334010 | 1 |  | 0.058 | KG | 62.99 | 62.99 | CP20 | CP20 | Potentiometer, compact, 22 mm, round, Metal, black, 100k ohm, with holder, screw terminal, with laser labeling, lower case | - | 0 | 0
3SU1250-2PU10-1AA0-Z | Y15 | 3SU1250-2PU10-1AA0-ZY15 | 1 | UN | 1 | 10 | C | D | EAR99 | N | 85334010 | 1 |  | 0.058 | KG | 62.99 | 62.99 | CP20 | CP20 | Potentiometer, compact, 22 mm, round, Metal, black, 100k ohm, with holder, screw terminal, with laser labeling, upper case and lower case, always upper case at the beginning of the word | - | 0 | 0
3SU1250-2PU10-1AA0-Z | Y19 | 3SU1250-2PU10-1AA0-ZY19 | 1 | UN | 1 | 10 | C | D | EAR99 | N | 85334010 | 1 |  | 0.058 | KG | 59.19 | 59.19 | CP20 | CP20 | Potentiometer, compact, 22 mm, round, Metal, black, 100k ohm, with holder, screw terminal, with laser labeling, inscription or symbol Customer-specific selection with SIRIUS ACT configurator (CIN) | - | 0 | 0
3SU1250-2PV10-1AA0 |  | 3SU1250-2PV10-1AA0 | 1 | UN | 1 | 1 | A | D | N | N | 85334010 | 1 | 4011209954120 | 0.105 | KG | 58.24 | 58.24 | CP20 | CP20 | Potentiometer, compact, 22 mm, round, metal, black, 470k ohm, with holder, screw terminal | - | 0 | 0
3SU1250-2PV10-1AA0-Z | X90 | 3SU1250-2PV10-1AA0-ZX90 | 1 | UN | 1 | 5 | B | D | EAR99 | N | 85334010 | 50 |  | 0.058 | KG | 58.24 | 58.24 | CP20 | CP20 | Potentiometer, compact, 22 mm, round, Metal, black, 470k ohm, with holder, screw terminal, Z=50-unit packaging | - | 0 | 0
3SU1250-2PV10-1AA0-Z | Y10 | 3SU1250-2PV10-1AA0-ZY10 | 1 | UN | 1 | 10 | C | D | EAR99 | N | 85334010 | 1 |  | 0.058 | KG | 62.99 | 62.99 | CP20 | CP20 | Potentiometer, compact, 22 mm, round, Metal, black, 470k ohm, with holder, screw terminal, with laser labeling, upper case and lower case, always upper case at beginning of line | - | 0 | 0
3SU1250-2PV10-1AA0-Z | Y11 | 3SU1250-2PV10-1AA0-ZY11 | 1 | UN | 1 | 10 | C | D | EAR99 | N | 85334010 | 1 |  | 0.058 | KG | 62.99 | 62.99 | CP20 | CP20 | Potentiometer, compact, 22 mm, round, Metal, black, 470k ohm, with holder, screw terminal, with laser labeling, upper case | - | 0 | 0
3SU1250-2PV10-1AA0-Z | Y12 | 3SU1250-2PV10-1AA0-ZY12 | 1 | UN | 1 | 10 | C | D | EAR99 | N | 85334010 | 1 |  | 0.058 | KG | 62.99 | 62.99 | CP20 | CP20 | Potentiometer, compact, 22 mm, round, Metal, black, 470k ohm, with holder, screw terminal, with laser labeling, lower case | - | 0 | 0
3SU1250-2PV10-1AA0-Z | Y15 | 3SU1250-2PV10-1AA0-ZY15 | 1 | UN | 1 | 10 | C | D | EAR99 | N | 85334010 | 1 |  | 0.058 | KG | 62.99 | 62.99 | CP20 | CP20 | Potentiometer, compact, 22 mm, round, Metal, black, 470k ohm, with holder, screw terminal, with laser labeling, upper case and lower case, always upper case at the beginning of the word | - | 0 | 0
3SU1250-2PV10-1AA0-Z | Y19 | 3SU1250-2PV10-1AA0-ZY19 | 1 | UN | 1 | 10 | C | D | EAR99 | N | 85334010 | 1 |  | 0.058 | KG | 59.19 | 59.19 | CP20 | CP20 | Potentiometer, compact, 22 mm, round, Metal, black, 470k ohm, with holder, screw terminal, with laser labeling, inscription or symbol Customer-specific selection with SIRIUS ACT configurator (CIN) | - | 0 | 0
3SU1250-6KB10-1AA0 |  | 3SU1250-6KB10-1AA0 | 1 | UN | 1 | 5 | B | D | N | N | 85318070 | 1 | 4047621044897 | 0.001 | KG | 39.14 | 39.14 | CP20 | CP20 | acoustic signal device, compact, 22 mm, round, Metal, black, Continuous tone 2.4 kHz, IP40, Sound pressure min. 80 dB/10 cm, with holder, Operating voltage 24 V AC/DC, screw terminal | - | 0 | 0
3SU1250-6KB10-1AA0-Z | X90 | 3SU1250-6KB10-1AA0-ZX90 | 1 | UN | 1 | 5 | B | D | N | N | 85318070 | 50 |  | 0.034 | KG | 39.14 | 39.14 | CP20 | CP20 | acoustic signal device, compact, 22 mm, round, Metal, black, Continuous tone 2.4 kHz, IP40, Sound pressure min. 80 dB/10 cm, with holder, Operating voltage 24 V AC/DC, screw terminal, Z=50-unit packaging | - | 0 | 0
3SU1250-6KB10-1AA0-Z | Y19 | 3SU1250-6KB10-1AA0-ZY19 | 1 | UN | 1 | 10 | C | D | N | N | 85318070 | 1 |  | 0.001 | KG | 40.09 | 40.09 | CP20 | CP20 | acoustic signal device, compact, 22 mm, round, Metal, black, Continuous tone 2.4 kHz, IP40, Sound pressure min. 80 dB/10 cm, with holder, Operating voltage 24 V AC/DC, screw terminal, Customer-specific selection with SIRIUS ACT configurator (CIN) | - | 0 | 0
3SU1250-6KC10-1AA0 |  | 3SU1250-6KC10-1AA0 | 1 | UN | 1 | 5 | B | D | N | N | 85318070 | 1 | 4047621044903 | 0.001 | KG | 39.14 | 39.14 | CP20 | CP20 | acoustic signal device, compact, 22 mm, round, Metal, black, Continuous tone 2.4 kHz, IP40, Sound pressure min. 80 dB/10 cm, with holder, Operating voltage 110 V AC, screw terminal | - | 0 | 0
3SU1250-6KC10-1AA0-Z | X90 | 3SU1250-6KC10-1AA0-ZX90 | 1 | UN | 1 | 5 | B | D | N | N | 85318070 | 50 |  | 0.034 | KG | 39.14 | 39.14 | CP20 | CP20 | acoustic signal device, compact, 22 mm, round, Metal, black, Continuous tone 2.4 kHz, IP40, Sound pressure min. 80 dB/10 cm, with holder, Operating voltage 110 V AC, screw terminal, Z=50-unit packaging | - | 0 | 0
3SU1250-6KC10-1AA0-Z | Y19 | 3SU1250-6KC10-1AA0-ZY19 | 1 | UN | 1 | 10 | C | D | N | N | 85318070 | 1 |  | 0.001 | KG | 40.09 | 40.09 | CP20 | CP20 | acoustic signal device, compact, 22 mm, round, Metal, black, Continuous tone 2.4 kHz, IP40, Sound pressure min. 80 dB/10 cm, with holder, Operating voltage 110 V AC, screw terminal, Customer-specific selection with SIRIUS ACT configurator (CIN) | - | 0 | 0
3SU1250-6KF10-1AA0 |  | 3SU1250-6KF10-1AA0 | 1 | UN | 1 | 5 | B | D | N | N | 85318070 | 1 | 4047621044910 | 0.001 | KG | 39.14 | 39.14 | CP20 | CP20 | acoustic signal device, compact, 22 mm, round, Metal, black, Continuous tone 2.4 kHz, IP40, Sound pressure min. 80 dB/10 cm, with holder, Operating voltage 230 V AC, screw terminal | - | 0 | 0
3SU1250-6KF10-1AA0-Z | X90 | 3SU1250-6KF10-1AA0-ZX90 | 1 | UN | 1 | 5 | B | D | N | N | 85318070 | 50 |  | 0.034 | KG | 39.14 | 39.14 | CP20 | CP20 | acoustic signal device, compact, 22 mm, round, Metal, black, Continuous tone 2.4 kHz, IP40, Sound pressure min. 80 dB/10 cm, with holder, Operating voltage 230 V AC, screw terminal, Z=50-unit packaging | - | 0 | 0
3SU1250-6KF10-1AA0-Z | Y19 | 3SU1250-6KF10-1AA0-ZY19 | 1 | UN | 1 | 10 | C | D | N | N | 85318070 | 1 |  | 0.001 | KG | 40.09 | 40.09 | CP20 | CP20 | acoustic signal device, compact, 22 mm, round, Metal, black, Continuous tone 2.4 kHz, IP40, Sound pressure min. 80 dB/10 cm, with holder, Operating voltage 230 V AC, screw terminal, Customer-specific selection with SIRIUS ACT configurator (CIN) | - | 0 | 0
3SU1250-6KG10-1AA0 |  | 3SU1250-6KG10-1AA0 | 1 | UN | 1 | 6 | C | D | N | N | 85318070 | 1 | 4011209946620 | 0.001 | G | 39.14 | 39.14 | CP20 | CP20 | acoustic signal device, compact, 22 mm, round, metal, black, continuous tone 2.4 kHz, IP40, sound pressure max. 75 dB/10 cm, with holder, operating voltage 6-24 V AC/DC, screw terminal | - | 0 | 9
3SU1250-6KG10-1AA0-Z | X90 | 3SU1250-6KG10-1AA0-ZX90 | 1 | UN | 1 | 10 | C | D | N | N | 85318070 | 50 |  | 0.034 | KG | 39.14 | 39.14 | CP20 | CP20 | acoustic signal device, compact, 22 mm, round, metal, black, continuous tone 2.4 kHz, IP40, sound pressure max. 75 dB/10 cm, with holder, operating voltage 6-24 V AC/DC, screw terminal, Z=50-unit packaging | - | 0 | 9
3SU1250-6KH10-1AA0 |  | 3SU1250-6KH10-1AA0 | 1 | UN | 1 | 10 | C | D | N | N | 85318070 | 1 | 4011209946637 | 0.001 | G | 44.65 | 44.65 | CP20 | CP20 | acoustic signal device, compact, 22 mm, round, metal, black, continuous tone 2.4 kHz, IP40, sound pressure max. 75 dB/10 cm, with holder, operating voltage 24-240 V AC/DC, screw terminal | - | 0 | 9
3SU1250-6KH10-1AA0-Z | X90 | 3SU1250-6KH10-1AA0-ZX90 | 1 | UN | 1 | 10 | C | D | N | N | 85318070 | 50 |  | 0.034 | KG | 44.65 | 44.65 | CP20 | CP20 | acoustic signal device, compact, 22 mm, round, metal, black, continuous tone 2.4 kHz, IP40, sound pressure max. 75 dB/10 cm, with holder, operating voltage 24-240 V AC/DC, screw terminal, Z=50-unit packaging | - | 0 | 9
3SU1251-0EB20-0AA0 |  | 3SU1251-0EB20-0AA0 | 1 | UN | 1 | 3 | B | D | N | N | 85389099 | 1 | 4011209973909 | 0.106 | KG | 20.33 | 20.33 | CP20 | CP20 | Pushbutton, compact, with extended stroke (12 mm), 22 mm, round, metal, red transparent, pushbutton, flat, momentary contact type, with holder | - | 0 | 0
3SU1251-0EB20-0AA0-Z | X90 | 3SU1251-0EB20-0AA0-ZX90 | 1 | UN | 1 | 5 | B | D | EAR99 | N | 85389099 | 50 |  | 0.057 | KG | 20.33 | 20.33 | CP20 | CP20 | Pushbutton, compact, with extended stroke (12 mm), 22 mm, round, Metal, red transparent, pushbutton, flat, momentary contact type, with holder, Z=50-unit packaging | - | 0 | 0
3SU1251-0EB20-0AA0-Z | Y10 | 3SU1251-0EB20-0AA0-ZY10 | 1 | UN | 1 | 10 | C | D | EAR99 | N | 85389099 | 1 |  | 0.057 | KG | 25.08 | 25.08 | CP20 | CP20 | Pushbutton, compact, with extended stroke (12 mm), 22 mm, round, Metal, red transparent, pushbutton, flat, momentary contact type, with holder, with laser labeling, upper case and lower case, always upper case at beginning of line | - | 0 | 0
3SU1251-0EB20-0AA0-Z | Y11 | 3SU1251-0EB20-0AA0-ZY11 | 1 | UN | 1 | 10 | C | D | EAR99 | N | 85389099 | 1 |  | 0.057 | KG | 25.08 | 25.08 | CP20 | CP20 | Pushbutton, compact, with extended stroke (12 mm), 22 mm, round, Metal, red transparent, pushbutton, flat, momentary contact type, with holder, with laser labeling, upper case | - | 0 | 0
3SU1251-0EB20-0AA0-Z | Y12 | 3SU1251-0EB20-0AA0-ZY12 | 1 | UN | 1 | 10 | C | D | EAR99 | N | 85389099 | 1 |  | 0.057 | KG | 25.08 | 25.08 | CP20 | CP20 | Pushbutton, compact, with extended stroke (12 mm), 22 mm, round, Metal, red transparent, pushbutton, flat, momentary contact type, with holder, with laser labeling, lower case | - | 0 | 0
3SU1251-0EB20-0AA0-Z | Y13 | 3SU1251-0EB20-0AA0-ZY13 | 1 | UN | 1 | 10 | C | D | EAR99 | N | 85389099 | 1 |  | 0.057 | KG | 25.08 | 25.08 | CP20 | CP20 | Pushbutton, compact, with extended stroke (12 mm), 22 mm, round, Metal, red transparent, pushbutton, flat, momentary contact type, with holder, with laser labeling, symbol number according to, ISO 7000 or IEC 60417 | - | 0 | 0
3SU1251-0EB20-0AA0-Z | Y15 | 3SU1251-0EB20-0AA0-ZY15 | 1 | UN | 1 | 10 | C | D | EAR99 | N | 85389099 | 1 |  | 0.057 | KG | 25.08 | 25.08 | CP20 | CP20 | Pushbutton, compact, with extended stroke (12 mm), 22 mm, round, Metal, red transparent, pushbutton, flat, momentary contact type, with holder, with laser labeling, upper case and lower case, always upper case at the beginning of the word | - | 0 | 0
3SU1251-0EB20-0AA0-Z | Y19 | 3SU1251-0EB20-0AA0-ZY19 | 1 | UN | 1 | 10 | C | D | EAR99 | N | 85389099 | 1 |  | 0.057 | KG | 21.28 | 21.28 | CP20 | CP20 | Pushbutton, compact, with extended stroke (12 mm), 22 mm, round, Metal, red transparent, pushbutton, flat, momentary contact type, with holder, with laser labeling, inscription or symbol Customer-specific selection with SIRIUS ACT configurator (CIN) | - | 0 | 0
3SU1251-0EB70-0AA0 |  | 3SU1251-0EB70-0AA0 | 1 | UN | 1 | 3 | B | D | N | N | 85389099 | 1 | 4011209973916 | 0.106 | KG | 20.33 | 20.33 | CP20 | CP20 | Pushbutton, compact, with extended stroke (12 mm), 22 mm, round, metal, clear, pushbutton, flat, momentary contact type, with holder | - | 0 | 0
3SU1251-0EB70-0AA0-Z | X90 | 3SU1251-0EB70-0AA0-ZX90 | 1 | UN | 1 | 5 | B | D | EAR99 | N | 85389099 | 50 |  | 0.057 | KG | 20.33 | 20.33 | CP20 | CP20 | Pushbutton, compact, with extended stroke (12 mm), 22 mm, round, Metal, clear, pushbutton, flat, momentary contact type, with holder, Z=50-unit packaging | - | 0 | 0
3SU1251-0EB70-0AA0-Z | Y10 | 3SU1251-0EB70-0AA0-ZY10 | 1 | UN | 1 | 10 | C | D | EAR99 | N | 85389099 | 1 |  | 0.057 | KG | 25.08 | 25.08 | CP20 | CP20 | Pushbutton, compact, with extended stroke (12 mm), 22 mm, round, Metal, clear, pushbutton, flat, momentary contact type, with holder, with laser labeling, upper case and lower case, always upper case at beginning of line | - | 0 | 0
3SU1251-0EB70-0AA0-Z | Y11 | 3SU1251-0EB70-0AA0-ZY11 | 1 | UN | 1 | 10 | C | D | EAR99 | N | 85389099 | 1 |  | 0.057 | KG | 25.08 | 25.08 | CP20 | CP20 | Pushbutton, compact, with extended stroke (12 mm), 22 mm, round, Metal, clear, pushbutton, flat, momentary contact type, with holder, with laser labeling, upper case | - | 0 | 0
3SU1251-0EB70-0AA0-Z | Y12 | 3SU1251-0EB70-0AA0-ZY12 | 1 | UN | 1 | 10 | C | D | EAR99 | N | 85389099 | 1 |  | 0.057 | KG | 25.08 | 25.08 | CP20 | CP20 | Pushbutton, compact, with extended stroke (12 mm), 22 mm, round, Metal, clear, pushbutton, flat, momentary contact type, with holder, with laser labeling, lower case | - | 0 | 0
3SU1251-0EB70-0AA0-Z | Y13 | 3SU1251-0EB70-0AA0-ZY13 | 1 | UN | 1 | 10 | C | D | EAR99 | N | 85389099 | 1 |  | 0.057 | KG | 25.08 | 25.08 | CP20 | CP20 | Pushbutton, compact, with extended stroke (12 mm), 22 mm, round, Metal, clear, pushbutton, flat, momentary contact type, with holder, with laser labeling, symbol number according to, ISO 7000 or IEC 60417 | - | 0 | 0
3SU1251-0EB70-0AA0-Z | Y15 | 3SU1251-0EB70-0AA0-ZY15 | 1 | UN | 1 | 10 | C | D | EAR99 | N | 85389099 | 1 |  | 0.057 | KG | 25.08 | 25.08 | CP20 | CP20 | Pushbutton, compact, with extended stroke (12 mm), 22 mm, round, Metal, clear, pushbutton, flat, momentary contact type, with holder, with laser labeling, upper case and lower case, always upper case at the beginning of the word | - | 0 | 0
3SU1251-0EB70-0AA0-Z | Y19 | 3SU1251-0EB70-0AA0-ZY19 | 1 | UN | 1 | 10 | C | D | EAR99 | N | 85389099 | 1 |  | 0.057 | KG | 21.28 | 21.28 | CP20 | CP20 | Pushbutton, compact, with extended stroke (12 mm), 22 mm, round, Metal, clear, pushbutton, flat, momentary contact type, with holder, with laser labeling, inscription or symbol Customer-specific selection with SIRIUS ACT configurator (CIN) | - | 0 | 0
3SU1251-6AB00-1AA0 |  | 3SU1251-6AB00-1AA0 | 1 | UN | 1 | 5 | B | D | N | N | 85369095 | 1 | 4011209945258 | 0.081 | KG | 12.92 | 12.92 | CP20 | CP20 | Indicator lights, compact, 22 mm, round, metal, amber, lens, smooth, with holder, Operating voltage 24 V AC/DC, screw terminal | Lista Papel 2020 SI | 0 | 0
3SU1251-6AB00-1AA0-Z | X90 | 3SU1251-6AB00-1AA0-ZX90 | 1 | UN | 1 | 5 | B | D | EAR99 | N | 85369095 | 50 |  | 0.034 | KG | 12.92 | 12.92 | CP20 | CP20 | Indicator lights, compact, 22 mm, round, Metal, amber, lens, smooth, with holder, Operating voltage 24 V AC/DC, screw terminal, Z=50-unit packaging | - | 0 | 0
3SU1251-6AB00-1AA0-Z | Y10 | 3SU1251-6AB00-1AA0-ZY10 | 1 | UN | 1 | 10 | C | D | EAR99 | N | 85369095 | 1 |  | 0.034 | KG | 17.67 | 17.67 | CP20 | CP20 | Indicator lights, compact, 22 mm, round, Metal, amber, lens, smooth, with holder, Operating voltage 24 V AC/DC, screw terminal, with laser labeling, upper case and lower case, always upper case at beginning of line | - | 0 | 0
3SU1251-6AB00-1AA0-Z | Y11 | 3SU1251-6AB00-1AA0-ZY11 | 1 | UN | 1 | 10 | C | D | EAR99 | N | 85369095 | 1 |  | 0.034 | KG | 17.67 | 17.67 | CP20 | CP20 | Indicator lights, compact, 22 mm, round, Metal, amber, lens, smooth, with holder, Operating voltage 24 V AC/DC, screw terminal, with laser labeling, upper case | - | 0 | 0
3SU1251-6AB00-1AA0-Z | Y12 | 3SU1251-6AB00-1AA0-ZY12 | 1 | UN | 1 | 10 | C | D | EAR99 | N | 85369095 | 1 |  | 0.034 | KG | 17.67 | 17.67 | CP20 | CP20 | Indicator lights, compact, 22 mm, round, Metal, amber, lens, smooth, with holder, Operating voltage 24 V AC/DC, screw terminal, with laser labeling, lower case | - | 0 | 0
3SU1251-6AB00-1AA0-Z | Y13 | 3SU1251-6AB00-1AA0-ZY13 | 1 | UN | 1 | 10 | C | D | EAR99 | N | 85369095 | 1 |  | 0.034 | KG | 17.67 | 17.67 | CP20 | CP20 | Indicator lights, compact, 22 mm, round, Metal, amber, lens, smooth, with holder, Operating voltage 24 V AC/DC, screw terminal, with laser labeling, symbol number according to, ISO 7000 or IEC 60417 | - | 0 | 0
3SU1251-6AB00-1AA0-Z | Y15 | 3SU1251-6AB00-1AA0-ZY15 | 1 | UN | 1 | 10 | C | D | EAR99 | N | 85369095 | 1 |  | 0.034 | KG | 17.67 | 17.67 | CP20 | CP20 | Indicator lights, compact, 22 mm, round, Metal, amber, lens, smooth, with holder, Operating voltage 24 V AC/DC, screw terminal, with laser labeling, upper case and lower case, always upper case at the beginning of the word | - | 0 | 0
3SU1251-6AB00-1AA0-Z | Y19 | 3SU1251-6AB00-1AA0-ZY19 | 1 | UN | 1 | 10 | C | D | EAR99 | N | 85369095 | 1 |  | 0.034 | KG | 13.87 | 13.87 | CP20 | CP20 | Indicator lights, compact, 22 mm, round, Metal, amber, lens, smooth, with holder, Operating voltage 24 V AC/DC, screw terminal, with laser labeling, inscription or symbol Customer-specific selection with SIRIUS ACT configurator (CIN) | - | 0 | 0
3SU1251-6AB20-1AA0 |  | 3SU1251-6AB20-1AA0 | 1 | UN | 1 | 1 | A | D | N | N | 85369095 | 1 | 4011209945203 | 0.083 | KG | 12.92 | 12.92 | CP20 | CP20 | Indicator lights, compact, 22 mm, round, metal, red, lens, smooth, with holder, Operating voltage 24 V AC/DC, screw terminal | Lista Papel 2020 SI | 0 | 0
3SU1251-6AB20-1AA0-Z | X90 | 3SU1251-6AB20-1AA0-ZX90 | 1 | UN | 1 | 5 | B | D | EAR99 | N | 85369095 | 50 |  | 0.034 | KG | 12.92 | 12.92 | CP20 | CP20 | Indicator lights, compact, 22 mm, round, Metal, red, lens, smooth, with holder, Operating voltage 24 V AC/DC, screw terminal, Z=50-unit packaging | - | 0 | 0
3SU1251-6AB20-1AA0-Z | Y10 | 3SU1251-6AB20-1AA0-ZY10 | 1 | UN | 1 | 10 | C | D | N | N | 85369095 | 1 |  | 0.03 | KG | 17.67 | 17.67 | CP20 | CP20 | Indicator lights, compact, 22 mm, round, Metal, red, lens, smooth, with holder, Operating voltage 24 V AC/DC, screw terminal, with laser labeling, upper case and lower case, always upper case at beginning of line | - | 0 | 0
3SU1251-6AB20-1AA0-Z | Y11 | 3SU1251-6AB20-1AA0-ZY11 | 1 | UN | 1 | 10 | C | D | N | N | 85369095 | 1 |  | 0.03 | KG | 17.67 | 17.67 | CP20 | CP20 | Indicator lights, compact, 22 mm, round, Metal, red, lens, smooth, with holder, Operating voltage 24 V AC/DC, screw terminal, with laser labeling, upper case | - | 0 | 0
3SU1251-6AB20-1AA0-Z | Y12 | 3SU1251-6AB20-1AA0-ZY12 | 1 | UN | 1 | 10 | C | D | N | N | 85369095 | 1 |  | 0.03 | KG | 17.67 | 17.67 | CP20 | CP20 | Indicator lights, compact, 22 mm, round, Metal, red, lens, smooth, with holder, Operating voltage 24 V AC/DC, screw terminal, with laser labeling, lower case | - | 0 | 0
3SU1251-6AB20-1AA0-Z | Y13 | 3SU1251-6AB20-1AA0-ZY13 | 1 | UN | 1 | 10 | C | D | N | N | 85369095 | 1 |  | 0.03 | KG | 17.67 | 17.67 | CP20 | CP20 | Indicator lights, compact, 22 mm, round, Metal, red, lens, smooth, with holder, Operating voltage 24 V AC/DC, screw terminal, with laser labeling, symbol number according to, ISO 7000 or IEC 60417 | - | 0 | 0
3SU1251-6AB20-1AA0-Z | Y15 | 3SU1251-6AB20-1AA0-ZY15 | 1 | UN | 1 | 10 | C | D | N | N | 85369095 | 1 |  | 0.03 | KG | 17.67 | 17.67 | CP20 | CP20 | Indicator lights, compact, 22 mm, round, Metal, red, lens, smooth, with holder, Operating voltage 24 V AC/DC, screw terminal, with laser labeling, upper case and lower case, always upper case at the beginning of the word | - | 0 | 0
3SU1251-6AB20-1AA0-Z | Y19 | 3SU1251-6AB20-1AA0-ZY19 | 1 | UN | 1 | 10 | C | D | N | N | 85369095 | 1 |  | 0.084 | KG | 13.87 | 13.87 | CP20 | CP20 | Indicator lights, compact, 22 mm, round, Metal, red, lens, smooth, with holder, Operating voltage 24 V AC/DC, screw terminal, with laser labeling, inscription or symbol Customer-specific selection with SIRIUS ACT configurator (CIN) | - | 0 | 0
3SU1251-6AB30-1AA0 |  | 3SU1251-6AB30-1AA0 | 1 | UN | 1 | 1 | A | D | N | N | 85369095 | 1 | 4011209945197 | 0.083 | KG | 12.92 | 12.92 | CP20 | CP20 | Indicator lights, compact, 22 mm, round, metal, yellow, lens, smooth, with holder, Operating voltage 24 V AC/DC, screw terminal | Lista Papel 2020 SI | 0 | 0
3SU1251-6AB30-1AA0-Z | X90 | 3SU1251-6AB30-1AA0-ZX90 | 1 | UN | 1 | 5 | B | D | EAR99 | N | 85369095 | 50 |  | 0.034 | KG | 12.92 | 12.92 | CP20 | CP20 | Indicator lights, compact, 22 mm, round, Metal, yellow, lens, smooth, with holder, Operating voltage 24 V AC/DC, screw terminal, Z=50-unit packaging | - | 0 | 0
3SU1251-6AB30-1AA0-Z | Y10 | 3SU1251-6AB30-1AA0-ZY10 | 1 | UN | 1 | 10 | C | D | N | N | 85389099 | 1 |  | 0.03 | KG | 17.67 | 17.67 | CP20 | CP20 | Indicator lights, compact, 22 mm, round, Metal, yellow, lens, smooth, with holder, Operating voltage 24 V AC/DC, screw terminal, with laser labeling, upper case and lower case, always upper case at beginning of line | - | 0 | 0
3SU1251-6AB30-1AA0-Z | Y11 | 3SU1251-6AB30-1AA0-ZY11 | 1 | UN | 1 | 10 | C | D | N | N | 85389099 | 1 |  | 0.03 | KG | 17.67 | 17.67 | CP20 | CP20 | Indicator lights, compact, 22 mm, round, Metal, yellow, lens, smooth, with holder, Operating voltage 24 V AC/DC, screw terminal, with laser labeling, upper case | - | 0 | 0
3SU1251-6AB30-1AA0-Z | Y12 | 3SU1251-6AB30-1AA0-ZY12 | 1 | UN | 1 | 10 | C | D | N | N | 85389099 | 1 |  | 0.03 | KG | 17.67 | 17.67 | CP20 | CP20 | Indicator lights, compact, 22 mm, round, Metal, yellow, lens, smooth, with holder, Operating voltage 24 V AC/DC, screw terminal, with laser labeling, lower case | - | 0 | 0
3SU1251-6AB30-1AA0-Z | Y13 | 3SU1251-6AB30-1AA0-ZY13 | 1 | UN | 1 | 10 | C | D | N | N | 85389099 | 1 |  | 0.03 | KG | 17.67 | 17.67 | CP20 | CP20 | Indicator lights, compact, 22 mm, round, Metal, yellow, lens, smooth, with holder, Operating voltage 24 V AC/DC, screw terminal, with laser labeling, symbol number according to, ISO 7000 or IEC 60417 | - | 0 | 0
3SU1251-6AB30-1AA0-Z | Y15 | 3SU1251-6AB30-1AA0-ZY15 | 1 | UN | 1 | 10 | C | D | N | N | 85389099 | 1 |  | 0.03 | KG | 17.67 | 17.67 | CP20 | CP20 | Indicator lights, compact, 22 mm, round, Metal, yellow, lens, smooth, with holder, Operating voltage 24 V AC/DC, screw terminal, with laser labeling, upper case and lower case, always upper case at the beginning of the word | - | 0 | 0
3SU1251-6AB30-1AA0-Z | Y19 | 3SU1251-6AB30-1AA0-ZY19 | 1 | UN | 1 | 10 | C | D | N | N | 85389099 | 1 |  | 0.08 | KG | 13.87 | 13.87 | CP20 | CP20 | Indicator lights, compact, 22 mm, round, Metal, yellow, lens, smooth, with holder, Operating voltage 24 V AC/DC, screw terminal, with laser labeling, inscription or symbol Customer-specific selection with SIRIUS ACT configurator (CIN) | - | 0 | 0
3SU1251-6AB40-1AA0 |  | 3SU1251-6AB40-1AA0 | 1 | UN | 1 | 1 | A | D | N | N | 85369095 | 1 | 4011209945210 | 0.084 | KG | 12.92 | 12.92 | CP20 | CP20 | Indicator lights, compact, 22 mm, round, metal, green, lens, smooth, with holder, Operating voltage 24 V AC/DC, screw terminal | Lista Papel 2020 SI | 0 | 0
3SU1251-6AB40-1AA0-Z | X90 | 3SU1251-6AB40-1AA0-ZX90 | 1 | UN | 1 | 5 | B | D | EAR99 | N | 85369095 | 50 |  | 0.034 | KG | 12.92 | 12.92 | CP20 | CP20 | Indicator lights, compact, 22 mm, round, Metal, green, lens, smooth, with holder, Operating voltage 24 V AC/DC, screw terminal, Z=50-unit packaging | - | 0 | 0
3SU1251-6AB40-1AA0-Z | Y10 | 3SU1251-6AB40-1AA0-ZY10 | 1 | UN | 1 | 10 | C | D | N | N | 85369095 | 1 |  | 0.034 | KG | 17.67 | 17.67 | CP20 | CP20 | Indicator lights, compact, 22 mm, round, Metal, green, lens, smooth, with holder, Operating voltage 24 V AC/DC, screw terminal, with laser labeling, upper case and lower case, always upper case at beginning of line | - | 0 | 0
3SU1251-6AB40-1AA0-Z | Y11 | 3SU1251-6AB40-1AA0-ZY11 | 1 | UN | 1 | 10 | C | D | N | N | 85369095 | 1 |  | 0.034 | KG | 17.67 | 17.67 | CP20 | CP20 | Indicator lights, compact, 22 mm, round, Metal, green, lens, smooth, with holder, Operating voltage 24 V AC/DC, screw terminal, with laser labeling, upper case | - | 0 | 0
3SU1251-6AB40-1AA0-Z | Y12 | 3SU1251-6AB40-1AA0-ZY12 | 1 | UN | 1 | 10 | C | D | N | N | 85369095 | 1 |  | 0.034 | KG | 17.67 | 17.67 | CP20 | CP20 | Indicator lights, compact, 22 mm, round, Metal, green, lens, smooth, with holder, Operating voltage 24 V AC/DC, screw terminal, with laser labeling, lower case | - | 0 | 0
3SU1251-6AB40-1AA0-Z | Y13 | 3SU1251-6AB40-1AA0-ZY13 | 1 | UN | 1 | 10 | C | D | N | N | 85369095 | 1 |  | 0.034 | KG | 17.67 | 17.67 | CP20 | CP20 | Indicator lights, compact, 22 mm, round, Metal, green, lens, smooth, with holder, Operating voltage 24 V AC/DC, screw terminal, with laser labeling, symbol number according to, ISO 7000 or IEC 60417 | - | 0 | 0
3SU1251-6AB40-1AA0-Z | Y15 | 3SU1251-6AB40-1AA0-ZY15 | 1 | UN | 1 | 10 | C | D | N | N | 85369095 | 1 |  | 0.034 | KG | 17.67 | 17.67 | CP20 | CP20 | Indicator lights, compact, 22 mm, round, Metal, green, lens, smooth, with holder, Operating voltage 24 V AC/DC, screw terminal, with laser labeling, upper case and lower case, always upper case at the beginning of the word | - | 0 | 0
3SU1251-6AB40-1AA0-Z | Y19 | 3SU1251-6AB40-1AA0-ZY19 | 1 | UN | 1 | 10 | C | D | N | N | 85369095 | 1 |  | 0.085 | KG | 13.87 | 13.87 | CP20 | CP20 | Indicator lights, compact, 22 mm, round, Metal, green, lens, smooth, with holder, Operating voltage 24 V AC/DC, screw terminal, with laser labeling, inscription or symbol Customer-specific selection with SIRIUS ACT configurator (CIN) | - | 0 | 0
3SU1251-6AB50-1AA0 |  | 3SU1251-6AB50-1AA0 | 1 | UN | 1 | 5 | B | D | N | N | 85369095 | 1 | 4011209945227 | 0.084 | KG | 12.92 | 12.92 | CP20 | CP20 | Indicator lights, compact, 22 mm, round, metal, blue, lens, smooth, with holder, Operating voltage 24 V AC/DC, screw terminal | Lista Papel 2020 SI | 0 | 0
3SU1251-6AB50-1AA0-Z | X90 | 3SU1251-6AB50-1AA0-ZX90 | 1 | UN | 1 | 5 | B | D | EAR99 | N | 85369095 | 50 |  | 0.034 | KG | 12.92 | 12.92 | CP20 | CP20 | Indicator lights, compact, 22 mm, round, Metal, blue, lens, smooth, with holder, Operating voltage 24 V AC/DC, screw terminal, Z=50-unit packaging | - | 0 | 0
3SU1251-6AB50-1AA0-Z | Y10 | 3SU1251-6AB50-1AA0-ZY10 | 1 | UN | 1 | 10 | C | D | N | N | 85369095 | 1 |  | 0.03 | KG | 17.67 | 17.67 | CP20 | CP20 | Indicator lights, compact, 22 mm, round, Metal, blue, lens, smooth, with holder, Operating voltage 24 V AC/DC, screw terminal, with laser labeling, upper case and lower case, always upper case at beginning of line | - | 0 | 0
3SU1251-6AB50-1AA0-Z | Y11 | 3SU1251-6AB50-1AA0-ZY11 | 1 | UN | 1 | 10 | C | D | N | N | 85369095 | 1 |  | 0.03 | KG | 17.67 | 17.67 | CP20 | CP20 | Indicator lights, compact, 22 mm, round, Metal, blue, lens, smooth, with holder, Operating voltage 24 V AC/DC, screw terminal, with laser labeling, upper case | - | 0 | 0
3SU1251-6AB50-1AA0-Z | Y12 | 3SU1251-6AB50-1AA0-ZY12 | 1 | UN | 1 | 10 | C | D | N | N | 85369095 | 1 |  | 0.03 | KG | 17.67 | 17.67 | CP20 | CP20 | Indicator lights, compact, 22 mm, round, Metal, blue, lens, smooth, with holder, Operating voltage 24 V AC/DC, screw terminal, with laser labeling, lower case | - | 0 | 0
3SU1251-6AB50-1AA0-Z | Y13 | 3SU1251-6AB50-1AA0-ZY13 | 1 | UN | 1 | 10 | C | D | N | N | 85369095 | 1 |  | 0.03 | KG | 17.67 | 17.67 | CP20 | CP20 | Indicator lights, compact, 22 mm, round, Metal, blue, lens, smooth, with holder, Operating voltage 24 V AC/DC, screw terminal, with laser labeling, symbol number according to, ISO 7000 or IEC 60417 | - | 0 | 0
3SU1251-6AB50-1AA0-Z | Y15 | 3SU1251-6AB50-1AA0-ZY15 | 1 | UN | 1 | 10 | C | D | N | N | 85369095 | 1 |  | 0.03 | KG | 17.67 | 17.67 | CP20 | CP20 | Indicator lights, compact, 22 mm, round, Metal, blue, lens, smooth, with holder, Operating voltage 24 V AC/DC, screw terminal, with laser labeling, upper case and lower case, always upper case at the beginning of the word | - | 0 | 0
3SU1251-6AB50-1AA0-Z | Y19 | 3SU1251-6AB50-1AA0-ZY19 | 1 | UN | 1 | 10 | C | D | N | N | 85369095 | 1 |  | 0.08 | KG | 13.87 | 13.87 | CP20 | CP20 | Indicator lights, compact, 22 mm, round, Metal, blue, lens, smooth, with holder, Operating voltage 24 V AC/DC, screw terminal, with laser labeling, inscription or symbol Customer-specific selection with SIRIUS ACT configurator (CIN) | - | 0 | 0
3SU1251-6AB60-1AA0 |  | 3SU1251-6AB60-1AA0 | 1 | UN | 1 | 1 | A | D | N | N | 85369095 | 1 | 4011209945234 | 0.083 | KG | 12.92 | 12.92 | CP20 | CP20 | Indicator lights, compact, 22 mm, round, metal, white, lens, smooth, with holder, Operating voltage 24 V AC/DC, screw terminal | Lista Papel 2020 SI | 0 | 0
3SU1251-6AB60-1AA0-Z | X90 | 3SU1251-6AB60-1AA0-ZX90 | 1 | UN | 1 | 5 | B | D | EAR99 | N | 85369095 | 50 |  | 0.034 | KG | 12.92 | 12.92 | CP20 | CP20 | Indicator lights, compact, 22 mm, round, Metal, white, lens, smooth, with holder, Operating voltage 24 V AC/DC, screw terminal, Z=50-unit packaging | - | 0 | 0
3SU1251-6AB60-1AA0-Z | Y10 | 3SU1251-6AB60-1AA0-ZY10 | 1 | UN | 1 | 10 | C | D | N | N | 85369095 | 1 | 4047621064178 | 0.03 | KG | 17.67 | 17.67 | CP20 | CP20 | Indicator lights, compact, 22 mm, round, Metal, white, lens, smooth, with holder, Operating voltage 24 V AC/DC, screw terminal, with laser labeling, upper case and lower case, always upper case at beginning of line | - | 0 | 0
3SU1251-6AB60-1AA0-Z | Y11 | 3SU1251-6AB60-1AA0-ZY11 | 1 | UN | 1 | 10 | C | D | N | N | 85369095 | 1 |  | 0.03 | KG | 17.67 | 17.67 | CP20 | CP20 | Indicator lights, compact, 22 mm, round, Metal, white, lens, smooth, with holder, Operating voltage 24 V AC/DC, screw terminal, with laser labeling, upper case | - | 0 | 0
3SU1251-6AB60-1AA0-Z | Y12 | 3SU1251-6AB60-1AA0-ZY12 | 1 | UN | 1 | 10 | C | D | N | N | 85369095 | 1 |  | 0.03 | KG | 17.67 | 17.67 | CP20 | CP20 | Indicator lights, compact, 22 mm, round, Metal, white, lens, smooth, with holder, Operating voltage 24 V AC/DC, screw terminal, with laser labeling, lower case | - | 0 | 0
3SU1251-6AB60-1AA0-Z | Y13 | 3SU1251-6AB60-1AA0-ZY13 | 1 | UN | 1 | 10 | C | D | N | N | 85369095 | 1 |  | 0.03 | KG | 17.67 | 17.67 | CP20 | CP20 | Indicator lights, compact, 22 mm, round, Metal, white, lens, smooth, with holder, Operating voltage 24 V AC/DC, screw terminal, with laser labeling, symbol number according to, ISO 7000 or IEC 60417 | - | 0 | 0
3SU1251-6AB60-1AA0-Z | Y15 | 3SU1251-6AB60-1AA0-ZY15 | 1 | UN | 1 | 10 | C | D | N | N | 85369095 | 1 |  | 0.03 | KG | 17.67 | 17.67 | CP20 | CP20 | Indicator lights, compact, 22 mm, round, Metal, white, lens, smooth, with holder, Operating voltage 24 V AC/DC, screw terminal, with laser labeling, upper case and lower case, always upper case at the beginning of the word | - | 0 | 0
3SU1251-6AB60-1AA0-Z | Y19 | 3SU1251-6AB60-1AA0-ZY19 | 1 | UN | 1 | 10 | C | D | N | N | 85369095 | 1 |  | 0.09 | KG | 13.87 | 13.87 | CP20 | CP20 | Indicator lights, compact, 22 mm, round, Metal, white, lens, smooth, with holder, Operating voltage 24 V AC/DC, screw terminal, with laser labeling, inscription or symbol Customer-specific selection with SIRIUS ACT configurator (CIN) | - | 0 | 0
3SU1251-6AB70-1AA0 |  | 3SU1251-6AB70-1AA0 | 1 | UN | 1 | 3 | B | D | N | N | 85369095 | 1 | 4011209945241 | 0.084 | KG | 12.92 | 12.92 | CP20 | CP20 | Indicator lights, compact, 22 mm, round, metal, clear, lens, smooth, with holder, Operating voltage 24 V AC/DC, screw terminal | Lista Papel 2020 SI | 0 | 0
3SU1251-6AB70-1AA0-Z | X90 | 3SU1251-6AB70-1AA0-ZX90 | 1 | UN | 1 | 5 | B | D | EAR99 | N | 85369095 | 50 |  | 0.034 | KG | 12.92 | 12.92 | CP20 | CP20 | Indicator lights, compact, 22 mm, round, Metal, clear, lens, smooth, with holder, Operating voltage 24 V AC/DC, screw terminal, Z=50-unit packaging | - | 0 | 0
3SU1251-6AB70-1AA0-Z | Y10 | 3SU1251-6AB70-1AA0-ZY10 | 1 | UN | 1 | 10 | C | D | EAR99 | N | 85369095 | 1 |  | 0.034 | KG | 17.67 | 17.67 | CP20 | CP20 | Indicator lights, compact, 22 mm, round, Metal, clear, lens, smooth, with holder, Operating voltage 24 V AC/DC, screw terminal, with laser labeling, upper case and lower case, always upper case at beginning of line | - | 0 | 0
3SU1251-6AB70-1AA0-Z | Y11 | 3SU1251-6AB70-1AA0-ZY11 | 1 | UN | 1 | 10 | C | D | EAR99 | N | 85369095 | 1 |  | 0.034 | KG | 17.67 | 17.67 | CP20 | CP20 | Indicator lights, compact, 22 mm, round, Metal, clear, lens, smooth, with holder, Operating voltage 24 V AC/DC, screw terminal, with laser labeling, upper case | - | 0 | 0
3SU1251-6AB70-1AA0-Z | Y12 | 3SU1251-6AB70-1AA0-ZY12 | 1 | UN | 1 | 10 | C | D | EAR99 | N | 85369095 | 1 |  | 0.034 | KG | 17.67 | 17.67 | CP20 | CP20 | Indicator lights, compact, 22 mm, round, Metal, clear, lens, smooth, with holder, Operating voltage 24 V AC/DC, screw terminal, with laser labeling, lower case | - | 0 | 0
3SU1251-6AB70-1AA0-Z | Y13 | 3SU1251-6AB70-1AA0-ZY13 | 1 | UN | 1 | 10 | C | D | EAR99 | N | 85369095 | 1 |  | 0.034 | KG | 17.67 | 17.67 | CP20 | CP20 | Indicator lights, compact, 22 mm, round, Metal, clear, lens, smooth, with holder, Operating voltage 24 V AC/DC, screw terminal, with laser labeling, symbol number according to, ISO 7000 or IEC 60417 | - | 0 | 0
3SU1251-6AB70-1AA0-Z | Y15 | 3SU1251-6AB70-1AA0-ZY15 | 1 | UN | 1 | 10 | C | D | EAR99 | N | 85369095 | 1 |  | 0.034 | KG | 17.67 | 17.67 | CP20 | CP20 | Indicator lights, compact, 22 mm, round, Metal, clear, lens, smooth, with holder, Operating voltage 24 V AC/DC, screw terminal, with laser labeling, upper case and lower case, always upper case at the beginning of the word | - | 0 | 0
3SU1251-6AB70-1AA0-Z | Y19 | 3SU1251-6AB70-1AA0-ZY19 | 1 | UN | 1 | 10 | C | D | EAR99 | N | 85369095 | 1 |  | 0.034 | KG | 13.87 | 13.87 | CP20 | CP20 | Indicator lights, compact, 22 mm, round, Metal, clear, lens, smooth, with holder, Operating voltage 24 V AC/DC, screw terminal, with laser labeling, inscription or symbol Customer-specific selection with SIRIUS ACT configurator (CIN) | - | 0 | 0
3SU1251-6AC00-1AA0 |  | 3SU1251-6AC00-1AA0 | 1 | UN | 1 | 5 | B | D | N | N | 85369095 | 1 | 4011209945326 | 0.083 | KG | 18.34 | 18.34 | CP20 | CP20 | Indicator lights, compact, 22 mm, round, metal, amber, lens, smooth, with holder, Operating voltage 110 V AC, screw terminal | Lista Papel 2020 SI | 0 | 0
3SU1251-6AC00-1AA0-Z | X90 | 3SU1251-6AC00-1AA0-ZX90 | 1 | UN | 1 | 5 | B | D | EAR99 | N | 85369095 | 50 |  | 0.034 | KG | 18.34 | 18.34 | CP20 | CP20 | Indicator lights, compact, 22 mm, round, Metal, amber, lens, smooth, with holder, Operating voltage 110 V AC, screw terminal, Z=50-unit packaging | - | 0 | 0
3SU1251-6AC00-1AA0-Z | Y10 | 3SU1251-6AC00-1AA0-ZY10 | 1 | UN | 1 | 10 | C | D | EAR99 | N | 85369095 | 1 |  | 0.034 | KG | 23.09 | 23.09 | CP20 | CP20 | Indicator lights, compact, 22 mm, round, Metal, amber, lens, smooth, with holder, Operating voltage 110 V AC, screw terminal, with laser labeling, upper case and lower case, always upper case at beginning of line | - | 0 | 0
3SU1251-6AC00-1AA0-Z | Y11 | 3SU1251-6AC00-1AA0-ZY11 | 1 | UN | 1 | 10 | C | D | EAR99 | N | 85369095 | 1 |  | 0.034 | KG | 23.09 | 23.09 | CP20 | CP20 | Indicator lights, compact, 22 mm, round, Metal, amber, lens, smooth, with holder, Operating voltage 110 V AC, screw terminal, with laser labeling, upper case | - | 0 | 0
3SU1251-6AC00-1AA0-Z | Y12 | 3SU1251-6AC00-1AA0-ZY12 | 1 | UN | 1 | 10 | C | D | EAR99 | N | 85369095 | 1 |  | 0.034 | KG | 23.09 | 23.09 | CP20 | CP20 | Indicator lights, compact, 22 mm, round, Metal, amber, lens, smooth, with holder, Operating voltage 110 V AC, screw terminal, with laser labeling, lower case | - | 0 | 0
3SU1251-6AC00-1AA0-Z | Y13 | 3SU1251-6AC00-1AA0-ZY13 | 1 | UN | 1 | 10 | C | D | EAR99 | N | 85369095 | 1 |  | 0.034 | KG | 23.09 | 23.09 | CP20 | CP20 | Indicator lights, compact, 22 mm, round, Metal, amber, lens, smooth, with holder, Operating voltage 110 V AC, screw terminal, with laser labeling, symbol number according to, ISO 7000 or IEC 60417 | - | 0 | 0
3SU1251-6AC00-1AA0-Z | Y15 | 3SU1251-6AC00-1AA0-ZY15 | 1 | UN | 1 | 10 | C | D | EAR99 | N | 85369095 | 1 |  | 0.034 | KG | 23.09 | 23.09 | CP20 | CP20 | Indicator lights, compact, 22 mm, round, Metal, amber, lens, smooth, with holder, Operating voltage 110 V AC, screw terminal, with laser labeling, upper case and lower case, always upper case at the beginning of the word | - | 0 | 0
3SU1251-6AC00-1AA0-Z | Y19 | 3SU1251-6AC00-1AA0-ZY19 | 1 | UN | 1 | 10 | C | D | EAR99 | N | 85369095 | 1 |  | 0.034 | KG | 19.29 | 19.29 | CP20 | CP20 | Indicator lights, compact, 22 mm, round, Metal, amber, lens, smooth, with holder, Operating voltage 110 V AC, screw terminal, with laser labeling, inscription or symbol Customer-specific selection with SIRIUS ACT configurator (CIN) | - | 0 | 0
3SU1251-6AC20-1AA0 |  | 3SU1251-6AC20-1AA0 | 1 | UN | 1 | 3 | B | D | N | N | 85369095 | 1 | 4011209945272 | 0.085 | KG | 18.34 | 18.34 | CP20 | CP20 | Indicator lights, compact, 22 mm, round, metal, red, lens, smooth, with holder, Operating voltage 110 V AC, screw terminal | Lista Papel 2020 SI | 0 | 0
3SU1251-6AC20-1AA0-Z | X90 | 3SU1251-6AC20-1AA0-ZX90 | 1 | UN | 1 | 5 | B | D | EAR99 | N | 85369095 | 50 |  | 0.034 | KG | 18.34 | 18.34 | CP20 | CP20 | Indicator lights, compact, 22 mm, round, Metal, red, lens, smooth, with holder, Operating voltage 110 V AC, screw terminal, Z=50-unit packaging | - | 0 | 0
3SU1251-6AC20-1AA0-Z | Y10 | 3SU1251-6AC20-1AA0-ZY10 | 1 | UN | 1 | 10 | C | D | EAR99 | N | 85369095 | 1 |  | 0.034 | KG | 23.09 | 23.09 | CP20 | CP20 | Indicator lights, compact, 22 mm, round, Metal, red, lens, smooth, with holder, Operating voltage 110 V AC, screw terminal, with laser labeling, upper case and lower case, always upper case at beginning of line | - | 0 | 0
3SU1251-6AC20-1AA0-Z | Y11 | 3SU1251-6AC20-1AA0-ZY11 | 1 | UN | 1 | 10 | C | D | EAR99 | N | 85369095 | 1 |  | 0.034 | KG | 23.09 | 23.09 | CP20 | CP20 | Indicator lights, compact, 22 mm, round, Metal, red, lens, smooth, with holder, Operating voltage 110 V AC, screw terminal, with laser labeling, upper case | - | 0 | 0
3SU1251-6AC20-1AA0-Z | Y12 | 3SU1251-6AC20-1AA0-ZY12 | 1 | UN | 1 | 10 | C | D | EAR99 | N | 85369095 | 1 |  | 0.034 | KG | 23.09 | 23.09 | CP20 | CP20 | Indicator lights, compact, 22 mm, round, Metal, red, lens, smooth, with holder, Operating voltage 110 V AC, screw terminal, with laser labeling, lower case | - | 0 | 0
3SU1251-6AC20-1AA0-Z | Y13 | 3SU1251-6AC20-1AA0-ZY13 | 1 | UN | 1 | 10 | C | D | EAR99 | N | 85369095 | 1 |  | 0.034 | KG | 23.09 | 23.09 | CP20 | CP20 | Indicator lights, compact, 22 mm, round, Metal, red, lens, smooth, with holder, Operating voltage 110 V AC, screw terminal, with laser labeling, symbol number according to, ISO 7000 or IEC 60417 | - | 0 | 0
3SU1251-6AC20-1AA0-Z | Y15 | 3SU1251-6AC20-1AA0-ZY15 | 1 | UN | 1 | 10 | C | D | EAR99 | N | 85369095 | 1 |  | 0.034 | KG | 23.09 | 23.09 | CP20 | CP20 | Indicator lights, compact, 22 mm, round, Metal, red, lens, smooth, with holder, Operating voltage 110 V AC, screw terminal, with laser labeling, upper case and lower case, always upper case at the beginning of the word | - | 0 | 0
3SU1251-6AC20-1AA0-Z | Y19 | 3SU1251-6AC20-1AA0-ZY19 | 1 | UN | 1 | 10 | C | D | EAR99 | N | 85369095 | 1 |  | 0.034 | KG | 19.29 | 19.29 | CP20 | CP20 | Indicator lights, compact, 22 mm, round, Metal, red, lens, smooth, with holder, Operating voltage 110 V AC, screw terminal, with laser labeling, inscription or symbol Customer-specific selection with SIRIUS ACT configurator (CIN) | - | 0 | 0
3SU1251-6AC24-1AA0 |  | 3SU1251-6AC24-1AA0 | 1 | UN | 1 | 1 | A | D | N | N | 85369095 | 1 | 4011209946538 | 0.086 | KG | 25.75 | 25.75 | CP20 | CP20 | Indicator light with glow lamp, compact, 22 mm, round, metal, clear with red-green-yellow LED, lens, smooth, with holder, Operating voltage 110 V AC, screw terminal | - | 0 | 0
3SU1251-6AC24-1AA0-Z | X90 | 3SU1251-6AC24-1AA0-ZX90 | 1 | UN | 1 | 5 | B | D | EAR99 | N | 85369095 | 50 |  | 0.034 | KG | 25.75 | 25.75 | CP20 | CP20 | Indicator light with glow lamp compact, 22 mm, round, Metal, clear with red-green-yellow LED, Lens smooth, with holder, Operating voltage 110 V AC, screw terminal, Z=50-unit packaging | - | 0 | 0
3SU1251-6AC24-1AA0-Z | Y10 | 3SU1251-6AC24-1AA0-ZY10 | 1 | UN | 1 | 10 | C | D | EAR99 | N | 85369095 | 1 |  | 0.034 | KG | 30.5 | 30.5 | CP20 | CP20 | Indicator light with LED lamp compact, 22 mm, round, Metal, clear with red-green-yellow LED, Lens smooth, with holder, Operating voltage 110 V AC, screw terminal, with laser labeling, upper case and lower case, always upper case at beginning of line | - | 0 | 0
3SU1251-6AC24-1AA0-Z | Y11 | 3SU1251-6AC24-1AA0-ZY11 | 1 | UN | 1 | 10 | C | D | EAR99 | N | 85369095 | 1 |  | 0.034 | KG | 30.5 | 30.5 | CP20 | CP20 | Indicator light compact, 22 mm, round, Metal, clear with red-green LED, Lens smooth, with holder, Operating voltage 110 V AC, screw terminal, with laser labeling, upper case | - | 0 | 0
3SU1251-6AC24-1AA0-Z | Y12 | 3SU1251-6AC24-1AA0-ZY12 | 1 | UN | 1 | 10 | C | D | EAR99 | N | 85369095 | 1 |  | 0.034 | KG | 30.5 | 30.5 | CP20 | CP20 | Indicator light with LED lamp compact, 22 mm, round, Metal, clear with red-green-yellow LED, Lens smooth, with holder, Operating voltage 110 V AC, screw terminal, with laser labeling, lower case | - | 0 | 0
3SU1251-6AC24-1AA0-Z | Y13 | 3SU1251-6AC24-1AA0-ZY13 | 1 | UN | 1 | 10 | C | D | EAR99 | N | 85369095 | 1 |  | 0.034 | KG | 30.5 | 30.5 | CP20 | CP20 | Indicator light with LED lamp compact, 22 mm, round, Metal, clear with red-green-yellow LED, Lens smooth, with holder, Operating voltage 110 V AC, screw terminal, with laser labeling, symbol number according to ISO7000 or IEC60417 | - | 0 | 0
3SU1251-6AC24-1AA0-Z | Y15 | 3SU1251-6AC24-1AA0-ZY15 | 1 | UN | 1 | 10 | C | D | EAR99 | N | 85369095 | 1 |  | 0.034 | KG | 30.5 | 30.5 | CP20 | CP20 | Indicator light with LED lamp compact, 22 mm, round, Metal, clear with red-green-yellow LED, Lens smooth, with holder, Operating voltage 110 V AC, screw terminal, with laser labeling, upper case and lower case, always upper case at the beginning of the word | - | 0 | 0
3SU1251-6AC24-1AA0-Z | Y19 | 3SU1251-6AC24-1AA0-ZY19 | 1 | UN | 1 | 10 | C | D | EAR99 | N | 85369095 | 1 |  | 0.034 | KG | 26.7 | 26.7 | CP20 | CP20 | Indicator light with LED lamp compact, 22 mm, round, Metal, clear with red-green-yellow LED, Lens smooth, with holder, Operating voltage 110 V AC, screw terminal, with laser labeling, inscription or symbol, Customer-specific selection with SIRIUS ACT configurator (CIN) | - | 0 | 0
3SU1251-6AC30-1AA0 |  | 3SU1251-6AC30-1AA0 | 1 | UN | 1 | 5 | B | D | N | N | 85369095 | 1 | 4011209945265 | 0.085 | KG | 18.34 | 18.34 | CP20 | CP20 | Indicator lights, compact, 22 mm, round, metal, yellow, lens, smooth, with holder, Operating voltage 110 V AC, screw terminal | Lista Papel 2020 SI | 0 | 0
3SU1251-6AC30-1AA0-Z | X90 | 3SU1251-6AC30-1AA0-ZX90 | 1 | UN | 1 | 5 | B | D | EAR99 | N | 85369095 | 50 |  | 0.034 | KG | 18.34 | 18.34 | CP20 | CP20 | Indicator lights, compact, 22 mm, round, Metal, yellow, lens, smooth, with holder, Operating voltage 110 V AC, screw terminal, Z=50-unit packaging | - | 0 | 0
3SU1251-6AC30-1AA0-Z | Y10 | 3SU1251-6AC30-1AA0-ZY10 | 1 | UN | 1 | 10 | C | D | EAR99 | N | 85369095 | 1 |  | 0.034 | KG | 23.09 | 23.09 | CP20 | CP20 | Indicator lights, compact, 22 mm, round, Metal, yellow, lens, smooth, with holder, Operating voltage 110 V AC, screw terminal, with laser labeling, upper case and lower case, always upper case at beginning of line | - | 0 | 0
3SU1251-6AC30-1AA0-Z | Y11 | 3SU1251-6AC30-1AA0-ZY11 | 1 | UN | 1 | 10 | C | D | EAR99 | N | 85369095 | 1 |  | 0.034 | KG | 23.09 | 23.09 | CP20 | CP20 | Indicator lights, compact, 22 mm, round, Metal, yellow, lens, smooth, with holder, Operating voltage 110 V AC, screw terminal, with laser labeling, upper case | - | 0 | 0
3SU1251-6AC30-1AA0-Z | Y12 | 3SU1251-6AC30-1AA0-ZY12 | 1 | UN | 1 | 10 | C | D | EAR99 | N | 85369095 | 1 |  | 0.034 | KG | 23.09 | 23.09 | CP20 | CP20 | Indicator lights, compact, 22 mm, round, Metal, yellow, lens, smooth, with holder, Operating voltage 110 V AC, screw terminal, with laser labeling, lower case | - | 0 | 0
3SU1251-6AC30-1AA0-Z | Y13 | 3SU1251-6AC30-1AA0-ZY13 | 1 | UN | 1 | 10 | C | D | EAR99 | N | 85369095 | 1 |  | 0.034 | KG | 23.09 | 23.09 | CP20 | CP20 | Indicator lights, compact, 22 mm, round, Metal, yellow, lens, smooth, with holder, Operating voltage 110 V AC, screw terminal, with laser labeling, symbol number according to, ISO 7000 or IEC 60417 | - | 0 | 0
3SU1251-6AC30-1AA0-Z | Y15 | 3SU1251-6AC30-1AA0-ZY15 | 1 | UN | 1 | 10 | C | D | EAR99 | N | 85369095 | 1 |  | 0.034 | KG | 23.09 | 23.09 | CP20 | CP20 | Indicator lights, compact, 22 mm, round, Metal, yellow, lens, smooth, with holder, Operating voltage 110 V AC, screw terminal, with laser labeling, upper case and lower case, always upper case at the beginning of the word | - | 0 | 0
3SU1251-6AC30-1AA0-Z | Y19 | 3SU1251-6AC30-1AA0-ZY19 | 1 | UN | 1 | 10 | C | D | EAR99 | N | 85369095 | 1 |  | 0.034 | KG | 19.29 | 19.29 | CP20 | CP20 | Indicator lights, compact, 22 mm, round, Metal, yellow, lens, smooth, with holder, Operating voltage 110 V AC, screw terminal, with laser labeling, inscription or symbol Customer-specific selection with SIRIUS ACT configurator (CIN) | - | 0 | 0
3SU1251-6AC40-1AA0 |  | 3SU1251-6AC40-1AA0 | 1 | UN | 1 | 5 | B | D | N | N | 85369095 | 1 | 4011209945289 | 0.083 | KG | 18.34 | 18.34 | CP20 | CP20 | Indicator lights, compact, 22 mm, round, metal, green, lens, smooth, with holder, Operating voltage 110 V AC, screw terminal | Lista Papel 2020 SI | 0 | 0
3SU1251-6AC40-1AA0-Z | X90 | 3SU1251-6AC40-1AA0-ZX90 | 1 | UN | 1 | 5 | B | D | EAR99 | N | 85369095 | 50 |  | 0.034 | KG | 18.34 | 18.34 | CP20 | CP20 | Indicator lights, compact, 22 mm, round, Metal, green, lens, smooth, with holder, Operating voltage 110 V AC, screw terminal, Z=50-unit packaging | - | 0 | 0
3SU1251-6AC40-1AA0-Z | Y10 | 3SU1251-6AC40-1AA0-ZY10 | 1 | UN | 1 | 10 | C | D | EAR99 | N | 85369095 | 1 |  | 0.034 | KG | 23.09 | 23.09 | CP20 | CP20 | Indicator lights, compact, 22 mm, round, Metal, green, lens, smooth, with holder, Operating voltage 110 V AC, screw terminal, with laser labeling, upper case and lower case, always upper case at beginning of line | - | 0 | 0
3SU1251-6AC40-1AA0-Z | Y11 | 3SU1251-6AC40-1AA0-ZY11 | 1 | UN | 1 | 10 | C | D | EAR99 | N | 85369095 | 1 |  | 0.034 | KG | 23.09 | 23.09 | CP20 | CP20 | Indicator lights, compact, 22 mm, round, Metal, green, lens, smooth, with holder, Operating voltage 110 V AC, screw terminal, with laser labeling, upper case | - | 0 | 0
3SU1251-6AC40-1AA0-Z | Y12 | 3SU1251-6AC40-1AA0-ZY12 | 1 | UN | 1 | 10 | C | D | EAR99 | N | 85369095 | 1 |  | 0.034 | KG | 23.09 | 23.09 | CP20 | CP20 | Indicator lights, compact, 22 mm, round, Metal, green, lens, smooth, with holder, Operating voltage 110 V AC, screw terminal, with laser labeling, lower case | - | 0 | 0
3SU1251-6AC40-1AA0-Z | Y13 | 3SU1251-6AC40-1AA0-ZY13 | 1 | UN | 1 | 10 | C | D | EAR99 | N | 85369095 | 1 |  | 0.034 | KG | 23.09 | 23.09 | CP20 | CP20 | Indicator lights, compact, 22 mm, round, Metal, green, lens, smooth, with holder, Operating voltage 110 V AC, screw terminal, with laser labeling, symbol number according to, ISO 7000 or IEC 60417 | - | 0 | 0
3SU1251-6AC40-1AA0-Z | Y15 | 3SU1251-6AC40-1AA0-ZY15 | 1 | UN | 1 | 10 | C | D | EAR99 | N | 85369095 | 1 |  | 0.034 | KG | 23.09 | 23.09 | CP20 | CP20 | Indicator lights, compact, 22 mm, round, Metal, green, lens, smooth, with holder, Operating voltage 110 V AC, screw terminal, with laser labeling, upper case and lower case, always upper case at the beginning of the word | - | 0 | 0
3SU1251-6AC40-1AA0-Z | Y19 | 3SU1251-6AC40-1AA0-ZY19 | 1 | UN | 1 | 10 | C | D | EAR99 | N | 85369095 | 1 |  | 0.034 | KG | 19.29 | 19.29 | CP20 | CP20 | Indicator lights, compact, 22 mm, round, Metal, green, lens, smooth, with holder, Operating voltage 110 V AC, screw terminal, with laser labeling, inscription or symbol Customer-specific selection with SIRIUS ACT configurator (CIN) | - | 0 | 0
3SU1251-6AC50-1AA0 |  | 3SU1251-6AC50-1AA0 | 1 | UN | 1 | 5 | B | D | N | N | 85369095 | 1 | 4011209945296 | 0.084 | KG | 18.34 | 18.34 | CP20 | CP20 | Indicator lights, compact, 22 mm, round, metal, blue, lens, smooth, with holder, Operating voltage 110 V AC, screw terminal | Lista Papel 2020 SI | 0 | 0
3SU1251-6AC50-1AA0-Z | X90 | 3SU1251-6AC50-1AA0-ZX90 | 1 | UN | 1 | 5 | B | D | EAR99 | N | 85369095 | 50 |  | 0.034 | KG | 18.34 | 18.34 | CP20 | CP20 | Indicator lights, compact, 22 mm, round, Metal, blue, lens, smooth, with holder, Operating voltage 110 V AC, screw terminal, Z=50-unit packaging | - | 0 | 0
3SU1251-6AC50-1AA0-Z | Y10 | 3SU1251-6AC50-1AA0-ZY10 | 1 | UN | 1 | 10 | C | D | EAR99 | N | 85369095 | 1 |  | 0.034 | KG | 23.09 | 23.09 | CP20 | CP20 | Indicator lights, compact, 22 mm, round, Metal, blue, lens, smooth, with holder, Operating voltage 110 V AC, screw terminal, with laser labeling, upper case and lower case, always upper case at beginning of line | - | 0 | 0
3SU1251-6AC50-1AA0-Z | Y11 | 3SU1251-6AC50-1AA0-ZY11 | 1 | UN | 1 | 10 | C | D | EAR99 | N | 85369095 | 1 |  | 0.034 | KG | 23.09 | 23.09 | CP20 | CP20 | Indicator lights, compact, 22 mm, round, Metal, blue, lens, smooth, with holder, Operating voltage 110 V AC, screw terminal, with laser labeling, upper case | - | 0 | 0
3SU1251-6AC50-1AA0-Z | Y12 | 3SU1251-6AC50-1AA0-ZY12 | 1 | UN | 1 | 10 | C | D | EAR99 | N | 85369095 | 1 |  | 0.034 | KG | 23.09 | 23.09 | CP20 | CP20 | Indicator lights, compact, 22 mm, round, Metal, blue, lens, smooth, with holder, Operating voltage 110 V AC, screw terminal, with laser labeling, lower case | - | 0 | 0
3SU1251-6AC50-1AA0-Z | Y13 | 3SU1251-6AC50-1AA0-ZY13 | 1 | UN | 1 | 10 | C | D | EAR99 | N | 85369095 | 1 |  | 0.034 | KG | 23.09 | 23.09 | CP20 | CP20 | Indicator lights, compact, 22 mm, round, Metal, blue, lens, smooth, with holder, Operating voltage 110 V AC, screw terminal, with laser labeling, symbol number according to, ISO 7000 or IEC 60417 | - | 0 | 0
3SU1251-6AC50-1AA0-Z | Y15 | 3SU1251-6AC50-1AA0-ZY15 | 1 | UN | 1 | 10 | C | D | EAR99 | N | 85369095 | 1 |  | 0.034 | KG | 23.09 | 23.09 | CP20 | CP20 | Indicator lights, compact, 22 mm, round, Metal, blue, lens, smooth, with holder, Operating voltage 110 V AC, screw terminal, with laser labeling, upper case and lower case, always upper case at the beginning of the word | - | 0 | 0
3SU1251-6AC50-1AA0-Z | Y19 | 3SU1251-6AC50-1AA0-ZY19 | 1 | UN | 1 | 10 | C | D | EAR99 | N | 85369095 | 1 |  | 0.034 | KG | 19.29 | 19.29 | CP20 | CP20 | Indicator lights, compact, 22 mm, round, Metal, blue, lens, smooth, with holder, Operating voltage 110 V AC, screw terminal, with laser labeling, inscription or symbol Customer-specific selection with SIRIUS ACT configurator (CIN) | - | 0 | 0
3SU1251-6AC60-1AA0 |  | 3SU1251-6AC60-1AA0 | 1 | UN | 1 | 5 | B | D | N | N | 85369095 | 1 | 4011209945302 | 0.083 | KG | 18.34 | 18.34 | CP20 | CP20 | Indicator lights, compact, 22 mm, round, metal, white, lens, smooth, with holder, Operating voltage 110 V AC, screw terminal | Lista Papel 2020 SI | 0 | 0
3SU1251-6AC60-1AA0-Z | X90 | 3SU1251-6AC60-1AA0-ZX90 | 1 | UN | 1 | 5 | B | D | EAR99 | N | 85369095 | 50 |  | 0.034 | KG | 18.34 | 18.34 | CP20 | CP20 | Indicator lights, compact, 22 mm, round, Metal, white, lens, smooth, with holder, Operating voltage 110 V AC, screw terminal, Z=50-unit packaging | - | 0 | 0
3SU1251-6AC60-1AA0-Z | Y10 | 3SU1251-6AC60-1AA0-ZY10 | 1 | UN | 1 | 10 | C | D | EAR99 | N | 85369095 | 1 |  | 0.034 | KG | 23.09 | 23.09 | CP20 | CP20 | Indicator lights, compact, 22 mm, round, Metal, white, lens, smooth, with holder, Operating voltage 110 V AC, screw terminal, with laser labeling, upper case and lower case, always upper case at beginning of line | - | 0 | 0
3SU1251-6AC60-1AA0-Z | Y11 | 3SU1251-6AC60-1AA0-ZY11 | 1 | UN | 1 | 10 | C | D | EAR99 | N | 85369095 | 1 |  | 0.034 | KG | 23.09 | 23.09 | CP20 | CP20 | Indicator lights, compact, 22 mm, round, Metal, white, lens, smooth, with holder, Operating voltage 110 V AC, screw terminal, with laser labeling, upper case | - | 0 | 0
3SU1251-6AC60-1AA0-Z | Y12 | 3SU1251-6AC60-1AA0-ZY12 | 1 | UN | 1 | 10 | C | D | EAR99 | N | 85369095 | 1 |  | 0.034 | KG | 23.09 | 23.09 | CP20 | CP20 | Indicator lights, compact, 22 mm, round, Metal, white, lens, smooth, with holder, Operating voltage 110 V AC, screw terminal, with laser labeling, lower case | - | 0 | 0
3SU1251-6AC60-1AA0-Z | Y13 | 3SU1251-6AC60-1AA0-ZY13 | 1 | UN | 1 | 10 | C | D | EAR99 | N | 85369095 | 1 |  | 0.034 | KG | 23.09 | 23.09 | CP20 | CP20 | Indicator lights, compact, 22 mm, round, Metal, white, lens, smooth, with holder, Operating voltage 110 V AC, screw terminal, with laser labeling, symbol number according to, ISO 7000 or IEC 60417 | - | 0 | 0
3SU1251-6AC60-1AA0-Z | Y15 | 3SU1251-6AC60-1AA0-ZY15 | 1 | UN | 1 | 10 | C | D | EAR99 | N | 85369095 | 1 |  | 0.034 | KG | 23.09 | 23.09 | CP20 | CP20 | Indicator lights, compact, 22 mm, round, Metal, white, lens, smooth, with holder, Operating voltage 110 V AC, screw terminal, with laser labeling, upper case and lower case, always upper case at the beginning of the word | - | 0 | 0
3SU1251-6AC60-1AA0-Z | Y19 | 3SU1251-6AC60-1AA0-ZY19 | 1 | UN | 1 | 10 | C | D | EAR99 | N | 85369095 | 1 |  | 0.034 | KG | 19.29 | 19.29 | CP20 | CP20 | Indicator lights, compact, 22 mm, round, Metal, white, lens, smooth, with holder, Operating voltage 110 V AC, screw terminal, with laser labeling, inscription or symbol Customer-specific selection with SIRIUS ACT configurator (CIN) | - | 0 | 0
3SU1251-6AC70-1AA0 |  | 3SU1251-6AC70-1AA0 | 1 | UN | 1 | 5 | B | D | N | N | 85369095 | 1 | 4011209945319 | 0.084 | KG | 18.34 | 18.34 | CP20 | CP20 | Indicator lights, compact, 22 mm, round, metal, clear, lens, smooth, with holder, Operating voltage 110 V AC, screw terminal | Lista Papel 2020 SI | 0 | 0
3SU1251-6AC70-1AA0-Z | X90 | 3SU1251-6AC70-1AA0-ZX90 | 1 | UN | 1 | 5 | B | D | EAR99 | N | 85369095 | 50 |  | 0.034 | KG | 18.34 | 18.34 | CP20 | CP20 | Indicator lights, compact, 22 mm, round, Metal, clear, lens, smooth, with holder, Operating voltage 110 V AC, screw terminal, Z=50-unit packaging | - | 0 | 0
3SU1251-6AC70-1AA0-Z | Y10 | 3SU1251-6AC70-1AA0-ZY10 | 1 | UN | 1 | 10 | C | D | EAR99 | N | 85369095 | 1 |  | 0.034 | KG | 23.09 | 23.09 | CP20 | CP20 | Indicator lights, compact, 22 mm, round, Metal, clear, lens, smooth, with holder, Operating voltage 110 V AC, screw terminal, with laser labeling, upper case and lower case, always upper case at beginning of line | - | 0 | 0
3SU1251-6AC70-1AA0-Z | Y11 | 3SU1251-6AC70-1AA0-ZY11 | 1 | UN | 1 | 10 | C | D | EAR99 | N | 85369095 | 1 |  | 0.034 | KG | 23.09 | 23.09 | CP20 | CP20 | Indicator lights, compact, 22 mm, round, Metal, clear, lens, smooth, with holder, Operating voltage 110 V AC, screw terminal, with laser labeling, upper case | - | 0 | 0
3SU1251-6AC70-1AA0-Z | Y12 | 3SU1251-6AC70-1AA0-ZY12 | 1 | UN | 1 | 10 | C | D | EAR99 | N | 85369095 | 1 |  | 0.034 | KG | 23.09 | 23.09 | CP20 | CP20 | Indicator lights, compact, 22 mm, round, Metal, clear, lens, smooth, with holder, Operating voltage 110 V AC, screw terminal, with laser labeling, lower case | - | 0 | 0
3SU1251-6AC70-1AA0-Z | Y13 | 3SU1251-6AC70-1AA0-ZY13 | 1 | UN | 1 | 10 | C | D | EAR99 | N | 85369095 | 1 |  | 0.034 | KG | 23.09 | 23.09 | CP20 | CP20 | Indicator lights, compact, 22 mm, round, Metal, clear, lens, smooth, with holder, Operating voltage 110 V AC, screw terminal, with laser labeling, symbol number according to, ISO 7000 or IEC 60417 | - | 0 | 0
3SU1251-6AC70-1AA0-Z | Y15 | 3SU1251-6AC70-1AA0-ZY15 | 1 | UN | 1 | 10 | C | D | EAR99 | N | 85369095 | 1 |  | 0.034 | KG | 23.09 | 23.09 | CP20 | CP20 | Indicator lights, compact, 22 mm, round, Metal, clear, lens, smooth, with holder, Operating voltage 110 V AC, screw terminal, with laser labeling, upper case and lower case, always upper case at the beginning of the word | - | 0 | 0
3SU1251-6AC70-1AA0-Z | Y19 | 3SU1251-6AC70-1AA0-ZY19 | 1 | UN | 1 | 10 | C | D | EAR99 | N | 85369095 | 1 |  | 0.034 | KG | 19.29 | 19.29 | CP20 | CP20 | Indicator lights, compact, 22 mm, round, Metal, clear, lens, smooth, with holder, Operating voltage 110 V AC, screw terminal, with laser labeling, inscription or symbol Customer-specific selection with SIRIUS ACT configurator (CIN) | - | 0 | 0
3SU1251-6AF00-1AA0 |  | 3SU1251-6AF00-1AA0 | 1 | UN | 1 | 5 | B | D | N | N | 85369095 | 1 | 4011209945395 | 0.084 | KG | 16.44 | 16.44 | CP20 | CP20 | Indicator lights, compact, 22 mm, round, metal, amber, lens, smooth, with holder, Operating voltage 230 V AC, screw terminal | Lista Papel 2020 SI | 0 | 0
3SU1251-6AF00-1AA0-Z | X90 | 3SU1251-6AF00-1AA0-ZX90 | 1 | UN | 1 | 5 | B | D | EAR99 | N | 85369095 | 50 |  | 0.034 | KG | 16.44 | 16.44 | CP20 | CP20 | Indicator lights, compact, 22 mm, round, Metal, amber, lens, smooth, with holder, Operating voltage 230 V AC, screw terminal, Z=50-unit packaging | - | 0 | 0
3SU1251-6AF00-1AA0-Z | Y10 | 3SU1251-6AF00-1AA0-ZY10 | 1 | UN | 1 | 10 | C | D | EAR99 | N | 85369095 | 1 |  | 0.034 | KG | 21.19 | 21.19 | CP20 | CP20 | Indicator lights, compact, 22 mm, round, Metal, amber, lens, smooth, with holder, Operating voltage 230 V AC, screw terminal, with laser labeling, upper case and lower case, always upper case at beginning of line | - | 0 | 0
3SU1251-6AF00-1AA0-Z | Y11 | 3SU1251-6AF00-1AA0-ZY11 | 1 | UN | 1 | 10 | C | D | EAR99 | N | 85369095 | 1 |  | 0.034 | KG | 21.19 | 21.19 | CP20 | CP20 | Indicator lights, compact, 22 mm, round, Metal, amber, lens, smooth, with holder, Operating voltage 230 V AC, screw terminal, with laser labeling, upper case | - | 0 | 0
3SU1251-6AF00-1AA0-Z | Y12 | 3SU1251-6AF00-1AA0-ZY12 | 1 | UN | 1 | 10 | C | D | EAR99 | N | 85369095 | 1 |  | 0.034 | KG | 21.19 | 21.19 | CP20 | CP20 | Indicator lights, compact, 22 mm, round, Metal, amber, lens, smooth, with holder, Operating voltage 230 V AC, screw terminal, with laser labeling, lower case | - | 0 | 0
3SU1251-6AF00-1AA0-Z | Y13 | 3SU1251-6AF00-1AA0-ZY13 | 1 | UN | 1 | 10 | C | D | EAR99 | N | 85369095 | 1 |  | 0.034 | KG | 21.19 | 21.19 | CP20 | CP20 | Indicator lights, compact, 22 mm, round, Metal, amber, lens, smooth, with holder, Operating voltage 230 V AC, screw terminal, with laser labeling, symbol number according to, ISO 7000 or IEC 60417 | - | 0 | 0
3SU1251-6AF00-1AA0-Z | Y15 | 3SU1251-6AF00-1AA0-ZY15 | 1 | UN | 1 | 10 | C | D | EAR99 | N | 85369095 | 1 |  | 0.034 | KG | 21.19 | 21.19 | CP20 | CP20 | Indicator lights, compact, 22 mm, round, Metal, amber, lens, smooth, with holder, Operating voltage 230 V AC, screw terminal, with laser labeling, upper case and lower case, always upper case at the beginning of the word | - | 0 | 0
3SU1251-6AF00-1AA0-Z | Y19 | 3SU1251-6AF00-1AA0-ZY19 | 1 | UN | 1 | 10 | C | D | EAR99 | N | 85369095 | 1 |  | 0.034 | KG | 17.39 | 17.39 | CP20 | CP20 | Indicator lights, compact, 22 mm, round, Metal, amber, lens, smooth, with holder, Operating voltage 230 V AC, screw terminal, with laser labeling, inscription or symbol Customer-specific selection with SIRIUS ACT configurator (CIN) | - | 0 | 0
3SU1251-6AF20-1AA0 |  | 3SU1251-6AF20-1AA0 | 1 | UN | 1 | 3 | B | D | N | N | 85369095 | 1 | 4011209945340 | 0.084 | KG | 16.44 | 16.44 | CP20 | CP20 | Indicator lights, compact, 22 mm, round, metal, red, lens, smooth, with holder, Operating voltage 230 V AC, screw terminal | Lista Papel 2020 SI | 0 | 0
3SU1251-6AF20-1AA0-Z | X90 | 3SU1251-6AF20-1AA0-ZX90 | 1 | UN | 1 | 5 | B | D | EAR99 | N | 85369095 | 50 |  | 0.034 | KG | 16.44 | 16.44 | CP20 | CP20 | Indicator lights, compact, 22 mm, round, Metal, red, lens, smooth, with holder, Operating voltage 230 V AC, screw terminal, Z=50-unit packaging | - | 0 | 0
3SU1251-6AF20-1AA0-Z | Y10 | 3SU1251-6AF20-1AA0-ZY10 | 1 | UN | 1 | 10 | C | D | EAR99 | N | 85369095 | 1 |  | 0.034 | KG | 21.19 | 21.19 | CP20 | CP20 | Indicator lights, compact, 22 mm, round, Metal, red, lens, smooth, with holder, Operating voltage 230 V AC, screw terminal, with laser labeling, upper case and lower case, always upper case at beginning of line | - | 0 | 0
3SU1251-6AF20-1AA0-Z | Y11 | 3SU1251-6AF20-1AA0-ZY11 | 1 | UN | 1 | 10 | C | D | EAR99 | N | 85369095 | 1 |  | 0.034 | KG | 21.19 | 21.19 | CP20 | CP20 | Indicator lights, compact, 22 mm, round, Metal, red, lens, smooth, with holder, Operating voltage 230 V AC, screw terminal, with laser labeling, upper case | - | 0 | 0
3SU1251-6AF20-1AA0-Z | Y12 | 3SU1251-6AF20-1AA0-ZY12 | 1 | UN | 1 | 10 | C | D | EAR99 | N | 85369095 | 1 |  | 0.034 | KG | 21.19 | 21.19 | CP20 | CP20 | Indicator lights, compact, 22 mm, round, Metal, red, lens, smooth, with holder, Operating voltage 230 V AC, screw terminal, with laser labeling, lower case | - | 0 | 0
3SU1251-6AF20-1AA0-Z | Y13 | 3SU1251-6AF20-1AA0-ZY13 | 1 | UN | 1 | 10 | C | D | EAR99 | N | 85369095 | 1 |  | 0.034 | KG | 21.19 | 21.19 | CP20 | CP20 | Indicator lights, compact, 22 mm, round, Metal, red, lens, smooth, with holder, Operating voltage 230 V AC, screw terminal, with laser labeling, symbol number according to, ISO 7000 or IEC 60417 | - | 0 | 0
3SU1251-6AF20-1AA0-Z | Y15 | 3SU1251-6AF20-1AA0-ZY15 | 1 | UN | 1 | 10 | C | D | EAR99 | N | 85369095 | 1 |  | 0.034 | KG | 21.19 | 21.19 | CP20 | CP20 | Indicator lights, compact, 22 mm, round, Metal, red, lens, smooth, with holder, Operating voltage 230 V AC, screw terminal, with laser labeling, upper case and lower case, always upper case at the beginning of the word | - | 0 | 0
3SU1251-6AF20-1AA0-Z | Y19 | 3SU1251-6AF20-1AA0-ZY19 | 1 | UN | 1 | 10 | C | D | EAR99 | N | 85369095 | 1 |  | 0.034 | KG | 17.39 | 17.39 | CP20 | CP20 | Indicator lights, compact, 22 mm, round, Metal, red, lens, smooth, with holder, Operating voltage 230 V AC, screw terminal, with laser labeling, inscription or symbol Customer-specific selection with SIRIUS ACT configurator (CIN) | - | 0 | 0
3SU1251-6AF24-1AA0 |  | 3SU1251-6AF24-1AA0 | 1 | UN | 1 | 1 | A | D | N | N | 85369095 | 1 | 4011209946545 | 0.085 | KG | 25.75 | 25.75 | CP20 | CP20 | Indicator light with glow lamp, compact, 22 mm, round, metal, clear with red-green-yellow LED, lens, smooth, with holder, Operating voltage 230 V AC, screw terminal | Lista Papel 2020 SI | 0 | 0
3SU1251-6AF24-1AA0-Z | X90 | 3SU1251-6AF24-1AA0-ZX90 | 1 | UN | 1 | 5 | B | D | EAR99 | N | 85369095 | 50 |  | 0.034 | KG | 25.75 | 25.75 | CP20 | CP20 | Indicator light with glow lamp compact, 22 mm, round, Metal, clear with red-green-yellow LED, lens, smooth, with holder, Operating voltage 230 V AC, screw terminal Z=50-unit packaging | - | 0 | 0
3SU1251-6AF24-1AA0-Z | Y10 | 3SU1251-6AF24-1AA0-ZY10 | 1 | UN | 1 | 10 | C | D | N | N | 85369095 | 1 |  | 0.03 | KG | 30.5 | 30.5 | CP20 | CP20 | Indicator light with LED lamp compact, 22 mm, round, Metal, clear with red-green-yellow LED, lens, smooth, with holder, Operating voltage 230 V AC, screw terminal, with laser labeling, upper case and lower case, always upper case at beginning of line | - | 0 | 0
3SU1251-6AF24-1AA0-Z | Y11 | 3SU1251-6AF24-1AA0-ZY11 | 1 | UN | 1 | 10 | C | D | N | N | 85369095 | 1 |  | 0.03 | KG | 30.5 | 30.5 | CP20 | CP20 | Indicator light with LED lamp compact, 22 mm, round, Metal, clear with red-green-yellow LED, Lens smooth, with holder, Operating voltage 230 V AC, screw terminal, with laser labeling, upper case | - | 0 | 0
3SU1251-6AF24-1AA0-Z | Y12 | 3SU1251-6AF24-1AA0-ZY12 | 1 | UN | 1 | 10 | C | D | N | N | 85369095 | 1 |  | 0.03 | KG | 30.5 | 30.5 | CP20 | CP20 | Indicator light with LED lamp compact, 22 mm, round, Metal, clear with red-green-yellow LED, Lens smooth, with holder, Operating voltage 230 V AC, screw terminal, with laser labeling, lower case | - | 0 | 0
3SU1251-6AF24-1AA0-Z | Y13 | 3SU1251-6AF24-1AA0-ZY13 | 1 | UN | 1 | 10 | C | D | N | N | 85369095 | 1 |  | 0.03 | KG | 30.5 | 30.5 | CP20 | CP20 | Indicator light with LED lamp compact, 22 mm, round, Metal, clear with red-green-yellow LED, Lens smooth, with holder, Operating voltage 230 V AC, screw terminal, with laser labeling, symbol number according to ISO7000 or IEC60417 | - | 0 | 0
3SU1251-6AF24-1AA0-Z | Y15 | 3SU1251-6AF24-1AA0-ZY15 | 1 | UN | 1 | 10 | C | D | N | N | 85369095 | 1 |  | 0.03 | KG | 30.5 | 30.5 | CP20 | CP20 | Indicator light with LED lamp compact, 22 mm, round, Metal, clear with red-green-yellow LED, Lens smooth, with holder, Operating voltage 230 V AC, screw terminal, with laser labeling, upper case and lower case, always upper case at the beginning of the word | - | 0 | 0
3SU1251-6AF24-1AA0-Z | Y19 | 3SU1251-6AF24-1AA0-ZY19 | 1 | UN | 1 | 10 | C | D | N | N | 85369095 | 1 |  | 0.092 | KG | 26.7 | 26.7 | CP20 | CP20 | Indicator light with LED lamp compact, 22 mm, round, Metal, clear with red-green-yellow LED, Lens smooth, with holder, Operating voltage 230 V AC, screw terminal, with laser labeling, inscription or symbol, Customer-specific selection with SIRIUS ACT configurator (CIN) | - | 0 | 0
3SU1251-6AF30-1AA0 |  | 3SU1251-6AF30-1AA0 | 1 | UN | 1 | 5 | B | D | N | N | 85369095 | 1 | 4011209945333 | 0.084 | KG | 16.44 | 16.44 | CP20 | CP20 | Indicator lights, compact, 22 mm, round, metal, yellow, lens, smooth, with holder, Operating voltage 230 V AC, screw terminal | Lista Papel 2020 SI | 0 | 0
3SU1251-6AF30-1AA0-Z | X90 | 3SU1251-6AF30-1AA0-ZX90 | 1 | UN | 1 | 5 | B | D | EAR99 | N | 85369095 | 50 |  | 0.034 | KG | 16.44 | 16.44 | CP20 | CP20 | Indicator lights, compact, 22 mm, round, Metal, yellow, lens, smooth, with holder, Operating voltage 230 V AC, screw terminal, Z=50-unit packaging | - | 0 | 0
3SU1251-6AF30-1AA0-Z | Y10 | 3SU1251-6AF30-1AA0-ZY10 | 1 | UN | 1 | 10 | C | D | EAR99 | N | 85369095 | 1 |  | 0.034 | KG | 21.19 | 21.19 | CP20 | CP20 | Indicator lights, compact, 22 mm, round, Metal, yellow, lens, smooth, with holder, Operating voltage 230 V AC, screw terminal, with laser labeling, upper case and lower case, always upper case at beginning of line | - | 0 | 0
3SU1251-6AF30-1AA0-Z | Y11 | 3SU1251-6AF30-1AA0-ZY11 | 1 | UN | 1 | 10 | C | D | EAR99 | N | 85369095 | 1 |  | 0.034 | KG | 21.19 | 21.19 | CP20 | CP20 | Indicator lights, compact, 22 mm, round, Metal, yellow, lens, smooth, with holder, Operating voltage 230 V AC, screw terminal, with laser labeling, upper case | - | 0 | 0
3SU1251-6AF30-1AA0-Z | Y12 | 3SU1251-6AF30-1AA0-ZY12 | 1 | UN | 1 | 10 | C | D | EAR99 | N | 85369095 | 1 |  | 0.034 | KG | 21.19 | 21.19 | CP20 | CP20 | Indicator lights, compact, 22 mm, round, Metal, yellow, lens, smooth, with holder, Operating voltage 230 V AC, screw terminal, with laser labeling, lower case | - | 0 | 0
3SU1251-6AF30-1AA0-Z | Y13 | 3SU1251-6AF30-1AA0-ZY13 | 1 | UN | 1 | 10 | C | D | EAR99 | N | 85369095 | 1 |  | 0.034 | KG | 21.19 | 21.19 | CP20 | CP20 | Indicator lights, compact, 22 mm, round, Metal, yellow, lens, smooth, with holder, Operating voltage 230 V AC, screw terminal, with laser labeling, symbol number according to, ISO 7000 or IEC 60417 | - | 0 | 0
3SU1251-6AF30-1AA0-Z | Y15 | 3SU1251-6AF30-1AA0-ZY15 | 1 | UN | 1 | 10 | C | D | EAR99 | N | 85369095 | 1 |  | 0.034 | KG | 21.19 | 21.19 | CP20 | CP20 | Indicator lights, compact, 22 mm, round, Metal, yellow, lens, smooth, with holder, Operating voltage 230 V AC, screw terminal, with laser labeling, upper case and lower case, always upper case at the beginning of the word | - | 0 | 0
3SU1251-6AF30-1AA0-Z | Y19 | 3SU1251-6AF30-1AA0-ZY19 | 1 | UN | 1 | 10 | C | D | EAR99 | N | 85369095 | 1 |  | 0.034 | KG | 17.39 | 17.39 | CP20 | CP20 | Indicator lights, compact, 22 mm, round, Metal, yellow, lens, smooth, with holder, Operating voltage 230 V AC, screw terminal, with laser labeling, inscription or symbol Customer-specific selection with SIRIUS ACT configurator (CIN) | - | 0 | 0
3SU1251-6AF40-1AA0 |  | 3SU1251-6AF40-1AA0 | 1 | UN | 1 | 5 | B | D | N | N | 85369095 | 1 | 4011209945357 | 0.088 | KG | 16.44 | 16.44 | CP20 | CP20 | Indicator lights, compact, 22 mm, round, metal, green, lens, smooth, with holder, Operating voltage 230 V AC, screw terminal | Lista Papel 2020 SI | 0 | 0
3SU1251-6AF40-1AA0-Z | X90 | 3SU1251-6AF40-1AA0-ZX90 | 1 | UN | 1 | 5 | B | D | EAR99 | N | 85369095 | 50 |  | 0.034 | KG | 16.44 | 16.44 | CP20 | CP20 | Indicator lights, compact, 22 mm, round, Metal, green, lens, smooth, with holder, Operating voltage 230 V AC, screw terminal, Z=50-unit packaging | - | 0 | 0
3SU1251-6AF40-1AA0-Z | Y10 | 3SU1251-6AF40-1AA0-ZY10 | 1 | UN | 1 | 10 | C | D | N | N | 85369095 | 1 | 4047621072968 | 0.034 | KG | 21.19 | 21.19 | CP20 | CP20 | Indicator lights, compact, 22 mm, round, Metal, green, lens, smooth, with holder, Operating voltage 230 V AC, screw terminal, with laser labeling, upper case and lower case, always upper case at beginning of line | - | 0 | 0
3SU1251-6AF40-1AA0-Z | Y11 | 3SU1251-6AF40-1AA0-ZY11 | 1 | UN | 1 | 10 | C | D | N | N | 85369095 | 1 | 4047621072975 | 0.034 | KG | 21.19 | 21.19 | CP20 | CP20 | Indicator lights, compact, 22 mm, round, Metal, green, lens, smooth, with holder, Operating voltage 230 V AC, screw terminal, with laser labeling, upper case | - | 0 | 0
3SU1251-6AF40-1AA0-Z | Y12 | 3SU1251-6AF40-1AA0-ZY12 | 1 | UN | 1 | 10 | C | D | N | N | 85369095 | 1 | 4047621072982 | 0.034 | KG | 21.19 | 21.19 | CP20 | CP20 | Indicator lights, compact, 22 mm, round, Metal, green, lens, smooth, with holder, Operating voltage 230 V AC, screw terminal, with laser labeling, lower case | - | 0 | 0
3SU1251-6AF40-1AA0-Z | Y13 | 3SU1251-6AF40-1AA0-ZY13 | 1 | UN | 1 | 10 | C | D | N | N | 85369095 | 1 | 4047621072999 | 0.034 | KG | 21.19 | 21.19 | CP20 | CP20 | Indicator lights, compact, 22 mm, round, Metal, green, lens, smooth, with holder, Operating voltage 230 V AC, screw terminal, with laser labeling, symbol number according to, ISO 7000 or IEC 60417 | - | 0 | 0
3SU1251-6AF40-1AA0-Z | Y15 | 3SU1251-6AF40-1AA0-ZY15 | 1 | UN | 1 | 10 | C | D | N | N | 85369095 | 1 | 4047621073002 | 0.034 | KG | 21.19 | 21.19 | CP20 | CP20 | Indicator lights, compact, 22 mm, round, Metal, green, lens, smooth, with holder, Operating voltage 230 V AC, screw terminal, with laser labeling, upper case and lower case, always upper case at the beginning of the word | - | 0 | 0
3SU1251-6AF40-1AA0-Z | Y19 | 3SU1251-6AF40-1AA0-ZY19 | 1 | UN | 1 | 10 | C | D | N | N | 85369095 | 1 | 4047621073019 | 0.08 | KG | 17.39 | 17.39 | CP20 | CP20 | Indicator lights, compact, 22 mm, round, Metal, green, lens, smooth, with holder, Operating voltage 230 V AC, screw terminal, with laser labeling, inscription or symbol Customer-specific selection with SIRIUS ACT configurator (CIN) | - | 0 | 0
3SU1251-6AF50-1AA0 |  | 3SU1251-6AF50-1AA0 | 1 | UN | 1 | 5 | B | D | N | N | 85369095 | 1 | 4011209945364 | 0.084 | KG | 16.44 | 16.44 | CP20 | CP20 | Indicator lights, compact, 22 mm, round, metal, blue, lens, smooth, with holder, Operating voltage 230 V AC, screw terminal | Lista Papel 2020 SI | 0 | 0
3SU1251-6AF50-1AA0-Z | X90 | 3SU1251-6AF50-1AA0-ZX90 | 1 | UN | 1 | 5 | B | D | EAR99 | N | 85369095 | 50 |  | 0.034 | KG | 16.44 | 16.44 | CP20 | CP20 | Indicator lights, compact, 22 mm, round, Metal, blue, lens, smooth, with holder, Operating voltage 230 V AC, screw terminal, Z=50-unit packaging | - | 0 | 0
3SU1251-6AF50-1AA0-Z | Y10 | 3SU1251-6AF50-1AA0-ZY10 | 1 | UN | 1 | 10 | C | D | EAR99 | N | 85369095 | 1 |  | 0.034 | KG | 21.19 | 21.19 | CP20 | CP20 | Indicator lights, compact, 22 mm, round, Metal, blue, lens, smooth, with holder, Operating voltage 230 V AC, screw terminal, with laser labeling, upper case and lower case, always upper case at beginning of line | - | 0 | 0
3SU1251-6AF50-1AA0-Z | Y11 | 3SU1251-6AF50-1AA0-ZY11 | 1 | UN | 1 | 10 | C | D | EAR99 | N | 85369095 | 1 |  | 0.034 | KG | 21.19 | 21.19 | CP20 | CP20 | Indicator lights, compact, 22 mm, round, Metal, blue, lens, smooth, with holder, Operating voltage 230 V AC, screw terminal, with laser labeling, upper case | - | 0 | 0
3SU1251-6AF50-1AA0-Z | Y12 | 3SU1251-6AF50-1AA0-ZY12 | 1 | UN | 1 | 10 | C | D | EAR99 | N | 85369095 | 1 |  | 0.034 | KG | 21.19 | 21.19 | CP20 | CP20 | Indicator lights, compact, 22 mm, round, Metal, blue, lens, smooth, with holder, Operating voltage 230 V AC, screw terminal, with laser labeling, lower case | - | 0 | 0
3SU1251-6AF50-1AA0-Z | Y13 | 3SU1251-6AF50-1AA0-ZY13 | 1 | UN | 1 | 10 | C | D | EAR99 | N | 85369095 | 1 |  | 0.034 | KG | 21.19 | 21.19 | CP20 | CP20 | Indicator lights, compact, 22 mm, round, Metal, blue, lens, smooth, with holder, Operating voltage 230 V AC, screw terminal, with laser labeling, symbol number according to, ISO 7000 or IEC 60417 | - | 0 | 0
3SU1251-6AF50-1AA0-Z | Y15 | 3SU1251-6AF50-1AA0-ZY15 | 1 | UN | 1 | 10 | C | D | EAR99 | N | 85369095 | 1 |  | 0.034 | KG | 21.19 | 21.19 | CP20 | CP20 | Indicator lights, compact, 22 mm, round, Metal, blue, lens, smooth, with holder, Operating voltage 230 V AC, screw terminal, with laser labeling, upper case and lower case, always upper case at the beginning of the word | - | 0 | 0
3SU1251-6AF50-1AA0-Z | Y19 | 3SU1251-6AF50-1AA0-ZY19 | 1 | UN | 1 | 10 | C | D | EAR99 | N | 85369095 | 1 |  | 0.034 | KG | 17.39 | 17.39 | CP20 | CP20 | Indicator lights, compact, 22 mm, round, Metal, blue, lens, smooth, with holder, Operating voltage 230 V AC, screw terminal, with laser labeling, inscription or symbol Customer-specific selection with SIRIUS ACT configurator (CIN) | - | 0 | 0
3SU1251-6AF60-1AA0 |  | 3SU1251-6AF60-1AA0 | 1 | UN | 1 | 5 | B | D | N | N | 85369095 | 1 | 4011209945371 | 0.084 | KG | 16.44 | 16.44 | CP20 | CP20 | Indicator lights, compact, 22 mm, round, metal, white, lens, smooth, with holder, Operating voltage 230 V AC, screw terminal | Lista Papel 2020 SI | 0 | 0
3SU1251-6AF60-1AA0-Z | X90 | 3SU1251-6AF60-1AA0-ZX90 | 1 | UN | 1 | 5 | B | D | N | N | 85369095 | 50 | 4047621074122 | 0.084 | KG | 16.44 | 16.44 | CP20 | CP20 | Indicator lights, compact, 22 mm, round, Metal, white, lens, smooth, with holder, Operating voltage 230 V AC, screw terminal, Z=50-unit packaging | - | 0 | 0
3SU1251-6AF60-1AA0-Z | Y10 | 3SU1251-6AF60-1AA0-ZY10 | 1 | UN | 1 | 10 | C | D | N | N | 85369095 | 1 |  | 0.034 | KG | 21.19 | 21.19 | CP20 | CP20 | Indicator lights, compact, 22 mm, round, Metal, white, lens, smooth, with holder, Operating voltage 230 V AC, screw terminal, with laser labeling, upper case and lower case, always upper case at beginning of line | - | 0 | 0
3SU1251-6AF60-1AA0-Z | Y11 | 3SU1251-6AF60-1AA0-ZY11 | 1 | UN | 1 | 10 | C | D | N | N | 85369095 | 1 |  | 0.034 | KG | 21.19 | 21.19 | CP20 | CP20 | Indicator lights, compact, 22 mm, round, Metal, white, lens, smooth, with holder, Operating voltage 230 V AC, screw terminal, with laser labeling, upper case | - | 0 | 0
3SU1251-6AF60-1AA0-Z | Y12 | 3SU1251-6AF60-1AA0-ZY12 | 1 | UN | 1 | 10 | C | D | N | N | 85369095 | 1 |  | 0.034 | KG | 21.19 | 21.19 | CP20 | CP20 | Indicator lights, compact, 22 mm, round, Metal, white, lens, smooth, with holder, Operating voltage 230 V AC, screw terminal, with laser labeling, lower case | - | 0 | 0
3SU1251-6AF60-1AA0-Z | Y13 | 3SU1251-6AF60-1AA0-ZY13 | 1 | UN | 1 | 10 | C | D | N | N | 85369095 | 1 |  | 0.034 | KG | 21.19 | 21.19 | CP20 | CP20 | Indicator lights, compact, 22 mm, round, Metal, white, lens, smooth, with holder, Operating voltage 230 V AC, screw terminal, with laser labeling, symbol number according to, ISO 7000 or IEC 60417 | - | 0 | 0
3SU1251-6AF60-1AA0-Z | Y15 | 3SU1251-6AF60-1AA0-ZY15 | 1 | UN | 1 | 10 | C | D | N | N | 85369095 | 1 |  | 0.034 | KG | 21.19 | 21.19 | CP20 | CP20 | Indicator lights, compact, 22 mm, round, Metal, white, lens, smooth, with holder, Operating voltage 230 V AC, screw terminal, with laser labeling, upper case and lower case, always upper case at the beginning of the word | - | 0 | 0
3SU1251-6AF60-1AA0-Z | Y19 | 3SU1251-6AF60-1AA0-ZY19 | 1 | UN | 1 | 10 | C | D | N | N | 85369095 | 1 |  | 0.085 | KG | 17.39 | 17.39 | CP20 | CP20 | Indicator lights, compact, 22 mm, round, Metal, white, lens, smooth, with holder, Operating voltage 230 V AC, screw terminal, with laser labeling, inscription or symbol Customer-specific selection with SIRIUS ACT configurator (CIN) | - | 0 | 0
3SU1251-6AF70-1AA0 |  | 3SU1251-6AF70-1AA0 | 1 | UN | 1 | 5 | B | D | N | N | 85369095 | 1 | 4011209945388 | 0.083 | KG | 16.44 | 16.44 | CP20 | CP20 | Indicator lights, compact, 22 mm, round, metal, clear, lens, smooth, with holder, Operating voltage 230 V AC, screw terminal | Lista Papel 2020 SI | 0 | 0
3SU1251-6AF70-1AA0-Z | X90 | 3SU1251-6AF70-1AA0-ZX90 | 1 | UN | 1 | 5 | B | D | EAR99 | N | 85369095 | 50 |  | 0.034 | KG | 16.44 | 16.44 | CP20 | CP20 | Indicator lights, compact, 22 mm, round, Metal, clear, lens, smooth, with holder, Operating voltage 230 V AC, screw terminal, Z=50-unit packaging | - | 0 | 0
3SU1251-6AF70-1AA0-Z | Y10 | 3SU1251-6AF70-1AA0-ZY10 | 1 | UN | 1 | 10 | C | D | EAR99 | N | 85369095 | 1 |  | 0.034 | KG | 21.19 | 21.19 | CP20 | CP20 | Indicator lights, compact, 22 mm, round, Metal, clear, lens, smooth, with holder, Operating voltage 230 V AC, screw terminal, with laser labeling, upper case and lower case, always upper case at beginning of line | - | 0 | 0
3SU1251-6AF70-1AA0-Z | Y11 | 3SU1251-6AF70-1AA0-ZY11 | 1 | UN | 1 | 10 | C | D | EAR99 | N | 85369095 | 1 |  | 0.034 | KG | 21.19 | 21.19 | CP20 | CP20 | Indicator lights, compact, 22 mm, round, Metal, clear, lens, smooth, with holder, Operating voltage 230 V AC, screw terminal, with laser labeling, upper case | - | 0 | 0
3SU1251-6AF70-1AA0-Z | Y12 | 3SU1251-6AF70-1AA0-ZY12 | 1 | UN | 1 | 10 | C | D | EAR99 | N | 85369095 | 1 |  | 0.034 | KG | 21.19 | 21.19 | CP20 | CP20 | Indicator lights, compact, 22 mm, round, Metal, clear, lens, smooth, with holder, Operating voltage 230 V AC, screw terminal, with laser labeling, lower case | - | 0 | 0
3SU1251-6AF70-1AA0-Z | Y13 | 3SU1251-6AF70-1AA0-ZY13 | 1 | UN | 1 | 10 | C | D | EAR99 | N | 85369095 | 1 |  | 0.034 | KG | 21.19 | 21.19 | CP20 | CP20 | Indicator lights, compact, 22 mm, round, Metal, clear, lens, smooth, with holder, Operating voltage 230 V AC, screw terminal, with laser labeling, symbol number according to, ISO 7000 or IEC 60417 | - | 0 | 0
3SU1251-6AF70-1AA0-Z | Y15 | 3SU1251-6AF70-1AA0-ZY15 | 1 | UN | 1 | 10 | C | D | EAR99 | N | 85369095 | 1 |  | 0.034 | KG | 21.19 | 21.19 | CP20 | CP20 | Indicator lights, compact, 22 mm, round, Metal, clear, lens, smooth, with holder, Operating voltage 230 V AC, screw terminal, with laser labeling, upper case and lower case, always upper case at the beginning of the word | - | 0 | 0
3SU1251-6AF70-1AA0-Z | Y19 | 3SU1251-6AF70-1AA0-ZY19 | 1 | UN | 1 | 10 | C | D | EAR99 | N | 85369095 | 1 |  | 0.034 | KG | 17.39 | 17.39 | CP20 | CP20 | Indicator lights, compact, 22 mm, round, Metal, clear, lens, smooth, with holder, Operating voltage 230 V AC, screw terminal, with laser labeling, inscription or symbol Customer-specific selection with SIRIUS ACT configurator (CIN) | - | 0 | 0
3SU1251-6AG24-1AA0 |  | 3SU1251-6AG24-1AA0 | 1 | UN | 1 | 1 | A | D | N | N | 85369095 | 1 | 4011209946521 | 0.085 | KG | 18.34 | 18.34 | CP20 | CP20 | Indicator light with glow lamp, compact, 22 mm, round, metal, clear with red-green-yellow LED, lens, smooth, with holder, Operating voltage 6-24 V AC/DC, screw terminal | Lista Papel 2020 SI | 0 | 0
3SU1251-6AG24-1AA0-Z | X90 | 3SU1251-6AG24-1AA0-ZX90 | 1 | UN | 1 | 5 | B | D | EAR99 | N | 85369095 | 50 |  | 0.034 | KG | 18.34 | 18.34 | CP20 | CP20 | Indicator light with glow lamp compact, 22 mm, round, Metal, clear with red-green-yellow LED, lens, smooth, with holder, Operating voltage 6-24 V AC/DC, screw terminal, Z=50-unit packaging | - | 0 | 0
3SU1251-6AG24-1AA0-Z | Y10 | 3SU1251-6AG24-1AA0-ZY10 | 1 | UN | 1 | 10 | C | D | N | N | 85369095 | 1 |  | 0.03 | KG | 23.09 | 23.09 | CP20 | CP20 | Indicator light with LED lamp compact, 22 mm, round, Metal, clear with red-green-yellow LED, lens, smooth, with holder, Operating voltage 6-24 V AC/DC, screw terminal, with laser labeling, upper case and lower case, always upper case at beginning of line | - | 0 | 0
3SU1251-6AG24-1AA0-Z | Y11 | 3SU1251-6AG24-1AA0-ZY11 | 1 | UN | 1 | 10 | C | D | N | N | 85369095 | 1 |  | 0.03 | KG | 23.09 | 23.09 | CP20 | CP20 | Indicator light with LED lamp compact, 22 mm, round, Metal, clear with red-green-yellow LED, lens, smooth, with holder, Operating voltage 6-24 V AC/DC, screw terminal, with laser labeling, upper case | - | 0 | 0
3SU1251-6AG24-1AA0-Z | Y12 | 3SU1251-6AG24-1AA0-ZY12 | 1 | UN | 1 | 10 | C | D | N | N | 85369095 | 1 |  | 0.03 | KG | 23.09 | 23.09 | CP20 | CP20 | Indicator light with LED lamp compact, 22 mm, round, Metal, clear with red-green-yellow LED, lens, smooth, with holder, Operating voltage 6-24 V AC/DC, screw terminal, with laser labeling, lower case | - | 0 | 0
3SU1251-6AG24-1AA0-Z | Y13 | 3SU1251-6AG24-1AA0-ZY13 | 1 | UN | 1 | 10 | C | D | N | N | 85369095 | 1 |  | 0.03 | KG | 23.09 | 23.09 | CP20 | CP20 | Indicator light with LED lamp compact, 22 mm, round, Metal, clear with red-green-yellow LED, lens, smooth, with holder, Operating voltage 6-24 V AC/DC, screw terminal, with laser labeling, symbol number according to, ISO 7000 or IEC 60417 | - | 0 | 0
3SU1251-6AG24-1AA0-Z | Y15 | 3SU1251-6AG24-1AA0-ZY15 | 1 | UN | 1 | 10 | C | D | N | N | 85369095 | 1 |  | 0.03 | KG | 23.09 | 23.09 | CP20 | CP20 | Indicator light with LED lamp compact, 22 mm, round, Metal, clear with red-green-yellow LED, lens, smooth, with holder, Operating voltage 6-24 V AC/DC, screw terminal, with laser labeling, upper case and lower case, always upper case at the beginning of the word | - | 0 | 0
3SU1251-6AG24-1AA0-Z | Y19 | 3SU1251-6AG24-1AA0-ZY19 | 1 | UN | 1 | 10 | C | D | N | N | 85369095 | 1 |  | 0.12 | KG | 19.29 | 19.29 | CP20 | CP20 | Indicator light with LED lamp compact, 22 mm, round, Metal, clear with red-green-yellow LED, lens, smooth, with holder, Operating voltage 6-24 V AC/DC, screw terminal, with laser labeling, inscription or symbol Customer-specific selection with SIRIUS ACT configurator (CIN) | - | 0 | 0
3SU1400-1AA10-1BA0 |  | 3SU1400-1AA10-1BA0 | 1 | UN | 1 | 1 | A | D | N | N | 85365080 | 5 | 4011209937215 | 0.01 | KG | 5.2 | 5.05 | CP20 | CP20 | Contact module with 1 contact element, 1 NO, screw terminal, for front plate mounting, Minimum order quantity 5 or a multiple of this | Lista Papel 2020 SI | 0 | 0
3SU1400-1AA10-1BA0-Z | X01 | 3SU1400-1AA10-1BA0-ZX01 | 1 | UN | 1 | 1 | A | D | N | N | 85365080 | 1 | 4047621072449 | 0.01 | KG | 5.72 | 5.72 | CP20 | CP20 | Contact module with 1 contact element, 1 NO, screw-type terminal, for front plate mounting, Z = minimum order quantity 1 or a multiple thereof |  | 0 | 0
3SU1400-1AA10-1BA0-Z | X90 | 3SU1400-1AA10-1BA0-ZX90 | 1 | UN | 1 | 5 | B | D | N | N | 85365080 | 150 | 4047621021607 | 0.009 | KG | 5.2 | 5.2 | CP20 | CP20 | Contact module with 1 contact element, 1 NO, screw terminal, for front plate mounting, Z=150-unit packaging | - | 0 | 0
3SU1400-1AA10-1BA0-Z | Y19 | 3SU1400-1AA10-1BA0-ZY19 | 1 | UN | 1 | 10 | C | D | N | N | 85365080 | 1 |  | 0.01 | KG | 6.15 | 6.15 | CP20 | CP20 | Contact module with 1 contact element, 1 NO, screw terminal, for front plate mounting Customer-specific selection with SIRIUS ACT configurator (CIN) | - | 0 | 0
3SU1400-1AA10-1CA0 |  | 3SU1400-1AA10-1CA0 | 1 | UN | 1 | 1 | A | D | N | N | 85365080 | 5 | 4011209950887 | 0.01 | KG | 5.2 | 5.05 | CP20 | CP20 | Contact module with 1 contact element, 1 NC, screw terminal, for front plate mounting, Minimum order quantity 5 or a multiple of this | Lista Papel 2020 SI | 0 | 0
3SU1400-1AA10-1CA0-Z | X01 | 3SU1400-1AA10-1CA0-ZX01 | 1 | UN | 1 | 1 | A | D | N | N | 85365080 | 1 | 4047621072456 | 0.01 | KG | 5.72 | 5.72 | CP20 | CP20 | Contact module with 1 contact element, 1 NC, screw-type terminal, for front plate mounting, Z = minimum order quantity 1 or a multiple thereof |  | 0 | 0
3SU1400-1AA10-1CA0-Z | X90 | 3SU1400-1AA10-1CA0-ZX90 | 1 | UN | 1 | 5 | B | D | N | N | 85365080 | 150 | 4047621021614 | 0.008 | KG | 5.2 | 5.2 | CP20 | CP20 | Contact module with 1 contact element, 1 NC, screw terminal, for front plate mounting, Z=150-unit packaging | - | 0 | 0
3SU1400-1AA10-1CA0-Z | Y19 | 3SU1400-1AA10-1CA0-ZY19 | 1 | UN | 1 | 10 | C | D | N | N | 85365080 | 1 |  | 0.01 | KG | 6.15 | 6.15 | CP20 | CP20 | Contact module with 1 contact element, 1 NC, screw terminal, for front plate mounting Customer-specific selection with SIRIUS ACT configurator (CIN) | - | 0 | 0
3SU1400-1AA10-1DA0 |  | 3SU1400-1AA10-1DA0 | 1 | UN | 1 | 1 | A | D | N | N | 85365080 | 1 | 4011209950955 | 0.018 | KG | 11.69 | 11.4 | CP20 | CP20 | Contact module with 2 contact elements, 2 NO, screw terminal, for front plate mounting | Lista Papel 2020 SI | 0 | 0
3SU1400-1AA10-1DA0-Z | X90 | 3SU1400-1AA10-1DA0-ZX90 | 1 | UN | 1 | 5 | B | D | N | N | 85365080 | 150 | 4047621021621 | 0.017 | KG | 11.69 | 11.69 | CP20 | CP20 | Contact module with 2 contact elements, 2 NO, screw terminal, for front plate mounting, Z=150-unit packaging | - | 0 | 0
3SU1400-1AA10-1DA0-Z | Y19 | 3SU1400-1AA10-1DA0-ZY19 | 1 | UN | 1 | 10 | C | D | N | N | 85365080 | 1 |  | 0.018 | KG | 12.64 | 12.64 | CP20 | CP20 | Contact module with 2 contact elements, 2 NO, screw terminal, for front plate mounting Customer-specific selection with SIRIUS ACT configurator (CIN) | - | 0 | 0
3SU1400-1AA10-1EA0 |  | 3SU1400-1AA10-1EA0 | 1 | UN | 1 | 1 | A | D | N | N | 85365080 | 1 | 4011209950962 | 0.019 | KG | 11.69 | 11.4 | CP20 | CP20 | Contact module with 2 contact elements, 2 NC, screw terminal, for front plate mounting | Lista Papel 2020 SI | 0 | 0
3SU1400-1AA10-1EA0-Z | X90 | 3SU1400-1AA10-1EA0-ZX90 | 1 | UN | 1 | 5 | B | D | N | N | 85365080 | 150 | 4047621021638 | 0.017 | KG | 11.69 | 11.69 | CP20 | CP20 | Contact module with 2 contact elements, 2NC, screw terminal, for front plate mounting, Z=150-unit packaging | - | 0 | 0
3SU1400-1AA10-1EA0-Z | Y19 | 3SU1400-1AA10-1EA0-ZY19 | 1 | UN | 1 | 10 | C | D | N | N | 85365080 | 1 |  | 0.019 | KG | 12.64 | 12.64 | CP20 | CP20 | Contact module with 2 contact elements, 2 NC, screw terminal, for front plate mounting Customer-specific selection with SIRIUS ACT configurator (CIN) | - | 0 | 0
3SU1400-1AA10-1FA0 |  | 3SU1400-1AA10-1FA0 | 1 | UN | 1 | 1 | A | D | N | N | 85365080 | 1 | 4011209950979 | 0.018 | KG | 8.48 | 8.25 | CP20 | CP20 | Contact module with 2 contact elements, 1 NO+1 NC, screw terminal, for front plate mounting | Lista Papel 2020 SI | 0 | 0
3SU1400-1AA10-1FA0-Z | X90 | 3SU1400-1AA10-1FA0-ZX90 | 1 | UN | 1 | 5 | B | D | N | N | 85365080 | 150 | 4047621021645 | 0.017 | KG | 8.48 | 8.48 | CP20 | CP20 | Contact module with 2 contact elements, 1 NO+1 NC, screw terminal, for front plate mounting, Z=150-unit packaging | - | 0 | 0
3SU1400-1AA10-1FA0-Z | Y19 | 3SU1400-1AA10-1FA0-ZY19 | 1 | UN | 1 | 10 | C | D | N | N | 85365080 | 1 |  | 0.018 | KG | 9.43 | 9.43 | CP20 | CP20 | Contact module with 2 contact elements, 1 NO+1 NC, screw terminal, for front plate mounting Customer-specific selection with SIRIUS ACT configurator (CIN) | - | 0 | 0
3SU1400-1AA10-1GA0 |  | 3SU1400-1AA10-1GA0 | 1 | UN | 1 | 5 | B | D | N | N | 85365080 | 1 | 4011209950986 | 0.018 | KG | 11.69 | 11.4 | CP20 | CP20 | Contact module with 2 contact elements, 1 NO leading + 1 NC lagging, screw terminal, for front plate mounting | Lista Papel 2020 SI | 0 | 7
3SU1400-1AA10-1GA0-Z | X90 | 3SU1400-1AA10-1GA0-ZX90 | 1 | UN | 1 | 5 | B | D | EAR99 | N | 85365080 | 150 |  | 0.017 | KG | 11.69 | 11.69 | CP20 | CP20 | Contact module with 2 contact elements, 1 NO leading + 1 NC lagging, screw terminal, for front plate mounting, Z=150-unit packaging | - | 0 | 0
3SU1400-1AA10-1HA0 |  | 3SU1400-1AA10-1HA0 | 1 | UN | 1 | 1 | A | D | N | N | 85365080 | 1 | 4011209950993 | 0.019 | KG | 12.54 | 12.54 | CP20 | CP20 | Contact module with 1 contact element, 1 NC, Contact for installation monitoring, screw terminal, for front plate mounting | - | 0 | 0
3SU1400-1AA10-1HA0-Z | X90 | 3SU1400-1AA10-1HA0-ZX90 | 1 | UN | 1 | 5 | B | D | N | N | 85365080 | 150 | 4047621021669 | 0.018 | KG | 12.54 | 12.54 | CP20 | CP20 | Contact module with 1 contact element, 1 NC, Contact for installation monitoring, screw terminal, for front plate mounting, Z=150-unit packaging | - | 0 | 0
3SU1400-1AA10-1HA0-Z | Y19 | 3SU1400-1AA10-1HA0-ZY19 | 1 | UN | 1 | 10 | C | D | N | N | 85365080 | 1 |  | 0.019 | KG | 13.49 | 13.49 | CP20 | CP20 | Contact module with 1 contact element, 1 NC, Contact for installation monitoring, screw terminal, for front plate mounting Customer-specific selection with SIRIUS ACT configurator (CIN) | - | 0 | 0
3SU1400-1AA10-1LA0 |  | 3SU1400-1AA10-1LA0 | 1 | UN | 1 | 3 | B | D | N | N | 85365080 | 1 | 4011209965003 | 0.01 | KG | 8.5 | 8.5 | CP20 | CP20 | Contact module with 1 contact element, 1 NO, gold-plated contacts, screw terminal, for front plate mounting | - | 0 | 0
3SU1400-1AA10-1LA0-Z | X90 | 3SU1400-1AA10-1LA0-ZX90 | 1 | UN | 1 | 5 | B | D | N | N | 85365080 | 150 | 4047621052243 | 0.008 | KG | 8.5 | 8.5 | CP20 | CP20 | Contact module with 1 contact element, 1 NO, gold-plated contacts, screw terminal, for front plate mounting, Z=150-unit packaging | - | 0 | 0
3SU1400-1AA10-1LA0-Z | Y19 | 3SU1400-1AA10-1LA0-ZY19 | 1 | UN | 1 | 10 | C | D | N | N | 85365080 | 1 |  | 0.01 | KG | 9.45 | 9.45 | CP20 | CP20 | Contact module with 1 contact element, 1 NO, gold-plated contacts, screw terminal, for front plate mounting Customer-specific selection with SIRIUS ACT configurator (CIN) | - | 0 | 0
3SU1400-1AA10-1MA0 |  | 3SU1400-1AA10-1MA0 | 1 | UN | 1 | 5 | B | D | N | N | 85365080 | 1 | 4011209965010 | 0.012 | KG | 8.5 | 8.5 | CP20 | CP20 | Contact module with 1 contact element, 1 NC, gold-plated contacts, screw terminal, for front plate mounting | - | 0 | 0
3SU1400-1AA10-1MA0-Z | X90 | 3SU1400-1AA10-1MA0-ZX90 | 1 | UN | 1 | 5 | B | D | EAR99 | N | 85365080 | 150 |  | 0.009 | KG | 8.5 | 8.5 | CP20 | CP20 | Contact module with 1 contact element, 1 NC, gold-plated contacts, screw terminal, for front plate mounting, Z=150-unit packaging | - | 0 | 0
3SU1400-1AA10-1MA0-Z | Y19 | 3SU1400-1AA10-1MA0-ZY19 | 1 | UN | 1 | 10 | C | D | N | N | 85365080 | 1 |  | 0.01 | KG | 9.45 | 9.45 | CP20 | CP20 | Contact module with 1 contact element, 1 NC, gold-plated contacts, screw terminal, for front plate mounting Customer-specific selection with SIRIUS ACT configurator (CIN) | - | 0 | 0
3SU1400-1AA10-1NA0 |  | 3SU1400-1AA10-1NA0 | 1 | UN | 1 | 5 | B | D | N | N | 85365080 | 1 | 4011209965027 | 0.018 | KG | 17.39 | 17.39 | CP20 | CP20 | Contact module with 2 contact elements, 2 NO, gold-plated contacts, screw terminal, for front plate mounting | - | 0 | 0
3SU1400-1AA10-1NA0-Z | X90 | 3SU1400-1AA10-1NA0-ZX90 | 1 | UN | 1 | 5 | B | D | EAR99 | N | 85365080 | 150 |  | 0.017 | KG | 17.39 | 17.39 | CP20 | CP20 | Contact module with 2 contact elements, 2 NO, gold-plated contacts, screw terminal, for front plate mounting, Z=150-unit packaging | - | 0 | 0
3SU1400-1AA10-1NA0-Z | Y19 | 3SU1400-1AA10-1NA0-ZY19 | 1 | UN | 1 | 10 | C | D | N | N | 85365080 | 1 |  | 0.018 | KG | 18.34 | 18.34 | CP20 | CP20 | Contact module with 2 contact elements, 2 NO, gold-plated contacts, screw terminal, for front plate mounting Customer-specific selection with SIRIUS ACT configurator (CIN) | - | 0 | 0
3SU1400-1AA10-1PA0 |  | 3SU1400-1AA10-1PA0 | 1 | UN | 1 | 5 | B | D | N | N | 85365080 | 1 | 4011209965034 | 0.018 | KG | 17.39 | 17.39 | CP20 | CP20 | Contact module with 2 contact elements, 2 NC, gold-plated contacts, screw terminal, for front plate mounting | - | 0 | 0
3SU1400-1AA10-1PA0-Z | X90 | 3SU1400-1AA10-1PA0-ZX90 | 1 | UN | 1 | 5 | B | D | EAR99 | N | 85365080 | 150 |  | 0.017 | KG | 17.39 | 17.39 | CP20 | CP20 | Contact module with 2 contact elements, 2 NC, gold-plated contacts, screw terminal, for front plate mounting, Z=150-unit packaging | - | 0 | 0
3SU1400-1AA10-1PA0-Z | Y19 | 3SU1400-1AA10-1PA0-ZY19 | 1 | UN | 1 | 10 | C | D | N | N | 85365080 | 1 |  | 0.018 | KG | 18.34 | 18.34 | CP20 | CP20 | Contact module with 2 contact elements, 2 NC, gold-plated contacts, screw terminal, for front plate mounting Customer-specific selection with SIRIUS ACT configurator (CIN) | - | 0 | 0
3SU1400-1AA10-1QA0 |  | 3SU1400-1AA10-1QA0 | 1 | UN | 1 | 5 | B | D | N | N | 85365080 | 1 | 4011209964990 | 0.018 | KG | 13.87 | 13.87 | CP20 | CP20 | Contact module with 2 contact elements, 1 NO+1 NC, gold-plated contacts, screw terminal, for front plate mounting | - | 0 | 0
3SU1400-1AA10-1QA0-Z | X90 | 3SU1400-1AA10-1QA0-ZX90 | 1 | UN | 1 | 5 | B | D | EAR99 | N | 85365080 | 150 |  | 0.017 | KG | 13.87 | 13.87 | CP20 | CP20 | Contact module with 2 contact elements, 1 NO+1 NC, gold-plated contacts, screw terminal, for front plate mounting, Z=150-unit packaging | - | 0 | 0
3SU1400-1AA10-1QA0-Z | Y19 | 3SU1400-1AA10-1QA0-ZY19 | 1 | UN | 1 | 10 | C | D | N | N | 85365080 | 1 |  | 0.018 | KG | 14.82 | 14.82 | CP20 | CP20 | Contact module with 2 contact elements, 1 NO+1 NC, gold-plated contacts, screw terminal, for front plate mounting Customer-specific selection with SIRIUS ACT configurator (CIN) | - | 0 | 0
3SU1400-1AA10-1RA0 |  | 3SU1400-1AA10-1RA0 | 1 | UN | 1 | 5 | B | D | N | N | 85365080 | 1 | 4011209965041 | 0.018 | KG | 17.39 | 17.39 | CP20 | CP20 | Contact module with 2 contact elements, 1 NO leading + 1 NC lagging, gold-plated contacts, screw terminal, for front plate mounting | - | 0 | 0
3SU1400-1AA10-1RA0-Z | X90 | 3SU1400-1AA10-1RA0-ZX90 | 1 | UN | 1 | 5 | B | D | EAR99 | N | 85365080 | 150 |  | 0.017 | KG | 17.39 | 17.39 | CP20 | CP20 | Contact module with 2 contact elements, 1 NO leading + 1 NC lagging, gold-plated contacts, screw terminal, for front plate mounting, Z=150-unit packaging | - | 0 | 0
3SU1400-1AA10-1RA0-Z | Y19 | 3SU1400-1AA10-1RA0-ZY19 | 1 | UN | 1 | 10 | C | D | N | N | 85365080 | 1 |  | 0.018 | KG | 18.34 | 18.34 | CP20 | CP20 | Contact module with 2 contact elements, 1 NO leading + 1 NC lagging, gold-plated contacts, screw terminal, for front plate mounting Customer-specific selection with SIRIUS ACT configurator (CIN) | - | 0 | 0
3SU1400-1AA10-3BA0 |  | 3SU1400-1AA10-3BA0 | 1 | UN | 1 | 1 | A | D | N | N | 85365080 | 5 | 4011209950894 | 0.009 | KG | 5.32 | 5.32 | CP20 | CP20 | Contact module with 1 contact element, 1 NO, spring-type terminal, for front plate mounting, Minimum order quantity 5 or a multiple thereof | - | 0 | 0
3SU1400-1AA10-3BA0-Z | X01 | 3SU1400-1AA10-3BA0-ZX01 | 1 | UN | 1 | 1 | A | D | N | N | 85365080 | 1 | 4047621072470 | 0.01 | KG | 5.85 | 5.85 | CP20 | CP20 | Contact module with 1 contact element, 1 NO, spring-type terminal, for front plate mounting, Z = minimum order quantity 1 or a multiple thereof |  | 0 | 0
3SU1400-1AA10-3BA0-Z | X90 | 3SU1400-1AA10-3BA0-ZX90 | 1 | UN | 1 | 5 | B | D | N | N | 85365080 | 150 | 4047621011110 | 0.008 | KG | 5.32 | 5.32 | CP20 | CP20 | Contact module with 1 contact element, 1 NO, spring-type terminal, for front plate mounting, Z=150-unit packaging | - | 0 | 0
3SU1400-1AA10-3BA0-Z | Y19 | 3SU1400-1AA10-3BA0-ZY19 | 1 | UN | 1 | 10 | C | D | N | N | 85365080 | 1 |  | 0.01 | KG | 6.27 | 6.27 | CP20 | CP20 | Contact module with 1 contact element, 1 NO, spring-type terminal, for front plate mounting Customer-specific selection with SIRIUS ACT configurator (CIN) | - | 0 | 0
3SU1400-1AA10-3CA0 |  | 3SU1400-1AA10-3CA0 | 1 | UN | 1 | 1 | A | D | N | N | 85365080 | 5 | 4011209950900 | 0.01 | KG | 5.32 | 5.32 | CP20 | CP20 | Contact module with 1 contact element, 1 NC, spring-type terminal, for front plate mounting, Minimum order quantity 5 or a multiple thereof | - | 0 | 0
3SU1400-1AA10-3CA0-Z | X01 | 3SU1400-1AA10-3CA0-ZX01 | 1 | UN | 1 | 1 | A | D | N | N | 85365080 | 1 | 4047621072463 | 0.01 | KG | 5.85 | 5.85 | CP20 | CP20 | Contact module with 1 contact element, 1 NC, spring-type terminal, for front plate mounting, Z = minimum order quantity 1 or a multiple thereof |  | 0 | 0
3SU1400-1AA10-3CA0-Z | X90 | 3SU1400-1AA10-3CA0-ZX90 | 1 | UN | 1 | 5 | B | D | N | N | 85365080 | 150 | 4047621011714 | 0.008 | KG | 5.32 | 5.32 | CP20 | CP20 | Contact module with 1 contact element, 1 NC, spring-type terminal, for front plate mounting, Z=150-unit packaging | - | 0 | 0
3SU1400-1AA10-3CA0-Z | Y19 | 3SU1400-1AA10-3CA0-ZY19 | 1 | UN | 1 | 10 | C | D | N | N | 85365080 | 1 |  | 0.011 | KG | 6.27 | 6.27 | CP20 | CP20 | Contact module with 1 contact element, 1 NC, spring-type terminal, for front plate mounting Customer-specific selection with SIRIUS ACT configurator (CIN) | - | 0 | 0
3SU1400-1AA10-3DA0 |  | 3SU1400-1AA10-3DA0 | 1 | UN | 1 | 1 | A | D | N | N | 85365080 | 1 | 4011209951006 | 0.018 | KG | 12.16 | 12.16 | CP20 | CP20 | Contact module with 2 contact elements, 2 NO, spring-type terminal, for front plate mounting | - | 0 | 0
3SU1400-1AA10-3DA0-Z | X90 | 3SU1400-1AA10-3DA0-ZX90 | 1 | UN | 1 | 5 | B | D | N | N | 85365080 | 150 | 4047621021683 | 0.017 | KG | 12.16 | 12.16 | CP20 | CP20 | Contact module with 2 contact elements, 2 NO, spring-type terminal, for front plate mounting, Z=150-unit packaging | - | 0 | 0
3SU1400-1AA10-3DA0-Z | Y19 | 3SU1400-1AA10-3DA0-ZY19 | 1 | UN | 1 | 10 | C | D | N | N | 85365080 | 1 |  | 0.019 | KG | 13.11 | 13.11 | CP20 | CP20 | Contact module with 2 contact elements, 2 NO, spring-type terminal, for front plate mounting Customer-specific selection with SIRIUS ACT configurator (CIN) | - | 0 | 0
3SU1400-1AA10-3EA0 |  | 3SU1400-1AA10-3EA0 | 1 | UN | 1 | 1 | A | D | N | N | 85365080 | 1 | 4011209951013 | 0.017 | KG | 12.16 | 12.16 | CP20 | CP20 | Contact module with 2 contact elements, 2 NC, spring-type terminal, for front plate mounting | - | 0 | 0
3SU1400-1AA10-3EA0-Z | X90 | 3SU1400-1AA10-3EA0-ZX90 | 1 | UN | 1 | 5 | B | D | N | N | 85365080 | 150 | 4047621021690 | 0.017 | KG | 12.16 | 12.16 | CP20 | CP20 | Contact module with 2 contact elements, 2 NC, spring-type terminal, for front plate mounting, Z=150-unit packaging | - | 0 | 0
3SU1400-1AA10-3EA0-Z | Y19 | 3SU1400-1AA10-3EA0-ZY19 | 1 | UN | 1 | 10 | C | D | N | N | 85365080 | 1 |  | 0.017 | KG | 13.11 | 13.11 | CP20 | CP20 | Contact module with 2 contact elements, 2 NC, spring-type terminal, for front plate mounting Customer-specific selection with SIRIUS ACT configurator (CIN) | - | 0 | 0
3SU1400-1AA10-3FA0 |  | 3SU1400-1AA10-3FA0 | 1 | UN | 1 | 1 | A | D | N | N | 85365080 | 1 | 4011209951020 | 0.018 | KG | 9.03 | 9.03 | CP20 | CP20 | Contact module with 2 contact elements, 1 NO+1 NC, spring-type terminal, for front plate mounting | - | 0 | 0
3SU1400-1AA10-3FA0-Z | X90 | 3SU1400-1AA10-3FA0-ZX90 | 1 | UN | 1 | 5 | B | D | N | N | 85365080 | 150 | 4047621021706 | 0.017 | KG | 9.03 | 9.03 | CP20 | CP20 | Contact module with 2 contact elements, 1 NO+1 NC, spring-type terminal, for front plate mounting, Z=150-unit packaging | - | 0 | 0
3SU1400-1AA10-3FA0-Z | Y19 | 3SU1400-1AA10-3FA0-ZY19 | 1 | UN | 1 | 10 | C | D | N | N | 85365080 | 1 |  | 0.017 | KG | 9.98 | 9.98 | CP20 | CP20 | Contact module with 2 contact elements, 1 NO+1 NC, spring-type terminal, for front plate mounting Customer-specific selection with SIRIUS ACT configurator (CIN) | - | 0 | 0
3SU1400-1AA10-3GA0 |  | 3SU1400-1AA10-3GA0 | 1 | UN | 1 | 5 | B | D | N | N | 85365080 | 1 | 4011209951037 | 0.018 | KG | 12.16 | 12.16 | CP20 | CP20 | Contact module with 2 contact elements, 1 NO leading + 1 NC lagging, spring-type terminal, for front plate mounting | - | 0 | 7
3SU1400-1AA10-3GA0-Z | X90 | 3SU1400-1AA10-3GA0-ZX90 | 1 | UN | 1 | 5 | B | D | EAR99 | N | 85365080 | 150 |  | 0.017 | KG | 12.16 | 12.16 | CP20 | CP20 | Contact module with 2 contact elements, 1 NO leading + 1 NC lagging, spring-type terminal, for front plate mounting, Z=150-unit packaging | - | 0 | 0
3SU1400-1AA10-3HA0 |  | 3SU1400-1AA10-3HA0 | 1 | UN | 1 | 1 | A | D | N | N | 85365080 | 1 | 4011209951044 | 0.018 | KG | 12.35 | 12.35 | CP20 | CP20 | Contact module with 1 contact element, 1 NC, Contact for installation monitoring, spring-type terminal, for front plate mounting | - | 0 | 0
3SU1400-1AA10-3HA0-Z | X90 | 3SU1400-1AA10-3HA0-ZX90 | 1 | UN | 1 | 5 | B | D | N | N | 85365080 | 150 | 4047621021720 | 0.017 | KG | 12.35 | 12.35 | CP20 | CP20 | Contact module with 1 contact element, 1 NC, Contact for installation monitoring, spring-type terminal, for front plate mounting, Z=150-unit packaging | - | 0 | 0
3SU1400-1AA10-3HA0-Z | Y19 | 3SU1400-1AA10-3HA0-ZY19 | 1 | UN | 1 | 10 | C | D | N | N | 85365080 | 1 |  | 0.018 | KG | 13.3 | 13.3 | CP20 | CP20 | Contact module with 1 contact element, 1 NC, Contact for installation monitoring, spring-type terminal, for front plate mounting Customer-specific selection with SIRIUS ACT configurator (CIN) | - | 0 | 0
3SU1400-1AA10-3LA0 |  | 3SU1400-1AA10-3LA0 | 1 | UN | 1 | 5 | B | D | N | N | 85365080 | 1 | 4011209965065 | 0.01 | KG | 10.93 | 10.93 | CP20 | CP20 | Contact module with 1 contact element, 1 NO, gold-plated contacts, spring-type terminal, for front plate mounting | - | 0 | 0
3SU1400-1AA10-3LA0-Z | X90 | 3SU1400-1AA10-3LA0-ZX90 | 1 | UN | 1 | 5 | B | D | EAR99 | N | 85365080 | 150 |  | 0.009 | KG | 10.93 | 10.93 | CP20 | CP20 | Contact module with 1 contact element, 1 NO, gold-plated contacts, spring-type terminal, for front plate mounting, Z=150-unit packaging | - | 0 | 0
3SU1400-1AA10-3LA0-Z | Y19 | 3SU1400-1AA10-3LA0-ZY19 | 1 | UN | 1 | 10 | C | D | N | N | 85365080 | 1 |  | 0.01 | KG | 11.88 | 11.88 | CP20 | CP20 | Contact module with 1 contact element, 1 NO, gold-plated contacts, spring-type terminal, for front plate mounting Customer-specific selection with SIRIUS ACT configurator (CIN) | - | 0 | 0
3SU1400-1AA10-3MA0 |  | 3SU1400-1AA10-3MA0 | 1 | UN | 1 | 5 | B | D | N | N | 85365080 | 1 | 4011209965072 | 0.009 | KG | 10.93 | 10.93 | CP20 | CP20 | Contact module with 1 contact element, 1 NC, gold-plated contacts, spring-type terminal, for front plate mounting | - | 0 | 0
3SU1400-1AA10-3MA0-Z | X90 | 3SU1400-1AA10-3MA0-ZX90 | 1 | UN | 1 | 5 | B | D | N | N | 85365080 | 150 | 4047621052236 | 0.009 | KG | 10.93 | 10.93 | CP20 | CP20 | Contact module with 1 contact element, 1 NC, gold-plated contacts, spring-type terminal, for front plate mounting, Z=150-unit packaging | - | 0 | 0
3SU1400-1AA10-3MA0-Z | Y19 | 3SU1400-1AA10-3MA0-ZY19 | 1 | UN | 1 | 10 | C | D | N | N | 85365080 | 1 |  | 0.01 | KG | 11.88 | 11.88 | CP20 | CP20 | Contact module with 1 contact element, 1 NC, gold-plated contacts, spring-type terminal, for front plate mounting Customer-specific selection with SIRIUS ACT configurator (CIN) | - | 0 | 0
3SU1400-1AA10-3NA0 |  | 3SU1400-1AA10-3NA0 | 1 | UN | 1 | 5 | B | D | N | N | 85365080 | 1 | 4011209965089 | 0.017 | KG | 21.66 | 21.66 | CP20 | CP20 | Contact module with 2 contact elements, 2 NO, gold-plated contacts, spring-type terminal, for front plate mounting | - | 0 | 0
3SU1400-1AA10-3NA0-Z | X90 | 3SU1400-1AA10-3NA0-ZX90 | 1 | UN | 1 | 5 | B | D | EAR99 | N | 85365080 | 150 |  | 0.017 | KG | 21.66 | 21.66 | CP20 | CP20 | Contact module with 2 contact elements, 2 NO, gold-plated contacts, spring-type terminal, for front plate mounting, Z=150-unit packaging | - | 0 | 0
3SU1400-1AA10-3NA0-Z | Y19 | 3SU1400-1AA10-3NA0-ZY19 | 1 | UN | 1 | 10 | C | D | N | N | 85365080 | 1 |  | 0.017 | KG | 22.61 | 22.61 | CP20 | CP20 | Contact module with 2 contact elements, 2 NO, gold-plated contacts, spring-type terminal, for front plate mounting Customer-specific selection with SIRIUS ACT configurator (CIN) | - | 0 | 0
3SU1400-1AA10-3PA0 |  | 3SU1400-1AA10-3PA0 | 1 | UN | 1 | 5 | B | D | N | N | 85365080 | 1 | 4011209965096 | 0.017 | KG | 21.66 | 21.66 | CP20 | CP20 | Contact module with 2 contact elements, 2 NC, gold-plated contacts, spring-type terminal, for front plate mounting | - | 0 | 0
3SU1400-1AA10-3PA0-Z | X90 | 3SU1400-1AA10-3PA0-ZX90 | 1 | UN | 1 | 5 | B | D | EAR99 | N | 85365080 | 150 |  | 0.017 | KG | 21.66 | 21.66 | CP20 | CP20 | Contact module with 2 contact elements, 2 NC, gold-plated contacts, spring-type terminal, for front plate mounting, Z=150-unit packaging | - | 0 | 0
3SU1400-1AA10-3PA0-Z | Y19 | 3SU1400-1AA10-3PA0-ZY19 | 1 | UN | 1 | 10 | C | D | N | N | 85365080 | 1 |  | 0.017 | KG | 22.61 | 22.61 | CP20 | CP20 | Contact module with 2 contact elements, 2 NC, gold-plated contacts, spring-type terminal, for front plate mounting Customer-specific selection with SIRIUS ACT configurator (CIN) | - | 0 | 0
3SU1400-1AA10-3QA0 |  | 3SU1400-1AA10-3QA0 | 1 | UN | 1 | 5 | B | D | N | N | 85365080 | 1 | 4011209965058 | 0.017 | KG | 18.34 | 18.34 | CP20 | CP20 | Contact module with 2 contact elements, 1 NO+1 NC, gold-plated contacts, spring-type terminal, for front plate mounting | - | 0 | 0
3SU1400-1AA10-3QA0-Z | X90 | 3SU1400-1AA10-3QA0-ZX90 | 1 | UN | 1 | 5 | B | D | EAR99 | N | 85365080 | 150 |  | 0.017 | KG | 18.34 | 18.34 | CP20 | CP20 | Contact module with 2 contact elements, 1 NO+1 NC, gold-plated contacts, spring-type terminal, for front plate mounting, Z=150-unit packaging | - | 0 | 0
3SU1400-1AA10-3QA0-Z | Y19 | 3SU1400-1AA10-3QA0-ZY19 | 1 | UN | 1 | 10 | C | D | N | N | 85365080 | 1 |  | 0.017 | KG | 19.29 | 19.29 | CP20 | CP20 | Contact module with 2 contact elements, 1 NO+1 NC, gold-plated contacts, spring-type terminal, for front plate mounting Customer-specific selection with SIRIUS ACT configurator (CIN) | - | 0 | 0
3SU1400-1AA10-3RA0 |  | 3SU1400-1AA10-3RA0 | 1 | UN | 1 | 5 | B | D | N | N | 85365080 | 1 | 4011209965102 | 0.017 | KG | 21.66 | 21.66 | CP20 | CP20 | Contact module with 2 contact elements, 1 NO leading + 1 NC lagging, gold-plated contacts, spring-type terminal, for front plate mounting | - | 0 | 0
3SU1400-1AA10-3RA0-Z | X90 | 3SU1400-1AA10-3RA0-ZX90 | 1 | UN | 1 | 5 | B | D | EAR99 | N | 85365080 | 150 |  | 0.017 | KG | 21.66 | 21.66 | CP20 | CP20 | Contact module with 2 contact elements, 1 NO leading + 1 NC lagging, gold-plated contacts, spring-type terminal, for front plate mounting, Z=150-unit packaging | - | 0 | 0
3SU1400-1AA10-3RA0-Z | Y19 | 3SU1400-1AA10-3RA0-ZY19 | 1 | UN | 1 | 10 | C | D | N | N | 85365080 | 1 |  | 0.017 | KG | 22.61 | 22.61 | CP20 | CP20 | Contact module with 2 contact elements, 1 NO leading + 1 NC lagging, gold-plated contacts, spring-type terminal, for front plate mounting Customer-specific selection with SIRIUS ACT configurator (CIN) | - | 0 | 0
3SU1400-1CK10-1AA0 |  | 3SU1400-1CK10-1AA0 | 1 | UN | 1 | 3 | B | D | N | N | 85369095 | 1 | 4011209965171 | 8 | G | 8.54 | 8.54 | CP20 | CP20 | LED test module Operating voltage 6-240 V AC/DC, screw terminal, for front plate mounting | - | 0 | 0
3SU1400-1CK10-1AA0-Z | X90 | 3SU1400-1CK10-1AA0-ZX90 | 1 | UN | 1 | 5 | B | D | N | N | 85369095 | 50 | 4047621062051 | 0.009 | KG | 8.54 | 8.54 | CP20 | CP20 | LED test module, Operating voltage 6-240 V AC/DC, screw terminal, for front plate mounting, for LED modules (6-24 V AC/DC, 24 V AC/DC, 24-240 V AC/DC) Z=50-unit packaging | - | 0 | 0
3SU1400-1CK10-1AA0-Z | Y19 | 3SU1400-1CK10-1AA0-ZY19 | 1 | UN | 1 | 10 | C | D | N | N | 85369095 | 1 |  | 0.011 | KG | 9.49 | 9.49 | CP20 | CP20 | LED test module Operating voltage 12-240 V AC/DC, screw terminal, for front plate mounting Customer-specific selection with SIRIUS ACT configurator (CIN) | - | 0 | 0
3SU1400-1DA10-1AA0 |  | 3SU1400-1DA10-1AA0 | 1 | UN | 1 | 3 | B | D | N | N | 85365080 | 1 | 4011209965188 | 0.01 | KG | 6.8 | 6.8 | CP20 | CP20 | Support terminal, black, screw terminal, for front plate mounting | - | 0 | 0
3SU1400-1DA10-1AA0-Z | Y19 | 3SU1400-1DA10-1AA0-ZY19 | 1 | UN | 1 | 10 | C | D | N | N | 85365080 | 1 |  | 0.01 | KG | 7.75 | 7.75 | CP20 | CP20 | Support terminal, black, screw terminal, for front plate mounting Customer-specific selection with SIRIUS ACT configurator (CIN) | - | 0 | 0
3SU1400-1DA10-3AA0 |  | 3SU1400-1DA10-3AA0 | 1 | UN | 1 | 5 | B | D | N | N | 85365080 | 1 | 4011209965218 | 0.01 | KG | 7.59 | 7.59 | CP20 | CP20 | Support terminal, black, spring-type terminal, for front plate mounting | - | 0 | 0
3SU1400-1DA10-3AA0-Z | Y19 | 3SU1400-1DA10-3AA0-ZY19 | 1 | UN | 1 | 10 | C | D | N | N | 85365080 | 1 |  | 0.01 | KG | 8.54 | 8.54 | CP20 | CP20 | Support terminal, black, spring-type terminal, for front plate mounting Customer-specific selection with SIRIUS ACT configurator (CIN) | - | 0 | 0
3SU1400-1DA43-1AA0 |  | 3SU1400-1DA43-1AA0 | 1 | UN | 1 | 3 | B | D | N | N | 85365080 | 1 | 4011209965201 | 0.01 | KG | 6.8 | 6.8 | CP20 | CP20 | Support terminal, green/yellow, screw terminal, for front plate mounting | - | 0 | 0
3SU1400-1DA43-1AA0-Z | Y19 | 3SU1400-1DA43-1AA0-ZY19 | 1 | UN | 1 | 10 | C | D | N | N | 85365080 | 1 |  | 0.01 | KG | 7.75 | 7.75 | CP20 | CP20 | Support terminal, green/yellow, screw terminal, for front plate mounting Customer-specific selection with SIRIUS ACT configurator (CIN) | - | 0 | 0
3SU1400-1DA43-3AA0 |  | 3SU1400-1DA43-3AA0 | 1 | UN | 1 | 5 | B | D | N | N | 85365080 | 1 | 4011209965751 | 0.01 | KG | 7.59 | 7.59 | CP20 | CP20 | Support terminal, green/yellow, spring-type terminal, for front plate mounting | - | 0 | 0
3SU1400-1DA43-3AA0-Z | Y19 | 3SU1400-1DA43-3AA0-ZY19 | 1 | UN | 1 | 10 | C | D | N | N | 85365080 | 1 |  | 0.01 | KG | 8.54 | 8.54 | CP20 | CP20 | Support terminal, green/yellow, spring-type terminal, for front plate mounting Customer-specific selection with SIRIUS ACT configurator (CIN) | - | 0 | 0
3SU1400-1DA50-1AA0 |  | 3SU1400-1DA50-1AA0 | 1 | UN | 1 | 5 | B | D | N | N | 85365080 | 1 | 4011209965195 | 0.01 | KG | 6.8 | 6.8 | CP20 | CP20 | Support terminal, blue, screw terminal, for front plate mounting | - | 0 | 0
3SU1400-1DA50-1AA0-Z | Y19 | 3SU1400-1DA50-1AA0-ZY19 | 1 | UN | 1 | 10 | C | D | N | N | 85365080 | 1 |  | 0.01 | KG | 7.75 | 7.75 | CP20 | CP20 | Support terminal, blue, screw terminal, for front plate mounting Customer-specific selection with SIRIUS ACT configurator (CIN) | - | 0 | 0
3SU1400-1DA50-3AA0 |  | 3SU1400-1DA50-3AA0 | 1 | UN | 1 | 5 | B | D | N | N | 85365080 | 1 | 4011209965225 | 0.011 | KG | 7.59 | 7.59 | CP20 | CP20 | Support terminal, blue, spring-type terminal, for front plate mounting | - | 0 | 0
3SU1400-1DA50-3AA0-Z | Y19 | 3SU1400-1DA50-3AA0-ZY19 | 1 | UN | 1 | 10 | C | D | N | N | 85365080 | 1 |  | 0.011 | KG | 8.54 | 8.54 | CP20 | CP20 | Support terminal, blue, spring-type terminal, for front plate mounting Customer-specific selection with SIRIUS ACT configurator (CIN) | - | 0 | 0
3SU1400-1EA10-2AA0 |  | 3SU1400-1EA10-2AA0 | 1 | UN | 1 | 5 | B | D | N | N | 85371098 | 1 | 4011209936980 | 0.076 | KG | 309.7 | 309.7 | CP20 | CP20 | AS-Interface module, 2 safe inputs, black, 4-pole connector with screw terminal and 4-pole connector with spring-type terminal, for front plate mounting | adicionado Março 19 | 0 | 0
3SU1400-1EA10-2AA0-Z | Y19 | 3SU1400-1EA10-2AA0-ZY19 | 1 | UN | 1 | 10 | C | D | N | N | 85371098 | 1 |  | 0.074 | KG | 310.65 | 310.65 | CP20 | CP20 | AS-Interface module, 2 safe inputs, black, 4-pole connector with screw terminal and 4-pole connector with spring-type terminal, for front plate mounting, Customer-specific selection with SIRIUS ACT configurator (CIN) | adicionado Março 19 | 0 | 0
3SU1400-1EA10-4AA0 |  | 3SU1400-1EA10-4AA0 | 1 | UN | 1 | 5 | B | D | N | N | 85371098 | 1 | 4011209937161 | 0.065 | KG | 309.7 | 309.7 | CP20 | CP20 | AS-Interface module, 2 safe inputs, black, insulation displacement system, for front plate mounting | adicionado Março 19 | 0 | 0
3SU1400-1EA10-4AA0-Z | Y19 | 3SU1400-1EA10-4AA0-ZY19 | 1 | UN | 1 | 10 | C | D | N | N | 85371098 | 1 |  | 0.065 | KG | 310.65 | 310.65 | CP20 | CP20 | AS-Interface module, 2 safe inputs, black, insulation displacement system, for front plate mounting, Customer-specific selection with SIRIUS ACT configurator (CIN) | adicionado Março 19 | 0 | 0
3SU1400-1EC10-2AA0 |  | 3SU1400-1EC10-2AA0 | 1 | UN | 1 | 5 | B | D | N | N | 85371098 | 1 | 4011209936973 | 0.078 | KG | 324.9 | 324.9 | CP20 | CP20 | AS-Interface module, 2 safe inputs, 1 output, black, 4-pole connector with screw terminal, 2-pole and 4-pole connector with spring-type terminal, for front plate mounting | adicionado Março 19 | 0 | 0
3SU1400-1EC10-2AA0-Z | Y19 | 3SU1400-1EC10-2AA0-ZY19 | 1 | UN | 1 | 10 | C | D | N | N | 85371098 | 1 |  | 0.078 | KG | 325.85 | 325.85 | CP20 | CP20 | AS-Interface module, 2 safe inputs, 1 output, black, 4-pole connector With screw terminal, 2-pole and 4-pole connector with spring-type terminal, for front plate mounting, Customer-specific selection with SIRIUS ACT configurator (CIN) | adicionado Março 19 | 0 | 0
3SU1400-1EC10-4AA0 |  | 3SU1400-1EC10-4AA0 | 1 | UN | 1 | 5 | B | D | N | N | 85371098 | 1 | 4011209937178 | 0.071 | KG | 324.9 | 324.9 | CP20 | CP20 | AS-Interface module, 2 safe inputs, 1 output, black, insulation displacement system and 2-pole connector with spring-type terminal, for front plate mounting | adicionado Março 19 | 0 | 0
3SU1400-1EC10-4AA0-Z | Y19 | 3SU1400-1EC10-4AA0-ZY19 | 1 | UN | 1 | 10 | C | D | N | N | 85371098 | 1 |  | 0.071 | KG | 325.85 | 325.85 | CP20 | CP20 | AS-Interface module, 2 safe inputs, 1 output, black, insulation displacement system and 2-pole connector with spring-type terminal, for front plate mounting, Customer-specific selection with SIRIUS ACT configurator (CIN) | adicionado Março 19 | 0 | 0
3SU1400-1EJ10-6AA0 |  | 3SU1400-1EJ10-6AA0 | 1 | UN | 1 | 5 | B | D | N | N | 85371098 | 1 | 4011209965768 | 0.056 | KG | 201.4 | 201.4 | CP20 | CP20 | AS-Interface module, 4 inputs and 3 outputs, black, Spring-type terminal (Push-in), for input/output, for front plate mounting | adicionado Março 19 | 0 | 0
3SU1400-1EJ10-6AA0-Z | Y19 | 3SU1400-1EJ10-6AA0-ZY19 | 1 | UN | 1 | 10 | C | D | N | N | 85371098 | 1 |  | 0.056 | KG | 202.35 | 202.35 | CP20 | CP20 | AS-Interface module, 4 inputs and 3 outputs, black, spring-type terminal (push-in), for input/output, for front plate mounting, Customer-specific selection with SIRIUS ACT configurator (CIN) | adicionado Março 19 | 0 | 0
3SU1400-1EK10-6AA0 |  | 3SU1400-1EK10-6AA0 | 1 | UN | 1 | 5 | B | D | N | N | 85371098 | 1 | 4011209965775 | 0.057 | KG | 189.05 | 189.05 | CP20 | CP20 | AS-Interface module, 4 inputs and 4 outputs, black, Spring-type terminal (push-in) for input/output, for front plate mounting | adicionado Março 19 | 0 | 0
3SU1400-1EK10-6AA0-Z | Y19 | 3SU1400-1EK10-6AA0-ZY19 | 1 | UN | 1 | 10 | C | D | N | N | 85371098 | 1 |  | 0.057 | KG | 190 | 190 | CP20 | CP20 | AS-Interface module, 4 inputs and 4 outputs, black, spring-type terminal (push-in) for input/output, for front plate mounting, Customer-specific selection with SIRIUS ACT configurator (CIN) | adicionado Março 19 | 0 | 0
3SU1400-1GC10-1AA0 |  | 3SU1400-1GC10-1AA0 | 1 | UN | 1 | 1 | A | D | N | N | 85365019 | 1 | 4011209946651 | 0.06 | KG | 166.25 | 166.25 | CP20 | CP20 | Electronics module for ID key-operated switch, black, Operating voltage 24 V DC, group ID, screw terminal, for front plate mounting | - | 0 | 0
3SU1400-1GC10-1AA0-Z | Y19 | 3SU1400-1GC10-1AA0-ZY19 | 1 | UN | 1 | 10 | C | D | N | N | 85365019 | 1 |  | 0.06 | KG | 167.2 | 167.2 | CP20 | CP20 | Electronics module for ID key-operated switch, black, Operating voltage 24 V DC, group ID, screw terminal, for front plate mounting Customer-specific selection with SIRIUS ACT configurator (CIN) | - | 0 | 0
3SU1400-1GD10-1AA0 |  | 3SU1400-1GD10-1AA0 | 1 | UN | 1 | 1 | A | D | N | N | 85365019 | 1 | 4011209946668 | 0.062 | KG | 223.25 | 223.25 | CP20 | CP20 | Electronics module IO-Link for ID key-operated switch, with 5 pre-programmed electronic switches, controller and RFID authentication of the switching function, black, operating voltage 24 V DC, screw terminal, for front plate mounting, for industrial application in control cabinets and machines | - | 0 | 0
3SU1400-1GD10-1AA0-Z | Y19 | 3SU1400-1GD10-1AA0-ZY19 | 1 | UN | 1 | 10 | C | D | N | N | 85365019 | 1 |  | 0.062 | KG | 224.2 | 224.2 | CP20 | CP20 | Electronics module IO-Link for ID key-operated switch, with 5 programmable electronic switches, controller and RFID authentication of the switching function, black, Operating voltage 24 V DC, screw terminal, for front plate mounting, for industrial application in control cabinets and machines Customer-specific selection with SIRIUS ACT configurator (CIN) | - | 0 | 0
3SU1400-1GE10-1AA0 |  | 3SU1400-1GE10-1AA0 | 1 | UN | 1 | 5 | B | D | EAR99 | N | 85365080 | 1 | 4047621063676 | 0.062 | KG | 210.9 | 210.9 | CP20 | CP20 | Electronics module IO-Link for ID key-operated switch, freely-programmable electronic switches, controller and RFID authentication of the switching function, black, operating voltage 24 V DC, screw terminal, for front plate mounting, for industrial application in control cabinets and machines | - | 0 | 0
3SU1400-1HL10-6AA0 |  | 3SU1400-1HL10-6AA0 | 1 | UN | 1 | 5 | B | D | N | N | 85371098 | 1 | 4011209965782 | 0.053 | KG | 142.5 | 142.5 | CP20 | CP20 | Electronics module for IO-Link, black, 8 inputs/outputs, user-programmable, default 6 DI/2 DQ, Spring-type terminal (Push-in), for front plate mounting | adicionado Março 19 | 0 | 0
3SU1400-1HL10-6AA0-Z | Y19 | 3SU1400-1HL10-6AA0-ZY19 | 1 | UN | 1 | 10 | C | D | N | N | 85371098 | 1 |  | 0.054 | KG | 143.45 | 143.45 | CP20 | CP20 | Electronics module for IO-Link, black, 8 inputs/outputs, freely-programmable, default 6 DI/2 DQ, spring-type terminal (push-in), for front plate mounting, Customer-specific selection with SIRIUS ACT configurator (CIN) | adicionado Março 19 | 0 | 0
3SU1400-1LK10-1AA1 |  | 3SU1400-1LK10-1AA1 | 1 | UN | 1 | 5 | B | D | N | N | 85371098 | 1 | 4047621016917 | 120 | G | 242.25 | 242.25 | CP20 | CP20 | SIRIUS ACT with PROFINET: Standard interface module 24V DC, screw terminal, Front plate mounting 1 to 20 terminal modules connectable | adicionado Março 19 | 0 | 0
3SU1400-1LK10-1AA1-Z | Y19 | 3SU1400-1LK10-1AA1-ZY19 | 1 | UN | 1 | 10 | C | D | N | N | 85371098 | 1 |  | 120 | G | 243.2 | 243.2 | CP20 | CP20 | SIRIUS ACT with PROFINET: Standard interface module 24 V DC, screw terminal, front plate mounting 1 to 20 terminal modules connectable, customer-specific selection with SIRIUS ACT configurator (CIN) | adicionado Março 19 | 0 | 0
3SU1400-1LK10-1BA1 |  | 3SU1400-1LK10-1BA1 | 1 | UN | 1 | 5 | B | D | N | N | 85371098 | 1 | 4047621069340 | 120 | G | 329.65 | 329.65 | CP20 | CP20 | SIRIUS ACT with PROFINET: Standard interface module 24 V DC, screw terminal, front plate mounting 1 to 20 terminal modules connectable with additionally 1 DQ + 4 DI + 1 AI | adicionado Março 19 | 0 | 0
3SU1400-1LK10-3AA1 |  | 3SU1400-1LK10-3AA1 | 1 | UN | 1 | 5 | B | D | EAR99 | N | 85371098 | 1 | 4047621016931 | 120 | G | 242.25 | 242.25 | CP20 | CP20 | SIRIUS ACT with PROFINET: Standard interface module 24 V DC, spring-type terminal, Front plate mounting 1 to 20 terminal modules connectable | adicionado Março 19 | 0 | 0
3SU1400-1LK10-3AA1-Z | Y19 | 3SU1400-1LK10-3AA1-ZY19 | 1 | UN | 1 | 10 | C | D | EAR99 | N | 85371098 | 1 |  | 120 | G | 243.2 | 243.2 | CP20 | CP20 | SIRIUS ACT with PROFINET: Standard interface module 24 V DC, spring-type terminal, front plate mounting 1 to 20 terminal modules connectable, customer-specific selection with SIRIUS ACT configurator (CIN) | adicionado Março 19 | 0 | 0
3SU1400-1LK10-3BA1 |  | 3SU1400-1LK10-3BA1 | 1 | UN | 1 | 5 | B | D | N | N | 85371098 | 1 | 4047621069357 | 120 | G | 329.65 | 329.65 | CP20 | CP20 | SIRIUS ACT with PROFINET: Standard interface module 24 V DC Spring-type terminal, Front plate mounting 1 to 20 terminal modules connectable with additional 1 DQ + 4 DI + 1 AI | adicionado Março 19 | 0 | 0
3SU1400-1LL10-1BA1 |  | 3SU1400-1LL10-1BA1 | 1 | UN | 1 | 5 | B | D | EAR99 | N | 85371098 | 1 | 4011209964983 | 120 | G | 379.05 | 379.05 | CP20 | CP20 | SIRIUS ACT with PROFINET: Fail-safe interface module with 4 DI, 1 DQ (24 V DC), 1 AI (12-bit A/D resolution), 24 V DC, screw terminal, front plate mounting, 1 to 20 terminal modules connectable | adicionado Março 19 | 0 | 0
3SU1400-1LL10-1BA1-Z | Y19 | 3SU1400-1LL10-1BA1-ZY19 | 1 | UN | 1 | 10 | C | D | EAR99 | N | 85371098 | 1 |  | 120 | G | 380 | 380 | CP20 | CP20 | SIRIUS ACT with PROFINET: Fail-safe interface module with 4 DI, 1 DQ (24 V DC), 1 AI (12-bit A/D resolution), 24 V DC, screw terminal, front plate mounting, 1 to 20 terminal modules connectable, customer-specific selection with SIRIUS ACT configurator (CIN) | adicionado Março 19 | 0 | 0
3SU1400-1LL10-3BA1 |  | 3SU1400-1LL10-3BA1 | 1 | UN | 1 | 5 | B | D | N | N | 85371098 | 1 | 4047621016924 | 120 | G | 379.05 | 379.05 | CP20 | CP20 | SIRIUS ACT with PROFINET: Fail-safe interface module with 4 DI, 1 DQ (24 V DC), 1 AI (12-bit A/D resolution), 24 V DC, spring-type terminal, front plate mounting, 1 to 20 terminal modules connectable | adicionado Março 19 | 0 | 0
3SU1400-1LL10-3BA1-Z | Y19 | 3SU1400-1LL10-3BA1-ZY19 | 1 | UN | 1 | 10 | C | D | N | N | 85371098 | 1 |  | 120 | G | 380 | 380 | CP20 | CP20 | SIRIUS ACT with PROFINET: Fail-safe interface module with 4 DI, 1 DQ (24 V DC), 1 AI (12-bit A/D resolution), 24 V DC, spring-type terminal, front plate mounting, 1 to 20 terminal modules connectable, customer-specific selection with SIRIUS ACT configurator (CIN) | adicionado Março 19 | 0 | 0
3SU1400-1MA10-1BA1 |  | 3SU1400-1MA10-1BA1 | 1 | UN | 1 | 5 | B | D | N | N | 85369095 | 1 | 4011209965799 | 20 | G | 38.67 | 38.67 | CP20 | CP20 | SIRIUS ACT: Terminal module (Command module) for front plate mounting | adicionado Março 19 | 0 | 0
3SU1400-1MA10-1BA1-Z | Y19 | 3SU1400-1MA10-1BA1-ZY19 | 1 | UN | 1 | 10 | C | D | N | N | 85369095 | 1 |  | 20 | G | 39.62 | 39.62 | CP20 | CP20 | SIRIUS ACT: Terminal module (command module) for front plate mounting, customer-specific selection with SIRIUS ACT configurator (CIN) | adicionado Março 19 | 0 | 0
3SU1400-2AA10-1BA0 |  | 3SU1400-2AA10-1BA0 | 1 | UN | 1 | 1 | A | D | N | N | 85365080 | 5 | 4011209950917 | 0.01 | KG | 6.35 | 6.17 | CP20 | CP20 | Contact module with 1 contact element, 1 NO, screw-type terminal, for floor mounting, Minimum order quantity 5 or a multiple thereof | Lista Papel 2020 SI | 0 | 0
3SU1400-2AA10-1BA0-Z | X01 | 3SU1400-2AA10-1BA0-ZX01 | 1 | UN | 1 | 1 | A | D | N | N | 85365080 | 1 | 4047621072487 | 0.01 | KG | 6.98 | 6.98 | CP20 | CP20 | Contact module with 1 contact element, 1 NO, screw-type terminal, for floor mounting, Z = minimum order quantity 1 or a multiple thereof |  | 0 | 0
3SU1400-2AA10-1BA0-Z | X90 | 3SU1400-2AA10-1BA0-ZX90 | 1 | UN | 1 | 5 | B | D | N | N | 85365080 | 150 | 4047621021461 | 0.009 | KG | 6.35 | 6.35 | CP20 | CP20 | Contact module with 1 contact element, 1 NO, screw terminal, for floor mounting, Z=150-unit packaging | - | 0 | 0
3SU1400-2AA10-1BA0-Z | Y19 | 3SU1400-2AA10-1BA0-ZY19 | 1 | UN | 1 | 10 | C | D | N | N | 85365080 | 1 |  | 0.01 | KG | 7.3 | 7.3 | CP20 | CP20 | Contact module with 1 contact element, 1 NO, screw terminal, for floor mounting Customer-specific selection with SIRIUS ACT configurator (CIN) | - | 0 | 0
3SU1400-2AA10-1CA0 |  | 3SU1400-2AA10-1CA0 | 1 | UN | 1 | 1 | A | D | N | N | 85365080 | 5 | 4011209950924 | 0.01 | KG | 6.35 | 6.35 | CP20 | CP20 | Contact module with 1 contact element, 1 NC, screw-type terminal, for floor mounting, Minimum order quantity 5 or a multiple thereof | - | 0 | 0
3SU1400-2AA10-1CA0-Z | X01 | 3SU1400-2AA10-1CA0-ZX01 | 1 | UN | 1 | 1 | A | D | N | N | 85365080 | 1 | 4047621072494 | 0.01 | KG | 6.98 | 6.98 | CP20 | CP20 | Contact module with 1 contact element, 1 NC, screw-type terminal, for floor mounting, Z = minimum order quantity 1 or a multiple thereof |  | 0 | 0
3SU1400-2AA10-1CA0-Z | X90 | 3SU1400-2AA10-1CA0-ZX90 | 1 | UN | 1 | 5 | B | D | N | N | 85365080 | 150 | 4047621021737 | 0.009 | KG | 6.35 | 6.35 | CP20 | CP20 | Contact module with 1 contact element, 1 NC, screw terminal, for floor mounting, Z=150-unit packaging | - | 0 | 0
3SU1400-2AA10-1CA0-Z | Y19 | 3SU1400-2AA10-1CA0-ZY19 | 1 | UN | 1 | 10 | C | D | N | N | 85365080 | 1 |  | 0.011 | KG | 7.3 | 7.3 | CP20 | CP20 | Contact module with 1 contact element, 1 NC, screw terminal, for floor mounting Customer-specific selection with SIRIUS ACT configurator (CIN) | - | 0 | 0
3SU1400-2AA10-1LA0 |  | 3SU1400-2AA10-1LA0 | 1 | UN | 1 | 5 | B | D | N | N | 85365080 | 1 | 4011209965133 | 0.01 | KG | 9.23 | 9.23 | CP20 | CP20 | Contact module with 1 contact element, 1 NO, gold-plated contacts, screw terminal, for floor mounting | - | 0 | 0
3SU1400-2AA10-1LA0-Z | X90 | 3SU1400-2AA10-1LA0-ZX90 | 1 | UN | 1 | 5 | B | D | EAR99 | N | 85365080 | 150 |  | 0.009 | KG | 9.23 | 9.23 | CP20 | CP20 | Contact module with 1 contact element, 1 NO, gold-plated contacts, screw terminal, for floor mounting, Z=150-unit packaging | - | 0 | 0
3SU1400-2AA10-1LA0-Z | Y19 | 3SU1400-2AA10-1LA0-ZY19 | 1 | UN | 1 | 10 | C | D | N | N | 85365080 | 1 |  | 0.01 | KG | 10.17 | 10.17 | CP20 | CP20 | Contact module with 1 contact element, 1 NO, gold-plated contacts, screw terminal, for floor mounting Customer-specific selection with SIRIUS ACT configurator (CIN) | - | 0 | 0
3SU1400-2AA10-1MA0 |  | 3SU1400-2AA10-1MA0 | 1 | UN | 1 | 5 | B | D | N | N | 85365080 | 1 | 4011209965140 | 0.01 | KG | 9.23 | 9.23 | CP20 | CP20 | Contact module with 1 contact element, 1 NC, gold-plated contacts, screw terminal, for floor mounting | - | 0 | 0
3SU1400-2AA10-1MA0-Z | X90 | 3SU1400-2AA10-1MA0-ZX90 | 1 | UN | 1 | 5 | B | D | EAR99 | N | 85365080 | 150 |  | 0.009 | KG | 9.23 | 9.23 | CP20 | CP20 | Contact module with 1 contact element, 1 NC, gold-plated contacts, screw terminal, for floor mounting, Z=150-unit packaging | - | 0 | 0
3SU1400-2AA10-1MA0-Z | Y19 | 3SU1400-2AA10-1MA0-ZY19 | 1 | UN | 1 | 10 | C | D | N | N | 85365080 | 1 |  | 0.01 | KG | 10.17 | 10.17 | CP20 | CP20 | Contact module with 1 contact element, 1 NC, gold-plated contacts, screw terminal, for floor mounting Customer-specific selection with SIRIUS ACT configurator (CIN) | - | 0 | 0
3SU1400-2AA10-3BA0 |  | 3SU1400-2AA10-3BA0 | 1 | UN | 1 | 1 | A | D | N | N | 85365080 | 5 | 4011209950931 | 0.009 | KG | 6.39 | 6.39 | CP20 | CP20 | Contact module with 1 contact element, 1 NO, spring-type terminal, for floor mounting, Minimum order quantity 5 or a multiple thereof | - | 0 | 0
3SU1400-2AA10-3BA0-Z | X01 | 3SU1400-2AA10-3BA0-ZX01 | 1 | UN | 1 | 1 | A | D | N | N | 85365080 | 1 | 4047621072517 | 0.01 | KG | 7.03 | 7.03 | CP20 | CP20 | Contact module with 1 contact element, 1 NO, spring-type terminal, for floor mounting, Z = minimum order quantity 1 or a multiple thereof |  | 0 | 0
3SU1400-2AA10-3BA0-Z | X90 | 3SU1400-2AA10-3BA0-ZX90 | 1 | UN | 1 | 5 | B | D | N | N | 85365080 | 150 | 4047621011127 | 0.009 | KG | 6.39 | 6.39 | CP20 | CP20 | Contact module with 1 contact element, 1 NO, spring-type terminal, for floor mounting, Z=150-unit packaging | - | 0 | 0
3SU1400-2AA10-3BA0-Z | Y19 | 3SU1400-2AA10-3BA0-ZY19 | 1 | UN | 1 | 10 | C | D | N | N | 85365080 | 1 |  | 0.01 | KG | 7.34 | 7.34 | CP20 | CP20 | Contact module with 1 contact element, 1 NO, spring-type terminal, for floor mounting, customer-specific selection with SIRIUS-ACT Configurator (CIN) | - | 0 | 0
3SU1400-2AA10-3CA0 |  | 3SU1400-2AA10-3CA0 | 1 | UN | 1 | 1 | A | D | N | N | 85365080 | 5 | 4011209950948 | 0.01 | KG | 6.39 | 6.39 | CP20 | CP20 | Contact module with 1 contact element, 1 NC, spring-type terminal, for floor mounting, Minimum order quantity 5 or a multiple thereof | - | 0 | 0
3SU1400-2AA10-3CA0-Z | X01 | 3SU1400-2AA10-3CA0-ZX01 | 1 | UN | 1 | 1 | A | D | N | N | 85365080 | 1 | 4047621072500 | 0.01 | KG | 7.03 | 7.03 | CP20 | CP20 | Contact module with 1 contact element, 1 NC, spring-type terminal, for floor mounting, Z = minimum order quantity 1 or a multiple thereof |  | 0 | 0
3SU1400-2AA10-3CA0-Z | X90 | 3SU1400-2AA10-3CA0-ZX90 | 1 | UN | 1 | 5 | B | D | N | N | 85365080 | 150 | 4047621010847 | 0.009 | KG | 6.39 | 6.39 | CP20 | CP20 | Contact module with 1 contact element, 1 NC, spring-type terminal, for floor mounting, Z=150-unit packaging | - | 0 | 0
3SU1400-2AA10-3CA0-Z | Y19 | 3SU1400-2AA10-3CA0-ZY19 | 1 | UN | 1 | 10 | C | D | N | N | 85365080 | 1 |  | 0.01 | KG | 7.34 | 7.34 | CP20 | CP20 | Contact module with 1 contact element, 1 NC, spring-type terminal, for floor mounting, customer-specific selection with SIRIUS-ACT Configurator (CIN) | - | 0 | 0
3SU1400-2AA10-3LA0 |  | 3SU1400-2AA10-3LA0 | 1 | UN | 1 | 5 | B | D | N | N | 85365080 | 1 | 4011209965157 | 0.01 | KG | 12.16 | 12.16 | CP20 | CP20 | Contact module with 1 contact element, 1 NO, gold-plated contacts, spring-type terminal, for floor mounting | - | 0 | 0
3SU1400-2AA10-3LA0-Z | Y19 | 3SU1400-2AA10-3LA0-ZY19 | 1 | UN | 1 | 10 | C | D | N | N | 85365080 | 1 |  | 0.01 | KG | 13.11 | 13.11 | CP20 | CP20 | Contact module with 1 contact element, 1 NO, gold-plated contacts, spring-type terminal, for floor mounting Customer-specific selection with SIRIUS ACT configurator (CIN) | - | 0 | 0
3SU1400-2AA10-3MA0 |  | 3SU1400-2AA10-3MA0 | 1 | UN | 1 | 5 | B | D | N | N | 85365080 | 1 | 4011209965164 | 0.01 | KG | 12.16 | 12.16 | CP20 | CP20 | Contact module with 1 contact element, 1 NC, gold-plated contacts, spring-type terminal, for floor mounting | - | 0 | 0
3SU1400-2AA10-3MA0-Z | Y19 | 3SU1400-2AA10-3MA0-ZY19 | 1 | UN | 1 | 10 | C | D | N | N | 85365080 | 1 |  | 0.01 | KG | 13.11 | 13.11 | CP20 | CP20 | Contact module with 1 contact element, 1 NC, gold-plated contacts, spring-type terminal, for floor mounting Customer-specific selection with SIRIUS ACT configurator (CIN) | - | 0 | 0
3SU1400-2CK10-1AA0 |  | 3SU1400-2CK10-1AA0 | 1 | UN | 1 | 1 | A | D | N | N | 85369095 | 1 | 4011209965928 | 0.01 | KG | 7.62 | 7.62 | CP20 | CP20 | LED test module Operating voltage 6-240 V AC/DC, screw terminal, for floor mounting, for LED modules (6-24 V AC/DC, 24 V AC/DC, 24-240 V AC/DC) | - | 0 | 0
3SU1400-2CK10-1AA0-Z | X90 | 3SU1400-2CK10-1AA0-ZX90 | 1 | UN | 1 | 5 | B | D | N | N | 85369095 | 50 |  | 0.01 | KG | 7.62 | 7.62 | CP20 | CP20 | LED test module, Operating voltage 6-240 V AC/DC, screw terminal, for floor mounting, for LED modules (6-24 V AC/DC, 24 V AC/DC, 24-240 V AC/DC), Z=50-unit packaging | - | 0 | 0
3SU1400-2CK10-1AA0-Z | Y19 | 3SU1400-2CK10-1AA0-ZY19 | 1 | UN | 1 | 10 | C | D | N | N | 85369095 | 1 |  | 0.01 | KG | 8.57 | 8.57 | CP20 | CP20 | LED test module Operating voltage 6-240 V AC/DC, screw terminal, for floor mounting, for LED modules (6-24 V AC/DC, 24 V AC/DC, 24-240 V AC/DC) Customer-specific selection with SIRIUS ACT configurator (CIN) | - | 0 | 0
3SU1400-2DA10-1AA0 |  | 3SU1400-2DA10-1AA0 | 1 | UN | 1 | 3 | B | D | N | N | 85365080 | 1 | 4011209965942 | 0.011 | KG | 5.98 | 5.98 | CP20 | CP20 | Support terminal, black, screw terminal, for floor mounting | - | 0 | 0
3SU1400-2DA10-1AA0-Z | Y19 | 3SU1400-2DA10-1AA0-ZY19 | 1 | UN | 1 | 10 | C | D | N | N | 85365080 | 1 |  | 0.011 | KG | 6.93 | 6.93 | CP20 | CP20 | Support terminal, black, screw terminal, for floor mounting Customer-specific selection with SIRIUS ACT configurator (CIN) | - | 0 | 0
3SU1400-2DA10-3AA0 |  | 3SU1400-2DA10-3AA0 | 1 | UN | 1 | 5 | B | D | N | N | 85365080 | 1 | 4011209965973 | 0.01 | KG | 6.75 | 6.75 | CP20 | CP20 | Support terminal, black, spring-type terminal, for floor mounting | - | 0 | 0
3SU1400-2DA10-3AA0-Z | Y19 | 3SU1400-2DA10-3AA0-ZY19 | 1 | UN | 1 | 10 | C | D | N | N | 85365080 | 1 |  | 0.01 | KG | 7.7 | 7.7 | CP20 | CP20 | Support terminal, black, spring-type terminal, for floor mounting Customer-specific selection with SIRIUS ACT configurator (CIN) | - | 0 | 0
3SU1400-2DA43-1AA0 |  | 3SU1400-2DA43-1AA0 | 1 | UN | 1 | 3 | B | D | N | N | 85365080 | 1 | 4011209965966 | 0.011 | KG | 5.98 | 5.98 | CP20 | CP20 | Support terminal, green/yellow, screw terminal, for floor mounting | - | 0 | 0
3SU1400-2DA43-1AA0-Z | Y19 | 3SU1400-2DA43-1AA0-ZY19 | 1 | UN | 1 | 10 | C | D | N | N | 85365080 | 1 |  | 0.011 | KG | 6.93 | 6.93 | CP20 | CP20 | Support terminal, green/yellow, screw terminal, for floor mounting Customer-specific selection with SIRIUS ACT configurator (CIN) | - | 0 | 0
3SU1400-2DA43-3AA0 |  | 3SU1400-2DA43-3AA0 | 1 | UN | 1 | 5 | B | D | N | N | 85365080 | 1 | 4011209965997 | 0.01 | KG | 6.75 | 6.75 | CP20 | CP20 | Support terminal, green/yellow, spring-type terminal, for floor mounting | - | 0 | 0
3SU1400-2DA43-3AA0-Z | Y19 | 3SU1400-2DA43-3AA0-ZY19 | 1 | UN | 1 | 10 | C | D | N | N | 85365080 | 1 |  | 0.011 | KG | 7.7 | 7.7 | CP20 | CP20 | Support terminal, green/yellow, spring-type terminal, for floor mounting Customer-specific selection with SIRIUS ACT configurator (CIN) | - | 0 | 0
3SU1400-2DA50-1AA0 |  | 3SU1400-2DA50-1AA0 | 1 | UN | 1 | 5 | B | D | N | N | 85365080 | 1 | 4011209965959 | 0.011 | KG | 5.98 | 5.98 | CP20 | CP20 | Support terminal, blue, screw terminal, for floor mounting | - | 0 | 0
3SU1400-2DA50-1AA0-Z | Y19 | 3SU1400-2DA50-1AA0-ZY19 | 1 | UN | 1 | 10 | C | D | N | N | 85365080 | 1 |  | 0.011 | KG | 6.93 | 6.93 | CP20 | CP20 | Support terminal, blue, screw terminal, for floor mounting Customer-specific selection with SIRIUS ACT configurator (CIN) | - | 0 | 0
3SU1400-2DA50-3AA0 |  | 3SU1400-2DA50-3AA0 | 1 | UN | 1 | 5 | B | D | N | N | 85365080 | 1 | 4011209965980 | 0.01 | KG | 6.75 | 6.75 | CP20 | CP20 | Support terminal, blue, spring-type terminal, for floor mounting | - | 0 | 0
3SU1400-2DA50-3AA0-Z | Y19 | 3SU1400-2DA50-3AA0-ZY19 | 1 | UN | 1 | 10 | C | D | N | N | 85365080 | 1 |  | 0.01 | KG | 7.7 | 7.7 | CP20 | CP20 | Support terminal, blue, spring-type terminal, for floor mounting Customer-specific selection with SIRIUS ACT configurator (CIN) | - | 0 | 0
3SU1400-2EA10-6AA0 |  | 3SU1400-2EA10-6AA0 | 1 | UN | 1 | 5 | B | D | N | N | 85371098 | 1 | 4011209946569 | 0.04 | KG | 129.2 | 129.2 | CP20 | CP20 | AS-Interface module, 2 safe inputs, black, Spring-type terminal (Push-in), for input/output, for floor mounting | adicionado Março 19 | 0 | 0
3SU1400-2EA10-6AA0-Z | Y19 | 3SU1400-2EA10-6AA0-ZY19 | 1 | UN | 1 | 10 | C | D | N | N | 85371098 | 1 |  | 0.04 | KG | 130.15 | 130.15 | CP20 | CP20 | AS-Interface module, 2 safe inputs, black, spring-type terminal (push-in), for input/output, for floor mounting, customer-specific selection with SIRIUS ACT configurator (CIN) | adicionado Março 19 | 0 | 0
3SU1400-2EJ10-6AA0 |  | 3SU1400-2EJ10-6AA0 | 1 | UN | 1 | 5 | B | D | N | N | 85371098 | 1 | 4011209953314 | 0.058 | KG | 199.5 | 199.5 | CP20 | CP20 | AS-Interface module, A/B slave, 4 inputs and 3 outputs, black, Spring-type terminal (Push-in), for input/output, for floor mounting | adicionado Março 19 | 0 | 0
3SU1400-2EJ10-6AA0-Z | Y19 | 3SU1400-2EJ10-6AA0-ZY19 | 1 | UN | 1 | 10 | C | D | N | N | 85371098 | 1 |  | 0.058 | KG | 200.45 | 200.45 | CP20 | CP20 | AS-Interface module, A/B slave, 4 inputs and 3 outputs, black, spring-type terminal (push-in), for input/output, for floor mounting, customer-specific selection with SIRIUS ACT configurator (CIN) | adicionado Março 19 | 0 | 0
3SU1400-2EK10-6AA0 |  | 3SU1400-2EK10-6AA0 | 1 | UN | 1 | 1 | A | D | N | N | 85371098 | 1 | 4011209966000 | 0.056 | KG | 187.15 | 187.15 | CP20 | CP20 | AS-Interface module, 4 inputs and 4 outputs, black, Spring-type terminal (Push-in), for input/output, for floor mounting | adicionado Março 19 | 0 | 0
3SU1400-2EK10-6AA0-Z | Y19 | 3SU1400-2EK10-6AA0-ZY19 | 1 | UN | 1 | 10 | C | D | N | N | 85371098 | 1 |  | 0.056 | KG | 188.1 | 188.1 | CP20 | CP20 | AS-Interface module, 4 inputs and 4 outputs, black, spring-type terminal (push-in), for input/output, for floor mounting, customer-specific selection with SIRIUS ACT configurator (CIN) | adicionado Março 19 | 0 | 0
3SU1400-2EM10-6AA0 |  | 3SU1400-2EM10-6AA0 | 1 | UN | 1 | 5 | B | D | N | N | 85371098 | 5 | 4047621045672 | 0.056 | KG | 187.15 | 187.15 | CP20 | CP20 | AS-Interface module, 4 inputs and 4 outputs, black, push-in + plug for input/output, for floor mounting | adicionado Março 19 | 0 | 7
3SU1400-2HK10-6AA0 |  | 3SU1400-2HK10-6AA0 | 1 | UN | 1 | 5 | B | D | N | N | 85371098 | 1 | 4047621006802 | 0.044 | KG | 141.55 | 141.55 | CP20 | CP20 | Electronics module for IO-Link, black, 8 inputs/outputs, 6 DI/2 DQ, Push-in, for floor mounting | adicionado Março 19 | 0 | 0
3SU1400-2HK10-6AA0-Z | Y19 | 3SU1400-2HK10-6AA0-ZY19 | 1 | UN | 1 | 10 | C | D | N | N | 85371098 | 1 |  | 0.044 | KG | 142.5 | 142.5 | CP20 | CP20 | Electronics module for IO-Link, black, 8 inputs/outputs, 6 DI/2 DQ, push-in, for floor mounting, Customer-specific selection with SIRIUS ACT configurator (CIN) | adicionado Março 19 | 0 | 0
3SU1400-2HL10-6AA0 |  | 3SU1400-2HL10-6AA0 | 1 | UN | 1 | 5 | B | D | N | N | 85371098 | 1 | 4011209966796 | 0.05 | KG | 141.55 | 141.55 | CP20 | CP20 | Electronics module for IO-Link, black, 8 inputs/outputs, user-programmable, default 6 DI/2 DQ, Spring-type terminal (Push-in), for floor mounting | adicionado Março 19 | 0 | 0
3SU1400-2HL10-6AA0-Z | Y19 | 3SU1400-2HL10-6AA0-ZY19 | 1 | UN | 1 | 10 | C | D | N | N | 85371098 | 1 |  | 0.049 | KG | 142.5 | 142.5 | CP20 | CP20 | Electronics module for IO-Link, black, 8 inputs/outputs, freely-programmable, default 6 DI/2 DQ, spring-type terminal (push-in), for floor mounting, Customer-specific selection with SIRIUS ACT configurator (CIN) | adicionado Março 19 | 0 | 0
3SU1400-2HM10-6AA0 |  | 3SU1400-2HM10-6AA0 | 1 | UN | 1 | 5 | B | D | N | N | 85371098 | 1 | 4047621006819 | 0.043 | KG | 141.55 | 141.55 | CP20 | CP20 | Electronics module for IO-Link, black, 8 inputs/outputs, 4DI/4DQ, Push-in, for floor mounting | adicionado Março 19 | 0 | 0
3SU1400-2HM10-6AA0-Z | Y19 | 3SU1400-2HM10-6AA0-ZY19 | 1 | UN | 1 | 10 | C | D | N | N | 85371098 | 1 |  | 0.044 | KG | 142.5 | 142.5 | CP20 | CP20 | Electronics module for IO-Link, black, 8 inputs/outputs, 4 DI/4 DQ, push-in, for floor mounting, Customer-specific selection with SIRIUS ACT configurator (CIN) | adicionado Março 19 | 0 | 0
3SU1400-2HN10-6AA0 |  | 3SU1400-2HN10-6AA0 | 1 | UN | 1 | 5 | B | D | N | N | 85371098 | 1 | 4047621006826 | 0.044 | KG | 141.55 | 141.55 | CP20 | CP20 | Electronics module for IO-Link, black, 8 inputs/outputs, 2 DI/6 DQ, Push-in, for floor mounting | adicionado Março 19 | 0 | 0
3SU1400-2HN10-6AA0-Z | Y19 | 3SU1400-2HN10-6AA0-ZY19 | 1 | UN | 1 | 10 | C | D | N | N | 85371098 | 1 |  | 0.044 | KG | 142.5 | 142.5 | CP20 | CP20 | Electronics module for IO-Link, black, 8 inputs/outputs, 2 DI/6 DQ, push-in, for floor mounting, Customer-specific selection with SIRIUS ACT configurator (CIN) | adicionado Março 19 | 0 | 0
3SU1400-3AA10-5BA0 |  | 3SU1400-3AA10-5BA0 | 1 | UN | 1 | 1 | A | D | N | N | 85365080 | 1 | 4011209965119 | 0.005 | KG | 6.22 | 6.22 | CP20 | CP20 | Contact module with 1 contact element, 1 NO, soldered connection, for use on printed circuit boards | - | 0 | 0
3SU1400-3AA10-5BA0-Z | X90 | 3SU1400-3AA10-5BA0-ZX90 | 1 | UN | 1 | 5 | B | D | N | N | 85365080 | 150 | 4047621072845 | 0.003 | KG | 6.22 | 6.22 | CP20 | CP20 | Contact module with 1 contact element, 1 NO, soldered connection, for use on printed circuit boards, Z=150-unit packaging | - | 0 | 0
3SU1400-3AA10-5CA0 |  | 3SU1400-3AA10-5CA0 | 1 | UN | 1 | 3 | B | D | N | N | 85365080 | 1 | 4011209965126 | 0.005 | KG | 6.22 | 6.22 | CP20 | CP20 | Contact module with 1 contact element, 1 NC, soldered connection, for use on printed circuit boards | - | 0 | 0
3SU1400-3AA10-5CA0-Z | X90 | 3SU1400-3AA10-5CA0-ZX90 | 1 | UN | 1 | 5 | B | D | N | N | 85365080 | 150 | 4047621072838 | 0.003 | KG | 6.22 | 6.22 | CP20 | CP20 | Contact module with 1 contact element, 1 NC, soldered connection, for use on printed circuit boards, Z=150-unit packaging | - | 0 | 0
3SU1401-1BB00-1AA0 |  | 3SU1401-1BB00-1AA0 | 1 | UN | 1 | 1 | A | D | N | N | 85369095 | 5 | 4011209944237 | 12 | G | 8.38 | 8.38 | CP20 | CP20 | LED module with integrated LED 24 V AC/DC, amber, screw-type terminal, for front plate mounting, Minimum order quantity 5 or a multiple thereof | - | 0 | 0
3SU1401-1BB00-1AA0-Z | X01 | 3SU1401-1BB00-1AA0-ZX01 | 1 | UN | 1 | 1 | A | D | N | N | 85369095 | 1 | 4047621072272 | 12 | G | 9.22 | 9.22 | CP20 | CP20 | LED module with integrated LED 24 V AC/DC, amber, screw-type terminal, for front plate mounting, Z = minimum order quantity 1 or a multiple thereof |  | 0 | 0
3SU1401-1BB00-1AA0-Z | X90 | 3SU1401-1BB00-1AA0-ZX90 | 1 | UN | 1 | 5 | B | D | N | N | 85369095 | 50 |  | 0.01 | KG | 8.38 | 8.38 | CP20 | CP20 | LED module with integrated LED 24 V AC/DC, amber, screw terminal, for front plate mounting, Z=50-unit packaging | - | 0 | 0
3SU1401-1BB00-1AA0-Z | Y19 | 3SU1401-1BB00-1AA0-ZY19 | 1 | UN | 1 | 10 | C | D | N | N | 85369095 | 1 |  | 12 | G | 9.33 | 9.33 | CP20 | CP20 | LED module with integrated LED 24 V AC/DC, amber, screw terminal, for front plate mounting Customer-specific selection with SIRIUS ACT configurator (CIN) | - | 0 | 0
3SU1401-1BB00-1AA1 |  | 3SU1401-1BB00-1AA1 | 1 | UN | 1 | 6 | C | D | N | N | 85369095 | 1 | 4011209944220 | 0.009 | KG | 31.35 | 31.35 | CP20 | CP20 | LED module with integrated LED 24 V AC/DC, amber, screw terminal, for front plate mounting, ATEX Zone 21-22 dust protection | - | 0 | 9
3SU1401-1BB00-1AA1-Z | X90 | 3SU1401-1BB00-1AA1-ZX90 | 1 | UN | 1 | 5 | B | D | N | N | 85369095 | 50 |  | 0.009 | KG | 31.35 | 31.35 | CP20 | CP20 | LED module with integrated LED 24 V AC/DC, amber, screw terminal, for front plate mounting, ATEX Zone 21-22 dust protection Z=50-unit packaging | - | 0 | 9
3SU1401-1BB00-1AA2 |  | 3SU1401-1BB00-1AA2 | 1 | UN | 1 | 3 | B | D | N | N | 85369095 | 1 | 4047621057545 | 8 | G | 20.43 | 20.43 | CP20 | CP20 | LED module with integrated LED 24 V AC/DC, amber, screw terminal, for front plate mounting, ATEX Zone 1-2: Intrinsic safety | - | 0 | 0
3SU1401-1BB00-1AA2-Z | X90 | 3SU1401-1BB00-1AA2-ZX90 | 1 | UN | 1 | 3 | B | D | EAR99 | N | 85369095 | 150 |  | 0.01 | KG | 20.43 | 20.43 | CP20 | CP20 | LED module with integrated LED 24 V AC/DC, amber, screw terminal, for front plate mounting, ATEX Zone 1-2: Intrinsic safety, Z=150-unit packaging | - | 0 | 0
3SU1401-1BB00-1AA2-Z | Y19 | 3SU1401-1BB00-1AA2-ZY19 | 1 | UN | 1 | 3 | B | D | EAR99 | N | 85369095 | 1 |  | 0.01 | KG | 21.38 | 21.38 | CP20 | CP20 | LED module with integrated LED 24 V AC/DC, amber, screw terminal, for front plate mounting, ATEX Zone 1-2: Intrinsic safety with laser labeling, inscription or symbol, Customer-specific selection with SIRIUS ACT configurator (CIN) | - | 0 | 0
3SU1401-1BB00-3AA0 |  | 3SU1401-1BB00-3AA0 | 1 | UN | 1 | 3 | B | D | N | N | 85369095 | 5 | 4011209944244 | 12 | G | 8.97 | 8.97 | CP20 | CP20 | LED module with integrated LED 24 V AC/DC, amber, spring-type terminal, for front plate mounting, Minimum order quantity 5 or a multiple thereof | - | 0 | 0
3SU1401-1BB00-3AA0-Z | X01 | 3SU1401-1BB00-3AA0-ZX01 | 1 | UN | 1 | 3 | B | D | N | N | 85369095 | 1 | 4047621072395 | 12 | G | 9.86 | 9.86 | CP20 | CP20 | LED module with integrated LED 24 V AC/DC, amber, spring-type terminal, for front plate mounting, Z = minimum order quantity 1 or a multiple thereof |  | 0 | 0
3SU1401-1BB00-3AA0-Z | X90 | 3SU1401-1BB00-3AA0-ZX90 | 1 | UN | 1 | 5 | B | D | N | N | 85369095 | 50 | 4047621029672 | 0.008 | KG | 8.97 | 8.97 | CP20 | CP20 | LED module with integrated LED 24 V AC/DC, amber, spring-type terminal, for front plate mounting, Z=50-unit packaging | - | 0 | 0
3SU1401-1BB00-3AA0-Z | Y19 | 3SU1401-1BB00-3AA0-ZY19 | 1 | UN | 1 | 10 | C | D | N | N | 85369095 | 1 |  | 12 | G | 9.88 | 9.88 | CP20 | CP20 | LED module with integrated LED 24 V AC/DC, amber, spring-type terminal, for front plate mounting Customer-specific selection with SIRIUS ACT configurator (CIN) | - | 0 | 0
3SU1401-1BB00-3AA2 |  | 3SU1401-1BB00-3AA2 | 1 | UN | 1 | 3 | B | D | N | N | 85369095 | 1 | 4047621057675 | 8 | G | 22.99 | 22.99 | CP20 | CP20 | LED module With integrated LED 24 V AC/DC, amber, spring-type terminal, for front plate mounting, ATEX Zone 1-2: Intrinsic safety | - | 0 | 0
3SU1401-1BB00-3AA2-Z | X90 | 3SU1401-1BB00-3AA2-ZX90 | 1 | UN | 1 | 3 | B | D | EAR99 | N | 85369095 | 150 |  | 0.008 | KG | 22.99 | 22.99 | CP20 | CP20 | LED module with integrated LED 24 V AC/DC, amber, spring-type terminal, for front plate mounting, ATEX Zone 1-2: Intrinsic safety, Z=150-unit packaging | - | 0 | 9
3SU1401-1BB00-3AA2-Z | Y19 | 3SU1401-1BB00-3AA2-ZY19 | 1 | UN | 1 | 3 | B | D | EAR99 | N | 85369095 | 1 |  | 0.008 | KG | 23.94 | 23.94 | CP20 | CP20 | LED module with integrated LED 24 V AC/DC, amber, spring-type terminal, for front plate mounting, ATEX zone 1-2: Intrinsic safety with laser labeling, inscription or symbol, customer-specific selection with SIRIUS ACT configurator (CIN) | - | 0 | 9
3SU1401-1BB20-1AA0 |  | 3SU1401-1BB20-1AA0 | 1 | UN | 1 | 1 | A | D | N | N | 85369095 | 5 | 4011209943100 | 12 | G | 8.38 | 7.7 | CP20 | CP20 | LED module with integrated LED 24 V AC/DC, red, screw-type terminal, for front plate mounting, Minimum order quantity 5 or a multiple thereof | Lista Papel 2020 SI | 0 | 0
3SU1401-1BB20-1AA0-Z | X01 | 3SU1401-1BB20-1AA0-ZX01 | 1 | UN | 1 | 1 | A | D | N | N | 85369095 | 1 | 4047621072234 | 12 | G | 9.22 | 9.22 | CP20 | CP20 | LED module with integrated LED 24 V AC/DC, red, screw-type terminal, for front plate mounting, Z = minimum order quantity 1 or a multiple thereof |  | 0 | 0
3SU1401-1BB20-1AA0-Z | X90 | 3SU1401-1BB20-1AA0-ZX90 | 1 | UN | 1 | 5 | B | D | N | N | 85369095 | 50 | 4047621051833 | 0.008 | KG | 8.38 | 8.38 | CP20 | CP20 | LED module with integrated LED 24 V AC/DC, red, screw terminal, for front plate mounting, Z=50-unit packaging | - | 0 | 0
3SU1401-1BB20-1AA0-Z | Y19 | 3SU1401-1BB20-1AA0-ZY19 | 1 | UN | 1 | 10 | C | D | N | N | 85369095 | 1 |  | 12 | G | 9.33 | 9.33 | CP20 | CP20 | LED module with integrated LED 24 V AC/DC, red, screw terminal, for front plate mounting Customer-specific selection with SIRIUS ACT configurator (CIN) | - | 0 | 0
3SU1401-1BB20-1AA1 |  | 3SU1401-1BB20-1AA1 | 1 | UN | 1 | 6 | C | D | N | N | 85369095 | 1 | 4011209943124 | 0.001 | KG | 31.35 | 31.35 | CP20 | CP20 | LED module with integrated LED 24 V AC/DC, red, screw terminal, for front plate mounting, ATEX Zone 21-22 dust protection | - | 0 | 9
3SU1401-1BB20-1AA1-Z | X90 | 3SU1401-1BB20-1AA1-ZX90 | 1 | UN | 1 | 5 | B | D | N | N | 85369095 | 50 |  | 0.001 | KG | 31.35 | 31.35 | CP20 | CP20 | LED module with integrated LED 24 V AC/DC, red, screw terminal, for front plate mounting, ATEX Zone 21-22 dust protection Z=50-unit packaging | - | 0 | 9
3SU1401-1BB20-1AA2 |  | 3SU1401-1BB20-1AA2 | 1 | UN | 1 | 3 | B | D | N | N | 85369095 | 1 | 4047621057552 | 8 | G | 20.43 | 20.43 | CP20 | CP20 | LED module with integrated LED 24 V AC/DC, red, screw terminal, for front plate mounting, ATEX Zone 1-2: Intrinsic safety | - | 0 | 0
3SU1401-1BB20-1AA2-Z | X90 | 3SU1401-1BB20-1AA2-ZX90 | 1 | UN | 1 | 3 | B | D | EAR99 | N | 85369095 | 150 |  | 0.01 | KG | 20.43 | 20.43 | CP20 | CP20 | LED module with integrated LED 24 V AC/DC, red, screw terminal, for front plate mounting, ATEX Zone 1-2: Intrinsic safety, Z=150-unit packaging | - | 0 | 0
3SU1401-1BB20-1AA2-Z | Y19 | 3SU1401-1BB20-1AA2-ZY19 | 1 | UN | 1 | 3 | B | D | EAR99 | N | 85369095 | 1 |  | 0.01 | KG | 21.38 | 21.38 | CP20 | CP20 | LED module with integrated LED 24 V AC/DC, red, screw terminal, for front plate mounting, ATEX Zone 1-2: Intrinsic safety with laser labeling, inscription or symbol, Customer-specific selection with SIRIUS ACT configurator (CIN) | - | 0 | 0
3SU1401-1BB20-3AA0 |  | 3SU1401-1BB20-3AA0 | 1 | UN | 1 | 1 | A | D | N | N | 85369095 | 5 | 4011209943001 | 12 | G | 8.97 | 8.97 | CP20 | CP20 | LED module with integrated LED 24 V AC/DC, red, spring-type terminal, for front plate mounting, Minimum order quantity 5 or a multiple thereof | - | 0 | 0
3SU1401-1BB20-3AA0-Z | X01 | 3SU1401-1BB20-3AA0-ZX01 | 1 | UN | 1 | 1 | A | D | N | N | 85369095 | 1 | 4047621072357 | 12 | G | 9.86 | 9.86 | CP20 | CP20 | LED module with integrated LED 24 V AC/DC, red, spring-type terminal, for front plate mounting, Z = minimum order quantity 1 or a multiple thereof |  | 0 | 0
3SU1401-1BB20-3AA0-Z | X90 | 3SU1401-1BB20-3AA0-ZX90 | 1 | UN | 1 | 5 | B | D | N | N | 85369095 | 50 | 4047621029696 | 0.007 | KG | 8.97 | 8.97 | CP20 | CP20 | LED module with integrated LED 24 V AC/DC, red, spring-type terminal, for front plate mounting, Z=50-unit packaging | - | 0 | 0
3SU1401-1BB20-3AA0-Z | Y19 | 3SU1401-1BB20-3AA0-ZY19 | 1 | UN | 1 | 10 | C | D | N | N | 85369095 | 1 |  | 12 | G | 9.88 | 9.88 | CP20 | CP20 | LED module with integrated LED 24 V AC/DC, red, spring-type terminal, for front plate mounting Customer-specific selection with SIRIUS ACT configurator (CIN) | - | 0 | 0
3SU1401-1BB20-3AA2 |  | 3SU1401-1BB20-3AA2 | 1 | UN | 1 | 3 | B | D | N | N | 85369095 | 1 | 4047621057682 | 8 | G | 22.99 | 22.99 | CP20 | CP20 | LED module With integrated LED 24 V AC/DC, red, spring-type terminal, for front plate mounting, ATEX Zone 1-2: Intrinsic safety | - | 0 | 0
3SU1401-1BB20-3AA2-Z | X90 | 3SU1401-1BB20-3AA2-ZX90 | 1 | UN | 1 | 3 | B | D | EAR99 | N | 85369095 | 150 |  | 0.008 | KG | 22.99 | 22.99 | CP20 | CP20 | LED module with integrated LED 24 V AC/DC, red, spring-type terminal, for front plate mounting, ATEX Zone 1-2: Intrinsic safety, Z=150-unit packaging | - | 0 | 9
3SU1401-1BB20-3AA2-Z | Y19 | 3SU1401-1BB20-3AA2-ZY19 | 1 | UN | 1 | 3 | B | D | EAR99 | N | 85369095 | 1 |  | 0.008 | KG | 23.94 | 23.94 | CP20 | CP20 | LED module with integrated LED 24 V AC/DC, red, spring-type terminal, for front plate mounting, ATEX zone 1-2: Intrinsic safety with laser labeling, inscription or symbol, customer-specific selection with SIRIUS ACT configurator (CIN) | - | 0 | 9
3SU1401-1BB24-1AA0 |  | 3SU1401-1BB24-1AA0 | 1 | UN | 1 | 3 | B | D | N | N | 85369095 | 1 | 4047621068527 | 12 | G | 18.62 | 18.62 | CP20 | CP20 | Traffic lights LED module with integrated LED 24 V DC, red-green-yellow, screw terminal, for front plate mounting |  | 0 | 0
3SU1401-1BB24-3AA0 |  | 3SU1401-1BB24-3AA0 | 1 | UN | 1 | 3 | B | D | N | N | 85369095 | 1 | 4047621068565 | 12 | G | 18.62 | 18.62 | CP20 | CP20 | Traffic lights LED module with integrated LED 24 V DC, red-green-yellow, spring-type terminal, for front plate mounting |  | 0 | 0
3SU1401-1BB30-1AA0 |  | 3SU1401-1BB30-1AA0 | 1 | UN | 1 | 1 | A | D | N | N | 85369095 | 5 | 4011209943117 | 12 | G | 8.38 | 7.7 | CP20 | CP20 | LED module with integrated LED 24 V AC/DC, yellow, screw-type terminal, for front plate mounting, Minimum order quantity 5 or a multiple thereof | Lista Papel 2020 SI | 0 | 0
3SU1401-1BB30-1AA0-Z | X01 | 3SU1401-1BB30-1AA0-ZX01 | 1 | UN | 1 | 1 | A | D | N | N | 85369095 | 1 | 4047621072227 | 12 | G | 9.22 | 9.22 | CP20 | CP20 | LED module with integrated LED 24 V AC/DC, yellow, screw-type terminal, for front plate mounting, Z = minimum order quantity 1 or a multiple thereof |  | 0 | 0
3SU1401-1BB30-1AA0-Z | X90 | 3SU1401-1BB30-1AA0-ZX90 | 1 | UN | 1 | 5 | B | D | N | N | 85369095 | 50 | 4047621070247 | 0.008 | KG | 8.38 | 8.38 | CP20 | CP20 | LED module with integrated LED 24 V AC/DC, yellow, screw terminal, for front plate mounting, Z=50-unit packaging | - | 0 | 0
3SU1401-1BB30-1AA0-Z | Y19 | 3SU1401-1BB30-1AA0-ZY19 | 1 | UN | 1 | 10 | C | D | N | N | 85369095 | 1 |  | 12 | G | 9.33 | 9.33 | CP20 | CP20 | LED module with integrated LED 24 V AC/DC, yellow, screw terminal, for front plate mounting Customer-specific selection with SIRIUS ACT configurator (CIN) | - | 0 | 0
3SU1401-1BB30-1AA1 |  | 3SU1401-1BB30-1AA1 | 1 | UN | 1 | 6 | C | D | N | N | 85369095 | 1 | 4011209942967 | 0.001 | KG | 31.35 | 31.35 | CP20 | CP20 | LED module with integrated LED 24 V AC/DC, yellow, screw terminal, for front plate mounting, ATEX Zone 21-22 dust protection | - | 0 | 9
3SU1401-1BB30-1AA1-Z | X90 | 3SU1401-1BB30-1AA1-ZX90 | 1 | UN | 1 | 5 | B | D | N | N | 85369095 | 50 |  | 0.001 | KG | 31.35 | 31.35 | CP20 | CP20 | LED module with integrated LED 24 V AC/DC, yellow, screw terminal, for front plate mounting, ATEX Zone 21-22 dust protection Z=50-unit packaging | - | 0 | 9
3SU1401-1BB30-1AA2 |  | 3SU1401-1BB30-1AA2 | 1 | UN | 1 | 3 | B | D | N | N | 85369095 | 1 | 4047621057569 | 8 | G | 20.43 | 20.43 | CP20 | CP20 | LED module with integrated LED 24 V AC/DC, yellow, screw terminal, for front plate mounting, ATEX Zone 1-2: Intrinsic safety | - | 0 | 0
3SU1401-1BB30-1AA2-Z | X90 | 3SU1401-1BB30-1AA2-ZX90 | 1 | UN | 1 | 3 | B | D | EAR99 | N | 85369095 | 150 |  | 0.01 | KG | 20.43 | 20.43 | CP20 | CP20 | LED module with integrated LED 24 V AC/DC, yellow, screw terminal, for front plate mounting, ATEX Zone 1-2: Intrinsic safety, Z=150-unit packaging | - | 0 | 0
3SU1401-1BB30-1AA2-Z | Y19 | 3SU1401-1BB30-1AA2-ZY19 | 1 | UN | 1 | 3 | B | D | EAR99 | N | 85369095 | 1 |  | 0.01 | KG | 21.38 | 21.38 | CP20 | CP20 | LED module with integrated LED 24 V AC/DC, yellow, screw terminal, for front plate mounting, ATEX Zone 1-2: Intrinsic safety with laser labeling, inscription or symbol, Customer-specific selection with SIRIUS ACT configurator (CIN) | - | 0 | 0
3SU1401-1BB30-3AA0 |  | 3SU1401-1BB30-3AA0 | 1 | UN | 1 | 3 | B | D | N | N | 85369095 | 5 | 4011209943018 | 12 | G | 8.97 | 8.97 | CP20 | CP20 | LED module with integrated LED 24 V AC/DC, yellow, spring-type terminal, for front plate mounting, Minimum order quantity 5 or a multiple thereof | - | 0 | 0
3SU1401-1BB30-3AA0-Z | X01 | 3SU1401-1BB30-3AA0-ZX01 | 1 | UN | 1 | 3 | B | D | N | N | 85369095 | 1 | 4047621072340 | 12 | G | 9.86 | 9.86 | CP20 | CP20 | LED module with integrated LED 24 V AC/DC, yellow, spring-type terminal, for front plate mounting, Z = minimum order quantity 1 or a multiple thereof |  | 0 | 0
3SU1401-1BB30-3AA0-Z | X90 | 3SU1401-1BB30-3AA0-ZX90 | 1 | UN | 1 | 5 | B | D | N | N | 85369095 | 50 | 4047621028262 | 0.007 | KG | 8.97 | 8.97 | CP20 | CP20 | LED module with integrated LED 24 V AC/DC, yellow, spring-type terminal, for front plate mounting, Z=50-unit packaging | - | 0 | 0
3SU1401-1BB30-3AA0-Z | Y19 | 3SU1401-1BB30-3AA0-ZY19 | 1 | UN | 1 | 10 | C | D | N | N | 85369095 | 1 |  | 12 | G | 9.88 | 9.88 | CP20 | CP20 | LED module with integrated LED 24 V AC/DC, yellow, spring-type terminal, for front plate mounting Customer-specific selection with SIRIUS ACT configurator (CIN) | - | 0 | 0
3SU1401-1BB30-3AA2 |  | 3SU1401-1BB30-3AA2 | 1 | UN | 1 | 3 | B | D | N | N | 85369095 | 1 | 4047621057699 | 8 | G | 22.99 | 22.99 | CP20 | CP20 | LED module with integrated LED 24 V AC/DC, yellow, screw terminal, for front plate mounting, ATEX Zone 1-2 intrinsic safety | - | 0 | 0
3SU1401-1BB30-3AA2-Z | X90 | 3SU1401-1BB30-3AA2-ZX90 | 1 | UN | 1 | 3 | B | D | EAR99 | N | 85369095 | 150 |  | 0.008 | KG | 22.99 | 22.99 | CP20 | CP20 | LED module with integrated LED 24 V AC/DC, yellow, spring-type terminal, for front plate mounting, ATEX Zone 1-2: Intrinsic safety, Z=150-unit packaging | - | 0 | 9
3SU1401-1BB30-3AA2-Z | Y19 | 3SU1401-1BB30-3AA2-ZY19 | 1 | UN | 1 | 3 | B | D | EAR99 | N | 85369095 | 1 |  | 0.008 | KG | 23.94 | 23.94 | CP20 | CP20 | LED module With integrated LED 24 V AC/DC, yellow, spring-type terminal, for front plate mounting, ATEX Zone 1-2: Intrinsic safety with laser labeling, inscription or symbol, customer-specific selection with SIRIUS ACT configurator (CIN) | - | 0 | 9
3SU1401-1BB40-1AA0 |  | 3SU1401-1BB40-1AA0 | 1 | UN | 1 | 1 | A | D | N | N | 85369095 | 5 | 4011209943094 | 12 | G | 8.38 | 7.7 | CP20 | CP20 | LED module with integrated LED 24 V AC/DC, green, screw-type terminal, for front plate mounting, Minimum order quantity 5 or a multiple thereof | Lista Papel 2020 SI | 0 | 0
3SU1401-1BB40-1AA0-Z | X01 | 3SU1401-1BB40-1AA0-ZX01 | 1 | UN | 1 | 1 | A | D | N | N | 85369095 | 1 | 4047621072241 | 12 | G | 9.22 | 9.22 | CP20 | CP20 | LED module with integrated LED 24 V AC/DC, green, screw-type terminal, for front plate mounting, Z = minimum order quantity 1 or a multiple thereof |  | 0 | 0
3SU1401-1BB40-1AA0-Z | X90 | 3SU1401-1BB40-1AA0-ZX90 | 1 | UN | 1 | 5 | B | D | N | N | 85369095 | 50 | 4047621061719 | 0.008 | KG | 8.38 | 8.38 | CP20 | CP20 | LED module with integrated LED 24 V AC/DC, green, screw terminal, for front plate mounting, Z=50-unit packaging | - | 0 | 0
3SU1401-1BB40-1AA0-Z | Y19 | 3SU1401-1BB40-1AA0-ZY19 | 1 | UN | 1 | 10 | C | D | N | N | 85369095 | 1 |  | 12 | G | 9.33 | 9.33 | CP20 | CP20 | LED module with integrated LED 24 V AC/DC, green, screw terminal, for front plate mounting Customer-specific selection with SIRIUS ACT configurator (CIN) | - | 0 | 0
3SU1401-1BB40-1AA1 |  | 3SU1401-1BB40-1AA1 | 1 | UN | 1 | 6 | C | D | N | N | 85369095 | 1 | 4011209943131 | 0.001 | KG | 31.35 | 31.35 | CP20 | CP20 | LED module with integrated LED 24 V AC/DC, green, screw terminal, for front plate mounting, ATEX Zone 21-22 dust protection | - | 0 | 9
3SU1401-1BB40-1AA1-Z | X90 | 3SU1401-1BB40-1AA1-ZX90 | 1 | UN | 1 | 5 | B | D | N | N | 85369095 | 50 |  | 0.001 | KG | 31.35 | 31.35 | CP20 | CP20 | LED module with integrated LED 24 V AC/DC, green, screw terminal, for front plate mounting, ATEX Zone 21-22 dust protection Z=50-unit packaging | - | 0 | 9
3SU1401-1BB40-1AA2 |  | 3SU1401-1BB40-1AA2 | 1 | UN | 1 | 3 | B | D | N | N | 85369095 | 1 | 4047621057576 | 8 | G | 20.43 | 20.43 | CP20 | CP20 | LED module with integrated LED 24 V AC/DC, green, screw terminal, for front plate mounting, ATEX Zone 1-2: Intrinsic safety | - | 0 | 0
3SU1401-1BB40-1AA2-Z | X90 | 3SU1401-1BB40-1AA2-ZX90 | 1 | UN | 1 | 3 | B | D | EAR99 | N | 85369095 | 150 |  | 0.01 | KG | 20.43 | 20.43 | CP20 | CP20 | LED module with integrated LED 24 V AC/DC, green, screw terminal, for front plate mounting, ATEX Zone 1-2: Intrinsic safety, Z=150-unit packaging | - | 0 | 0
3SU1401-1BB40-1AA2-Z | Y19 | 3SU1401-1BB40-1AA2-ZY19 | 1 | UN | 1 | 3 | B | D | EAR99 | N | 85369095 | 1 |  | 0.01 | KG | 21.38 | 21.38 | CP20 | CP20 | LED module with integrated LED 24 V AC/DC, green, screw terminal, for front plate mounting, ATEX Zone 1-2: Intrinsic safety with laser labeling, inscription or symbol, Customer-specific selection with SIRIUS ACT configurator (CIN) | - | 0 | 0
3SU1401-1BB40-3AA0 |  | 3SU1401-1BB40-3AA0 | 1 | UN | 1 | 1 | A | D | N | N | 85369095 | 5 | 4011209942998 | 12 | G | 8.97 | 8.97 | CP20 | CP20 | LED module with integrated LED 24 V AC/DC, green, spring-type terminal, for front plate mounting, Minimum order quantity 5 or a multiple thereof | - | 0 | 0
3SU1401-1BB40-3AA0-Z | X01 | 3SU1401-1BB40-3AA0-ZX01 | 1 | UN | 1 | 1 | A | D | N | N | 85369095 | 1 | 4047621072364 | 12 | G | 9.86 | 9.86 | CP20 | CP20 | LED module with integrated LED 24 V AC/DC, green, spring-type terminal, for front plate mounting, Z = minimum order quantity 1 or a multiple thereof |  | 0 | 0
3SU1401-1BB40-3AA0-Z | X90 | 3SU1401-1BB40-3AA0-ZX90 | 1 | UN | 1 | 5 | B | D | N | N | 85369095 | 50 | 4047621029702 | 0.007 | KG | 8.97 | 8.97 | CP20 | CP20 | LED module with integrated LED 24 V AC/DC, green, spring-type terminal, for front plate mounting, Z=50-unit packaging | - | 0 | 0
3SU1401-1BB40-3AA0-Z | Y19 | 3SU1401-1BB40-3AA0-ZY19 | 1 | UN | 1 | 10 | C | D | N | N | 85369095 | 1 |  | 12 | G | 9.88 | 9.88 | CP20 | CP20 | LED module with integrated LED 24 V AC/DC, green, spring-type terminal, for front plate mounting Customer-specific selection with SIRIUS ACT configurator (CIN) | - | 0 | 0
3SU1401-1BB40-3AA2 |  | 3SU1401-1BB40-3AA2 | 1 | UN | 1 | 3 | B | D | N | N | 85369095 | 1 | 4047621057705 | 8 | G | 22.99 | 22.99 | CP20 | CP20 | LED module With integrated LED 24 V AC/DC, green, spring-type terminal, for front plate mounting, ATEX Zone 1-2: Intrinsic safety | - | 0 | 0
3SU1401-1BB40-3AA2-Z | X90 | 3SU1401-1BB40-3AA2-ZX90 | 1 | UN | 1 | 3 | B | D | EAR99 | N | 85369095 | 150 |  | 0.008 | KG | 22.99 | 22.99 | CP20 | CP20 | LED module with integrated LED 24 V AC/DC, green, spring-type terminal, for front plate mounting, ATEX Zone 1-2: Intrinsic safety, Z=150-unit packaging | - | 0 | 9
3SU1401-1BB40-3AA2-Z | Y19 | 3SU1401-1BB40-3AA2-ZY19 | 1 | UN | 1 | 3 | B | D | EAR99 | N | 85369095 | 1 |  | 0.008 | KG | 23.94 | 23.94 | CP20 | CP20 | LED module with integrated LED 24 V AC/DC, green, spring-type terminal, for front plate mounting, ATEX zone 1-2: Intrinsic safety with laser labeling, inscription or symbol, customer-specific selection with SIRIUS ACT configurator (CIN) | - | 0 | 9
3SU1401-1BB50-1AA0 |  | 3SU1401-1BB50-1AA0 | 1 | UN | 1 | 1 | A | D | N | N | 85369095 | 5 | 4011209943087 | 12 | G | 8.38 | 7.7 | CP20 | CP20 | LED module with integrated LED 24 V AC/DC, blue, screw-type terminal, for front plate mounting, Minimum order quantity 5 or a multiple thereof | Lista Papel 2020 SI | 0 | 0
3SU1401-1BB50-1AA0-Z | X01 | 3SU1401-1BB50-1AA0-ZX01 | 1 | UN | 1 | 1 | A | D | N | N | 85369095 | 1 | 4047621072258 | 12 | G | 9.22 | 9.22 | CP20 | CP20 | LED module with integrated LED 24 V AC/DC, blue, screw-type terminal, for front plate mounting, Z = minimum order quantity 1 or a multiple thereof |  | 0 | 0
3SU1401-1BB50-1AA0-Z | X90 | 3SU1401-1BB50-1AA0-ZX90 | 1 | UN | 1 | 5 | B | D | N | N | 85369095 | 50 | 4047621061726 | 0.008 | KG | 8.38 | 8.38 | CP20 | CP20 | LED module with integrated LED 24 V AC/DC, blue, screw terminal, for front plate mounting, Z=50-unit packaging | - | 0 | 0
3SU1401-1BB50-1AA0-Z | Y19 | 3SU1401-1BB50-1AA0-ZY19 | 1 | UN | 1 | 10 | C | D | N | N | 85369095 | 1 |  | 12 | G | 9.33 | 9.33 | CP20 | CP20 | LED module with integrated LED 24 V AC/DC, blue, screw terminal, for front plate mounting Customer-specific selection with SIRIUS ACT configurator (CIN) | - | 0 | 0
3SU1401-1BB50-1AA1 |  | 3SU1401-1BB50-1AA1 | 1 | UN | 1 | 8 | C | D | N | N | 85369095 | 1 | 4011209943148 | 0.001 | KG | 31.35 | 31.35 | CP20 | CP20 | LED module with integrated LED 24 V AC/DC, blue, screw terminal, for front plate mounting, ATEX Zone 21-22 dust protection | - | 0 | 9
3SU1401-1BB50-1AA1-Z | X90 | 3SU1401-1BB50-1AA1-ZX90 | 1 | UN | 1 | 5 | B | D | N | N | 85369095 | 50 |  | 0.001 | KG | 31.35 | 31.35 | CP20 | CP20 | LED module with integrated LED 24 V AC/DC, blue, screw terminal, for front plate mounting, ATEX Zone 21-22 dust protection Z=50-unit packaging | - | 0 | 9
3SU1401-1BB50-1AA2 |  | 3SU1401-1BB50-1AA2 | 1 | UN | 1 | 3 | B | D | N | N | 85369095 | 1 | 4047621057590 | 8 | G | 20.43 | 20.43 | CP20 | CP20 | LED module with integrated LED 24 V AC/DC, blue, screw terminal, for front plate mounting, ATEX Zone 1-2: Intrinsic safety | - | 0 | 0
3SU1401-1BB50-1AA2-Z | X90 | 3SU1401-1BB50-1AA2-ZX90 | 1 | UN | 1 | 3 | B | D | EAR99 | N | 85369095 | 150 |  | 0.01 | KG | 20.43 | 20.43 | CP20 | CP20 | LED module with integrated LED 24 V AC/DC, blue, screw terminal, for front plate mounting, ATEX Zone 1-2: Intrinsic safety, Z=150-unit packaging | - | 0 | 0
3SU1401-1BB50-1AA2-Z | Y19 | 3SU1401-1BB50-1AA2-ZY19 | 1 | UN | 1 | 3 | B | D | EAR99 | N | 85369095 | 1 |  | 0.01 | KG | 21.38 | 21.38 | CP20 | CP20 | LED module with integrated LED 24 V AC/DC, blue, screw terminal, for front plate mounting, ATEX Zone 1-2: Intrinsic safety with laser labeling, inscription or symbol, Customer-specific selection with SIRIUS ACT configurator (CIN) | - | 0 | 0
3SU1401-1BB50-3AA0 |  | 3SU1401-1BB50-3AA0 | 1 | UN | 1 | 1 | A | D | N | N | 85369095 | 5 | 4011209942981 | 12 | G | 8.97 | 8.97 | CP20 | CP20 | LED module with integrated LED 24 V AC/DC, blue, spring-type terminal, for front plate mounting, Minimum order quantity 5 or a multiple thereof | - | 0 | 0
3SU1401-1BB50-3AA0-Z | X01 | 3SU1401-1BB50-3AA0-ZX01 | 1 | UN | 1 | 1 | A | D | N | N | 85369095 | 1 | 4047621072371 | 12 | G | 9.86 | 9.86 | CP20 | CP20 | LED module with integrated LED 24 V AC/DC, blue, spring-type terminal, for front plate mounting, Z = minimum order quantity 1 or a multiple thereof |  | 0 | 0
3SU1401-1BB50-3AA0-Z | X90 | 3SU1401-1BB50-3AA0-ZX90 | 1 | UN | 1 | 5 | B | D | N | N | 85369095 | 50 | 4047621029719 | 0.007 | KG | 8.97 | 8.97 | CP20 | CP20 | LED module with integrated LED 24 V AC/DC, blue, spring-type terminal, for front plate mounting, Z=50-unit packaging | - | 0 | 0
3SU1401-1BB50-3AA0-Z | Y19 | 3SU1401-1BB50-3AA0-ZY19 | 1 | UN | 1 | 10 | C | D | N | N | 85369095 | 1 |  | 12 | G | 9.88 | 9.88 | CP20 | CP20 | LED module with integrated LED 24 V AC/DC, blue, spring-type terminal, for front plate mounting Customer-specific selection with SIRIUS ACT configurator (CIN) | - | 0 | 0
3SU1401-1BB50-3AA2 |  | 3SU1401-1BB50-3AA2 | 1 | UN | 1 | 3 | B | D | N | N | 85369095 | 1 | 4047621057712 | 8 | G | 22.99 | 22.99 | CP20 | CP20 | LED module With integrated LED 24 V AC/DC, blue, spring-type terminal, for front plate mounting, ATEX Zone 1-2: Intrinsic safety | - | 0 | 0
3SU1401-1BB50-3AA2-Z | X90 | 3SU1401-1BB50-3AA2-ZX90 | 1 | UN | 1 | 3 | B | D | EAR99 | N | 85369095 | 150 |  | 0.008 | KG | 22.99 | 22.99 | CP20 | CP20 | LED module with integrated LED 24 V AC/DC, blue, spring-type terminal, for front plate mounting, ATEX Zone 1-2: Intrinsic safety, Z=150-unit packaging | - | 0 | 9
3SU1401-1BB50-3AA2-Z | Y19 | 3SU1401-1BB50-3AA2-ZY19 | 1 | UN | 1 | 3 | B | D | EAR99 | N | 85369095 | 1 |  | 0.008 | KG | 23.94 | 23.94 | CP20 | CP20 | LED module with integrated LED 24 V AC/DC, blue, spring-type terminal, for front plate mounting, ATEX zone 1-2: Intrinsic safety with laser labeling, inscription or symbol, customer-specific selection with SIRIUS ACT configurator (CIN) | - | 0 | 9
3SU1401-1BB60-1AA0 |  | 3SU1401-1BB60-1AA0 | 1 | UN | 1 | 1 | A | D | N | N | 85369095 | 5 | 4011209943070 | 12 | G | 8.38 | 7.7 | CP20 | CP20 | LED module with integrated LED 24 V AC/DC, white, screw-type terminal, for front plate mounting, Minimum order quantity 5 or a multiple thereof | Lista Papel 2020 SI | 0 | 0
3SU1401-1BB60-1AA0-Z | X01 | 3SU1401-1BB60-1AA0-ZX01 | 1 | UN | 1 | 1 | A | D | N | N | 85369095 | 1 | 4047621072265 | 12 | G | 9.22 | 9.22 | CP20 | CP20 | LED module with integrated LED 24 V AC/DC, white, screw-type terminal, for front plate mounting, Z = minimum order quantity 1 or a multiple thereof |  | 0 | 0
3SU1401-1BB60-1AA0-Z | X90 | 3SU1401-1BB60-1AA0-ZX90 | 1 | UN | 1 | 5 | B | D | N | N | 85369095 | 50 |  | 0.008 | KG | 8.38 | 8.38 | CP20 | CP20 | LED module with integrated LED 24 V AC/DC, white, screw terminal, for front plate mounting, Z=50-unit packaging | - | 0 | 0
3SU1401-1BB60-1AA0-Z | Y19 | 3SU1401-1BB60-1AA0-ZY19 | 1 | UN | 1 | 10 | C | D | N | N | 85369095 | 1 |  | 12 | G | 9.33 | 9.33 | CP20 | CP20 | LED module with integrated LED 24 V AC/DC, white, screw terminal, for front plate mounting Customer-specific selection with SIRIUS ACT configurator (CIN) | - | 0 | 0
3SU1401-1BB60-1AA1 |  | 3SU1401-1BB60-1AA1 | 1 | UN | 1 | 6 | C | D | N | N | 85369095 | 1 | 4011209943155 | 0.001 | KG | 31.35 | 31.35 | CP20 | CP20 | LED module with integrated LED 24 V AC/DC, white, screw terminal, for front plate mounting, ATEX Zone 21-22 dust protection | - | 0 | 9
3SU1401-1BB60-1AA1-Z | X90 | 3SU1401-1BB60-1AA1-ZX90 | 1 | UN | 1 | 5 | B | D | N | N | 85369095 | 50 |  | 0.001 | KG | 31.35 | 31.35 | CP20 | CP20 | LED module with integrated LED 24 V AC/DC, white, screw terminal, for front plate mounting, ATEX Zone 21-22 dust protection Z=50-unit packaging | - | 0 | 9
3SU1401-1BB60-1AA2 |  | 3SU1401-1BB60-1AA2 | 1 | UN | 1 | 3 | B | D | N | N | 85369095 | 1 | 4047621057606 | 8 | G | 20.43 | 20.43 | CP20 | CP20 | LED module with integrated LED 24 V AC/DC, white, screw terminal, for front plate mounting, ATEX Zone 1-2: Intrinsic safety | - | 0 | 0
3SU1401-1BB60-1AA2-Z | X90 | 3SU1401-1BB60-1AA2-ZX90 | 1 | UN | 1 | 3 | B | D | EAR99 | N | 85369095 | 150 |  | 0.01 | KG | 20.43 | 20.43 | CP20 | CP20 | LED module with integrated LED 24 V AC/DC, white, screw terminal, for front plate mounting, ATEX Zone 1-2: Intrinsic safety, Z=150-unit packaging | - | 0 | 0
3SU1401-1BB60-1AA2-Z | Y19 | 3SU1401-1BB60-1AA2-ZY19 | 1 | UN | 1 | 3 | B | D | EAR99 | N | 85369095 | 1 |  | 0.01 | KG | 21.38 | 21.38 | CP20 | CP20 | LED module with integrated LED 24 V AC/DC, white, screw terminal, for front plate mounting, ATEX Zone 1-2: Intrinsic safety with laser labeling, inscription or symbol, Customer-specific selection with SIRIUS ACT configurator (CIN) | - | 0 | 0
3SU1401-1BB60-3AA0 |  | 3SU1401-1BB60-3AA0 | 1 | UN | 1 | 1 | A | D | N | N | 85369095 | 5 | 4011209942974 | 12 | G | 8.97 | 8.97 | CP20 | CP20 | LED module with integrated LED 24 V AC/DC, white, spring-type terminal, for front plate mounting, Minimum order quantity 5 or a multiple thereof | - | 0 | 0
3SU1401-1BB60-3AA0-Z | X01 | 3SU1401-1BB60-3AA0-ZX01 | 1 | UN | 1 | 1 | A | D | N | N | 85369095 | 1 | 4047621072388 | 12 | G | 9.86 | 9.86 | CP20 | CP20 | LED module with integrated LED 24 V AC/DC, white, spring-type terminal, for front plate mounting, Z = minimum order quantity 1 or a multiple thereof |  | 0 | 0
3SU1401-1BB60-3AA0-Z | X90 | 3SU1401-1BB60-3AA0-ZX90 | 1 | UN | 1 | 5 | B | D | N | N | 85369095 | 50 | 4047621029726 | 0.007 | KG | 8.97 | 8.97 | CP20 | CP20 | LED module with integrated LED 24 V AC/DC, white, spring-type terminal, for front plate mounting, Z=50-unit packaging | - | 0 | 0
3SU1401-1BB60-3AA0-Z | Y19 | 3SU1401-1BB60-3AA0-ZY19 | 1 | UN | 1 | 10 | C | D | N | N | 85369095 | 1 |  | 12 | G | 9.88 | 9.88 | CP20 | CP20 | LED module with integrated LED 24 V AC/DC, white, spring-type terminal, for front plate mounting Customer-specific selection with SIRIUS ACT configurator (CIN) | - | 0 | 0
3SU1401-1BB60-3AA2 |  | 3SU1401-1BB60-3AA2 | 1 | UN | 1 | 3 | B | D | N | N | 85369095 | 1 | 4047621057729 | 8 | G | 22.99 | 22.99 | CP20 | CP20 | LED module with integrated LED 24 V AC/DC, white, screw terminal, for front plate mounting, ATEX Zone 1-2 intrinsic safety | - | 0 | 0
3SU1401-1BB60-3AA2-Z | X90 | 3SU1401-1BB60-3AA2-ZX90 | 1 | UN | 1 | 3 | B | D | EAR99 | N | 85369095 | 150 |  | 0.008 | KG | 22.99 | 22.99 | CP20 | CP20 | LED module with integrated LED 24 V AC/DC, white, spring-type terminal, for front plate mounting, ATEX Zone 1-2: Intrinsic safety, Z=150-unit packaging | - | 0 | 9
3SU1401-1BB60-3AA2-Z | Y19 | 3SU1401-1BB60-3AA2-ZY19 | 1 | UN | 1 | 3 | B | D | EAR99 | N | 85369095 | 1 |  | 0.008 | KG | 23.94 | 23.94 | CP20 | CP20 | LED module with integrated LED 24 V AC/DC, white, spring-type terminal, for front plate mounting, ATEX zone 1-2: Intrinsic safety with laser labeling, inscription or symbol, customer-specific selection with SIRIUS ACT configurator (CIN) | - | 0 | 9
3SU1401-1BC00-1AA0 |  | 3SU1401-1BC00-1AA0 | 1 | UN | 1 | 5 | B | D | N | N | 85369095 | 1 | 4011209944169 | 12 | G | 14.06 | 14.06 | CP20 | CP20 | LED module with integrated LED 110 V AC, amber, screw terminal, for front plate mounting | - | 0 | 0
3SU1401-1BC00-1AA0-Z | X90 | 3SU1401-1BC00-1AA0-ZX90 | 1 | UN | 1 | 5 | B | D | N | N | 85369095 | 50 |  | 0.01 | KG | 14.06 | 14.06 | CP20 | CP20 | LED module with integrated LED 110 V AC, amber, screw terminal, for front plate mounting, Z=50-unit packaging | - | 0 | 0
3SU1401-1BC00-1AA0-Z | Y19 | 3SU1401-1BC00-1AA0-ZY19 | 1 | UN | 1 | 10 | C | D | N | N | 85369095 | 1 |  | 12 | G | 15.01 | 15.01 | CP20 | CP20 | LED module with integrated LED 110 V AC, amber, screw terminal, for front plate mounting Customer-specific selection with SIRIUS ACT configurator (CIN) | - | 0 | 0
3SU1401-1BC00-3AA0 |  | 3SU1401-1BC00-3AA0 | 1 | UN | 1 | 5 | B | D | N | N | 85369095 | 1 | 4011209944176 | 12 | G | 15.39 | 15.39 | CP20 | CP20 | LED module with integrated LED 110 V AC, amber, spring-type terminal, for front plate mounting | - | 0 | 0
3SU1401-1BC00-3AA0-Z | X90 | 3SU1401-1BC00-3AA0-ZX90 | 1 | UN | 1 | 5 | B | D | N | N | 85369095 | 50 |  | 0.01 | KG | 15.39 | 15.39 | CP20 | CP20 | LED module with integrated LED 110 V AC, amber, spring-type terminal, for front plate mounting, Z=50-unit packaging | - | 0 | 0
3SU1401-1BC00-3AA0-Z | Y19 | 3SU1401-1BC00-3AA0-ZY19 | 1 | UN | 1 | 10 | C | D | N | N | 85369095 | 1 |  | 0.01 | KG | 16.34 | 16.34 | CP20 | CP20 | LED module with integrated LED 110 V AC, amber, spring-type terminal, for front plate mounting Customer-specific selection with SIRIUS ACT configurator (CIN) | - | 0 | 0
3SU1401-1BC20-1AA0 |  | 3SU1401-1BC20-1AA0 | 1 | UN | 1 | 1 | A | D | N | N | 85369095 | 1 | 4011209943223 | 12 | G | 14.06 | 14.06 | CP20 | CP20 | LED module with integrated LED 110 V AC, red, screw terminal, for front plate mounting | - | 0 | 0
3SU1401-1BC20-1AA0-Z | X90 | 3SU1401-1BC20-1AA0-ZX90 | 1 | UN | 1 | 5 | B | D | N | N | 85369095 | 50 |  | 0.01 | KG | 14.06 | 14.06 | CP20 | CP20 | LED module with integrated LED 110 V AC, red, screw terminal, for front plate mounting, Z=50-unit packaging | - | 0 | 0
3SU1401-1BC20-1AA0-Z | Y19 | 3SU1401-1BC20-1AA0-ZY19 | 1 | UN | 1 | 10 | C | D | N | N | 85369095 | 1 |  | 12 | G | 15.01 | 15.01 | CP20 | CP20 | LED module with integrated LED 110 V AC, red, screw terminal, for front plate mounting Customer-specific selection with SIRIUS ACT configurator (CIN) | - | 0 | 0
3SU1401-1BC20-3AA0 |  | 3SU1401-1BC20-3AA0 | 1 | UN | 1 | 1 | A | D | N | N | 85369095 | 1 | 4011209943278 | 8 | G | 15.39 | 15.39 | CP20 | CP20 | LED module with integrated LED 110 V AC, red, spring-type terminal, for front plate mounting | - | 0 | 0
3SU1401-1BC20-3AA0-Z | X90 | 3SU1401-1BC20-3AA0-ZX90 | 1 | UN | 1 | 5 | B | D | N | N | 85369095 | 50 |  | 0.04 | KG | 15.39 | 15.39 | CP20 | CP20 | LED module with integrated LED 110 V AC, red, spring-type terminal, for front plate mounting, Z=50-unit packaging | - | 0 | 0
3SU1401-1BC20-3AA0-Z | Y19 | 3SU1401-1BC20-3AA0-ZY19 | 1 | UN | 1 | 10 | C | D | N | N | 85369095 | 1 |  | 8 | G | 16.34 | 16.34 | CP20 | CP20 | LED module with integrated LED 110 V AC, red, spring-type terminal, for front plate mounting Customer-specific selection with SIRIUS ACT configurator (CIN) | - | 0 | 0
3SU1401-1BC24-1AA0 |  | 3SU1401-1BC24-1AA0 | 1 | UN | 1 | 3 | B | D | N | N | 85369095 | 1 | 4047621068534 | 12 | G | 37.43 | 37.43 | CP20 | CP20 | Traffic lights LED module with integrated LED 110 V AC, red-green-yellow, screw terminal, for front plate mounting |  | 0 | 0
3SU1401-1BC24-3AA0 |  | 3SU1401-1BC24-3AA0 | 1 | UN | 1 | 3 | B | D | N | N | 85369095 | 1 | 4047621068596 | 12 | G | 37.43 | 37.43 | CP20 | CP20 | Traffic lights LED module with integrated LED 110 V AC, red-green-yellow, spring-type terminal, for front plate mounting |  | 0 | 0
3SU1401-1BC30-1AA0 |  | 3SU1401-1BC30-1AA0 | 1 | UN | 1 | 3 | B | D | N | N | 85369095 | 1 | 4011209943216 | 12 | G | 14.06 | 14.06 | CP20 | CP20 | LED module with integrated LED 110 V AC, yellow, screw terminal, for front plate mounting | - | 0 | 0
3SU1401-1BC30-1AA0-Z | X90 | 3SU1401-1BC30-1AA0-ZX90 | 1 | UN | 1 | 5 | B | D | N | N | 85369095 | 50 |  | 0.01 | KG | 14.06 | 14.06 | CP20 | CP20 | LED module with integrated LED 110 V AC, yellow, screw terminal, for front plate mounting, Z=50-unit packaging | - | 0 | 0
3SU1401-1BC30-1AA0-Z | Y19 | 3SU1401-1BC30-1AA0-ZY19 | 1 | UN | 1 | 10 | C | D | N | N | 85369095 | 1 |  | 12 | G | 15.01 | 15.01 | CP20 | CP20 | LED module with integrated LED 110 V AC, yellow, screw terminal, for front plate mounting Customer-specific selection with SIRIUS ACT configurator (CIN) | - | 0 | 0
3SU1401-1BC30-3AA0 |  | 3SU1401-1BC30-3AA0 | 1 | UN | 1 | 5 | B | D | N | N | 85369095 | 1 | 4011209943261 | 8 | G | 15.39 | 15.39 | CP20 | CP20 | LED module with integrated LED 110 V AC, yellow, spring-type terminal, for front plate mounting | - | 0 | 0
3SU1401-1BC30-3AA0-Z | X90 | 3SU1401-1BC30-3AA0-ZX90 | 1 | UN | 1 | 5 | B | D | N | N | 85369095 | 50 |  | 0.006 | KG | 15.39 | 15.39 | CP20 | CP20 | LED module with integrated LED 110 V AC, yellow, spring-type terminal, for front plate mounting, Z=50-unit packaging | - | 0 | 0
3SU1401-1BC30-3AA0-Z | Y19 | 3SU1401-1BC30-3AA0-ZY19 | 1 | UN | 1 | 10 | C | D | N | N | 85369095 | 1 |  | 8 | G | 16.34 | 16.34 | CP20 | CP20 | LED module with integrated LED 110 V AC, yellow, spring-type terminal, for front plate mounting Customer-specific selection with SIRIUS ACT configurator (CIN) | - | 0 | 0
3SU1401-1BC40-1AA0 |  | 3SU1401-1BC40-1AA0 | 1 | UN | 1 | 1 | A | D | N | N | 85369095 | 1 | 4011209943230 | 12 | G | 14.06 | 14.06 | CP20 | CP20 | LED module with integrated LED 110 V AC, green, screw terminal, for front plate mounting | - | 0 | 0
3SU1401-1BC40-1AA0-Z | X90 | 3SU1401-1BC40-1AA0-ZX90 | 1 | UN | 1 | 5 | B | D | N | N | 85369095 | 50 |  | 0.01 | KG | 14.06 | 14.06 | CP20 | CP20 | LED module with integrated LED 110 V AC, green, screw terminal, for front plate mounting, Z=50-unit packaging | - | 0 | 0
3SU1401-1BC40-1AA0-Z | Y19 | 3SU1401-1BC40-1AA0-ZY19 | 1 | UN | 1 | 10 | C | D | N | N | 85369095 | 1 |  | 12 | G | 15.01 | 15.01 | CP20 | CP20 | LED module with integrated LED 110 V AC, green, screw terminal, for front plate mounting Customer-specific selection with SIRIUS ACT configurator (CIN) | - | 0 | 0
3SU1401-1BC40-3AA0 |  | 3SU1401-1BC40-3AA0 | 1 | UN | 1 | 1 | A | D | N | N | 85369095 | 1 | 4011209943285 | 8 | G | 15.39 | 15.39 | CP20 | CP20 | LED module with integrated LED 110 V AC, green, spring-type terminal, for front plate mounting | - | 0 | 0
3SU1401-1BC40-3AA0-Z | X90 | 3SU1401-1BC40-3AA0-ZX90 | 1 | UN | 1 | 5 | B | D | N | N | 85369095 | 50 |  | 0.009 | KG | 15.39 | 15.39 | CP20 | CP20 | LED module with integrated LED 110 V AC, green, spring-type terminal, for front plate mounting, Z=50-unit packaging | - | 0 | 0
3SU1401-1BC40-3AA0-Z | Y19 | 3SU1401-1BC40-3AA0-ZY19 | 1 | UN | 1 | 10 | C | D | N | N | 85369095 | 1 |  | 8 | G | 16.34 | 16.34 | CP20 | CP20 | LED module with integrated LED 110 V AC, green, spring-type terminal, for front plate mounting Customer-specific selection with SIRIUS ACT configurator (CIN) | - | 0 | 0
3SU1401-1BC50-1AA0 |  | 3SU1401-1BC50-1AA0 | 1 | UN | 1 | 1 | A | D | N | N | 85369095 | 1 | 4011209943247 | 12 | G | 14.06 | 14.06 | CP20 | CP20 | LED module with integrated LED 110 V AC, blue, screw terminal, for front plate mounting | - | 0 | 0
3SU1401-1BC50-1AA0-Z | X90 | 3SU1401-1BC50-1AA0-ZX90 | 1 | UN | 1 | 5 | B | D | N | N | 85369095 | 50 |  | 0.01 | KG | 14.06 | 14.06 | CP20 | CP20 | LED module with integrated LED 110 V AC, blue, screw terminal, for front plate mounting, Z=50-unit packaging | - | 0 | 0
3SU1401-1BC50-1AA0-Z | Y19 | 3SU1401-1BC50-1AA0-ZY19 | 1 | UN | 1 | 10 | C | D | N | N | 85369095 | 1 |  | 12 | G | 15.01 | 15.01 | CP20 | CP20 | LED module with integrated LED 110 V AC, blue, screw terminal, for front plate mounting Customer-specific selection with SIRIUS ACT configurator (CIN) | - | 0 | 0
3SU1401-1BC50-3AA0 |  | 3SU1401-1BC50-3AA0 | 1 | UN | 1 | 1 | A | D | N | N | 85369095 | 1 | 4011209943292 | 8 | G | 15.39 | 15.39 | CP20 | CP20 | LED module with integrated LED 110 V AC, blue, spring-type terminal, for front plate mounting | - | 0 | 0
3SU1401-1BC50-3AA0-Z | X90 | 3SU1401-1BC50-3AA0-ZX90 | 1 | UN | 1 | 5 | B | D | N | N | 85369095 | 50 |  | 0.03 | KG | 15.39 | 15.39 | CP20 | CP20 | LED module with integrated LED 110 V AC, blue, spring-type terminal, for front plate mounting, Z=50-unit packaging | - | 0 | 0
3SU1401-1BC50-3AA0-Z | Y19 | 3SU1401-1BC50-3AA0-ZY19 | 1 | UN | 1 | 10 | C | D | N | N | 85369095 | 1 |  | 8 | G | 16.34 | 16.34 | CP20 | CP20 | LED module with integrated LED 110 V AC, blue, spring-type terminal, for front plate mounting Customer-specific selection with SIRIUS ACT configurator (CIN) | - | 0 | 0
3SU1401-1BC60-1AA0 |  | 3SU1401-1BC60-1AA0 | 1 | UN | 1 | 1 | A | D | N | N | 85369095 | 1 | 4011209943254 | 12 | G | 14.06 | 14.06 | CP20 | CP20 | LED module with integrated LED 110 V AC, white, screw terminal, for front plate mounting | - | 0 | 0
3SU1401-1BC60-1AA0-Z | X90 | 3SU1401-1BC60-1AA0-ZX90 | 1 | UN | 1 | 5 | B | D | N | N | 85369095 | 50 |  | 0.01 | KG | 14.06 | 14.06 | CP20 | CP20 | LED module with integrated LED 110 V AC, white, screw terminal, for front plate mounting, Z=50-unit packaging | - | 0 | 0
3SU1401-1BC60-1AA0-Z | Y19 | 3SU1401-1BC60-1AA0-ZY19 | 1 | UN | 1 | 10 | C | D | N | N | 85369095 | 1 |  | 12 | G | 15.01 | 15.01 | CP20 | CP20 | LED module with integrated LED 110 V AC, white, screw terminal, for front plate mounting Customer-specific selection with SIRIUS ACT configurator (CIN) | - | 0 | 0
3SU1401-1BC60-3AA0 |  | 3SU1401-1BC60-3AA0 | 1 | UN | 1 | 1 | A | D | N | N | 85369095 | 1 | 4011209943308 | 12 | G | 15.39 | 15.39 | CP20 | CP20 | LED module with integrated LED 110 V AC, white, spring-type terminal, for front plate mounting | - | 0 | 0
3SU1401-1BC60-3AA0-Z | X90 | 3SU1401-1BC60-3AA0-ZX90 | 1 | UN | 1 | 5 | B | D | N | N | 85369095 | 50 |  | 0.01 | KG | 15.39 | 15.39 | CP20 | CP20 | LED module with integrated LED 110 V AC, white, spring-type terminal, for front plate mounting, Z=50-unit packaging | - | 0 | 0
3SU1401-1BC60-3AA0-Z | Y19 | 3SU1401-1BC60-3AA0-ZY19 | 1 | UN | 1 | 10 | C | D | N | N | 85369095 | 1 |  | 12 | G | 16.34 | 16.34 | CP20 | CP20 | LED module with integrated LED 110 V AC, white, spring-type terminal, for front plate mounting Customer-specific selection with SIRIUS ACT configurator (CIN) | - | 0 | 0
3SU1401-1BF00-1AA0 |  | 3SU1401-1BF00-1AA0 | 1 | UN | 1 | 5 | B | D | N | N | 85369095 | 1 | 4011209944183 | 12 | G | 14.06 | 14.06 | CP20 | CP20 | LED module with integrated LED 230 V AC, amber, screw terminal, for front plate mounting | - | 0 | 0
3SU1401-1BF00-1AA0-Z | X90 | 3SU1401-1BF00-1AA0-ZX90 | 1 | UN | 1 | 5 | B | D | N | N | 85369095 | 50 |  | 0.01 | KG | 14.06 | 14.06 | CP20 | CP20 | LED module with integrated LED 230 V AC, amber, screw terminal, for front plate mounting, Z=50-unit packaging | - | 0 | 0
3SU1401-1BF00-1AA0-Z | Y19 | 3SU1401-1BF00-1AA0-ZY19 | 1 | UN | 1 | 10 | C | D | N | N | 85369095 | 1 |  | 12 | G | 15.01 | 15.01 | CP20 | CP20 | LED module with integrated LED 230 V AC, amber, screw terminal, for front plate mounting Customer-specific selection with SIRIUS ACT configurator (CIN) | - | 0 | 0
3SU1401-1BF00-3AA0 |  | 3SU1401-1BF00-3AA0 | 1 | UN | 1 | 5 | B | D | N | N | 85369095 | 1 | 4011209944190 | 12 | G | 15.39 | 15.39 | CP20 | CP20 | LED module with integrated LED 230 V AC, amber, spring-type terminal, for front plate mounting | - | 0 | 0
3SU1401-1BF00-3AA0-Z | X90 | 3SU1401-1BF00-3AA0-ZX90 | 1 | UN | 1 | 5 | B | D | N | N | 85369095 | 50 | 4047621051871 | 0.01 | KG | 15.39 | 15.39 | CP20 | CP20 | LED module with integrated LED 230 V AC, amber, spring-type terminal, for front plate mounting, Z=50-unit packaging | - | 0 | 0
3SU1401-1BF00-3AA0-Z | Y19 | 3SU1401-1BF00-3AA0-ZY19 | 1 | UN | 1 | 10 | C | D | N | N | 85369095 | 1 |  | 0.009 | KG | 16.34 | 16.34 | CP20 | CP20 | LED module with integrated LED 230 V AC, amber, spring-type terminal, for front plate mounting Customer-specific selection with SIRIUS ACT configurator (CIN) | - | 0 | 0
3SU1401-1BF20-1AA0 |  | 3SU1401-1BF20-1AA0 | 1 | UN | 1 | 1 | A | D | N | N | 85369095 | 1 | 4011209943421 | 12 | G | 14.06 | 14.06 | CP20 | CP20 | LED module with integrated LED 230 V AC, red, screw terminal, for front plate mounting | - | 0 | 0
3SU1401-1BF20-1AA0-Z | X90 | 3SU1401-1BF20-1AA0-ZX90 | 1 | UN | 1 | 5 | B | D | N | N | 85369095 | 50 | 4047621049755 | 0.008 | KG | 14.06 | 14.06 | CP20 | CP20 | LED module with integrated LED 230 V AC, red, screw terminal, for front plate mounting, Z=50-unit packaging | - | 0 | 0
3SU1401-1BF20-1AA0-Z | Y19 | 3SU1401-1BF20-1AA0-ZY19 | 1 | UN | 1 | 10 | C | D | N | N | 85369095 | 1 |  | 12 | G | 15.01 | 15.01 | CP20 | CP20 | LED module with integrated LED 230 V AC, red, screw terminal, for front plate mounting Customer-specific selection with SIRIUS ACT configurator (CIN) | - | 0 | 0
3SU1401-1BF20-3AA0 |  | 3SU1401-1BF20-3AA0 | 1 | UN | 1 | 1 | A | D | N | N | 85369095 | 1 | 4011209943629 | 12 | G | 15.39 | 15.39 | CP20 | CP20 | LED module with integrated LED 230 V AC, red, spring-type terminal, for front plate mounting | - | 0 | 0
3SU1401-1BF20-3AA0-Z | X90 | 3SU1401-1BF20-3AA0-ZX90 | 1 | UN | 1 | 5 | B | D | N | N | 85369095 | 50 | 4047621051888 | 0.008 | KG | 15.39 | 15.39 | CP20 | CP20 | LED module with integrated LED 230 V AC, red, spring-type terminal, for front plate mounting, Z=50-unit packaging | - | 0 | 0
3SU1401-1BF20-3AA0-Z | Y19 | 3SU1401-1BF20-3AA0-ZY19 | 1 | UN | 1 | 10 | C | D | N | N | 85369095 | 1 |  | 12 | G | 16.34 | 16.34 | CP20 | CP20 | LED module with integrated LED 230 V AC, red, spring-type terminal, for front plate mounting Customer-specific selection with SIRIUS ACT configurator (CIN) | - | 0 | 0
3SU1401-1BF30-1AA0 |  | 3SU1401-1BF30-1AA0 | 1 | UN | 1 | 3 | B | D | N | N | 85369095 | 1 | 4011209943414 | 12 | G | 14.06 | 14.06 | CP20 | CP20 | LED module with integrated LED 230 V AC, yellow, screw terminal, for front plate mounting | - | 0 | 0
3SU1401-1BF30-1AA0-Z | X90 | 3SU1401-1BF30-1AA0-ZX90 | 1 | UN | 1 | 5 | B | D | N | N | 85369095 | 50 |  | 0.012 | KG | 14.06 | 14.06 | CP20 | CP20 | LED module with integrated LED 230 V AC, yellow, screw terminal, for front plate mounting, Z=50-unit packaging | - | 0 | 0
3SU1401-1BF30-1AA0-Z | Y19 | 3SU1401-1BF30-1AA0-ZY19 | 1 | UN | 1 | 10 | C | D | N | N | 85369095 | 1 |  | 12 | G | 15.01 | 15.01 | CP20 | CP20 | LED module with integrated LED 230 V AC, yellow, screw terminal, for front plate mounting Customer-specific selection with SIRIUS ACT configurator (CIN) | - | 0 | 0
3SU1401-1BF30-3AA0 |  | 3SU1401-1BF30-3AA0 | 1 | UN | 1 | 5 | B | D | N | N | 85369095 | 1 | 4011209943582 | 12 | G | 15.39 | 15.39 | CP20 | CP20 | LED module with integrated LED 230 V AC, yellow, spring-type terminal, for front plate mounting | - | 0 | 0
3SU1401-1BF30-3AA0-Z | X90 | 3SU1401-1BF30-3AA0-ZX90 | 1 | UN | 1 | 5 | B | D | N | N | 85369095 | 50 | 4047621051895 | 0.008 | KG | 15.39 | 15.39 | CP20 | CP20 | LED module with integrated LED 230 V AC, yellow, spring-type terminal, for front plate mounting, Z=50-unit packaging | - | 0 | 0
3SU1401-1BF30-3AA0-Z | Y19 | 3SU1401-1BF30-3AA0-ZY19 | 1 | UN | 1 | 10 | C | D | N | N | 85369095 | 1 |  | 12 | G | 16.34 | 16.34 | CP20 | CP20 | LED module with integrated LED 230 V AC, yellow, spring-type terminal, for front plate mounting Customer-specific selection with SIRIUS ACT configurator (CIN) | - | 0 | 0
3SU1401-1BF40-1AA0 |  | 3SU1401-1BF40-1AA0 | 1 | UN | 1 | 1 | A | D | N | N | 85369095 | 1 | 4011209943438 | 12 | G | 14.06 | 14.06 | CP20 | CP20 | LED module with integrated LED 230 V AC, green, screw terminal, for front plate mounting | - | 0 | 0
3SU1401-1BF40-1AA0-Z | X90 | 3SU1401-1BF40-1AA0-ZX90 | 1 | UN | 1 | 5 | B | D | N | N | 85369095 | 50 | 4047621021829 | 0.009 | KG | 14.06 | 14.06 | CP20 | CP20 | LED module with integrated LED 230 V AC, green, screw terminal, for front plate mounting, Z=50-unit packaging | - | 0 | 0
3SU1401-1BF40-1AA0-Z | Y19 | 3SU1401-1BF40-1AA0-ZY19 | 1 | UN | 1 | 10 | C | D | N | N | 85369095 | 1 |  | 12 | G | 15.01 | 15.01 | CP20 | CP20 | LED module with integrated LED 230 V AC, green, screw terminal, for front plate mounting Customer-specific selection with SIRIUS ACT configurator (CIN) | - | 0 | 0
3SU1401-1BF40-3AA0 |  | 3SU1401-1BF40-3AA0 | 1 | UN | 1 | 1 | A | D | N | N | 85369095 | 1 | 4011209943698 | 12 | G | 15.39 | 15.39 | CP20 | CP20 | LED module with integrated LED 230 V AC, green, spring-type terminal, for front plate mounting | - | 0 | 0
3SU1401-1BF40-3AA0-Z | X90 | 3SU1401-1BF40-3AA0-ZX90 | 1 | UN | 1 | 5 | B | D | N | N | 85369095 | 50 |  | 0.008 | KG | 15.39 | 15.39 | CP20 | CP20 | LED module with integrated LED 230 V AC, green, spring-type terminal, for front plate mounting, Z=50-unit packaging | - | 0 | 0
3SU1401-1BF40-3AA0-Z | Y19 | 3SU1401-1BF40-3AA0-ZY19 | 1 | UN | 1 | 10 | C | D | N | N | 85369095 | 1 |  | 12 | G | 16.34 | 16.34 | CP20 | CP20 | LED module with integrated LED 230 V AC, green, spring-type terminal, for front plate mounting Customer-specific selection with SIRIUS ACT configurator (CIN) | - | 0 | 0
3SU1401-1BF50-1AA0 |  | 3SU1401-1BF50-1AA0 | 1 | UN | 1 | 1 | A | D | N | N | 85369095 | 1 | 4011209943445 | 12 | G | 14.06 | 14.06 | CP20 | CP20 | LED module with integrated LED 230 V AC, blue, screw terminal, for front plate mounting | - | 0 | 0
3SU1401-1BF50-1AA0-Z | X90 | 3SU1401-1BF50-1AA0-ZX90 | 1 | UN | 1 | 5 | B | D | N | N | 85369095 | 50 |  | 0.01 | KG | 14.06 | 14.06 | CP20 | CP20 | LED module with integrated LED 230 V AC, blue, screw terminal, for front plate mounting, Z=50-unit packaging | - | 0 | 0
3SU1401-1BF50-1AA0-Z | Y19 | 3SU1401-1BF50-1AA0-ZY19 | 1 | UN | 1 | 10 | C | D | N | N | 85369095 | 1 |  | 12 | G | 15.01 | 15.01 | CP20 | CP20 | LED module with integrated LED 230 V AC, blue, screw terminal, for front plate mounting Customer-specific selection with SIRIUS ACT configurator (CIN) | - | 0 | 0
3SU1401-1BF50-3AA0 |  | 3SU1401-1BF50-3AA0 | 1 | UN | 1 | 1 | A | D | N | N | 85369095 | 1 | 4011209943896 | 12 | G | 15.39 | 15.39 | CP20 | CP20 | LED module with integrated LED 230 V AC, blue, spring-type terminal, for front plate mounting | - | 0 | 0
3SU1401-1BF50-3AA0-Z | X90 | 3SU1401-1BF50-3AA0-ZX90 | 1 | UN | 1 | 5 | B | D | N | N | 85369095 | 50 | 4047621051901 | 0.008 | KG | 15.39 | 15.39 | CP20 | CP20 | LED module with integrated LED 230 V AC, blue, spring-type terminal, for front plate mounting, Z=50-unit packaging | - | 0 | 0
3SU1401-1BF50-3AA0-Z | Y19 | 3SU1401-1BF50-3AA0-ZY19 | 1 | UN | 1 | 10 | C | D | N | N | 85369095 | 1 |  | 12 | G | 16.34 | 16.34 | CP20 | CP20 | LED module with integrated LED 230 V AC, blue, spring-type terminal, for front plate mounting Customer-specific selection with SIRIUS ACT configurator (CIN) | - | 0 | 0
3SU1401-1BF60-1AA0 |  | 3SU1401-1BF60-1AA0 | 1 | UN | 1 | 1 | A | D | N | N | 85369095 | 1 | 4011209943537 | 12 | G | 14.06 | 14.06 | CP20 | CP20 | LED module with integrated LED 230 V AC, white, screw terminal, for front plate mounting | - | 0 | 0
3SU1401-1BF60-1AA0-Z | X90 | 3SU1401-1BF60-1AA0-ZX90 | 1 | UN | 1 | 5 | B | D | N | N | 85369095 | 50 | 4047621049984 | 0.01 | KG | 14.06 | 14.06 | CP20 | CP20 | LED module with integrated LED 230 V AC, white, screw terminal, for front plate mounting, Z=50-unit packaging | - | 0 | 0
3SU1401-1BF60-1AA0-Z | Y19 | 3SU1401-1BF60-1AA0-ZY19 | 1 | UN | 1 | 10 | C | D | N | N | 85369095 | 1 |  | 12 | G | 15.01 | 15.01 | CP20 | CP20 | LED module with integrated LED 230 V AC, white, screw terminal, for front plate mounting Customer-specific selection with SIRIUS ACT configurator (CIN) | - | 0 | 0
3SU1401-1BF60-3AA0 |  | 3SU1401-1BF60-3AA0 | 1 | UN | 1 | 1 | A | D | N | N | 85369095 | 1 | 4011209943902 | 12 | G | 15.39 | 15.39 | CP20 | CP20 | LED module with integrated LED 230 V AC, white, spring-type terminal, for front plate mounting | - | 0 | 0
3SU1401-1BF60-3AA0-Z | X90 | 3SU1401-1BF60-3AA0-ZX90 | 1 | UN | 1 | 5 | B | D | N | N | 85369095 | 50 | 4047621051918 | 0.008 | KG | 15.39 | 15.39 | CP20 | CP20 | LED module with integrated LED 230 V AC, white, spring-type terminal, for front plate mounting, Z=50-unit packaging | - | 0 | 0
3SU1401-1BF60-3AA0-Z | Y19 | 3SU1401-1BF60-3AA0-ZY19 | 1 | UN | 1 | 10 | C | D | N | N | 85369095 | 1 |  | 12 | G | 16.34 | 16.34 | CP20 | CP20 | LED module with integrated LED 230 V AC, white, spring-type terminal, for front plate mounting Customer-specific selection with SIRIUS ACT configurator (CIN) | - | 0 | 0
3SU1401-1BG00-1AA0 |  | 3SU1401-1BG00-1AA0 | 1 | UN | 1 | 1 | A | D | N | N | 85369095 | 1 | 4011209944251 | 8 | G | 9.5 | 9.5 | CP20 | CP20 | LED module with integrated LED 6-24V AC/DC amber, screw terminal, for front plate mounting | - | 0 | 0
3SU1401-1BG00-1AA0-Z | X90 | 3SU1401-1BG00-1AA0-ZX90 | 1 | UN | 1 | 5 | B | D | N | N | 85369095 | 50 | 4047621029276 | 0.01 | KG | 9.5 | 9.5 | CP20 | CP20 | LED module with integrated LED 6-24 V AC/DC, amber, screw terminal, for front plate mounting, Z=50-unit packaging | - | 0 | 0
3SU1401-1BG00-1AA0-Z | Y19 | 3SU1401-1BG00-1AA0-ZY19 | 1 | UN | 1 | 10 | C | D | N | N | 85369095 | 1 |  | 8 | G | 10.45 | 10.45 | CP20 | CP20 | LED module with integrated LED 6-24V AC/DC amber, screw terminal, for front plate mounting Customer-specific selection with SIRIUS ACT configurator (CIN) | - | 0 | 0
3SU1401-1BG00-3AA0 |  | 3SU1401-1BG00-3AA0 | 1 | UN | 1 | 3 | B | D | N | N | 85369095 | 1 | 4011209944268 | 0.009 | KG | 10.17 | 10.17 | CP20 | CP20 | LED module with integrated LED 6-24V AC/DC amber, spring-type terminal, for front plate mounting | - | 0 | 0
3SU1401-1BG00-3AA0-Z | X90 | 3SU1401-1BG00-3AA0-ZX90 | 1 | UN | 1 | 5 | B | D | N | N | 85369095 | 50 | 4047621051970 | 0.011 | KG | 10.17 | 10.17 | CP20 | CP20 | LED module with integrated LED 6-24 V AC/DC, amber, spring-type terminal, for front plate mounting, Z=50-unit packaging | - | 0 | 0
3SU1401-1BG00-3AA0-Z | Y19 | 3SU1401-1BG00-3AA0-ZY19 | 1 | UN | 1 | 10 | C | D | N | N | 85369095 | 1 |  | 0.009 | KG | 11.12 | 11.12 | CP20 | CP20 | LED module with integrated LED 6-24V AC/DC amber, spring-type terminal, for front plate mounting Customer-specific selection with SIRIUS ACT configurator (CIN) | - | 0 | 0
3SU1401-1BG20-1AA0 |  | 3SU1401-1BG20-1AA0 | 1 | UN | 1 | 1 | A | D | N | N | 85369095 | 1 | 4011209938298 | 12 | G | 9.5 | 9.25 | CP20 | CP20 | LED module with integrated LED 6-24V AC/DC red, screw terminal, for front plate mounting | Lista Papel 2020 SI | 0 | 0
3SU1401-1BG20-1AA0-Z | X90 | 3SU1401-1BG20-1AA0-ZX90 | 1 | UN | 1 | 5 | B | D | N | N | 85369095 | 50 | 4047621029283 | 0.008 | KG | 9.5 | 9.5 | CP20 | CP20 | LED module with integrated LED 6-24 V AC/DC, red, screw terminal, for front plate mounting, Z=50-unit packaging | - | 0 | 0
3SU1401-1BG20-1AA0-Z | Y19 | 3SU1401-1BG20-1AA0-ZY19 | 1 | UN | 1 | 10 | C | D | N | N | 85369095 | 1 |  | 12 | G | 10.45 | 10.45 | CP20 | CP20 | LED module with integrated LED 6-24V AC/DC red, screw terminal, for front plate mounting Customer-specific selection with SIRIUS ACT configurator (CIN) | - | 0 | 0
3SU1401-1BG20-3AA0 |  | 3SU1401-1BG20-3AA0 | 1 | UN | 1 | 1 | A | D | N | N | 85369095 | 1 | 4011209938410 | 12 | G | 10.17 | 10.17 | CP20 | CP20 | LED module with integrated LED 6-24V AC/DC red, spring-type terminal, for front plate mounting | - | 0 | 0
3SU1401-1BG20-3AA0-Z | X90 | 3SU1401-1BG20-3AA0-ZX90 | 1 | UN | 1 | 5 | B | D | N | N | 85369095 | 50 | 4047621054537 | 0.007 | KG | 10.17 | 10.17 | CP20 | CP20 | LED module with integrated LED 6-24 V AC/DC, red, spring-type terminal, for front plate mounting, Z=50-unit packaging | - | 0 | 0
3SU1401-1BG20-3AA0-Z | Y19 | 3SU1401-1BG20-3AA0-ZY19 | 1 | UN | 1 | 10 | C | D | N | N | 85369095 | 1 |  | 12 | G | 11.12 | 11.12 | CP20 | CP20 | LED module with integrated LED 6-24V AC/DC red, spring-type terminal, for front plate mounting Customer-specific selection with SIRIUS ACT configurator (CIN) | - | 0 | 0
3SU1401-1BG24-1AA0 |  | 3SU1401-1BG24-1AA0 | 1 | UN | 1 | 3 | B | D | N | N | 85369095 | 1 | 4047621068510 | 12 | G | 26.41 | 26.41 | CP20 | CP20 | Traffic lights LED module with integrated LED AC/DC 6-24 V, red-green-yellow, screw terminal, for front plate mounting |  | 0 | 0
3SU1401-1BG24-3AA0 |  | 3SU1401-1BG24-3AA0 | 1 | UN | 1 | 3 | B | D | N | N | 85369095 | 1 | 4047621068558 | 12 | G | 26.41 | 26.41 | CP20 | CP20 | Traffic lights LED module with integrated LED AC/DC 6-24 V, red-green-yellow, spring-type terminal, for front plate mounting |  | 0 | 0
3SU1401-1BG30-1AA0 |  | 3SU1401-1BG30-1AA0 | 1 | UN | 1 | 1 | A | D | N | N | 85369095 | 1 | 4011209938373 | 12 | G | 9.5 | 9.25 | CP20 | CP20 | LED module with integrated LED 6-24V AC/DC yellow, screw terminal, for front plate mounting | Lista Papel 2020 SI | 0 | 0
3SU1401-1BG30-1AA0-Z | X90 | 3SU1401-1BG30-1AA0-ZX90 | 1 | UN | 1 | 5 | B | D | N | N | 85369095 | 50 | 4047621029290 | 0.008 | KG | 9.5 | 9.5 | CP20 | CP20 | LED module with integrated LED 6-24 V AC/DC, yellow, screw terminal, for front plate mounting, Z=50-unit packaging | - | 0 | 0
3SU1401-1BG30-1AA0-Z | Y19 | 3SU1401-1BG30-1AA0-ZY19 | 1 | UN | 1 | 10 | C | D | N | N | 85369095 | 1 |  | 12 | G | 10.45 | 10.45 | CP20 | CP20 | LED module with integrated LED 6-24V AC/DC yellow, screw terminal, for front plate mounting Customer-specific selection with SIRIUS ACT configurator (CIN) | - | 0 | 0
3SU1401-1BG30-3AA0 |  | 3SU1401-1BG30-3AA0 | 1 | UN | 1 | 5 | B | D | N | N | 85369095 | 1 | 4011209938427 | 12 | G | 10.17 | 10.17 | CP20 | CP20 | LED module with integrated LED 6-24V AC/DC yellow, spring-type terminal, for front plate mounting | - | 0 | 0
3SU1401-1BG30-3AA0-Z | X90 | 3SU1401-1BG30-3AA0-ZX90 | 1 | UN | 1 | 5 | B | D | N | N | 85369095 | 50 | 4047621051963 | 0.007 | KG | 10.17 | 10.17 | CP20 | CP20 | LED module with integrated LED 6-24 V AC/DC, yellow, spring-type terminal, for front plate mounting, Z=50-unit packaging | - | 0 | 0
3SU1401-1BG30-3AA0-Z | Y19 | 3SU1401-1BG30-3AA0-ZY19 | 1 | UN | 1 | 10 | C | D | N | N | 85369095 | 1 |  | 12 | G | 11.12 | 11.12 | CP20 | CP20 | LED module with integrated LED 6-24V AC/DC yellow, spring-type terminal, for front plate mounting Customer-specific selection with SIRIUS ACT configurator (CIN) | - | 0 | 0
3SU1401-1BG40-1AA0 |  | 3SU1401-1BG40-1AA0 | 1 | UN | 1 | 1 | A | D | N | N | 85369095 | 1 | 4011209946194 | 12 | G | 9.5 | 9.25 | CP20 | CP20 | LED module with integrated LED 6-24V AC/DC green, screw terminal, for front plate mounting | Lista Papel 2020 SI | 0 | 0
3SU1401-1BG40-1AA0-Z | X90 | 3SU1401-1BG40-1AA0-ZX90 | 1 | UN | 1 | 5 | B | D | N | N | 85369095 | 50 | 4047621029306 | 0.009 | KG | 9.5 | 9.5 | CP20 | CP20 | LED module with integrated LED 6-24 V AC/DC, green, screw terminal, for front plate mounting, Z=50-unit packaging | - | 0 | 0
3SU1401-1BG40-1AA0-Z | Y19 | 3SU1401-1BG40-1AA0-ZY19 | 1 | UN | 1 | 10 | C | D | N | N | 85369095 | 1 |  | 12 | G | 10.45 | 10.45 | CP20 | CP20 | LED module with integrated LED 6-24V AC/DC green, screw terminal, for front plate mounting Customer-specific selection with SIRIUS ACT configurator (CIN) | - | 0 | 0
3SU1401-1BG40-3AA0 |  | 3SU1401-1BG40-3AA0 | 1 | UN | 1 | 1 | A | D | N | N | 85369095 | 1 | 4011209938434 | 12 | G | 10.17 | 10.17 | CP20 | CP20 | LED module with integrated LED 6-24V AC/DC green, spring-type terminal, for front plate mounting | - | 0 | 0
3SU1401-1BG40-3AA0-Z | X90 | 3SU1401-1BG40-3AA0-ZX90 | 1 | UN | 1 | 5 | B | D | N | N | 85369095 | 50 | 4047621051956 | 0.007 | KG | 10.17 | 10.17 | CP20 | CP20 | LED module with integrated LED 6-24 V AC/DC, green, spring-type terminal, for front plate mounting, Z=50-unit packaging | - | 0 | 0
3SU1401-1BG40-3AA0-Z | Y19 | 3SU1401-1BG40-3AA0-ZY19 | 1 | UN | 1 | 10 | C | D | N | N | 85369095 | 1 |  | 12 | G | 11.12 | 11.12 | CP20 | CP20 | LED module with integrated LED 6-24V AC/DC green, spring-type terminal, for front plate mounting Customer-specific selection with SIRIUS ACT configurator (CIN) | - | 0 | 0
3SU1401-1BG50-1AA0 |  | 3SU1401-1BG50-1AA0 | 1 | UN | 1 | 1 | A | D | N | N | 85369095 | 1 | 4011209946200 | 12 | G | 9.5 | 9.25 | CP20 | CP20 | LED module with integrated LED 6-24V AC/DC blue, screw terminal, for front plate mounting | Lista Papel 2020 SI | 0 | 0
3SU1401-1BG50-1AA0-Z | X90 | 3SU1401-1BG50-1AA0-ZX90 | 1 | UN | 1 | 5 | B | D | N | N | 85369095 | 50 | 4047621029313 | 0.01 | KG | 9.5 | 9.5 | CP20 | CP20 | LED module with integrated LED 6-24 V AC/DC, blue, screw terminal, for front plate mounting, Z=50-unit packaging | - | 0 | 0
3SU1401-1BG50-1AA0-Z | Y19 | 3SU1401-1BG50-1AA0-ZY19 | 1 | UN | 1 | 10 | C | D | N | N | 85369095 | 1 |  | 12 | G | 10.45 | 10.45 | CP20 | CP20 | LED module with integrated LED 6-24V AC/DC blue, screw terminal, for front plate mounting Customer-specific selection with SIRIUS ACT configurator (CIN) | - | 0 | 0
3SU1401-1BG50-3AA0 |  | 3SU1401-1BG50-3AA0 | 1 | UN | 1 | 1 | A | D | N | N | 85369095 | 1 | 4011209938441 | 12 | G | 10.17 | 10.17 | CP20 | CP20 | LED module with integrated LED 6-24V AC/DC blue, spring-type terminal, for front plate mounting | - | 0 | 0
3SU1401-1BG50-3AA0-Z | X90 | 3SU1401-1BG50-3AA0-ZX90 | 1 | UN | 1 | 5 | B | D | N | N | 85369095 | 50 | 4047621051949 | 0.008 | KG | 10.17 | 10.17 | CP20 | CP20 | LED module with integrated LED 6-24 V AC/DC, blue, spring-type terminal, for front plate mounting, Z=50-unit packaging | - | 0 | 0
3SU1401-1BG50-3AA0-Z | Y19 | 3SU1401-1BG50-3AA0-ZY19 | 1 | UN | 1 | 10 | C | D | N | N | 85369095 | 1 |  | 12 | G | 11.12 | 11.12 | CP20 | CP20 | LED module with integrated LED 6-24V AC/DC blue, spring-type terminal, for front plate mounting Customer-specific selection with SIRIUS ACT configurator (CIN) | - | 0 | 0
3SU1401-1BG60-1AA0 |  | 3SU1401-1BG60-1AA0 | 1 | UN | 1 | 1 | A | D | N | N | 85369095 | 1 | 4011209946217 | 12 | G | 9.5 | 9.25 | CP20 | CP20 | LED module with integrated LED 6-24V AC/DC white, screw terminal, for front plate mounting | Lista Papel 2020 SI | 0 | 0
3SU1401-1BG60-1AA0-Z | X90 | 3SU1401-1BG60-1AA0-ZX90 | 1 | UN | 1 | 5 | B | D | N | N | 85369095 | 50 | 4047621029320 | 0.009 | KG | 9.5 | 9.5 | CP20 | CP20 | LED module with integrated LED 6-24 V AC/DC, white, screw terminal, for front plate mounting, Z=50-unit packaging | - | 0 | 0
3SU1401-1BG60-1AA0-Z | Y19 | 3SU1401-1BG60-1AA0-ZY19 | 1 | UN | 1 | 10 | C | D | N | N | 85369095 | 1 |  | 12 | G | 10.45 | 10.45 | CP20 | CP20 | LED module with integrated LED 6-24V AC/DC white, screw terminal, for front plate mounting Customer-specific selection with SIRIUS ACT configurator (CIN) | - | 0 | 0
3SU1401-1BG60-3AA0 |  | 3SU1401-1BG60-3AA0 | 1 | UN | 1 | 1 | A | D | N | N | 85369095 | 1 | 4011209938458 | 12 | G | 10.17 | 10.17 | CP20 | CP20 | LED module with integrated LED 6-24V AC/DC white, spring-type terminal, for front plate mounting | - | 0 | 0
3SU1401-1BG60-3AA0-Z | X90 | 3SU1401-1BG60-3AA0-ZX90 | 1 | UN | 1 | 5 | B | D | N | N | 85369095 | 50 | 4047621051925 | 0.007 | KG | 10.17 | 10.17 | CP20 | CP20 | LED module with integrated LED 6-24 V AC/DC, white, spring-type terminal, for front plate mounting, Z=50-unit packaging | - | 0 | 0
3SU1401-1BG60-3AA0-Z | Y19 | 3SU1401-1BG60-3AA0-ZY19 | 1 | UN | 1 | 10 | C | D | N | N | 85369095 | 1 |  | 12 | G | 11.12 | 11.12 | CP20 | CP20 | LED module with integrated LED 6-24V AC/DC white, spring-type terminal, for front plate mounting Customer-specific selection with SIRIUS ACT configurator (CIN) | - | 0 | 0
3SU1401-1BH00-1AA0 |  | 3SU1401-1BH00-1AA0 | 1 | UN | 1 | 5 | B | D | N | N | 85369095 | 1 | 4011209944206 | 12 | G | 17.01 | 17.01 | CP20 | CP20 | LED module with integrated LED, 24-240 V AC/DC, amber, screw terminal, for front plate mounting | - | 0 | 0
3SU1401-1BH00-1AA0-Z | X90 | 3SU1401-1BH00-1AA0-ZX90 | 1 | UN | 1 | 5 | B | D | N | N | 85369095 | 50 | 4047621070070 | 0.008 | KG | 17.01 | 17.01 | CP20 | CP20 | LED module with integrated LED 24-240 V AC/DC, amber, screw terminal, for front plate mounting, Z=50-unit packaging | - | 0 | 0
3SU1401-1BH00-1AA0-Z | Y19 | 3SU1401-1BH00-1AA0-ZY19 | 1 | UN | 1 | 10 | C | D | N | N | 85369095 | 1 |  | 12 | G | 17.96 | 17.96 | CP20 | CP20 | LED module with integrated LED, 24-240 V AC/DC, amber, screw terminal, for front plate mounting Customer-specific selection with SIRIUS ACT configurator (CIN) | - | 0 | 0
3SU1401-1BH00-3AA0 |  | 3SU1401-1BH00-3AA0 | 1 | UN | 1 | 5 | B | D | N | N | 85369095 | 1 | 4011209944213 | 8 | G | 17.96 | 17.96 | CP20 | CP20 | LED module with integrated LED, 24-240 V AC/DC, amber, spring-type terminal, for front plate mounting | - | 0 | 0
3SU1401-1BH00-3AA0-Z | X90 | 3SU1401-1BH00-3AA0-ZX90 | 1 | UN | 1 | 5 | B | D | N | N | 85369095 | 50 | 4047621056593 | 0.01 | KG | 17.96 | 17.96 | CP20 | CP20 | LED module with integrated LED 24-240 V AC/DC, amber, spring-type terminal, for front plate mounting, Z=50-unit packaging | - | 0 | 0
3SU1401-1BH00-3AA0-Z | Y19 | 3SU1401-1BH00-3AA0-ZY19 | 1 | UN | 1 | 10 | C | D | N | N | 85369095 | 1 |  | 8 | G | 18.91 | 18.91 | CP20 | CP20 | LED module with integrated LED, 24-240 V AC/DC, amber, spring-type terminal, for front plate mounting Customer-specific selection with SIRIUS ACT configurator (CIN) | - | 0 | 0
3SU1401-1BH20-1AA0 |  | 3SU1401-1BH20-1AA0 | 1 | UN | 1 | 1 | A | D | N | N | 85369095 | 1 | 4011209938748 | 12 | G | 17.01 | 17.01 | CP20 | CP20 | LED module with integrated LED, 24-240 V AC/DC, red, screw terminal, for front plate mounting | - | 0 | 0
3SU1401-1BH20-1AA0-Z | X90 | 3SU1401-1BH20-1AA0-ZX90 | 1 | UN | 1 | 5 | B | D | N | N | 85369095 | 50 | 4047621070087 | 0.009 | KG | 17.01 | 17.01 | CP20 | CP20 | LED module with integrated LED 24-240 V AC/DC, red, screw terminal, for front plate mounting, Z=50-unit packaging | - | 0 | 0
3SU1401-1BH20-1AA0-Z | Y19 | 3SU1401-1BH20-1AA0-ZY19 | 1 | UN | 1 | 10 | C | D | N | N | 85369095 | 1 |  | 12 | G | 17.96 | 17.96 | CP20 | CP20 | LED module with integrated LED, 24-240 V AC/DC, red, screw terminal, for front plate mounting Customer-specific selection with SIRIUS ACT configurator (CIN) | - | 0 | 0
3SU1401-1BH20-3AA0 |  | 3SU1401-1BH20-3AA0 | 1 | UN | 1 | 1 | A | D | N | N | 85369095 | 1 | 4011209938892 | 12 | G | 17.96 | 17.96 | CP20 | CP20 | LED module with integrated LED, 24-240 V AC/DC, red, spring-type terminal, for front plate mounting | - | 0 | 0
3SU1401-1BH20-3AA0-Z | X90 | 3SU1401-1BH20-3AA0-ZX90 | 1 | UN | 1 | 5 | B | D | N | N | 85369095 | 50 | 4047621056548 | 0.008 | KG | 17.96 | 17.96 | CP20 | CP20 | LED module with integrated LED 24-240 V AC/DC, red, spring-type terminal, for front plate mounting, Z=50-unit packaging | - | 0 | 0
3SU1401-1BH20-3AA0-Z | Y19 | 3SU1401-1BH20-3AA0-ZY19 | 1 | UN | 1 | 10 | C | D | N | N | 85369095 | 1 |  | 12 | G | 18.91 | 18.91 | CP20 | CP20 | LED module with integrated LED, 24-240 V AC/DC, red, spring-type terminal, for front plate mounting Customer-specific selection with SIRIUS ACT configurator (CIN) | - | 0 | 0
3SU1401-1BH30-1AA0 |  | 3SU1401-1BH30-1AA0 | 1 | UN | 1 | 3 | B | D | N | N | 85369095 | 1 | 4011209938755 | 12 | G | 17.01 | 17.01 | CP20 | CP20 | LED module with integrated LED, 24-240 V AC/DC, yellow, screw terminal, for front plate mounting | - | 0 | 0
3SU1401-1BH30-1AA0-Z | X90 | 3SU1401-1BH30-1AA0-ZX90 | 1 | UN | 1 | 5 | B | D | N | N | 85369095 | 50 | 4047621070094 | 0.008 | KG | 17.01 | 17.01 | CP20 | CP20 | LED module with integrated LED 24-240 V AC/DC, yellow, screw terminal, for front plate mounting, Z=50-unit packaging | - | 0 | 0
3SU1401-1BH30-1AA0-Z | Y19 | 3SU1401-1BH30-1AA0-ZY19 | 1 | UN | 1 | 10 | C | D | N | N | 85369095 | 1 |  | 12 | G | 17.96 | 17.96 | CP20 | CP20 | LED module with integrated LED, 24-240 V AC/DC, yellow, screw terminal, for front plate mounting Customer-specific selection with SIRIUS ACT configurator (CIN) | - | 0 | 0
3SU1401-1BH30-3AA0 |  | 3SU1401-1BH30-3AA0 | 1 | UN | 1 | 5 | B | D | N | N | 85369095 | 1 | 4011209938915 | 12 | G | 17.96 | 17.96 | CP20 | CP20 | LED module with integrated LED, 24-240 V AC/DC, yellow, spring-type terminal, for front plate mounting | - | 0 | 0
3SU1401-1BH30-3AA0-Z | X90 | 3SU1401-1BH30-3AA0-ZX90 | 1 | UN | 1 | 5 | B | D | N | N | 85369095 | 50 | 4047621056555 | 0.009 | KG | 17.96 | 17.96 | CP20 | CP20 | LED module with integrated LED 24-240 V AC/DC, yellow, spring-type terminal, for front plate mounting, Z=50-unit packaging | - | 0 | 0
3SU1401-1BH30-3AA0-Z | Y19 | 3SU1401-1BH30-3AA0-ZY19 | 1 | UN | 1 | 10 | C | D | N | N | 85369095 | 1 |  | 12 | G | 18.91 | 18.91 | CP20 | CP20 | LED module with integrated LED, 24-240 V AC/DC, yellow, spring-type terminal, for front plate mounting Customer-specific selection with SIRIUS ACT configurator (CIN) | - | 0 | 0
3SU1401-1BH40-1AA0 |  | 3SU1401-1BH40-1AA0 | 1 | UN | 1 | 1 | A | D | N | N | 85369095 | 1 | 4011209938762 | 12 | G | 17.01 | 17.01 | CP20 | CP20 | LED module with integrated LED, 24-240 V AC/DC, green, screw terminal, for front plate mounting | - | 0 | 0
3SU1401-1BH40-1AA0-Z | X90 | 3SU1401-1BH40-1AA0-ZX90 | 1 | UN | 1 | 5 | B | D | N | N | 85369095 | 50 | 4047621070100 | 0.01 | KG | 17.01 | 17.01 | CP20 | CP20 | LED module with integrated LED 24-240 V AC/DC, green, screw terminal, for front plate mounting, Z=50-unit packaging | - | 0 | 0
3SU1401-1BH40-1AA0-Z | Y19 | 3SU1401-1BH40-1AA0-ZY19 | 1 | UN | 1 | 10 | C | D | N | N | 85369095 | 1 |  | 12 | G | 17.96 | 17.96 | CP20 | CP20 | LED module with integrated LED, 24-240 V AC/DC, green, screw terminal, for front plate mounting Customer-specific selection with SIRIUS ACT configurator (CIN) | - | 0 | 0
3SU1401-1BH40-3AA0 |  | 3SU1401-1BH40-3AA0 | 1 | UN | 1 | 1 | A | D | N | N | 85369095 | 1 | 4011209938908 | 12 | G | 17.96 | 17.96 | CP20 | CP20 | LED module with integrated LED, 24-240 V AC/DC, green, spring-type terminal, for front plate mounting | - | 0 | 0
3SU1401-1BH40-3AA0-Z | X90 | 3SU1401-1BH40-3AA0-ZX90 | 1 | UN | 1 | 5 | B | D | N | N | 85369095 | 50 | 4047621056562 | 0.009 | KG | 17.96 | 17.96 | CP20 | CP20 | LED module with integrated LED 24-240 V AC/DC, green, spring-type terminal, for front plate mounting, Z=50-unit packaging | - | 0 | 0
3SU1401-1BH40-3AA0-Z | Y19 | 3SU1401-1BH40-3AA0-ZY19 | 1 | UN | 1 | 10 | C | D | N | N | 85369095 | 1 |  | 12 | G | 18.91 | 18.91 | CP20 | CP20 | LED module with integrated LED, 24-240 V AC/DC, green, spring-type terminal, for front plate mounting Customer-specific selection with SIRIUS ACT configurator (CIN) | - | 0 | 0
3SU1401-1BH50-1AA0 |  | 3SU1401-1BH50-1AA0 | 1 | UN | 1 | 1 | A | D | N | N | 85369095 | 1 | 4011209938779 | 12 | G | 17.01 | 17.01 | CP20 | CP20 | LED module with integrated LED, 24-240 V AC/DC, blue, screw terminal, for front plate mounting | - | 0 | 0
3SU1401-1BH50-1AA0-Z | X90 | 3SU1401-1BH50-1AA0-ZX90 | 1 | UN | 1 | 5 | B | D | N | N | 85369095 | 50 | 4047621070117 | 0.008 | KG | 17.01 | 17.01 | CP20 | CP20 | LED module with integrated LED 24-240 V AC/DC, blue, screw terminal, for front plate mounting, Z=50-unit packaging | - | 0 | 0
3SU1401-1BH50-1AA0-Z | Y19 | 3SU1401-1BH50-1AA0-ZY19 | 1 | UN | 1 | 10 | C | D | N | N | 85369095 | 1 |  | 12 | G | 17.96 | 17.96 | CP20 | CP20 | LED module with integrated LED, 24-240 V AC/DC, blue, screw terminal, for front plate mounting Customer-specific selection with SIRIUS ACT configurator (CIN) | - | 0 | 0
3SU1401-1BH50-3AA0 |  | 3SU1401-1BH50-3AA0 | 1 | UN | 1 | 1 | A | D | N | N | 85369095 | 1 | 4011209938922 | 12 | G | 17.96 | 17.96 | CP20 | CP20 | LED module with integrated LED, 24-240 V AC/DC, blue, spring-type terminal, for front plate mounting | - | 0 | 0
3SU1401-1BH50-3AA0-Z | X90 | 3SU1401-1BH50-3AA0-ZX90 | 1 | UN | 1 | 5 | B | D | N | N | 85369095 | 50 | 4047621056579 | 0.009 | KG | 17.96 | 17.96 | CP20 | CP20 | LED module with integrated LED 24-240 V AC/DC, blue, spring-type terminal, for front plate mounting, Z=50-unit packaging | - | 0 | 0
3SU1401-1BH50-3AA0-Z | Y19 | 3SU1401-1BH50-3AA0-ZY19 | 1 | UN | 1 | 10 | C | D | N | N | 85369095 | 1 |  | 12 | G | 18.91 | 18.91 | CP20 | CP20 | LED module with integrated LED, 24-240 V AC/DC, blue, spring-type terminal, for front plate mounting Customer-specific selection with SIRIUS ACT configurator (CIN) | - | 0 | 0
3SU1401-1BH60-1AA0 |  | 3SU1401-1BH60-1AA0 | 1 | UN | 1 | 1 | A | D | N | N | 85369095 | 1 | 4011209938786 | 12 | G | 17.01 | 17.01 | CP20 | CP20 | LED module with integrated LED, 24-240 V AC/DC, white, screw terminal, for front plate mounting | - | 0 | 0
3SU1401-1BH60-1AA0-Z | X90 | 3SU1401-1BH60-1AA0-ZX90 | 1 | UN | 1 | 5 | B | D | N | N | 85369095 | 50 | 4047621070124 | 0.009 | KG | 17.01 | 17.01 | CP20 | CP20 | LED module with integrated LED 24-240 V AC/DC, white, screw terminal, for front plate mounting, Z=50-unit packaging | - | 0 | 0
3SU1401-1BH60-1AA0-Z | Y19 | 3SU1401-1BH60-1AA0-ZY19 | 1 | UN | 1 | 10 | C | D | N | N | 85369095 | 1 |  | 12 | G | 17.96 | 17.96 | CP20 | CP20 | LED module with integrated LED, 24-240 V AC/DC, white, screw terminal, for front plate mounting Customer-specific selection with SIRIUS ACT configurator (CIN) | - | 0 | 0
3SU1401-1BH60-3AA0 |  | 3SU1401-1BH60-3AA0 | 1 | UN | 1 | 1 | A | D | N | N | 85369095 | 1 | 4011209938939 | 12 | G | 17.96 | 17.96 | CP20 | CP20 | LED module with integrated LED, 24-240 V AC/DC, white, spring-type terminal, for front plate mounting | - | 0 | 0
3SU1401-1BH60-3AA0-Z | X90 | 3SU1401-1BH60-3AA0-ZX90 | 1 | UN | 1 | 5 | B | D | N | N | 85369095 | 50 | 4047621056586 | 0.008 | KG | 17.96 | 17.96 | CP20 | CP20 | LED module with integrated LED 24-240 V AC/DC, white, spring-type terminal, for front plate mounting, Z=50-unit packaging | - | 0 | 0
3SU1401-1BH60-3AA0-Z | Y19 | 3SU1401-1BH60-3AA0-ZY19 | 1 | UN | 1 | 10 | C | D | N | N | 85369095 | 1 |  | 12 | G | 18.91 | 18.91 | CP20 | CP20 | LED module with integrated LED, 24-240 V AC/DC, white, spring-type terminal, for front plate mounting Customer-specific selection with SIRIUS ACT configurator (CIN) | - | 0 | 0
3SU1401-1EE20-2AA0 |  | 3SU1401-1EE20-2AA0 | 1 | UN | 1 | 5 | B | D | N | N | 85371098 | 1 | 4011209937154 | 0.075 | KG | 324.9 | 324.9 | CP20 | CP20 | AS-Interface module, 2 safe inputs, 1 LED, red, 4-pole connector with screw terminal and 4-pole connector with spring-type terminal, for front plate mounting | adicionado Março 19 | 0 | 0
3SU1401-1EE20-2AA0-Z | Y19 | 3SU1401-1EE20-2AA0-ZY19 | 1 | UN | 1 | 10 | C | D | N | N | 85371098 | 1 |  | 0.075 | KG | 325.85 | 325.85 | CP20 | CP20 | AS-Interface module, 2 safe inputs, 1 LED, red, 4-pole connector with screw terminal and 4-pole connector with spring-type terminal, for front plate mounting, Customer-specific selection with SIRIUS ACT configurator (CIN) | adicionado Março 19 | 0 | 0
3SU1401-1EE20-4AA0 |  | 3SU1401-1EE20-4AA0 | 1 | UN | 1 | 1 | A | D | N | N | 85371098 | 1 | 4011209936966 | 0.064 | KG | 324.9 | 324.9 | CP20 | CP20 | AS-Interface module, 2 safe inputs, 1 LED, red, spring-type terminal and insulation displacement system, for front plate mounting | adicionado Março 19 | 0 | 0
3SU1401-1EE20-4AA0-Z | Y19 | 3SU1401-1EE20-4AA0-ZY19 | 1 | UN | 1 | 10 | C | D | N | N | 85371098 | 1 |  | 0.064 | KG | 325.85 | 325.85 | CP20 | CP20 | AS-Interface module, 2 safe inputs, 1 LED, red, spring-type terminal and insulation displacement system, for front plate mounting, Customer-specific selection with SIRIUS ACT configurator (CIN) | adicionado Março 19 | 0 | 0
3SU1401-1MC00-1CA1 |  | 3SU1401-1MC00-1CA1 | 1 | UN | 1 | 5 | B | D | N | N | 85369095 | 1 | 4011209965850 | 20 | G | 40.47 | 40.47 | CP20 | CP20 | SIRIUS ACT: Terminal module (Command and LED module), integrated LED amber, for front plate mounting | adicionado Março 19 | 0 | 0
3SU1401-1MC00-1CA1-Z | Y19 | 3SU1401-1MC00-1CA1-ZY19 | 1 | UN | 1 | 10 | C | D | N | N | 85369095 | 1 |  | 20 | G | 41.42 | 41.42 | CP20 | CP20 | SIRIUS ACT: Terminal module (command and LED module), integrated LED amber, for front plate mounting, customer-specific selection with SIRIUS ACT configurator (CIN) | adicionado Março 19 | 0 | 0
3SU1401-1MC20-1CA1 |  | 3SU1401-1MC20-1CA1 | 1 | UN | 1 | 5 | B | D | N | N | 85369095 | 1 | 4011209965805 | 20 | G | 40.47 | 40.47 | CP20 | CP20 | SIRIUS ACT: Terminal module (Command and LED module), integrated LED red, for front plate mounting | adicionado Março 19 | 0 | 0
3SU1401-1MC20-1CA1-Z | Y19 | 3SU1401-1MC20-1CA1-ZY19 | 1 | UN | 1 | 10 | C | D | N | N | 85369095 | 1 |  | 20 | G | 41.42 | 41.42 | CP20 | CP20 | SIRIUS ACT: Terminal module (command and LED module), integrated LED red, for front plate mounting, customer-specific selection with SIRIUS ACT configurator (CIN) | adicionado Março 19 | 0 | 0
3SU1401-1MC30-1CA1 |  | 3SU1401-1MC30-1CA1 | 1 | UN | 1 | 5 | B | D | N | N | 85369095 | 1 | 4011209965812 | 20 | G | 40.47 | 40.47 | CP20 | CP20 | SIRIUS ACT: Terminal module (Command and LED module), integrated LED yellow, for front plate mounting | adicionado Março 19 | 0 | 0
3SU1401-1MC30-1CA1-Z | Y19 | 3SU1401-1MC30-1CA1-ZY19 | 1 | UN | 1 | 10 | C | D | N | N | 85369095 | 1 |  | 20 | G | 41.42 | 41.42 | CP20 | CP20 | SIRIUS ACT: Terminal module (command and LED module), integrated LED yellow, for front plate mounting, customer-specific selection with SIRIUS ACT configurator (CIN) | adicionado Março 19 | 0 | 0
3SU1401-1MC40-1CA1 |  | 3SU1401-1MC40-1CA1 | 1 | UN | 1 | 5 | B | D | N | N | 85369095 | 1 | 4011209965829 | 20 | G | 40.47 | 40.47 | CP20 | CP20 | SIRIUS ACT: Terminal module (Command and LED module), integrated LED green, for front plate mounting | adicionado Março 19 | 0 | 0
3SU1401-1MC40-1CA1-Z | Y19 | 3SU1401-1MC40-1CA1-ZY19 | 1 | UN | 1 | 10 | C | D | N | N | 85369095 | 1 |  | 20 | G | 41.42 | 41.42 | CP20 | CP20 | SIRIUS ACT: Terminal module (command and LED module), integrated LED green, for front plate mounting, customer-specific selection with SIRIUS ACT configurator (CIN) | adicionado Março 19 | 0 | 0
3SU1401-1MC50-1CA1 |  | 3SU1401-1MC50-1CA1 | 1 | UN | 1 | 5 | B | D | N | N | 85369095 | 1 | 4011209965836 | 20 | G | 40.47 | 40.47 | CP20 | CP20 | SIRIUS ACT: Terminal module (Command and LED module), integrated LED blue, for front plate mounting | adicionado Março 19 | 0 | 0
3SU1401-1MC50-1CA1-Z | Y19 | 3SU1401-1MC50-1CA1-ZY19 | 1 | UN | 1 | 10 | C | D | N | N | 85369095 | 1 |  | 20 | G | 41.42 | 41.42 | CP20 | CP20 | SIRIUS ACT: Terminal module (command and LED module), integrated LED blue, for front plate mounting, customer-specific selection with SIRIUS ACT configurator (CIN) | adicionado Março 19 | 0 | 0
3SU1401-1MC60-1CA1 |  | 3SU1401-1MC60-1CA1 | 1 | UN | 1 | 5 | B | D | N | N | 85369095 | 1 | 4011209965843 | 20 | G | 40.47 | 40.47 | CP20 | CP20 | SIRIUS ACT: Terminal module (Command and LED module), integrated LED white, for front plate mounting | adicionado Março 19 | 0 | 0
3SU1401-1MC60-1CA1-Z | Y19 | 3SU1401-1MC60-1CA1-ZY19 | 1 | UN | 1 | 10 | C | D | N | N | 85369095 | 1 |  | 20 | G | 41.42 | 41.42 | CP20 | CP20 | SIRIUS ACT: Terminal module (command and LED module), integrated LED white, for front plate mounting, customer-specific selection with SIRIUS ACT configurator (CIN) | adicionado Março 19 | 0 | 0
3SU1401-1ME00-1DA1 |  | 3SU1401-1ME00-1DA1 | 1 | UN | 1 | 5 | B | D | N | N | 85369095 | 1 | 4011209965911 | 20 | G | 37.43 | 37.43 | CP20 | CP20 | SIRIUS ACT: Terminal module (LED module), integrated LED amber, for front plate mounting | adicionado Março 19 | 0 | 0
3SU1401-1ME00-1DA1-Z | Y19 | 3SU1401-1ME00-1DA1-ZY19 | 1 | UN | 1 | 10 | C | D | N | N | 85369095 | 1 |  | 20 | G | 38.38 | 38.38 | CP20 | CP20 | SIRIUS ACT: Terminal module (LED module), integrated LED amber, for front plate mounting, customer-specific selection with SIRIUS ACT configurator (CIN) | adicionado Março 19 | 0 | 0
3SU1401-1ME20-1DA1 |  | 3SU1401-1ME20-1DA1 | 1 | UN | 1 | 5 | B | D | N | N | 85369095 | 1 | 4011209965867 | 20 | G | 37.43 | 37.43 | CP20 | CP20 | SIRIUS ACT: Terminal module (LED module), integrated LED red, for front plate mounting | adicionado Março 19 | 0 | 0
3SU1401-1ME20-1DA1-Z | Y19 | 3SU1401-1ME20-1DA1-ZY19 | 1 | UN | 1 | 10 | C | D | N | N | 85369095 | 1 |  | 20 | G | 38.38 | 38.38 | CP20 | CP20 | SIRIUS ACT: Terminal module (LED module), integrated LED red, for front plate mounting, customer-specific selection with SIRIUS ACT configurator (CIN) | adicionado Março 19 | 0 | 0
3SU1401-1ME30-1DA1 |  | 3SU1401-1ME30-1DA1 | 1 | UN | 1 | 5 | B | D | N | N | 85369095 | 1 | 4011209965874 | 20 | G | 37.43 | 37.43 | CP20 | CP20 | SIRIUS ACT: Terminal module (LED module), integrated LED yellow, for front plate mounting | adicionado Março 19 | 0 | 0
3SU1401-1ME30-1DA1-Z | Y19 | 3SU1401-1ME30-1DA1-ZY19 | 1 | UN | 1 | 10 | C | D | N | N | 85369095 | 1 |  | 20 | G | 38.38 | 38.38 | CP20 | CP20 | SIRIUS ACT: Terminal module (LED module), integrated LED yellow, for front plate mounting, customer-specific selection with SIRIUS ACT configurator (CIN) | adicionado Março 19 | 0 | 0
3SU1401-1ME40-1DA1 |  | 3SU1401-1ME40-1DA1 | 1 | UN | 1 | 5 | B | D | N | N | 85369095 | 1 | 4011209965881 | 20 | G | 37.43 | 37.43 | CP20 | CP20 | SIRIUS ACT: Terminal module (LED module), integrated LED green, for front plate mounting | adicionado Março 19 | 0 | 0
3SU1401-1ME40-1DA1-Z | Y19 | 3SU1401-1ME40-1DA1-ZY19 | 1 | UN | 1 | 10 | C | D | N | N | 85369095 | 1 |  | 20 | G | 38.38 | 38.38 | CP20 | CP20 | SIRIUS ACT: Terminal module (LED module), integrated LED green, for front plate mounting, customer-specific selection with SIRIUS ACT configurator (CIN) | adicionado Março 19 | 0 | 0
3SU1401-1ME50-1DA1 |  | 3SU1401-1ME50-1DA1 | 1 | UN | 1 | 5 | B | D | N | N | 85369095 | 1 | 4011209965898 | 20 | G | 37.43 | 37.43 | CP20 | CP20 | SIRIUS ACT: Terminal module (LED module), integrated LED blue, for front plate mounting | adicionado Março 19 | 0 | 0
3SU1401-1ME50-1DA1-Z | Y19 | 3SU1401-1ME50-1DA1-ZY19 | 1 | UN | 1 | 10 | C | D | N | N | 85369095 | 1 |  | 20 | G | 38.38 | 38.38 | CP20 | CP20 | SIRIUS ACT: Terminal module (LED module), integrated LED blue, for front plate mounting, customer-specific selection with SIRIUS ACT configurator (CIN) | adicionado Março 19 | 0 | 0
3SU1401-1ME60-1DA1 |  | 3SU1401-1ME60-1DA1 | 1 | UN | 1 | 5 | B | D | N | N | 85369095 | 1 | 4011209965904 | 20 | G | 37.43 | 37.43 | CP20 | CP20 | SIRIUS ACT: Terminal module (LED module), integrated LED white, for front plate mounting | adicionado Março 19 | 0 | 0
3SU1401-1ME60-1DA1-Z | Y19 | 3SU1401-1ME60-1DA1-ZY19 | 1 | UN | 1 | 10 | C | D | N | N | 85369095 | 1 |  | 20 | G | 38.38 | 38.38 | CP20 | CP20 | SIRIUS ACT: Terminal module (LED module), integrated LED white, for front plate mounting, customer-specific selection with SIRIUS ACT configurator (CIN) | adicionado Março 19 | 0 | 0
3SU1401-2BB00-1AA0 |  | 3SU1401-2BB00-1AA0 | 1 | UN | 1 | 3 | B | D | N | N | 85369095 | 5 | 4011209944121 | 8 | G | 8.87 | 8.87 | CP20 | CP20 | LED module with integrated LED 24 V AC/DC, amber, screw-type terminal, for floor mounting, Minimum order quantity 5 or a multiple thereof | - | 0 | 0
3SU1401-2BB00-1AA0-Z | X01 | 3SU1401-2BB00-1AA0-ZX01 | 1 | UN | 1 | 3 | B | D | N | N | 85369095 | 1 | 4047621072210 | 12 | G | 9.76 | 9.76 | CP20 | CP20 | LED module with integrated LED 24 V AC/DC, amber, screw-type terminal, for floor mounting, Z = minimum order quantity 1 or a multiple thereof |  | 0 | 0
3SU1401-2BB00-1AA0-Z | X90 | 3SU1401-2BB00-1AA0-ZX90 | 1 | UN | 1 | 5 | B | D | N | N | 85369095 | 50 | 4047621032108 | 0.01 | KG | 8.87 | 8.87 | CP20 | CP20 | LED module with integrated LED 24 V AC/DC, amber, screw terminal, for floor mounting, Z=50-unit packaging | - | 0 | 0
3SU1401-2BB00-1AA0-Z | Y19 | 3SU1401-2BB00-1AA0-ZY19 | 1 | UN | 1 | 10 | C | D | N | N | 85369095 | 1 |  | 8 | G | 9.79 | 9.79 | CP20 | CP20 | LED module with integrated LED 24 V AC/DC, amber, screw terminal, for floor mounting Customer-specific selection with SIRIUS ACT configurator (CIN) | - | 0 | 0
3SU1401-2BB00-1AA1 |  | 3SU1401-2BB00-1AA1 | 1 | UN | 1 | 8 | C | D | N | N | 85369095 | 1 | 4011209944336 | 0.009 | KG | 33.06 | 33.06 | CP20 | CP20 | LED module with integrated LED 24 V AC/DC, amber, screw terminal, for floor mounting, ATEX | - | 0 | 9
3SU1401-2BB00-1AA1-Z | X90 | 3SU1401-2BB00-1AA1-ZX90 | 1 | UN | 1 | 5 | B | D | N | N | 85369095 | 50 |  | 0.009 | KG | 33.06 | 33.06 | CP20 | CP20 | LED module with integrated LED 24 V AC/DC, amber, screw terminal, for floor mounting, ATEX Z=50-unit packaging | - | 0 | 9
3SU1401-2BB00-1AA2 |  | 3SU1401-2BB00-1AA2 | 1 | UN | 1 | 3 | B | D | N | N | 85369095 | 1 | 4047621057484 | 8 | G | 21.38 | 21.38 | CP20 | CP20 | LED module with integrated LED 24 V AC/DC, amber, screw terminal, for floor mounting, ATEX zone 1-2: Intrinsic safety | - | 0 | 0
3SU1401-2BB00-1AA2-Z | X90 | 3SU1401-2BB00-1AA2-ZX90 | 1 | UN | 1 | 3 | B | D | EAR99 | N | 85369095 | 150 |  | 0.01 | KG | 21.38 | 21.38 | CP20 | CP20 | LED module with integrated LED 24 V AC/DC, amber, screw terminal, for floor mounting, ATEX Zone 1-2: Intrinsic safety, Z=150-unit packaging | - | 0 | 9
3SU1401-2BB00-1AA2-Z | Y19 | 3SU1401-2BB00-1AA2-ZY19 | 1 | UN | 1 | 3 | B | D | EAR99 | N | 85369095 | 1 |  | 0.01 | KG | 22.33 | 22.33 | CP20 | CP20 | LED module with integrated LED 24 V AC/DC, amber, screw terminal, for floor mounting, ATEX Zone 1-2 intrinsic safety with laser labeling, inscription or symbol, Customer-specific selection with SIRIUS ACT configurator (CIN) | - | 0 | 9
3SU1401-2BB00-3AA0 |  | 3SU1401-2BB00-3AA0 | 1 | UN | 1 | 5 | B | D | N | N | 85369095 | 5 | 4011209944138 | 8 | G | 9.22 | 9.22 | CP20 | CP20 | LED module with integrated LED 24 V AC/DC, amber, spring-type terminal, for floor mounting, Minimum order quantity 5 or a multiple thereof | - | 0 | 0
3SU1401-2BB00-3AA0-Z | X01 | 3SU1401-2BB00-3AA0-ZX01 | 1 | UN | 1 | 5 | B | D | N | N | 85369095 | 1 | 4047621072333 | 12 | G | 10.14 | 10.14 | CP20 | CP20 | LED module with integrated LED 24 V AC/DC, amber, spring-type terminal, for floor mounting, Z = minimum order quantity 1 or a multiple thereof |  | 0 | 0
3SU1401-2BB00-3AA0-Z | X90 | 3SU1401-2BB00-3AA0-ZX90 | 1 | UN | 1 | 5 | B | D | N | N | 85369095 | 50 | 4047621030296 | 0.01 | KG | 9.22 | 9.22 | CP20 | CP20 | LED module with integrated LED 24 V AC/DC, amber, spring-type terminal, for floor mounting, Z=50-unit packaging | - | 0 | 0
3SU1401-2BB00-3AA0-Z | Y19 | 3SU1401-2BB00-3AA0-ZY19 | 1 | UN | 1 | 10 | C | D | N | N | 85369095 | 1 |  | 8 | G | 10.17 | 10.17 | CP20 | CP20 | LED module with integrated LED 24 V AC/DC, amber, spring-type terminal, for floor mounting Customer-specific selection with SIRIUS ACT configurator (CIN) | - | 0 | 0
3SU1401-2BB00-3AA2 |  | 3SU1401-2BB00-3AA2 | 1 | UN | 1 | 3 | B | D | N | N | 85369095 | 1 | 4047621057613 | 8 | G | 23.94 | 23.94 | CP20 | CP20 | LED module with integrated LED 24 V AC/DC, amber, spring-type terminal, for floor mounting, ATEX Zone 1-2 intrinsic safety | - | 0 | 0
3SU1401-2BB00-3AA2-Z | X90 | 3SU1401-2BB00-3AA2-ZX90 | 1 | UN | 1 | 3 | B | D | EAR99 | N | 85369095 | 150 |  | 0.01 | KG | 23.94 | 23.94 | CP20 | CP20 | LED module with integrated LED 24 V AC/DC, amber, spring-type terminal, for floor mounting, ATEX Zone 1-2: Intrinsic safety, Z=150-unit packaging | - | 0 | 9
3SU1401-2BB00-3AA2-Z | Y19 | 3SU1401-2BB00-3AA2-ZY19 | 1 | UN | 1 | 3 | B | D | EAR99 | N | 85369095 | 1 |  | 0.01 | KG | 24.89 | 24.89 | CP20 | CP20 | LED module with integrated LED 24 V AC/DC, amber, spring-type terminal, for floor mounting, ATEX Zone 1-2 intrinsic safety with laser labeling, inscription or symbol, Customer-specific selection with SIRIUS ACT configurator (CIN) | - | 0 | 9
3SU1401-2BB20-1AA0 |  | 3SU1401-2BB20-1AA0 | 1 | UN | 1 | 3 | B | D | N | N | 85369095 | 5 | 4011209943179 | 12 | G | 8.87 | 8.87 | CP20 | CP20 | LED module with integrated LED 24 V AC/DC, red, screw-type terminal, for floor mounting, Minimum order quantity 5 or a multiple thereof | - | 0 | 0
3SU1401-2BB20-1AA0-Z | X01 | 3SU1401-2BB20-1AA0-ZX01 | 1 | UN | 1 | 3 | B | D | N | N | 85369095 | 1 | 4047621072142 | 12 | G | 9.76 | 9.76 | CP20 | CP20 | LED module with integrated LED 24 V AC/DC, red, screw-type terminal, for floor mounting, Z = minimum order quantity 1 or a multiple thereof |  | 0 | 0
3SU1401-2BB20-1AA0-Z | X90 | 3SU1401-2BB20-1AA0-ZX90 | 1 | UN | 1 | 5 | B | D | N | N | 85369095 | 50 | 4047621032146 | 0.01 | KG | 8.87 | 8.87 | CP20 | CP20 | LED module with integrated LED 24 V AC/DC, red, screw terminal, for floor mounting, Z=50-unit packaging | - | 0 | 0
3SU1401-2BB20-1AA0-Z | Y19 | 3SU1401-2BB20-1AA0-ZY19 | 1 | UN | 1 | 10 | C | D | N | N | 85369095 | 1 |  | 12 | G | 9.79 | 9.79 | CP20 | CP20 | LED module with integrated LED 24 V AC/DC, red, screw terminals, for floor mounting, customer-specific selection with SIRIUS ACT Configurator (CIN) | - | 0 | 0
3SU1401-2BB20-1AA1 |  | 3SU1401-2BB20-1AA1 | 1 | UN | 1 | 8 | C | D | N | N | 85369095 | 1 | 4011209944299 | 0.009 | KG | 33.06 | 33.06 | CP20 | CP20 | LED module with integrated LED 24 V AC/DC, red, screw terminal, for floor mounting, ATEX | - | 0 | 9
3SU1401-2BB20-1AA1-Z | X90 | 3SU1401-2BB20-1AA1-ZX90 | 1 | UN | 1 | 5 | B | D | N | N | 85369095 | 50 |  | 0.009 | KG | 33.06 | 33.06 | CP20 | CP20 | LED module with integrated LED 24 V AC/DC, red, screw terminal, for floor mounting, ATEX Z=50-unit packaging | - | 0 | 9
3SU1401-2BB20-1AA2 |  | 3SU1401-2BB20-1AA2 | 1 | UN | 1 | 3 | B | D | N | N | 85369095 | 1 | 4047621057491 | 8 | G | 21.38 | 21.38 | CP20 | CP20 | LED module with integrated LED 24 V AC/DC, red, screw terminal, for floor mounting, ATEX Zone 1-2 intrinsic safety | - | 0 | 0
3SU1401-2BB20-1AA2-Z | X90 | 3SU1401-2BB20-1AA2-ZX90 | 1 | UN | 1 | 3 | B | D | EAR99 | N | 85369095 | 150 |  | 0.01 | KG | 21.38 | 21.38 | CP20 | CP20 | LED module with integrated LED 24 V AC/DC, red, screw terminal, for floor mounting, ATEX Zone 1-2: Intrinsic safety, Z=150-unit packaging | - | 0 | 9
3SU1401-2BB20-1AA2-Z | Y19 | 3SU1401-2BB20-1AA2-ZY19 | 1 | UN | 1 | 3 | B | D | EAR99 | N | 85369095 | 1 |  | 0.01 | KG | 22.33 | 22.33 | CP20 | CP20 | LED module with integrated LED 24 V AC/DC, red, screw terminal, for floor mounting, ATEX Zone 1-2 intrinsic safety with laser labeling, inscription or symbol, Customer-specific selection with SIRIUS ACT configurator (CIN) | - | 0 | 9
3SU1401-2BB20-3AA0 |  | 3SU1401-2BB20-3AA0 | 1 | UN | 1 | 1 | A | D | N | N | 85369095 | 5 | 4011209943056 | 12 | G | 9.22 | 9.22 | CP20 | CP20 | LED module with integrated LED 24 V AC/DC, red, spring-type terminal, for floor mounting, Minimum order quantity 5 or a multiple thereof | - | 0 | 0
3SU1401-2BB20-3AA0-Z | X01 | 3SU1401-2BB20-3AA0-ZX01 | 1 | UN | 1 | 1 | A | D | N | N | 85369095 | 1 | 4047621072296 | 12 | G | 10.14 | 10.14 | CP20 | CP20 | LED module with integrated LED 24 V AC/DC, red, spring-type terminal, for floor mounting, Z = minimum order quantity 1 or a multiple thereof |  | 0 | 0
3SU1401-2BB20-3AA0-Z | X90 | 3SU1401-2BB20-3AA0-ZX90 | 1 | UN | 1 | 5 | B | D | N | N | 85369095 | 50 | 4047621030302 | 0.007 | KG | 9.22 | 9.22 | CP20 | CP20 | LED module with integrated LED 24 V AC/DC, red, spring-type terminal, for floor mounting, Z=50-unit packaging | - | 0 | 0
3SU1401-2BB20-3AA0-Z | Y19 | 3SU1401-2BB20-3AA0-ZY19 | 1 | UN | 1 | 10 | C | D | N | N | 85369095 | 1 |  | 12 | G | 10.17 | 10.17 | CP20 | CP20 | LED module with integrated LED 24 V AC/DC, red, spring-type terminal, for floor mounting Customer-specific selection with SIRIUS ACT configurator (CIN) | - | 0 | 0
3SU1401-2BB20-3AA2 |  | 3SU1401-2BB20-3AA2 | 1 | UN | 1 | 3 | B | D | N | N | 85369095 | 1 | 4047621057620 | 8 | G | 23.94 | 23.94 | CP20 | CP20 | LED module With integrated LED 24 V AC/DC, red, spring-type terminal, for floor mounting, ATEX Zone 1-2: Intrinsic safety | - | 0 | 0
3SU1401-2BB20-3AA2-Z | X90 | 3SU1401-2BB20-3AA2-ZX90 | 1 | UN | 1 | 3 | B | D | EAR99 | N | 85369095 | 150 |  | 0.008 | KG | 23.94 | 23.94 | CP20 | CP20 | LED module with integrated LED 24 V AC/DC, red, spring-type terminal, for floor mounting, ATEX Zone 1-2: Intrinsic safety, Z=150-unit packaging | - | 0 | 9
3SU1401-2BB20-3AA2-Z | Y19 | 3SU1401-2BB20-3AA2-ZY19 | 1 | UN | 1 | 3 | B | D | EAR99 | N | 85369095 | 1 |  | 0.008 | KG | 24.89 | 24.89 | CP20 | CP20 | LED module with integrated LED 24 V AC/DC, red, spring-type terminal, for floor mounting, ATEX Zone 1-2 intrinsic safety with laser labeling, inscription or symbol, Customer-specific selection with SIRIUS ACT configurator (CIN) | - | 0 | 9
3SU1401-2BB30-1AA0 |  | 3SU1401-2BB30-1AA0 | 1 | UN | 1 | 3 | B | D | N | N | 85369095 | 5 | 4011209943162 | 12 | G | 8.87 | 8.87 | CP20 | CP20 | LED module with integrated LED 24 V AC/DC, yellow, screw-type terminal, for floor mounting, Minimum order quantity 5 or a multiple thereof | - | 0 | 0
3SU1401-2BB30-1AA0-Z | X01 | 3SU1401-2BB30-1AA0-ZX01 | 1 | UN | 1 | 3 | B | D | N | N | 85369095 | 1 | 4047621072128 | 12 | G | 9.76 | 9.76 | CP20 | CP20 | LED module with integrated LED 24 V AC/DC, yellow, screw-type terminal, for floor mounting, Z = minimum order quantity 1 or a multiple thereof |  | 0 | 0
3SU1401-2BB30-1AA0-Z | X90 | 3SU1401-2BB30-1AA0-ZX90 | 1 | UN | 1 | 5 | B | D | N | N | 85369095 | 50 | 4047621032153 | 0.01 | KG | 8.87 | 8.87 | CP20 | CP20 | LED module with integrated LED 24 V AC/DC, yellow, screw terminal, for floor mounting, Z=50-unit packaging | - | 0 | 0
3SU1401-2BB30-1AA0-Z | Y19 | 3SU1401-2BB30-1AA0-ZY19 | 1 | UN | 1 | 10 | C | D | N | N | 85369095 | 1 |  | 12 | G | 9.79 | 9.79 | CP20 | CP20 | LED module with integrated LED 24 V AC/DC, yellow, screw terminal, for floor mounting Customer-specific selection with SIRIUS ACT configurator (CIN) | - | 0 | 0
3SU1401-2BB30-1AA1 |  | 3SU1401-2BB30-1AA1 | 1 | UN | 1 | 8 | C | D | N | N | 85369095 | 1 | 4011209944282 | 0.009 | KG | 33.06 | 33.06 | CP20 | CP20 | LED module with integrated LED 24 V AC/DC, yellow, screw terminal, for floor mounting, ATEX | - | 0 | 9
3SU1401-2BB30-1AA1-Z | X90 | 3SU1401-2BB30-1AA1-ZX90 | 1 | UN | 1 | 5 | B | D | N | N | 85369095 | 50 |  | 0.009 | KG | 33.06 | 33.06 | CP20 | CP20 | LED module with integrated LED 24 V AC/DC, yellow, screw terminal, for floor mounting, ATEX Z=50-unit packaging | - | 0 | 9
3SU1401-2BB30-1AA2 |  | 3SU1401-2BB30-1AA2 | 1 | UN | 1 | 3 | B | D | N | N | 85369095 | 1 | 4047621057507 | 8 | G | 21.38 | 21.38 | CP20 | CP20 | LED module With integrated LED 24 V AC/DC, yellow, screw terminal, for floor mounting, ATEX Zone 1-2: Intrinsic safety | - | 0 | 0
3SU1401-2BB30-1AA2-Z | X90 | 3SU1401-2BB30-1AA2-ZX90 | 1 | UN | 1 | 3 | B | D | EAR99 | N | 85369095 | 150 |  | 0.01 | KG | 21.38 | 21.38 | CP20 | CP20 | LED module with integrated LED 24 V AC/DC, yellow, screw terminal, for floor mounting, ATEX Zone 1-2: Intrinsic safety, Z=150-unit packaging | - | 0 | 9
3SU1401-2BB30-1AA2-Z | Y19 | 3SU1401-2BB30-1AA2-ZY19 | 1 | UN | 1 | 3 | B | D | EAR99 | N | 85369095 | 1 |  | 0.01 | KG | 22.33 | 22.33 | CP20 | CP20 | LED module with integrated LED 24 V AC/DC, yellow, screw terminal, for floor mounting ATEX Zone 1-2 intrinsic safety with laser labeling, inscription or symbol, Customer-specific selection with SIRIUS ACT configurator (CIN) | - | 0 | 9
3SU1401-2BB30-3AA0 |  | 3SU1401-2BB30-3AA0 | 1 | UN | 1 | 5 | B | D | N | N | 85369095 | 5 | 4011209943063 | 12 | G | 9.22 | 9.22 | CP20 | CP20 | LED module with integrated LED 24 V AC/DC, yellow, spring-type terminal, for floor mounting, Minimum order quantity 5 or a multiple thereof | - | 0 | 0
3SU1401-2BB30-3AA0-Z | X01 | 3SU1401-2BB30-3AA0-ZX01 | 1 | UN | 1 | 5 | B | D | N | N | 85369095 | 1 | 4047621072289 | 12 | G | 10.14 | 10.14 | CP20 | CP20 | LED module with integrated LED 24 V AC/DC, yellow, spring-type terminal, for floor mounting, Z = minimum order quantity 1 or a multiple thereof |  | 0 | 0
3SU1401-2BB30-3AA0-Z | X90 | 3SU1401-2BB30-3AA0-ZX90 | 1 | UN | 1 | 5 | B | D | N | N | 85369095 | 50 | 4047621030319 | 0.007 | KG | 9.22 | 9.22 | CP20 | CP20 | LED module with integrated LED 24 V AC/DC, yellow, spring-type terminal, for floor mounting, Z=50-unit packaging | - | 0 | 0
3SU1401-2BB30-3AA0-Z | Y19 | 3SU1401-2BB30-3AA0-ZY19 | 1 | UN | 1 | 10 | C | D | N | N | 85369095 | 1 |  | 12 | G | 10.17 | 10.17 | CP20 | CP20 | LED module with integrated LED 24 V AC/DC, yellow, spring-type terminal, for floor mounting Customer-specific selection with SIRIUS ACT configurator (CIN) | - | 0 | 0
3SU1401-2BB30-3AA2 |  | 3SU1401-2BB30-3AA2 | 1 | UN | 1 | 3 | B | D | N | N | 85369095 | 1 | 4047621057637 | 8 | G | 23.94 | 23.94 | CP20 | CP20 | LED module with integrated LED 24 V AC/DC, yellow, spring-type terminal, for floor mounting ATEX Zone 1-2 intrinsic safety | - | 0 | 0
3SU1401-2BB30-3AA2-Z | X90 | 3SU1401-2BB30-3AA2-ZX90 | 1 | UN | 1 | 3 | B | D | EAR99 | N | 85369095 | 150 |  | 0.008 | KG | 23.94 | 23.94 | CP20 | CP20 | LED module with integrated LED 24 V AC/DC, yellow, spring-type terminal, for floor mounting, ATEX Zone 1-2: Intrinsic safety, Z=150-unit packaging | - | 0 | 9
3SU1401-2BB30-3AA2-Z | Y19 | 3SU1401-2BB30-3AA2-ZY19 | 1 | UN | 1 | 3 | B | D | EAR99 | N | 85369095 | 1 |  | 0.008 | KG | 24.89 | 24.89 | CP20 | CP20 | LED module with integrated LED 24 V AC/DC, yellow, spring-type terminal, for floor mounting ATEX Zone 1-2 intrinsic safety with laser labeling, inscription or symbol, Customer-specific selection with SIRIUS ACT configurator (CIN) | - | 0 | 9
3SU1401-2BB40-1AA0 |  | 3SU1401-2BB40-1AA0 | 1 | UN | 1 | 3 | B | D | N | N | 85369095 | 5 | 4011209943186 | 12 | G | 8.87 | 8.87 | CP20 | CP20 | LED module with integrated LED 24 V AC/DC, green, screw-type terminal, for floor mounting, Minimum order quantity 5 or a multiple thereof | - | 0 | 0
3SU1401-2BB40-1AA0-Z | X01 | 3SU1401-2BB40-1AA0-ZX01 | 1 | UN | 1 | 3 | B | D | N | N | 85369095 | 1 | 4047621072180 | 12 | G | 9.76 | 9.76 | CP20 | CP20 | LED module with integrated LED 24 V AC/DC, green, screw-type terminal, for floor mounting, Z = minimum order quantity 1 or a multiple thereof |  | 0 | 0
3SU1401-2BB40-1AA0-Z | X90 | 3SU1401-2BB40-1AA0-ZX90 | 1 | UN | 1 | 5 | B | D | N | N | 85369095 | 50 | 4047621032139 | 0.01 | KG | 8.87 | 8.87 | CP20 | CP20 | LED module with integrated LED 24 V AC/DC, green, screw terminal, for floor mounting, Z=50-unit packaging | - | 0 | 0
3SU1401-2BB40-1AA0-Z | Y19 | 3SU1401-2BB40-1AA0-ZY19 | 1 | UN | 1 | 10 | C | D | N | N | 85369095 | 1 |  | 12 | G | 9.79 | 9.79 | CP20 | CP20 | LED module with integrated LED 24 V AC/DC, green, screw terminal, for floor mounting Customer-specific selection with SIRIUS ACT configurator (CIN) | - | 0 | 0
3SU1401-2BB40-1AA1 |  | 3SU1401-2BB40-1AA1 | 1 | UN | 1 | 8 | C | D | N | N | 85369095 | 1 | 4011209944305 | 0.009 | KG | 33.06 | 33.06 | CP20 | CP20 | LED module with integrated LED 24 V AC/DC, green, screw terminal, for floor mounting, ATEX | - | 0 | 9
3SU1401-2BB40-1AA1-Z | X90 | 3SU1401-2BB40-1AA1-ZX90 | 1 | UN | 1 | 5 | B | D | N | N | 85369095 | 50 |  | 0.009 | KG | 33.06 | 33.06 | CP20 | CP20 | LED module with integrated LED 24 V AC/DC, green, screw terminal, for floor mounting, ATEX Z=50-unit packaging | - | 0 | 9
3SU1401-2BB40-1AA2 |  | 3SU1401-2BB40-1AA2 | 1 | UN | 1 | 3 | B | D | N | N | 85369095 | 1 | 4047621057514 | 8 | G | 21.38 | 21.38 | CP20 | CP20 | LED module with integrated LED 24 V AC/DC, green, screw terminal, for floor mounting, ATEX Zone 1-2 intrinsic safety | - | 0 | 0
3SU1401-2BB40-1AA2-Z | X90 | 3SU1401-2BB40-1AA2-ZX90 | 1 | UN | 1 | 3 | B | D | EAR99 | N | 85369095 | 150 |  | 0.01 | KG | 21.38 | 21.38 | CP20 | CP20 | LED module with integrated LED 24 V AC/DC, green, screw terminal, for floor mounting, ATEX Zone 1-2: Intrinsic safety, Z=150-unit packaging | - | 0 | 9
3SU1401-2BB40-1AA2-Z | Y19 | 3SU1401-2BB40-1AA2-ZY19 | 1 | UN | 1 | 3 | B | D | EAR99 | N | 85369095 | 1 |  | 0.01 | KG | 22.33 | 22.33 | CP20 | CP20 | LED module with integrated LED 24 V AC/DC, green, screw terminal, for floor mounting, ATEX Zone 1-2 intrinsic safety with laser labeling, inscription or symbol, Customer-specific selection with SIRIUS ACT configurator (CIN) | - | 0 | 9
3SU1401-2BB40-3AA0 |  | 3SU1401-2BB40-3AA0 | 1 | UN | 1 | 1 | A | D | N | N | 85369095 | 5 | 4011209943049 | 12 | G | 9.22 | 9.22 | CP20 | CP20 | LED module with integrated LED 24 V AC/DC, green, spring-type terminal, for floor mounting, Minimum order quantity 5 or a multiple thereof | - | 0 | 0
3SU1401-2BB40-3AA0-Z | X01 | 3SU1401-2BB40-3AA0-ZX01 | 1 | UN | 1 | 1 | A | D | N | N | 85369095 | 1 | 4047621072302 | 12 | G | 10.14 | 10.14 | CP20 | CP20 | LED module with integrated LED 24 V AC/DC, green, spring-type terminal, for floor mounting, Z = minimum order quantity 1 or a multiple thereof |  | 0 | 0
3SU1401-2BB40-3AA0-Z | X90 | 3SU1401-2BB40-3AA0-ZX90 | 1 | UN | 1 | 5 | B | D | N | N | 85369095 | 50 | 4047621030326 | 0.007 | KG | 9.22 | 9.22 | CP20 | CP20 | LED module with integrated LED 24 V AC/DC, green, spring-type terminal, for floor mounting, Z=50-unit packaging | - | 0 | 0
3SU1401-2BB40-3AA0-Z | Y19 | 3SU1401-2BB40-3AA0-ZY19 | 1 | UN | 1 | 10 | C | D | N | N | 85369095 | 1 |  | 12 | G | 10.17 | 10.17 | CP20 | CP20 | LED module with integrated LED 24 V AC/DC, green, spring-type terminal, for floor mounting Customer-specific selection with SIRIUS ACT configurator (CIN) | - | 0 | 0
3SU1401-2BB40-3AA2 |  | 3SU1401-2BB40-3AA2 | 1 | UN | 1 | 3 | B | D | N | N | 85369095 | 1 | 4047621057644 | 8 | G | 23.94 | 23.94 | CP20 | CP20 | LED module With integrated LED 24 V AC/DC, green, spring-type terminal, for floor mounting, ATEX Zone 1-2: Intrinsic safety | - | 0 | 0
3SU1401-2BB40-3AA2-Z | X90 | 3SU1401-2BB40-3AA2-ZX90 | 1 | UN | 1 | 3 | B | D | EAR99 | N | 85369095 | 150 |  | 0.008 | KG | 23.94 | 23.94 | CP20 | CP20 | LED module with integrated LED 24 V AC/DC, green, spring-type terminal, for floor mounting, ATEX Zone 1-2: Intrinsic safety, Z=150-unit packaging | - | 0 | 9
3SU1401-2BB40-3AA2-Z | Y19 | 3SU1401-2BB40-3AA2-ZY19 | 1 | UN | 1 | 3 | B | D | EAR99 | N | 85369095 | 1 |  | 0.008 | KG | 24.89 | 24.89 | CP20 | CP20 | LED module with integrated LED 24 V AC/DC, green, spring-type terminal, for floor mounting, ATEX Zone 1-2 intrinsic safety with laser labeling, inscription or symbol, Customer-specific selection with SIRIUS ACT configurator (CIN) | - | 0 | 9
3SU1401-2BB50-1AA0 |  | 3SU1401-2BB50-1AA0 | 1 | UN | 1 | 1 | A | D | N | N | 85369095 | 5 | 4011209943193 | 12 | G | 8.87 | 8.87 | CP20 | CP20 | LED module with integrated LED 24 V AC/DC, blue, screw-type terminal, for floor mounting, Minimum order quantity 5 or a multiple thereof | - | 0 | 0
3SU1401-2BB50-1AA0-Z | X01 | 3SU1401-2BB50-1AA0-ZX01 | 1 | UN | 1 | 1 | A | D | N | N | 85369095 | 1 | 4047621072197 | 12 | G | 9.76 | 9.76 | CP20 | CP20 | LED module with integrated LED 24 V AC/DC, blue, screw-type terminal, for floor mounting, Z = minimum order quantity 1 or a multiple thereof |  | 0 | 0
3SU1401-2BB50-1AA0-Z | X90 | 3SU1401-2BB50-1AA0-ZX90 | 1 | UN | 1 | 5 | B | D | N | N | 85369095 | 50 | 4047621032122 | 0.008 | KG | 8.87 | 8.87 | CP20 | CP20 | LED module with integrated LED 24 V AC/DC, blue, screw terminal, for floor mounting, Z=50-unit packaging | - | 0 | 0
3SU1401-2BB50-1AA0-Z | Y19 | 3SU1401-2BB50-1AA0-ZY19 | 1 | UN | 1 | 10 | C | D | N | N | 85369095 | 1 |  | 12 | G | 9.79 | 9.79 | CP20 | CP20 | LED module with integrated LED 24 V AC/DC, blue, screw terminal, for floor mounting Customer-specific selection with SIRIUS ACT configurator (CIN) | - | 0 | 0
3SU1401-2BB50-1AA1 |  | 3SU1401-2BB50-1AA1 | 1 | UN | 1 | 8 | C | D | N | N | 85369095 | 1 | 4011209944312 | 0.009 | KG | 33.06 | 33.06 | CP20 | CP20 | LED module with integrated LED 24 V AC/DC, blue, screw terminal, for floor mounting, ATEX | - | 0 | 9
3SU1401-2BB50-1AA1-Z | X90 | 3SU1401-2BB50-1AA1-ZX90 | 1 | UN | 1 | 5 | B | D | N | N | 85369095 | 50 |  | 0.009 | KG | 33.06 | 33.06 | CP20 | CP20 | LED module with integrated LED 24 V AC/DC, blue, screw terminal, for floor mounting, ATEX Z=50-unit packaging | - | 0 | 9
3SU1401-2BB50-1AA2 |  | 3SU1401-2BB50-1AA2 | 1 | UN | 1 | 3 | B | D | N | N | 85369095 | 1 | 4047621057521 | 8 | G | 21.38 | 21.38 | CP20 | CP20 | LED module With integrated LED 24 V AC/DC, blue, screw terminal, for floor mounting, ATEX Zone 1-2: Intrinsic safety | - | 0 | 0
3SU1401-2BB50-1AA2-Z | X90 | 3SU1401-2BB50-1AA2-ZX90 | 1 | UN | 1 | 3 | B | D | EAR99 | N | 85369095 | 150 |  | 0.01 | KG | 21.38 | 21.38 | CP20 | CP20 | LED module with integrated LED 24 V AC/DC, blue, screw terminal, for floor mounting, ATEX Zone 1-2: Intrinsic safety, Z=150-unit packaging | - | 0 | 9
3SU1401-2BB50-1AA2-Z | Y19 | 3SU1401-2BB50-1AA2-ZY19 | 1 | UN | 1 | 3 | B | D | EAR99 | N | 85369095 | 1 |  | 0.01 | KG | 22.33 | 22.33 | CP20 | CP20 | LED module with integrated LED 24 V AC/DC, blue, screw terminal, for floor mounting, ATEX Zone 1-2 intrinsic safety with laser labeling, inscription or symbol, Customer-specific selection with SIRIUS ACT configurator (CIN) | - | 0 | 9
3SU1401-2BB50-3AA0 |  | 3SU1401-2BB50-3AA0 | 1 | UN | 1 | 1 | A | D | N | N | 85369095 | 5 | 4011209943032 | 12 | G | 9.22 | 9.22 | CP20 | CP20 | LED module with integrated LED 24 V AC/DC, blue, spring-type terminal, for floor mounting, Minimum order quantity 5 or a multiple thereof | - | 0 | 0
3SU1401-2BB50-3AA0-Z | X01 | 3SU1401-2BB50-3AA0-ZX01 | 1 | UN | 1 | 1 | A | D | N | N | 85369095 | 1 | 4047621072319 | 12 | G | 10.14 | 10.14 | CP20 | CP20 | LED module with integrated LED 24 V AC/DC, blue, spring-type terminal, for floor mounting, Z = minimum order quantity 1 or a multiple thereof |  | 0 | 0
3SU1401-2BB50-3AA0-Z | X90 | 3SU1401-2BB50-3AA0-ZX90 | 1 | UN | 1 | 5 | B | D | N | N | 85369095 | 50 | 4047621030333 | 0.007 | KG | 9.22 | 9.22 | CP20 | CP20 | LED module with integrated LED 24 V AC/DC, blue, spring-type terminal, for floor mounting, Z=50-unit packaging | - | 0 | 0
3SU1401-2BB50-3AA0-Z | Y19 | 3SU1401-2BB50-3AA0-ZY19 | 1 | UN | 1 | 10 | C | D | N | N | 85369095 | 1 |  | 12 | G | 10.17 | 10.17 | CP20 | CP20 | LED module with integrated LED 24 V AC/DC, blue, spring-type terminal, for floor mounting Customer-specific selection with SIRIUS ACT configurator (CIN) | - | 0 | 0
3SU1401-2BB50-3AA2 |  | 3SU1401-2BB50-3AA2 | 1 | UN | 1 | 3 | B | D | N | N | 85369095 | 1 | 4047621057651 | 8 | G | 23.94 | 23.94 | CP20 | CP20 | LED module With integrated LED 24 V AC/DC, blue, spring-type terminal, for floor mounting, ATEX Zone 1-2: Intrinsic safety | - | 0 | 0
3SU1401-2BB50-3AA2-Z | X90 | 3SU1401-2BB50-3AA2-ZX90 | 1 | UN | 1 | 3 | B | D | EAR99 | N | 85369095 | 150 |  | 0.008 | KG | 23.94 | 23.94 | CP20 | CP20 | LED module with integrated LED 24 V AC/DC, blue, spring-type terminal, for floor mounting, ATEX Zone 1-2: Intrinsic safety, Z=150-unit packaging | - | 0 | 9
3SU1401-2BB50-3AA2-Z | Y19 | 3SU1401-2BB50-3AA2-ZY19 | 1 | UN | 1 | 3 | B | D | EAR99 | N | 85369095 | 1 |  | 0.008 | KG | 24.89 | 24.89 | CP20 | CP20 | LED module with integrated LED 24 V AC/DC, blue, spring-type terminal, for floor mounting, ATEX Zone 1-2 intrinsic safety with laser labeling, inscription or symbol, Customer-specific selection with SIRIUS ACT configurator (CIN) | - | 0 | 9
3SU1401-2BB60-1AA0 |  | 3SU1401-2BB60-1AA0 | 1 | UN | 1 | 3 | B | D | N | N | 85369095 | 5 | 4011209943209 | 12 | G | 8.87 | 8.87 | CP20 | CP20 | LED module with integrated LED 24 V AC/DC, white, screw-type terminal, for floor mounting, Minimum order quantity 5 or a multiple thereof | - | 0 | 0
3SU1401-2BB60-1AA0-Z | X01 | 3SU1401-2BB60-1AA0-ZX01 | 1 | UN | 1 | 3 | B | D | N | N | 85369095 | 1 | 4047621072203 | 12 | G | 9.76 | 9.76 | CP20 | CP20 | LED module with integrated LED 24 V AC/DC, white, screw-type terminal, for floor mounting, Z = minimum order quantity 1 or a multiple thereof |  | 0 | 0
3SU1401-2BB60-1AA0-Z | X90 | 3SU1401-2BB60-1AA0-ZX90 | 1 | UN | 1 | 5 | B | D | N | N | 85369095 | 50 | 4047621032115 | 0.009 | KG | 8.87 | 8.87 | CP20 | CP20 | LED module with integrated LED 24 V AC/DC, white, screw terminal, for floor mounting, Z=50-unit packaging | - | 0 | 0
3SU1401-2BB60-1AA0-Z | Y19 | 3SU1401-2BB60-1AA0-ZY19 | 1 | UN | 1 | 10 | C | D | N | N | 85369095 | 1 |  | 12 | G | 9.79 | 9.79 | CP20 | CP20 | LED module with integrated LED 24 V AC/DC, white, screw terminal, for floor mounting Customer-specific selection with SIRIUS ACT configurator (CIN) | - | 0 | 0
3SU1401-2BB60-1AA1 |  | 3SU1401-2BB60-1AA1 | 1 | UN | 1 | 8 | C | D | N | N | 85369095 | 1 | 4011209944329 | 0.009 | KG | 33.06 | 33.06 | CP20 | CP20 | LED module with integrated LED 24 V AC/DC, white, screw terminal, for floor mounting, ATEX | - | 0 | 9
3SU1401-2BB60-1AA1-Z | X90 | 3SU1401-2BB60-1AA1-ZX90 | 1 | UN | 1 | 5 | B | D | N | N | 85369095 | 50 |  | 0.009 | KG | 33.06 | 33.06 | CP20 | CP20 | LED module with integrated LED 24 V AC/DC, white, screw terminal, for floor mounting, ATEX Z=50-unit packaging | - | 0 | 9
3SU1401-2BB60-1AA2 |  | 3SU1401-2BB60-1AA2 | 1 | UN | 1 | 3 | B | D | N | N | 85369095 | 1 | 4047621057538 | 8 | G | 21.38 | 21.38 | CP20 | CP20 | LED module with integrated LED 24 V AC/DC, white, screw terminal, for floor mounting, ATEX Zone 1-2 intrinsic safety | - | 0 | 0
3SU1401-2BB60-1AA2-Z | X90 | 3SU1401-2BB60-1AA2-ZX90 | 1 | UN | 1 | 3 | B | D | EAR99 | N | 85369095 | 150 |  | 0.01 | KG | 21.38 | 21.38 | CP20 | CP20 | LED module with integrated LED 24 V AC/DC, white, screw terminal, for floor mounting, ATEX Zone 1-2: Intrinsic safety, Z=150-unit packaging | - | 0 | 9
3SU1401-2BB60-1AA2-Z | Y19 | 3SU1401-2BB60-1AA2-ZY19 | 1 | UN | 1 | 3 | B | D | EAR99 | N | 85369095 | 1 |  | 0.01 | KG | 22.33 | 22.33 | CP20 | CP20 | LED module with integrated LED 24 V AC/DC, white, screw terminal, for floor mounting, ATEX Zone 1-2 intrinsic safety with laser labeling, inscription or symbol, Customer-specific selection with SIRIUS ACT configurator (CIN) | - | 0 | 9
3SU1401-2BB60-3AA0 |  | 3SU1401-2BB60-3AA0 | 1 | UN | 1 | 1 | A | D | N | N | 85369095 | 5 | 4011209943025 | 12 | G | 9.22 | 9.22 | CP20 | CP20 | LED module with integrated LED 24 V AC/DC, white, spring-type terminal, for floor mounting, Minimum order quantity 5 or a multiple thereof | - | 0 | 0
3SU1401-2BB60-3AA0-Z | X01 | 3SU1401-2BB60-3AA0-ZX01 | 1 | UN | 1 | 1 | A | D | N | N | 85369095 | 1 | 4047621072326 | 12 | G | 10.14 | 10.14 | CP20 | CP20 | LED module with integrated LED 24 V AC/DC, white, spring-type terminal, for floor mounting, Z = minimum order quantity 1 or a multiple thereof |  | 0 | 0
3SU1401-2BB60-3AA0-Z | X90 | 3SU1401-2BB60-3AA0-ZX90 | 1 | UN | 1 | 5 | B | D | N | N | 85369095 | 50 | 4047621030340 | 0.008 | KG | 9.22 | 9.22 | CP20 | CP20 | LED module with integrated LED 24 V AC/DC, white, spring-type terminal, for floor mounting, Z=50-unit packaging | - | 0 | 0
3SU1401-2BB60-3AA0-Z | Y19 | 3SU1401-2BB60-3AA0-ZY19 | 1 | UN | 1 | 10 | C | D | N | N | 85369095 | 1 |  | 12 | G | 10.17 | 10.17 | CP20 | CP20 | LED module with integrated LED 24 V AC/DC, white, spring-type terminal, for floor mounting Customer-specific selection with SIRIUS ACT configurator (CIN) | - | 0 | 0
3SU1401-2BB60-3AA2 |  | 3SU1401-2BB60-3AA2 | 1 | UN | 1 | 3 | B | D | N | N | 85369095 | 1 | 4047621057668 | 8 | G | 23.94 | 23.94 | CP20 | CP20 | LED module With integrated LED 24 V AC/DC, white, spring-type terminal, for floor mounting, ATEX Zone 1-2: Intrinsic safety | - | 0 | 0
3SU1401-2BB60-3AA2-Z | X90 | 3SU1401-2BB60-3AA2-ZX90 | 1 | UN | 1 | 3 | B | D | EAR99 | N | 85369095 | 150 |  | 0.008 | KG | 23.94 | 23.94 | CP20 | CP20 | LED module with integrated LED 24 V AC/DC, white, spring-type terminal, for floor mounting, ATEX Zone 1-2: Intrinsic safety, Z=150-unit packaging | - | 0 | 9
3SU1401-2BB60-3AA2-Z | Y19 | 3SU1401-2BB60-3AA2-ZY19 | 1 | UN | 1 | 3 | B | D | EAR99 | N | 85369095 | 1 |  | 0.008 | KG | 24.89 | 24.89 | CP20 | CP20 | LED module with integrated LED 24 V AC/DC, white, spring-type terminal, for floor mounting, ATEX Zone 1-2 intrinsic safety with laser labeling, inscription or symbol, Customer-specific selection with SIRIUS ACT configurator (CIN) | - | 0 | 9
3SU1401-2BC00-1AA0 |  | 3SU1401-2BC00-1AA0 | 1 | UN | 1 | 5 | B | D | N | N | 85369095 | 1 | 4011209944060 | 8 | G | 16.25 | 16.25 | CP20 | CP20 | LED module with integrated LED 110 V AC, amber, screw terminal, for floor mounting | - | 0 | 0
3SU1401-2BC00-1AA0-Z | X90 | 3SU1401-2BC00-1AA0-ZX90 | 1 | UN | 1 | 5 | B | D | N | N | 85369095 | 50 |  | 0.013 | KG | 16.25 | 16.25 | CP20 | CP20 | LED module with integrated LED 110 V AC, amber, screw terminal, for floor mounting, Z=50-unit packaging | - | 0 | 0
3SU1401-2BC00-1AA0-Z | Y19 | 3SU1401-2BC00-1AA0-ZY19 | 1 | UN | 1 | 10 | C | D | N | N | 85369095 | 1 |  | 0.01 | KG | 17.2 | 17.2 | CP20 | CP20 | LED module with integrated LED 110 V AC, amber, screw terminal, for floor mounting Customer-specific selection with SIRIUS ACT configurator (CIN) | - | 0 | 0
3SU1401-2BC00-3AA0 |  | 3SU1401-2BC00-3AA0 | 1 | UN | 1 | 5 | B | D | N | N | 85369095 | 1 | 4011209944077 | 0.01 | KG | 15.87 | 15.87 | CP20 | CP20 | LED module with integrated LED 110 V AC, amber, spring-type terminal, for floor mounting | - | 0 | 0
3SU1401-2BC00-3AA0-Z | X90 | 3SU1401-2BC00-3AA0-ZX90 | 1 | UN | 1 | 5 | B | D | N | N | 85369095 | 50 |  | 0.01 | KG | 15.87 | 15.87 | CP20 | CP20 | LED module with integrated LED 110 V AC, amber, spring-type terminal, for floor mounting, Z=50-unit packaging | - | 0 | 0
3SU1401-2BC00-3AA0-Z | Y19 | 3SU1401-2BC00-3AA0-ZY19 | 1 | UN | 1 | 10 | C | D | N | N | 85369095 | 1 |  | 0.01 | KG | 16.82 | 16.82 | CP20 | CP20 | LED module with integrated LED 110 V AC, amber, spring-type terminal, for floor mounting Customer-specific selection with SIRIUS ACT configurator (CIN) | - | 0 | 0
3SU1401-2BC20-1AA0 |  | 3SU1401-2BC20-1AA0 | 1 | UN | 1 | 1 | A | D | N | N | 85369095 | 1 | 4011209943322 | 8 | G | 16.25 | 16.25 | CP20 | CP20 | LED module with integrated LED 110 V AC, red, screw terminal, for floor mounting | - | 0 | 0
3SU1401-2BC20-1AA0-Z | X90 | 3SU1401-2BC20-1AA0-ZX90 | 1 | UN | 1 | 5 | B | D | N | N | 85369095 | 50 |  | 0.01 | KG | 16.25 | 16.25 | CP20 | CP20 | LED module with integrated LED 110 V AC, red, screw terminal, for floor mounting, Z=50-unit packaging | - | 0 | 0
3SU1401-2BC20-1AA0-Z | Y19 | 3SU1401-2BC20-1AA0-ZY19 | 1 | UN | 1 | 10 | C | D | N | N | 85369095 | 1 |  | 8 | G | 17.2 | 17.2 | CP20 | CP20 | LED module with integrated LED 110 V AC, red, screw terminal, for floor mounting Customer-specific selection with SIRIUS ACT configurator (CIN) | - | 0 | 0
3SU1401-2BC20-3AA0 |  | 3SU1401-2BC20-3AA0 | 1 | UN | 1 | 1 | A | D | N | N | 85369095 | 1 | 4011209943377 | 0.01 | KG | 15.87 | 15.87 | CP20 | CP20 | LED module with integrated LED 110 V AC, red, spring-type terminal, for floor mounting | - | 0 | 0
3SU1401-2BC20-3AA0-Z | X90 | 3SU1401-2BC20-3AA0-ZX90 | 1 | UN | 1 | 5 | B | D | N | N | 85369095 | 50 |  | 0.01 | KG | 15.87 | 15.87 | CP20 | CP20 | LED module with integrated LED 110 V AC, red, spring-type terminal, for floor mounting, Z=50-unit packaging | - | 0 | 0
3SU1401-2BC20-3AA0-Z | Y19 | 3SU1401-2BC20-3AA0-ZY19 | 1 | UN | 1 | 10 | C | D | N | N | 85369095 | 1 |  | 0.01 | KG | 16.82 | 16.82 | CP20 | CP20 | LED module with integrated LED 110 V AC, red, spring-type terminal, for floor mounting Customer-specific selection with SIRIUS ACT configurator (CIN) | - | 0 | 0
3SU1401-2BC30-1AA0 |  | 3SU1401-2BC30-1AA0 | 1 | UN | 1 | 5 | B | D | N | N | 85369095 | 1 | 4011209943315 | 8 | G | 16.25 | 16.25 | CP20 | CP20 | LED module with integrated LED 110 V AC, yellow, screw terminal, for floor mounting | - | 0 | 0
3SU1401-2BC30-1AA0-Z | X90 | 3SU1401-2BC30-1AA0-ZX90 | 1 | UN | 1 | 5 | B | D | N | N | 85369095 | 50 |  | 0.01 | KG | 16.25 | 16.25 | CP20 | CP20 | LED module with integrated LED 110 V AC, yellow, screw terminal, for floor mounting, Z=50-unit packaging | - | 0 | 0
3SU1401-2BC30-1AA0-Z | Y19 | 3SU1401-2BC30-1AA0-ZY19 | 1 | UN | 1 | 10 | C | D | N | N | 85369095 | 1 |  | 0.01 | KG | 17.2 | 17.2 | CP20 | CP20 | LED module with integrated LED 110 V AC, yellow, screw terminal, for floor mounting Customer-specific selection with SIRIUS ACT configurator (CIN) | - | 0 | 0
3SU1401-2BC30-3AA0 |  | 3SU1401-2BC30-3AA0 | 1 | UN | 1 | 5 | B | D | N | N | 85369095 | 1 | 4011209943360 | 8 | G | 15.87 | 15.87 | CP20 | CP20 | LED module with integrated LED 110 V AC, yellow, spring-type terminal, for floor mounting | - | 0 | 0
3SU1401-2BC30-3AA0-Z | X90 | 3SU1401-2BC30-3AA0-ZX90 | 1 | UN | 1 | 5 | B | D | N | N | 85369095 | 50 |  | 0.001 | KG | 15.87 | 15.87 | CP20 | CP20 | LED module with integrated LED 110 V AC, yellow, spring-type terminal, for floor mounting, Z=50-unit packaging | - | 0 | 0
3SU1401-2BC30-3AA0-Z | Y19 | 3SU1401-2BC30-3AA0-ZY19 | 1 | UN | 1 | 10 | C | D | N | N | 85369095 | 1 |  | 8 | G | 16.82 | 16.82 | CP20 | CP20 | LED module with integrated LED 110 V AC, yellow, spring-type terminal, for floor mounting Customer-specific selection with SIRIUS ACT configurator (CIN) | - | 0 | 0
3SU1401-2BC40-1AA0 |  | 3SU1401-2BC40-1AA0 | 1 | UN | 1 | 1 | A | D | N | N | 85369095 | 1 | 4011209943339 | 8 | G | 16.25 | 16.25 | CP20 | CP20 | LED module with integrated LED 110 V AC, green, screw terminal, for floor mounting | - | 0 | 0
3SU1401-2BC40-1AA0-Z | X90 | 3SU1401-2BC40-1AA0-ZX90 | 1 | UN | 1 | 5 | B | D | N | N | 85369095 | 50 |  | 0.01 | KG | 16.25 | 16.25 | CP20 | CP20 | LED module with integrated LED 110 V AC, green, screw terminal, for floor mounting, Z=50-unit packaging | - | 0 | 0
3SU1401-2BC40-1AA0-Z | Y19 | 3SU1401-2BC40-1AA0-ZY19 | 1 | UN | 1 | 10 | C | D | N | N | 85369095 | 1 |  | 8 | G | 17.2 | 17.2 | CP20 | CP20 | LED module with integrated LED 110 V AC, green, screw terminal, for floor mounting Customer-specific selection with SIRIUS ACT configurator (CIN) | - | 0 | 0
3SU1401-2BC40-3AA0 |  | 3SU1401-2BC40-3AA0 | 1 | UN | 1 | 1 | A | D | N | N | 85369095 | 1 | 4011209943384 | 0.01 | KG | 15.87 | 15.87 | CP20 | CP20 | LED module with integrated LED 110 V AC, green, spring-type terminal, for floor mounting | - | 0 | 0
3SU1401-2BC40-3AA0-Z | X90 | 3SU1401-2BC40-3AA0-ZX90 | 1 | UN | 1 | 5 | B | D | N | N | 85369095 | 50 |  | 0.001 | KG | 15.87 | 15.87 | CP20 | CP20 | LED module with integrated LED 110 V AC, green, spring-type terminal, for floor mounting, Z=50-unit packaging | - | 0 | 0
3SU1401-2BC40-3AA0-Z | Y19 | 3SU1401-2BC40-3AA0-ZY19 | 1 | UN | 1 | 10 | C | D | N | N | 85369095 | 1 |  | 0.01 | KG | 16.82 | 16.82 | CP20 | CP20 | LED module with integrated LED 110 V AC, green, spring-type terminal, for floor mounting Customer-specific selection with SIRIUS ACT configurator (CIN) | - | 0 | 0
3SU1401-2BC50-1AA0 |  | 3SU1401-2BC50-1AA0 | 1 | UN | 1 | 1 | A | D | N | N | 85369095 | 1 | 4011209943346 | 8 | G | 16.25 | 16.25 | CP20 | CP20 | LED module with integrated LED 110 V AC, blue, screw terminal, for floor mounting | - | 0 | 0
3SU1401-2BC50-1AA0-Z | X90 | 3SU1401-2BC50-1AA0-ZX90 | 1 | UN | 1 | 5 | B | D | N | N | 85369095 | 50 |  | 0.01 | KG | 16.25 | 16.25 | CP20 | CP20 | LED module with integrated LED 110 V AC, blue, screw terminal, for floor mounting, Z=50-unit packaging | - | 0 | 0
3SU1401-2BC50-1AA0-Z | Y19 | 3SU1401-2BC50-1AA0-ZY19 | 1 | UN | 1 | 10 | C | D | N | N | 85369095 | 1 |  | 8 | G | 17.2 | 17.2 | CP20 | CP20 | LED module with integrated LED 110 V AC, blue, screw terminal, for floor mounting Customer-specific selection with SIRIUS ACT configurator (CIN) | - | 0 | 0
3SU1401-2BC50-3AA0 |  | 3SU1401-2BC50-3AA0 | 1 | UN | 1 | 1 | A | D | N | N | 85369095 | 1 | 4011209943391 | 8 | G | 15.87 | 15.87 | CP20 | CP20 | LED module with integrated LED 110 V AC, blue, spring-type terminal, for floor mounting | - | 0 | 0
3SU1401-2BC50-3AA0-Z | X90 | 3SU1401-2BC50-3AA0-ZX90 | 1 | UN | 1 | 5 | B | D | N | N | 85369095 | 50 |  | 0.001 | KG | 15.87 | 15.87 | CP20 | CP20 | LED module with integrated LED 110 V AC, blue, spring-type terminal, for floor mounting, Z=50-unit packaging | - | 0 | 0
3SU1401-2BC50-3AA0-Z | Y19 | 3SU1401-2BC50-3AA0-ZY19 | 1 | UN | 1 | 10 | C | D | N | N | 85369095 | 1 |  | 0.011 | KG | 16.82 | 16.82 | CP20 | CP20 | LED module with integrated LED 110 V AC, blue, spring-type terminal, for floor mounting Customer-specific selection with SIRIUS ACT configurator (CIN) | - | 0 | 0
3SU1401-2BC60-1AA0 |  | 3SU1401-2BC60-1AA0 | 1 | UN | 1 | 1 | A | D | N | N | 85369095 | 1 | 4011209943353 | 8 | G | 16.25 | 16.25 | CP20 | CP20 | LED module with integrated LED 110 V AC, white, screw terminal, for floor mounting | - | 0 | 0
3SU1401-2BC60-1AA0-Z | X90 | 3SU1401-2BC60-1AA0-ZX90 | 1 | UN | 1 | 5 | B | D | N | N | 85369095 | 50 |  | 0.012 | KG | 16.25 | 16.25 | CP20 | CP20 | LED module with integrated LED 110 V AC, white, screw terminal, for floor mounting, Z=50-unit packaging | - | 0 | 0
3SU1401-2BC60-1AA0-Z | Y19 | 3SU1401-2BC60-1AA0-ZY19 | 1 | UN | 1 | 10 | C | D | N | N | 85369095 | 1 |  | 0.011 | KG | 17.2 | 17.2 | CP20 | CP20 | LED module with integrated LED 110 V AC, white, screw terminal, for floor mounting Customer-specific selection with SIRIUS ACT configurator (CIN) | - | 0 | 0
3SU1401-2BC60-3AA0 |  | 3SU1401-2BC60-3AA0 | 1 | UN | 1 | 1 | A | D | N | N | 85369095 | 1 | 4011209943407 | 8 | G | 15.87 | 15.87 | CP20 | CP20 | LED module with integrated LED 110 V AC, white, spring-type terminal, for floor mounting | - | 0 | 0
3SU1401-2BC60-3AA0-Z | X90 | 3SU1401-2BC60-3AA0-ZX90 | 1 | UN | 1 | 5 | B | D | N | N | 85369095 | 50 |  | 0.001 | KG | 15.87 | 15.87 | CP20 | CP20 | LED module with integrated LED 110 V AC, white, spring-type terminal, for floor mounting, Z=50-unit packaging | - | 0 | 0
3SU1401-2BC60-3AA0-Z | Y19 | 3SU1401-2BC60-3AA0-ZY19 | 1 | UN | 1 | 10 | C | D | N | N | 85369095 | 1 |  | 0.01 | KG | 16.82 | 16.82 | CP20 | CP20 | LED module with integrated LED 110 V AC, white, spring-type terminal, for floor mounting Customer-specific selection with SIRIUS ACT configurator (CIN) | - | 0 | 0
3SU1401-2BF00-1AA0 |  | 3SU1401-2BF00-1AA0 | 1 | UN | 1 | 5 | B | D | N | N | 85369095 | 1 | 4011209944084 | 8 | G | 16.25 | 16.25 | CP20 | CP20 | LED module with integrated LED 230 V AC, amber, screw terminal, for floor mounting | - | 0 | 0
3SU1401-2BF00-1AA0-Z | X90 | 3SU1401-2BF00-1AA0-ZX90 | 1 | UN | 1 | 5 | B | D | N | N | 85369095 | 50 |  | 0.01 | KG | 16.25 | 16.25 | CP20 | CP20 | LED module with integrated LED 230 V AC, amber, screw terminal, for floor mounting, Z=50-unit packaging | - | 0 | 0
3SU1401-2BF00-1AA0-Z | Y19 | 3SU1401-2BF00-1AA0-ZY19 | 1 | UN | 1 | 10 | C | D | N | N | 85369095 | 1 |  | 8 | G | 17.2 | 17.2 | CP20 | CP20 | LED module with integrated LED 230 V AC, amber, screw terminal, for floor mounting Customer-specific selection with SIRIUS ACT configurator (CIN) | - | 0 | 0
3SU1401-2BF00-3AA0 |  | 3SU1401-2BF00-3AA0 | 1 | UN | 1 | 5 | B | D | N | N | 85369095 | 1 | 4011209944091 | 8 | G | 15.87 | 15.87 | CP20 | CP20 | LED module with integrated LED 230 V AC, amber, spring-type terminal, for floor mounting | - | 0 | 0
3SU1401-2BF00-3AA0-Z | X90 | 3SU1401-2BF00-3AA0-ZX90 | 1 | UN | 1 | 5 | B | D | N | N | 85369095 | 50 |  | 0.01 | KG | 15.87 | 15.87 | CP20 | CP20 | LED module with integrated LED 230 V AC, amber, spring-type terminal, for floor mounting, Z=50-unit packaging | - | 0 | 0
3SU1401-2BF00-3AA0-Z | Y19 | 3SU1401-2BF00-3AA0-ZY19 | 1 | UN | 1 | 10 | C | D | N | N | 85369095 | 1 |  | 0.01 | KG | 16.82 | 16.82 | CP20 | CP20 | LED module with integrated LED 230 V AC, amber, spring-type terminal, for floor mounting Customer-specific selection with SIRIUS ACT configurator (CIN) | - | 0 | 0
3SU1401-2BF20-1AA0 |  | 3SU1401-2BF20-1AA0 | 1 | UN | 1 | 1 | A | D | N | N | 85369095 | 1 | 4011209943940 | 8 | G | 16.25 | 16.25 | CP20 | CP20 | LED module with integrated LED 230 V AC, red, screw terminal, for floor mounting | - | 0 | 0
3SU1401-2BF20-1AA0-Z | X90 | 3SU1401-2BF20-1AA0-ZX90 | 1 | UN | 1 | 5 | B | D | N | N | 85369095 | 50 |  | 0.01 | KG | 16.25 | 16.25 | CP20 | CP20 | LED module with integrated LED 230 V AC, red, screw terminal, for floor mounting, Z=50-unit packaging | - | 0 | 0
3SU1401-2BF20-1AA0-Z | Y19 | 3SU1401-2BF20-1AA0-ZY19 | 1 | UN | 1 | 10 | C | D | N | N | 85369095 | 1 |  | 8 | G | 17.2 | 17.2 | CP20 | CP20 | LED module with integrated LED 230 V AC, red, screw terminal, for floor mounting Customer-specific selection with SIRIUS ACT configurator (CIN) | - | 0 | 0
3SU1401-2BF20-3AA0 |  | 3SU1401-2BF20-3AA0 | 1 | UN | 1 | 1 | A | D | N | N | 85369095 | 1 | 4011209943995 | 8 | G | 15.87 | 15.87 | CP20 | CP20 | LED module with integrated LED 230 V AC, red, spring-type terminal, for floor mounting | - | 0 | 0
3SU1401-2BF20-3AA0-Z | X90 | 3SU1401-2BF20-3AA0-ZX90 | 1 | UN | 1 | 5 | B | D | N | N | 85369095 | 50 |  | 0.01 | KG | 15.87 | 15.87 | CP20 | CP20 | LED module with integrated LED 230 V AC, red, spring-type terminal, for floor mounting, Z=50-unit packaging | - | 0 | 0
3SU1401-2BF20-3AA0-Z | Y19 | 3SU1401-2BF20-3AA0-ZY19 | 1 | UN | 1 | 10 | C | D | N | N | 85369095 | 1 |  | 0.01 | KG | 16.82 | 16.82 | CP20 | CP20 | LED module with integrated LED 230 V AC, red, spring-type terminal, for floor mounting Customer-specific selection with SIRIUS ACT configurator (CIN) | - | 0 | 0
3SU1401-2BF30-1AA0 |  | 3SU1401-2BF30-1AA0 | 1 | UN | 1 | 5 | B | D | N | N | 85369095 | 1 | 4011209943933 | 8 | G | 16.25 | 16.25 | CP20 | CP20 | LED module with integrated LED 230 V AC, yellow, screw terminal, for floor mounting | - | 0 | 0
3SU1401-2BF30-1AA0-Z | X90 | 3SU1401-2BF30-1AA0-ZX90 | 1 | UN | 1 | 5 | B | D | N | N | 85369095 | 50 |  | 0.012 | KG | 16.25 | 16.25 | CP20 | CP20 | LED module with integrated LED 230 V AC, yellow, screw terminal, for floor mounting, Z=50-unit packaging | - | 0 | 0
3SU1401-2BF30-1AA0-Z | Y19 | 3SU1401-2BF30-1AA0-ZY19 | 1 | UN | 1 | 10 | C | D | N | N | 85369095 | 1 |  | 8 | G | 17.2 | 17.2 | CP20 | CP20 | LED module with integrated LED 230 V AC, yellow, screw terminal, for floor mounting Customer-specific selection with SIRIUS ACT configurator (CIN) | - | 0 | 0
3SU1401-2BF30-3AA0 |  | 3SU1401-2BF30-3AA0 | 1 | UN | 1 | 5 | B | D | N | N | 85369095 | 1 | 4011209943988 | 8 | G | 15.87 | 15.87 | CP20 | CP20 | LED module with integrated LED 230 V AC, yellow, spring-type terminal, for floor mounting | - | 0 | 0
3SU1401-2BF30-3AA0-Z | X90 | 3SU1401-2BF30-3AA0-ZX90 | 1 | UN | 1 | 5 | B | D | N | N | 85369095 | 50 |  | 0.013 | KG | 15.87 | 15.87 | CP20 | CP20 | LED module with integrated LED 230 V AC, yellow, spring-type terminal, for floor mounting, Z=50-unit packaging | - | 0 | 0
3SU1401-2BF30-3AA0-Z | Y19 | 3SU1401-2BF30-3AA0-ZY19 | 1 | UN | 1 | 10 | C | D | N | N | 85369095 | 1 |  | 0.01 | KG | 16.82 | 16.82 | CP20 | CP20 | LED module with integrated LED 230 V AC, yellow, spring-type terminal, for floor mounting Customer-specific selection with SIRIUS ACT configurator (CIN) | - | 0 | 0
3SU1401-2BF40-1AA0 |  | 3SU1401-2BF40-1AA0 | 1 | UN | 1 | 1 | A | D | N | N | 85369095 | 1 | 4011209943957 | 12 | G | 16.25 | 16.25 | CP20 | CP20 | LED module with integrated LED 230 V AC, green, screw terminal, for floor mounting | - | 0 | 0
3SU1401-2BF40-1AA0-Z | X90 | 3SU1401-2BF40-1AA0-ZX90 | 1 | UN | 1 | 5 | B | D | N | N | 85369095 | 50 |  | 0.01 | KG | 16.25 | 16.25 | CP20 | CP20 | LED module with integrated LED 230 V AC, green, screw terminal, for floor mounting, Z=50-unit packaging | - | 0 | 0
3SU1401-2BF40-1AA0-Z | Y19 | 3SU1401-2BF40-1AA0-ZY19 | 1 | UN | 1 | 10 | C | D | N | N | 85369095 | 1 |  | 12 | G | 17.2 | 17.2 | CP20 | CP20 | LED module with integrated LED 230 V AC, green, screw terminal, for floor mounting Customer-specific selection with SIRIUS ACT configurator (CIN) | - | 0 | 0
3SU1401-2BF40-3AA0 |  | 3SU1401-2BF40-3AA0 | 1 | UN | 1 | 1 | A | D | N | N | 85369095 | 1 | 4011209944008 | 8 | G | 15.87 | 15.87 | CP20 | CP20 | LED module with integrated LED 230 V AC, green, spring-type terminal, for floor mounting | - | 0 | 0
3SU1401-2BF40-3AA0-Z | X90 | 3SU1401-2BF40-3AA0-ZX90 | 1 | UN | 1 | 5 | B | D | N | N | 85369095 | 50 |  | 0.009 | KG | 15.87 | 15.87 | CP20 | CP20 | LED module with integrated LED 230 V AC, green, spring-type terminal, for floor mounting, Z=50-unit packaging | - | 0 | 0
3SU1401-2BF40-3AA0-Z | Y19 | 3SU1401-2BF40-3AA0-ZY19 | 1 | UN | 1 | 10 | C | D | N | N | 85369095 | 1 |  | 0.009 | KG | 16.82 | 16.82 | CP20 | CP20 | LED module with integrated LED 230 V AC, green, spring-type terminal, for floor mounting Customer-specific selection with SIRIUS ACT configurator (CIN) | - | 0 | 0
3SU1401-2BF50-1AA0 |  | 3SU1401-2BF50-1AA0 | 1 | UN | 1 | 1 | A | D | N | N | 85369095 | 1 | 4011209943964 | 8 | G | 16.25 | 16.25 | CP20 | CP20 | LED module with integrated LED 230 V AC, blue, screw terminal, for floor mounting | - | 0 | 0
3SU1401-2BF50-1AA0-Z | X90 | 3SU1401-2BF50-1AA0-ZX90 | 1 | UN | 1 | 5 | B | D | N | N | 85369095 | 50 |  | 0.01 | KG | 16.25 | 16.25 | CP20 | CP20 | LED module with integrated LED 230 V AC, blue, screw terminal, for floor mounting, Z=50-unit packaging | - | 0 | 0
3SU1401-2BF50-1AA0-Z | Y19 | 3SU1401-2BF50-1AA0-ZY19 | 1 | UN | 1 | 10 | C | D | N | N | 85369095 | 1 |  | 0.01 | KG | 17.2 | 17.2 | CP20 | CP20 | LED module with integrated LED 230 V AC, blue, screw terminal, for floor mounting Customer-specific selection with SIRIUS ACT configurator (CIN) | - | 0 | 0
3SU1401-2BF50-3AA0 |  | 3SU1401-2BF50-3AA0 | 1 | UN | 1 | 1 | A | D | N | N | 85369095 | 1 | 4011209944015 | 8 | G | 15.87 | 15.87 | CP20 | CP20 | LED module with integrated LED 230 V AC, blue, spring-type terminal, for floor mounting | - | 0 | 0
3SU1401-2BF50-3AA0-Z | X90 | 3SU1401-2BF50-3AA0-ZX90 | 1 | UN | 1 | 5 | B | D | N | N | 85369095 | 50 |  | 0.01 | KG | 15.87 | 15.87 | CP20 | CP20 | LED module with integrated LED 230 V AC, blue, spring-type terminal, for floor mounting, Z=50-unit packaging | - | 0 | 0
3SU1401-2BF50-3AA0-Z | Y19 | 3SU1401-2BF50-3AA0-ZY19 | 1 | UN | 1 | 10 | C | D | N | N | 85369095 | 1 |  | 0.01 | KG | 16.82 | 16.82 | CP20 | CP20 | LED module with integrated LED 230 V AC, blue, spring-type terminal, for floor mounting Customer-specific selection with SIRIUS ACT configurator (CIN) | - | 0 | 0
3SU1401-2BF60-1AA0 |  | 3SU1401-2BF60-1AA0 | 1 | UN | 1 | 1 | A | D | N | N | 85369095 | 1 | 4011209943971 | 12 | G | 16.25 | 16.25 | CP20 | CP20 | LED module with integrated LED 230 V AC, white, screw terminal, for floor mounting | - | 0 | 0
3SU1401-2BF60-1AA0-Z | X90 | 3SU1401-2BF60-1AA0-ZX90 | 1 | UN | 1 | 5 | B | D | N | N | 85369095 | 50 |  | 0.011 | KG | 16.25 | 16.25 | CP20 | CP20 | LED module with integrated LED 230 V AC, white, screw terminal, for floor mounting, Z=50-unit packaging | - | 0 | 0
3SU1401-2BF60-1AA0-Z | Y19 | 3SU1401-2BF60-1AA0-ZY19 | 1 | UN | 1 | 10 | C | D | N | N | 85369095 | 1 |  | 12 | G | 17.2 | 17.2 | CP20 | CP20 | LED module with integrated LED 230 V AC, white, screw terminal, for floor mounting Customer-specific selection with SIRIUS ACT configurator (CIN) | - | 0 | 0
3SU1401-2BF60-3AA0 |  | 3SU1401-2BF60-3AA0 | 1 | UN | 1 | 1 | A | D | N | N | 85369095 | 1 | 4011209944022 | 12 | G | 15.87 | 15.87 | CP20 | CP20 | LED module with integrated LED 230 V AC, white, spring-type terminal, for floor mounting | - | 0 | 0
3SU1401-2BF60-3AA0-Z | X90 | 3SU1401-2BF60-3AA0-ZX90 | 1 | UN | 1 | 5 | B | D | N | N | 85369095 | 50 |  | 0.01 | KG | 15.87 | 15.87 | CP20 | CP20 | LED module with integrated LED 230 V AC, white, spring-type terminal, for floor mounting, Z=50-unit packaging | - | 0 | 0
3SU1401-2BF60-3AA0-Z | Y19 | 3SU1401-2BF60-3AA0-ZY19 | 1 | UN | 1 | 10 | C | D | N | N | 85369095 | 1 |  | 12 | G | 16.82 | 16.82 | CP20 | CP20 | LED module with integrated LED 230 V AC, white, spring-type terminal, for floor mounting Customer-specific selection with SIRIUS ACT configurator (CIN) | - | 0 | 0
3SU1401-2BG00-1AA0 |  | 3SU1401-2BG00-1AA0 | 1 | UN | 1 | 3 | B | D | N | N | 85369095 | 1 | 4011209944145 | 0.01 | KG | 9.88 | 9.88 | CP20 | CP20 | LED module with integrated LED 6-24V AC/DC amber, screw terminal, for floor mounting | - | 0 | 0
3SU1401-2BG00-1AA0-Z | X90 | 3SU1401-2BG00-1AA0-ZX90 | 1 | UN | 1 | 5 | B | D | N | N | 85369095 | 50 |  | 0.01 | KG | 9.88 | 9.88 | CP20 | CP20 | LED module with integrated LED 6-24 V AC/DC, amber, screw terminal, for floor mounting, Z=50-unit packaging | - | 0 | 0
3SU1401-2BG00-1AA0-Z | Y19 | 3SU1401-2BG00-1AA0-ZY19 | 1 | UN | 1 | 10 | C | D | N | N | 85369095 | 1 |  | 0.01 | KG | 10.83 | 10.83 | CP20 | CP20 | LED module with integrated LED 6-24V AC/DC amber, screw terminal, for floor mounting Customer-specific selection with SIRIUS ACT configurator (CIN) | - | 0 | 0
3SU1401-2BG00-3AA0 |  | 3SU1401-2BG00-3AA0 | 1 | UN | 1 | 5 | B | D | N | N | 85369095 | 1 | 4011209944152 | 8 | G | 10.45 | 10.45 | CP20 | CP20 | LED module with integrated LED 6-24V AC/DC amber, spring-type terminal, for floor mounting | - | 0 | 0
3SU1401-2BG00-3AA0-Z | X90 | 3SU1401-2BG00-3AA0-ZX90 | 1 | UN | 1 | 5 | B | D | N | N | 85369095 | 50 |  | 0.009 | KG | 10.45 | 10.45 | CP20 | CP20 | LED module with integrated LED 6-24 V AC/DC, amber, spring-type terminal, for floor mounting, Z=50-unit packaging | - | 0 | 0
3SU1401-2BG00-3AA0-Z | Y19 | 3SU1401-2BG00-3AA0-ZY19 | 1 | UN | 1 | 10 | C | D | N | N | 85369095 | 1 |  | 8 | G | 11.4 | 11.4 | CP20 | CP20 | LED module with integrated LED 6-24V AC/DC amber, spring-type terminal, for floor mounting Customer-specific selection with SIRIUS ACT configurator (CIN) | - | 0 | 0
3SU1401-2BG20-1AA0 |  | 3SU1401-2BG20-1AA0 | 1 | UN | 1 | 1 | A | D | N | N | 85369095 | 1 | 4011209946224 | 8 | G | 9.88 | 9.88 | CP20 | CP20 | LED module with integrated LED 6-24V AC/DC red, screw terminal, for floor mounting | - | 0 | 0
3SU1401-2BG20-1AA0-Z | X90 | 3SU1401-2BG20-1AA0-ZX90 | 1 | UN | 1 | 5 | B | D | N | N | 85369095 | 50 | 4047621055848 | 0.008 | KG | 9.88 | 9.88 | CP20 | CP20 | LED module with integrated LED 6-24 V AC/DC, red, screw terminal, for floor mounting, Z=50-unit packaging | - | 0 | 0
3SU1401-2BG20-1AA0-Z | Y19 | 3SU1401-2BG20-1AA0-ZY19 | 1 | UN | 1 | 10 | C | D | N | N | 85369095 | 1 |  | 8 | G | 10.83 | 10.83 | CP20 | CP20 | LED module with integrated LED 6-24V AC/DC red, screw terminal, for floor mounting Customer-specific selection with SIRIUS ACT configurator (CIN) | - | 0 | 0
3SU1401-2BG20-3AA0 |  | 3SU1401-2BG20-3AA0 | 1 | UN | 1 | 1 | A | D | N | N | 85369095 | 1 | 4011209938465 | 8 | G | 10.45 | 10.45 | CP20 | CP20 | LED module with integrated LED 6-24V AC/DC red, spring-type terminal, for floor mounting | - | 0 | 0
3SU1401-2BG20-3AA0-Z | X90 | 3SU1401-2BG20-3AA0-ZX90 | 1 | UN | 1 | 5 | B | D | N | N | 85369095 | 50 |  | 0.011 | KG | 10.45 | 10.45 | CP20 | CP20 | LED module with integrated LED 6-24 V AC/DC, red, spring-type terminal, for floor mounting, Z=50-unit packaging | - | 0 | 0
3SU1401-2BG20-3AA0-Z | Y19 | 3SU1401-2BG20-3AA0-ZY19 | 1 | UN | 1 | 10 | C | D | N | N | 85369095 | 1 |  | 8 | G | 11.4 | 11.4 | CP20 | CP20 | LED module with integrated LED 6-24V AC/DC red, spring-type terminal, for floor mounting Customer-specific selection with SIRIUS ACT configurator (CIN) | - | 0 | 0
3SU1401-2BG30-1AA0 |  | 3SU1401-2BG30-1AA0 | 1 | UN | 1 | 5 | B | D | N | N | 85369095 | 1 | 4011209946231 | 8 | G | 9.88 | 9.88 | CP20 | CP20 | LED module with integrated LED 6-24V AC/DC yellow, screw terminal, for floor mounting | - | 0 | 0
3SU1401-2BG30-1AA0-Z | X90 | 3SU1401-2BG30-1AA0-ZX90 | 1 | UN | 1 | 5 | B | D | N | N | 85369095 | 50 |  | 0.01 | KG | 9.88 | 9.88 | CP20 | CP20 | LED module with integrated LED 6-24 V AC/DC, yellow, screw terminal, for floor mounting, Z=50-unit packaging | - | 0 | 0
3SU1401-2BG30-1AA0-Z | Y19 | 3SU1401-2BG30-1AA0-ZY19 | 1 | UN | 1 | 10 | C | D | N | N | 85369095 | 1 |  | 8 | G | 10.83 | 10.83 | CP20 | CP20 | LED module with integrated LED 6-24V AC/DC yellow, screw terminal, for floor mounting Customer-specific selection with SIRIUS ACT configurator (CIN) | - | 0 | 0
3SU1401-2BG30-3AA0 |  | 3SU1401-2BG30-3AA0 | 1 | UN | 1 | 5 | B | D | N | N | 85369095 | 1 | 4011209938472 | 8 | G | 10.45 | 10.45 | CP20 | CP20 | LED module with integrated LED 6-24V AC/DC yellow, spring-type terminal, for floor mounting | - | 0 | 0
3SU1401-2BG30-3AA0-Z | X90 | 3SU1401-2BG30-3AA0-ZX90 | 1 | UN | 1 | 5 | B | D | N | N | 85369095 | 50 |  | 0.01 | KG | 10.45 | 10.45 | CP20 | CP20 | LED module with integrated LED 6-24 V AC/DC, yellow, spring-type terminal, for floor mounting, Z=50-unit packaging | - | 0 | 0
3SU1401-2BG30-3AA0-Z | Y19 | 3SU1401-2BG30-3AA0-ZY19 | 1 | UN | 1 | 10 | C | D | N | N | 85369095 | 1 |  | 0.01 | KG | 11.4 | 11.4 | CP20 | CP20 | LED module with integrated LED 6-24V AC/DC yellow, spring-type terminal, for floor mounting Customer-specific selection with SIRIUS ACT configurator (CIN) | - | 0 | 0
3SU1401-2BG40-1AA0 |  | 3SU1401-2BG40-1AA0 | 1 | UN | 1 | 1 | A | D | N | N | 85369095 | 1 | 4011209946248 | 8 | G | 9.88 | 9.88 | CP20 | CP20 | LED module with integrated LED 6-24V AC/DC green, screw terminal, for floor mounting | - | 0 | 0
3SU1401-2BG40-1AA0-Z | X90 | 3SU1401-2BG40-1AA0-ZX90 | 1 | UN | 1 | 5 | B | D | N | N | 85369095 | 50 |  | 0.01 | KG | 9.88 | 9.88 | CP20 | CP20 | LED module with integrated LED 6-24 V AC/DC, green, screw terminal, for floor mounting, Z=50-unit packaging | - | 0 | 0
3SU1401-2BG40-1AA0-Z | Y19 | 3SU1401-2BG40-1AA0-ZY19 | 1 | UN | 1 | 10 | C | D | N | N | 85369095 | 1 |  | 8 | G | 10.83 | 10.83 | CP20 | CP20 | LED module with integrated LED 6-24V AC/DC green, screw terminal, for floor mounting Customer-specific selection with SIRIUS ACT configurator (CIN) | - | 0 | 0
3SU1401-2BG40-3AA0 |  | 3SU1401-2BG40-3AA0 | 1 | UN | 1 | 1 | A | D | N | N | 85369095 | 1 | 4011209938526 | 8 | G | 10.45 | 10.45 | CP20 | CP20 | LED module with integrated LED 6-24V AC/DC green, spring-type terminal, for floor mounting | - | 0 | 0
3SU1401-2BG40-3AA0-Z | X90 | 3SU1401-2BG40-3AA0-ZX90 | 1 | UN | 1 | 5 | B | D | N | N | 85369095 | 50 |  | 0.009 | KG | 10.45 | 10.45 | CP20 | CP20 | LED module with integrated LED 6-24 V AC/DC, green, spring-type terminal, for floor mounting, Z=50-unit packaging | - | 0 | 0
3SU1401-2BG40-3AA0-Z | Y19 | 3SU1401-2BG40-3AA0-ZY19 | 1 | UN | 1 | 10 | C | D | N | N | 85369095 | 1 |  | 8 | G | 11.4 | 11.4 | CP20 | CP20 | LED module with integrated LED 6-24V AC/DC green, spring-type terminal, for floor mounting Customer-specific selection with SIRIUS ACT configurator (CIN) | - | 0 | 0
3SU1401-2BG50-1AA0 |  | 3SU1401-2BG50-1AA0 | 1 | UN | 1 | 1 | A | D | N | N | 85369095 | 1 | 4011209938380 | 8 | G | 9.88 | 9.88 | CP20 | CP20 | LED module with integrated LED 6-24V AC/DC blue, screw terminal, for floor mounting | - | 0 | 0